1,2-Hydrazinedisulfonic acid, 1-(4-nitrophenyl)-, potassium salt (1:2) | 332825 | 91301
1H-Indole, 2-phenyl-, potassium salt (1:1) | 332809 | 91302
[1,1'-Biphenyl]-4-ol, 3-(2-phenyldiazenyl)-, sodium salt (1:1) | 332783 | 91303
Acetamide, N-(4,4-dicyano-1,3-butadien-1-yl)-N-(3-methylphenyl)- | 332759 | 91304
Naphtho[1,2-d]thiazole, 8,9-dihydro-2-methyl-, hydrobromide (1:1) | 332726 | 91305
Butanoic acid, 3-[2-(4-nitrophenyl)hydrazinylidene]-, ethyl ester | 332700 | 91306
Benzenesulfonic acid, 5-chloro-4-ethyl-2-[2-(2-hydroxy-1-naphthalenyl)diazenyl]-, sodium salt (1:1) | 332684 | 91307
Acetamide, N-[5-(ethylamino)-2-[2-[5-(ethylthio)-1,3,4-thiadiazol-2-yl]diazenyl]-4-methylphenyl]- | 332668 | 91308
Acetamide, N-[3-[(2,3-dihydroxypropyl)ethylamino]phenyl]- | 332643 | 91309
Acetamide, N-[2-[2-(3-chloro-4-nitrophenyl)diazenyl]-5-[[2-(2,5-dioxo-1-pyrrolidinyl)ethyl]ethylamino]phenyl]- | 332627 | 91310
Ethanol, 2-[[2-methyl-4-[2-(4-nitrophenyl)diazenyl]phenyl]amino]- | 332502 | 91311
Propanenitrile, 3-[ethyl[4-[2-[6-(methylsulfonyl)-2-benzothiazolyl]diazenyl]phenyl]amino]- | 332486 | 91312
9,10-Anthracenedione, 1,4-bis[(2-methoxyethyl)amino]- | 332460 | 91313
1,4-Benzenediol, bis(1-methyltridecyl)- | 332411 | 91314
Phosphoric acid, [2-(2-chloroethoxy)-5-(hydroxymethyl)-2-oxido-1,3,2-dioxaphosphorinan-5-yl]methyl bis(2-chloroethyl) ester | 332387 | 91315
Phosphoric acid, bis(2-chloroethyl) (1-oxido-2,6,7-trioxa-1-phosphabicyclo[2.2.2]oct-4-yl)methyl ester | 332361 | 91316
Phenol, 4-methyl-2,6-dinonyl- | 332346 | 91317
2,7-Naphthalenedisulfonic acid, 3-hydroxy-4-[2-(2-hydroxy-4-sulfo-1-naphthalenyl)diazenyl]-, sodium salt (1:3) | 332296 | 91318
Glycine, N,N'-1,2-cyclohexanediylbis[N-(carboxymethyl)-, magnesium sodium salt (1:1:2) | 332270 | 91319
1,3,5-Triazine, 2,4,6-tri-2-pyridinyl-, perchlorate (1:1) | 332247 | 91320
Propanoic acid, 3-[2-(4,5-dihydro-2-nonyl-1H-imidazol-1-yl)ethoxy]- | 332221 | 91321
1-Pyrenebutanoic acid, .gamma.-oxo-, sodium salt (1:1) | 332197 | 91322
2-Benzothiazolamine, 6-bromo-, hydrobromide (1:1) | 332171 | 91323
Quinoline, 2-iodo-, hydriodide (1:1) | 332148 | 91324
Imidodisulfuric acid, N-methoxy-, sodium salt (1:2) | 332106 | 91325
Disulfoxide, dihexyl | 332080 | 91326
1H-Benz[e]indolium, 2-[6-(acetylphenylamino)-1,3,5-hexatrien-1-yl]-1,1-dimethyl-3-(4-sulfobutyl)-, inner salt | 332056 | 91327
D-Glucopyranose, 1,2,3,4,6-pentakis(3-methylbutanoate) | 332023 | 91328
Benzo[f]quinoline-1-carboxylic acid, 3-(2-hydroxyphenyl)-8-sulfo-, sodium salt (1:1) | 332007 | 91329
Cyclohexanol, 4-(1-methylethyl)-, 1-propanoate | 331751 | 91330
1,3-Dioxane, 4,4,6-trimethyl-2-pentyl- | 331728 | 91331
2-Naphthalenol, 2-(2-aminobenzoate) | 331686 | 91332
Phenol, 4,4'-(1,2-ethenediyl)bis-, 1,1'-diacetate | 331645 | 91333
Silicic acid (H4SiO4), tetrakis(1,1-dimethylpentyl) ester | 331629 | 91334
Propanoic acid, 3-[tris[[2-(isooctyloxy)-2-oxoethyl]thio]stannyl]-, butyl ester | 331579 | 91335
Ethanaminium, 2,2'-oxybis[N,N,N-trimethyl-, chloride (1:2) | 140186 | 91336
Butanoic acid, 1,2,3-propanetriyl ester | 3236 | 91337
2,3-Pentanedione | 58396 | 91338
1H-Isoindol-1-one, 3,3'-[(2-chloro-1,4-phenylene)dinitrilo]bis[2,3-dihydro- | 315937 | 91339
Propanoic acid, 2-bromo-2-methyl-, ethyl ester | 58362 | 91340
Butanamide, N-(3-aminophenyl)-3-oxo-, hydrochloride (1:1) | 315903 | 91341
Methanone, (3-chloro-2-hydroxy-5-nonylphenyl)phenyl-, oxime, (1Z)- | 315879 | 91342
1H-Imidazole, 4,5-dihydro-2-(phenylmethyl)- | 684878 | 91343
1,5-Naphthalenedisulfonic acid, 2-[2-(2-hydroxy-1-naphthalenyl)diazenyl]-, sodium salt (1:2) | 315853 | 91344
D-Glucose, 6-(dihydrogen phosphate), barium salt (1:1) | 136713 | 91345
Benzenemethanamine, N-(2-chloroethyl)-N-(1-methyl-2-phenoxyethyl)- | 17000498 | 91346
L-Tyrosine, 3-hydroxy- | 3202 | 91347
Benzenesulfonic acid, 3-[2-(4-amino-5-methoxy-2-methylphenyl)diazenyl]- | 315796 | 91348
Ethene, 1,2-dichloro-1,2-difluoro- | 686014 | 91349
Hydrazinecarboxamide, 2-[(5-nitro-2-furanyl)methylene]- | 3178 | 91350
Guanidine, N,N-dimethyl-, sulfate (2:1) | 58149 | 91351
Cyclosporin A | 17005430 | 91352
Carbonic acid, lead(2+) salt (1:1) | 58123 | 91353
Acetic acid, copper(1+) salt (1:1) | 58081 | 91354
Acetamide, 2-amino- | 58057 | 91355
2-Propanone, 1-bromo- | 58024 | 91356
Arsonous dichloride, As-ethyl- | 57984 | 91357
Sulfuric acid, dipropyl ester | 57968 | 91358
Phosphoric acid, diethyl ester | 57935 | 91359
Benzamide, 2,5-dichloro- | 710251 | 91360
Phosphorothioic acid, O,O,O-triphenyl ester | 57901 | 91361
Phosphoric acid, bis([1,1'-biphenyl]-2-yl) phenyl ester | 709063 | 91362
Butanamide, 3-oxo- | 136549 | 91363
Germane, tetraethyl- | 57877 | 91364
Benzoic acid, 4-butyl-, 4'-pentyl[1,1'-biphenyl]-4-yl ester | 315333 | 91365
[1,1'-Biphenyl]-4-carboxylic acid, 4'-pentyl-, 4-pentylphenyl ester | 315317 | 91366
3H-Indolium, 2-[2-[(2,4-dimethoxyphenyl)amino]ethenyl]-1,3,3-trimethyl-, formate (1:1) | 315283 | 91367
Ethanedioic acid, monoammonium salt, monohydrate | 136507 | 91368
Carbamic acid, N,N'-1,6-hexanediylbis-, C,C'-bis[2-[2-(1-methylethyl)-3-oxazolidinyl]ethyl] ester | 315242 | 91369
.alpha.-D-Glucopyranoside, O-.alpha.-D-glucopyranosyl-(1.fwdarw.3)-.beta.-D-fructofuranosyl | 57836 | 91370
4,7-Methano-1H-indene-5-carboxaldehyde, 3a,4,5,6,7,7a-hexahydro-, (3aR,4S,5R,7S,7aR)-rel- | 315176 | 91371
Propanedioic acid, 2,2-dibutyl-, 1,3-diethyl ester | 57810 | 91372
Benzoic acid, 2-amino-4-[[(2,5-dichlorophenyl)amino]carbonyl]-, methyl ester | 315135 | 91373
Quinoline, 2,7-dichloro-4-methyl- | 315119 | 91374
2-Propanol, 1,3-bis(dimethylamino)- | 136465 | 91375
Acetamide, N-[5-(aminosulfonyl)-1,3,4-thiadiazol-2-yl]- | 3145 | 91376
Benzoic acid, 2-hydroxy-5-sulfo-, dihydrate | 710228 | 91377
1,3,4-Thiadiazole, 2,5-bis(tert-dodecyldithio)- | 315085 | 91378
Glycine, N,N'-1,2-ethanediylbis[N-(carboxymethyl)-, potassium salt (1:4) | 136440 | 91379
Benzene, 1,1',1''-(bromomethylidyne)tris- | 57794 | 91380
Benzoic acid, 2-chloro-4-nitro-, potassium salt (1:1) | 315010 | 91381
1(3H)-Isobenzofuranone, 3,3-bis(3,4-dihydroxyphenyl)- | 57778 | 91382
1,2-Oxathiolan-5-one, 2,2-dioxide | 136416 | 91383
Spiro[isobenzofuran-1(3H),9'-[9H]xanthen]-3-one, 3',6'-bis(acetyloxy)- | 57752 | 91384
1,2-Benzenedicarboxylic acid, 3-amino- | 132415 | 91385
Propanamide, 2-chloro-N,N-diethyl- | 301606 | 91386
6,10-Dodecadien-1-yn-3-ol, 3,7,11-trimethyl- | 301572 | 91387
Benzenesulfonic acid, 4-(2-bromoethyl)- | 301531 | 91388
2,4-Tetradecadienal | 301507 | 91389
Heptane, 1,1,3-triethoxy- | 301473 | 91390
Ethanone, 1-(3,6-dimethyl-2-pyrazinyl)- | 301432 | 91391
Benzoic acid, 4-(diethylamino)- | 132381 | 91392
Acetamide, N-[5-(diethylamino)-2-[2-(2-iodo-4,6-dinitrophenyl)diazenyl]-4-methoxyphenyl]- | 301408 | 91393
2,7-Naphthalenedisulfonic acid, 4-amino-3-[2-(4-aminophenyl)diazenyl]-5-hydroxy-6-(2-phenyldiazenyl)- | 301390 | 91394
Benzenesulfonamide, N-(1,3-dibromo-2-naphthalenyl)-4-methyl- | 301366 | 91395
Phenol, 2-methyl-5-nitro- | 132357 | 91396
2H-1-Benzopyran-6-ol, 3,4-dihydro-2,7,8-trimethyl-2-[(4R,8R)-4,8,12-trimethyltridecyl]-, (2R)- | 1750 | 91397
Cadmium cyanide (Cd(CN)2) | 52464 | 91398
1,2-Ethanediamine, N1-[2-(diethylamino)ethyl]-N2,N2-diethyl-N1-phenyl- | 132332 | 91399
Butane, 1-iodo- | 52431 | 91400
Benzenamine, 4,4'-[4-(2,3-dihydro-1,3,3-trimethyl-1H-indol-2-yl)-1,3-butadien-1-ylidene]bis[N,N-dimethyl- | 301309 | 91401
3H-Indolium, 2-[4,4-bis[4-(dimethylamino)phenyl]-1,3-butadien-1-yl]-1,3,3-trimethyl-, chloride (1:1) | 301283 | 91402
Benzene, (1-ethoxyethoxy)- | 132308 | 91403
Benzoyl chloride, 4-decyl- | 301242 | 91404
Formic acid, 2-methylpropyl ester | 52381 | 91405
9-Cycloheptadecen-1-one, (9Z)- | 52357 | 91406
1-Butanaminium, 3-methyl-N,N,N-tris(3-methylbutyl)-, iodide (1:1) | 132274 | 91407
1,2-Benzenedicarboxylic acid, 1-butyl ester, copper(2+) salt (2:1) | 132241 | 91408
1,1'-Biphenyl, 2,3,4,6-tetrachloro- | 739672 | 91409
[1,1':4',1''-Terphenyl]-2',5'-diol | 132225 | 91410
2H-Pyran-2-one, tetrahydro- | 1648674 | 91411
Acetamide, N-(2-hydroxy-3,5-dinitrophenyl)- | 132209 | 91412
1,4'-Bipyridinium, chloride, hydrochloride (1:1:1) | 132175 | 91413
Benzenamine, sulfate (2:1) | 52316 | 91414
1,3-Dioxolane, 4-methyl-2-nonyl- | 132126 | 91415
Butanoic acid, 3-oxo-, 1-methylethyl ester | 52274 | 91416
Boric acid (H3BO3), tris(1-methylethyl) ester | 132092 | 91417
Cyclopentadecanone, 3-methyl- | 52241 | 91418
3H-Indolium, 1,2,3,3-tetramethyl-, iodide (1:1) | 132068 | 91419
Benzenesulfonyl fluoride, 3-[[[5-hydroxy-8-[2-[2-(methylsulfonyl)-4-nitrophenyl]diazenyl]-1-naphthalenyl]amino]sulfonyl]- | 301044 | 91420
2-Naphthalenecarboxamide, 4-[[(4-aminophenyl)sulfonyl]amino]-N-[4-[2,4-bis(1,1-dimethylpropyl)phenoxy]butyl]-1-hydroxy- | 301010 | 91421
2-Naphthalenecarboxamide, 4-[[(3-aminophenyl)sulfonyl]amino]-N-[4-[2,4-bis(1,1-dimethylpropyl)phenoxy]butyl]-1-hydroxy- | 300996 | 91422
Propanedinitrile, 2-(1-ethoxyethylidene)- | 132043 | 91423
Benzene, 1,3-dichloro- | 52217 | 91424
Butanedioic acid, 2-(octen-1-yl)-, sodium salt (1:2) | 300962 | 91425
Thiazole, 2,4-dimethyl- | 52175 | 91426
2,5-Cyclohexadien-1-one, 2,6-dibromo-4-[(4-hydroxyphenyl)imino]-, sodium salt (1:1) | 132001 | 91427
2-Butenoic acid, 3-methyl- | 52142 | 91428
Carbonochloridic acid, ethyl ester | 52118 | 91429
1-Hexanol, trimethyl-, 1-formate | 300913 | 91430
5-Pyrimidinamine, 4,6-dichloro- | 131987 | 91431
Butane, 1-iodo-3-methyl- | 52076 | 91432
Ethanol, 2-[[2-[bis(phenylmethyl)amino]ethyl](phenylmethyl)amino]- | 300871 | 91433
1-Propanone, 1-[2-methyl-5-(1-methylethyl)-2-cyclohexen-1-yl]- | 259291 | 91434
Benzenesulfonic acid, 5-[[2-nitro-4-[(phenylamino)sulfonyl]phenyl]amino]-2-(phenylamino)-, sodium salt (1:1) | 1649458 | 91435
Phenoxazin-5-ium, 7-[(2-cyanoethyl)ethylamino]-3-(ethylmethylamino)-2-methyl-, (T-4)-tetrachlorozincate(2-) (2:1) | 259234 | 91436
2-Anthracenesulfonic acid, 4,4'-[methylenebis(4,1-phenyleneimino)]bis[1-amino-9,10-dihydro-9,10-dioxo- | 259218 | 91437
1,3-Benzenedicarboxylic acid, 5-(3-sulfopropoxy)-, 1,3-dimethyl ester, sodium salt (1:1) | 259192 | 91438
Benzene, 1-[(diiodomethyl)sulfonyl]-3-methyl- | 259150 | 91439
1-Nonanol, 4,4,8,8-tetramethyl- | 259101 | 91440
Oxirane, 2-(bromomethyl)- | 112094 | 91441
1,2,4-Triazin-3(2H)-one, 5-amino-2-.beta.-D-ribofuranosyl- | 17003948 | 91442
1,1'-Biphenyl, (phenylmethyl)- | 259051 | 91443
Hexanedioic acid, 1,6-bis(7-oxabicyclo[4.1.0]hept-3-ylmethyl) ester | 112052 | 91444
1,10-Phenanthroline, 4-methyl- | 259002 | 91445
1,3-Benzenedicarboxylic acid, dibutyl ester | 709865 | 91446
1,2,4,5-Benzenetetracarboxylic acid, 1,2,4,5-tetrakis(2-ethylhexyl) ester | 112011 | 91447
Benzene, 1,1'-oxybis-, hexachloro deriv. | 711663 | 91448
2,7-Naphthalenedisulfonic acid, 4-amino-5-hydroxy-3-[2-(4-nitrophenyl)diazenyl]-6-(2-phenyldiazenyl)- | 111989 | 91449
2-Propenoic acid, 2-methoxyethyl ester | 111963 | 91450
1-Naphthaleneacetic acid, 2-(acetyloxy)decahydro-2,5,5,8a-tetramethyl-, (1R,2R,4aS,8aS)- | 258657 | 91451
Benzothiazolium, 3-ethyl-, iodide (1:1) | 111930 | 91452
2-Naphthalenol, 1-[2-(2,4-dimethylphenyl)diazenyl]- | 111914 | 91453
1-Butanamine, 1,1,2,2,3,3,4,4,4-nonafluoro-N,N-bis(1,1,2,2,3,3,4,4,4-nonafluorobutyl)- | 42036 | 91454
Benzamide, 3-[[2-[2,4-bis(1,1-dimethylpropyl)phenoxy]acetyl]amino]-N-[4,5-dihydro-5-oxo-1-(2,4,6-trichlorophenyl)-1H-pyrazol-3-yl]- | 258590 | 91455
1,3-Dioxolane, 2-(3,7-dimethyl-2,6-octadien-1-yl)- | 258574 | 91456
2(3H)-Furanone, 3-chlorodihydro- | 258517 | 91457
Benzaldehyde, dichloro- | 258483 | 91458
Phosphoric acid, dioctyl ester | 111880 | 91459
D-gluco-Heptonic acid, sodium salt (1:1), (2.xi.)- | 258434 | 91460
1-Butanaminium, N,N,N-tributyl-, iodide (1:1) | 42010 | 91461
Octanoic acid, 2,2,3,3,4,4,5,5,6,6,7,7,8,8,8-pentadecafluoro-, ethyl ester | 111856 | 91462
Cyclohexanesulfonic acid, 1,2,2,3,3,4,4,5,5,6,6-undecafluoro-, potassium salt (1:1) | 111831 | 91463
1,2-Benzenedicarboxylic acid, monoisodecyl ester | 711648 | 91464
Oxirane, 2-[[4-(1,1-dimethylethyl)phenoxy]methyl]- | 111799 | 91465
1-Naphthalenesulfonic acid, 6-diazo-5,6-dihydro-5-oxo-, 1,1'-(4-benzoyl-1,3-phenylene) ester | 257964 | 91466
Benzeneacetic acid, 2-(6,6-dimethylbicyclo[3.1.1]hept-2-en-2-yl)ethyl ester | 257915 | 91467
1,4-Benzenedicarboxylic acid, 1,4-dimethyl ester, polymer with 1,4-butanediol | 257865 | 91468
1-Cyclohexene-1-carboxaldehyde, 4-(1-methylethenyl)-, oxime, [C(E)]- | 257832 | 91469
Acetic acid, iron(2+) salt (2:1) | 111757 | 91470
2,4,6(1H,3H,5H)-Pyrimidinetrione, 1-methyl-5-(1-methyl-2-pentynyl)-5-(2-propenyl)-, sodium salt | 17002718 | 91471
Benzenediazonium, 4-[2-[4-[(4-diazoniophenyl)amino]phenyl]diazenyl]-2-ethoxy-5-methyl- | 257733 | 91472
Stannane, trichlorooctyl- | 111732 | 91473
2-Butenedioic acid (2Z)-, 1,4-bis[3-(trimethoxysilyl)propyl] ester | 111708 | 91474
Dodecanoic acid, ester with 1,2,3-propanetriol diacetate | 257667 | 91475
2-Propenamide, 2-methyl-N-[2-(2-oxo-1-imidazolidinyl)ethyl]- | 111674 | 91476
1,3,5-Triazine-2,4,6-triamine, N2,N2,N4,N4,N6,N6-hexakis(methoxymethyl)- | 111641 | 91477
Ethanol, 2-[2-(dodecyloxy)ethoxy]-, 1-(hydrogen sulfate), sodium salt (1:1) | 111625 | 91478
Benzamide, 3,4,5-trimethoxy- | 111575 | 91479
Phenol, bis(1,1-dimethylethyl)-4-methyl- | 232439 | 91480
Silanamine, 1-chloro-N,N-dimethyl-1,1-diphenyl- | 232397 | 91481
1,6-Naphthyridine | 40808 | 91482
2-Benzothiazolamine, 6-methyl- | 104042 | 91483
1-Propanaminium, 2-chloro-3-hydroxy-N,N,N-trimethyl-, chloride (1:1) | 232363 | 91484
Benzene, 1,1'-methylenebis[2-isocyanato- | 104018 | 91485
Benzene, (1,1-dimethylethyl)ethenyl- | 232132 | 91486
Benzene, 1,1'-(1-methylethylidene)bis[3,5-dibromo-4-(2-propen-1-yloxy)- | 232090 | 91487
Cyclopentane, 1,3-dimethyl-, (1R,3S)-rel- | 103994 | 91488
Ethane, trichloro- | 232058 | 91489
Ethane, tetrachloro- | 231951 | 91490
Benzenesulfonic acid, octyl- | 231928 | 91491
Benzene, methyldinitro- | 231894 | 91492
Phenanthrene, 2-methyl- | 103978 | 91493
2-Naphthalenesulfonic acid, 5-[2-[4-(acetylamino)-2-sulfophenyl]diazenyl]-6-amino-4-hydroxy- | 231860 | 91494
Benzenesulfonic acid, 4-[4-[2-[2,5-dimethoxy-4-[[2-(sulfooxy)ethyl]sulfonyl]phenyl]diazenyl]-4,5-dihydro-3-methyl-5-oxo-1H-pyrazol-1-yl]- | 231845 | 91495
1-Propanamine, N,N-dimethyl-3-(trimethoxysilyl)- | 103945 | 91496
Ethanol, 2,2'-(9-octadecen-1-ylimino)bis- | 231829 | 91497
Morpholine, 4-dodecyl-, 4-oxide | 103911 | 91498
Ethanone, 1-(3,3-dimethylcyclohexyl)- | 231795 | 91499
Spiro[isobenzofuran-1(3H),9'-[9H]xanthen]-3-one, 6'-(diethylamino)-2'-methyl- | 231696 | 91500
Heptanoyl chloride | 103895 | 91501
Benzamide, 2,2'-dithiobis[N-methyl- | 103861 | 91502
Hexane, 1-isocyanato- | 103838 | 91503
Benzenamine, 4-(4-morpholinyl)- | 103804 | 91504
Benzoic acid, 2,4-dihydroxy-6-methyl-, ethyl ester | 103770 | 91505
5,9,14,18-Anthrazinetetrol, 7,16-dichloro-6,15-dihydro-, 5,9,14,18-tetrakis(hydrogen sulfate), sodium salt (1:4) | 103721 | 91506
1H-Isoindole-1,3(2H)-dione, 4-amino- | 103713 | 91507
9,10-Anthracenedione, 1-amino-4-hydroxy-2-[4-[(2-oxo-1-pyrrolidinyl)methyl]phenoxy]- | 230656 | 91508
Acetic acid, butoxy- | 687749 | 91509
1-Piperidinyloxy, 4,4'-[(1,10-dioxo-1,10-decanediyl)bis(oxy)]bis[2,2,6,6-tetramethyl- | 103671 | 91510
Acetic acid, 2,2'-[(dibutylstannylene)bis(thio)]bis-, 1,1'-diisooctyl ester | 230623 | 91511
2-Butenedioic acid (2Z)-, 1,1'-(dibutylstannylene) 4,4'-diisooctyl ester | 230607 | 91512
Acetic acid, (2,4,5-trichlorophenoxy)-, isooctyl ester | 230599 | 91513
Benzene, chloromethyl- | 230565 | 91514
Phenol, trichloro- | 230524 | 91515
Pentene, 2,4,4-trimethyl- | 230490 | 91516
3H-Phenothiazin-3-one, 7-(dimethylamino)- | 103648 | 91517
Benzenesulfonic acid, dodecyl-, sodium salt (1:1) | 230425 | 91518
Phenol, dimethyl-, 1,1',1''-phosphate | 230391 | 91519
Phenol, nitro- | 230334 | 91520
2-Cyclopenten-1-one, 2,3,4,4,5,5-hexachloro- | 687723 | 91521
4,7-Methanoisobenzofuran-1,3-dione, 3a,4,7,7a-tetrahydromethyl-, (3aR,4S,7R,7aS)-rel- | 229963 | 91522
Dodecanoic acid, 1,1'-[[(1-oxododecyl)imino]di-2,1-ethanediyl] ester | 103614 | 91523
Benzenecarbothioamide, 2-amino-5-nitro- | 227983 | 91524
2,5-Pyrrolidinedione, 1-[2-[ethyl(3-methylphenyl)amino]ethyl]- | 103416 | 91525
3,6,9,12,15-Pentaoxaheptadecan-1-ol, 17-[4-(1,1,3,3-tetramethylbutyl)phenoxy]- | 103390 | 91526
2-Hexen-1-ol, 1-acetate, (2E)- | 103366 | 91527
2-Propenoic acid, 2-methyltricyclo[3.3.1.13,7]dec-2-yl ester | 17120171 | 91528
Cyclopentene, 1-[(trimethylsilyl)oxy]- | 216168 | 91529
Silane, [(1Z)-1-buten-1-yloxy]trimethyl- | 216143 | 91530
2-Propenoic acid, 2-methyl-, 3,3,4,4,5,5,6,6,7,7,8,8,9,9,10,10,10-heptadecafluorodecyl ester | 95315 | 91531
2-Benzothiazolamine, 4-chloro- | 216101 | 91532
1H-Indole-1-propanenitrile, 2-phenyl- | 216085 | 91533
Bicyclo[2.2.1]heptane, 2,2-dichloro- | 216069 | 91534
Cholest-5-en-3-ol (3.beta.)-, 3-(3-phenyl-2-propenoate) | 95281 | 91535
Benzenamine, 4,4'-methylenebis[2,6-bis(1-methylethyl)- | 216044 | 91536
Cholest-5-en-3-ol (3.beta.)-, 3-tetradecanoate | 95265 | 91537
Phenol, 4-(1-phenylethyl)- | 95240 | 91538
Silane, trimethyl(1-propen-1-yloxy)- | 216002 | 91539
2-Pentanone, 4-mercapto-4-methyl- | 215988 | 91540
1-Octadecanamine, N,N-dimethyl-, acetate (1:1) | 215947 | 91541
2-Propenoic acid, 2-methyl-, 1,1'-(2,2-dimethyl-1,3-propanediyl) ester | 95216 | 91542
Acetic acid, 2-phenoxy-, 2-hydroxyethyl ester | 95190 | 91543
Octanoic acid, sodium salt (1:1) | 95166 | 91544
Stannane, tributylfluoro- | 95125 | 91545
Urea, N-(2-methylcyclohexyl)-N'-phenyl- | 95109 | 91546
10H-Phenothiazine, 10-[(1-methyl-3-pyrrolidinyl)methyl]- | 17003708 | 91547
Benzenesulfonamide, 4-amino-N-(4,6-dimethyl-2-pyrimidinyl)-, sodium salt (1:1) | 95083 | 91548
4-Piperidinepropanol, 1-(2-hydroxyethyl)- | 215731 | 91549
Cyclohexene, 1-ethyl-2-methyl- | 215707 | 91550
2,5-Furandione, 3-(2-dodecen-1-yl)dihydro- | 215673 | 91551
Hexanoic acid, 2-ethyl-, sodium salt (1:1) | 215640 | 91552
Benzenamine, 4,4'-(1H-benzotriazol-1-ylmethylene)bis[N,N-dimethyl- | 215616 | 91553
Benzenemethanol, .alpha.,4-dimethyl-, 1-acetate | 215590 | 91554
Sulfamide, N,N'-bis(4-nitrophenyl)- | 711150 | 91555
Benzoic acid, 2-methyl-3-nitro- | 95059 | 91556
2H-Pyran, tetrahydro-2-(9-tetradecyn-1-yloxy)- | 215566 | 91557
Methanimidamide, N'-(4-chloro-2-methylphenyl)-N,N-dimethyl-, monohydrochloride | 690826 | 91558
Propanenitrile, 3-[[4-[2-(5-nitro-2-thiazolyl)diazenyl]phenyl](2-phenylethyl)amino]- | 215533 | 91559
1,3,5-Triazine-2,4,6-triamine, N2,N4,N6-triphenyl- | 95018 | 91560
2-Propenoic acid, 2-methyl-, 1,1'-[2-ethyl-2-(hydroxymethyl)-1,3-propanediyl] ester | 215509 | 91561
9,10-Anthracenedione, 1,4-bis[(1,3-dimethylbutyl)amino]- | 215467 | 91562
Benzeneacetic acid, 2,4-dichloro- | 17126848 | 91563
Calciate(2-), [[N,N'-1,2-ethanediylbis[N-[(carboxy-.kappa.O)methyl]glycinato-.kappa.N,.kappa.O]](4-)]-, calcium (1:1), (OC-6-21)- | 215418 | 91564
Benzene, 1-(chloromethyl)-4-(1,1-dimethylethyl)- | 215368 | 91565
2H-1-Benzopyran-2-one, 7-(4-methyl-5-phenyl-2H-1,2,3-triazol-2-yl)-3-phenyl- | 215335 | 91566
1-Pentyn-3-ol, 3-methyl-1-phenyl- | 94995 | 91567
Benzenemethanol, 3,4-dichloro-, methylcarbamate | 961557 | 91568
2-Propenoic acid, 2,3-dibromopropyl ester | 215301 | 91569
9,10-Anthracenedione, 1,1'-[(6-phenoxy-1,3,5-triazine-2,4-diyl)diimino]bis- | 94979 | 91570
Propanenitrile, 3-[[4-[2-(2-chloro-4-nitrophenyl)diazenyl]phenyl](2-phenylethyl)amino]- | 215269 | 91571
2-Propenal, 3-(4-methoxyphenyl)- | 94946 | 91572
Benzenesulfonic acid, 3-dodecyl-, sodium salt (1:1) | 215202 | 91573
2.lambda.5-2,2'-Spirobi[1,3,2-benzodioxaphosphole], 2-phenoxy- | 215178 | 91574
1,4-Benzenediol, 2,6-diiodo- | 94912 | 91575
Ferrate(2-), [rel-[N(S)]-N-[2-[bis[(carboxy-.kappa.O)methyl]amino-.kappa.N]ethyl]-N-[2-[(R)-[(carboxy-.kappa.O)methyl](carboxymethyl)amino-.kappa.N]ethyl]glycinato(5-)-.kappa.N,.kappa.O]-, potassium (1:2), (PB-7-13-12564)- | 215137 | 91576
Furan, 2-heptyl- | 119156 | 91577
Tetradecanoic acid, 2-sulfoethyl ester, sodium salt (1:1) | 275230 | 91578
Benzamide, N-(5,10,15,16-tetrahydro-5,10,15-trioxoanthra[2,1,9-mna]naphth[2,3-h]acridin-11-yl)- | 119107 | 91579
Dodecanoic acid, 2-[(2-sulfoacetyl)amino]ethyl ester, potassium salt (1:1) | 119099 | 91580
Acetic acid, 2-(3,3-dimethylcyclohexylidene)-, ethyl ester, (2Z)- | 275198 | 91581
2-Pyrrolidinone, 1-(1-methylethyl)- | 119065 | 91582
1-Naphthalenesulfonyl chloride, 6-diazo-5,6-dihydro-5-oxo- | 119032 | 91583
Methanone, phenyl(2,4,6-trimethoxyphenyl)- | 119016 | 91584
1,5-Pentanediol, 2,2,3,3,4,4-hexafluoro- | 44545 | 91585
Silanediamine, N,N,N',N',1,1-hexamethyl- | 118992 | 91586
Silanamine, 1,1,1-trimethyl-N-phenyl- | 118968 | 91587
1,1'-Biphenyl, 2,2',4,5,5'-pentachloro- | 692731 | 91588
Phenol, 2-(1-methylpropyl)-, 1-(N-methylcarbamate) | 118943 | 91589
Cyclohexanamine, 4-(cyclohexylmethyl)- | 274951 | 91590
2,7-Naphthalenedisulfonic acid, 4-[2-(2,4-dimethylphenyl)diazenyl]-3-hydroxy-, sodium salt (1:2) | 118901 | 91591
Benzenamine, N-[(4-butoxyphenyl)methylene]-4-propyl- | 274910 | 91592
Dodecanal, 2-methyl- | 274894 | 91593
Carbonochloridic acid, 1-naphthalenyl ester | 118877 | 91594
1,3-Benzodioxole-5-methanesulfonic acid, .alpha.-hydroxy-, sodium salt (1:1) | 274852 | 91595
1-Pentanesulfonyl fluoride, 1,1,2,2,3,3,4,4,5,5,5-undecafluoro- | 44420 | 91596
1-Butanesulfonyl fluoride, 1,1,2,2,3,3,4,4,4-nonafluoro- | 44404 | 91597
Pentanoyl fluoride, 2,2,3,3,4,4,5,5,5-nonafluoro- | 44388 | 91598
1H-Pyrrol-1-yloxy, 3-[[(2,5-dioxo-1-pyrrolidinyl)oxy]carbonyl]-2,5-dihydro-2,2,5,5-tetramethyl- | 274829 | 91599
9,10-Anthracenedione, 2-[4-(acetyloxy)phenyl]-4,8-diamino-1,5-dihydroxy- | 118836 | 91600
Benzoic acid, 4,4'-[1,2-ethanediylbis(oxy)]bis- | 118810 | 91601
2-Butenoic acid, 3-methyl-, phenylmethyl ester | 274787 | 91602
1-Butanol, 2,2,3,3,4,4,4-heptafluoro- | 44354 | 91603
Butane, 1,1,1,2,2,3,3-heptafluoro-4-iodo- | 44339 | 91604
1,3-Benzenedicarboxylic acid, 5-[[(1-hydroxy-2-naphthalenyl)carbonyl]octadecylamino]-, 1,3-dimethyl ester | 118786 | 91605
Benzenesulfonyl chloride, 3-(acetylamino)-4-methoxy- | 118752 | 91606
Acetic acid, 2-mercapto-, dodecyl ester | 118729 | 91607
2-Benzothiazolesulfenamide, N-(2-benzothiazolylthio)-N-(1,1-dimethylethyl)- | 118687 | 91608
Quinoline, 2-ethyl-4-nitro-, 1-oxide | 709931 | 91609
Benzeneacetic acid, 2-nitro- | 118653 | 91610
Ethanamine, 2,2,2-trifluoro-, hydrochloride (1:1) | 44305 | 91611
Naphtho[2,1-b]furan, dodecahydro-3a,6,6,9a-tetramethyl- | 118638 | 91612
Benzo[a]naphth[2,3-h]acridine-5,8,13(14H)-trione | 118612 | 91613
Phosphorothioic acid, S-[(1,3-dihydro-1,3-dioxo-2H-isoindol-2-yl)methyl] O,O-dimethyl ester | 17124314 | 91614
4,7-Methano-1H-indene, 1,2,3,4,5,6,7,8,8-nonachloro-2,3,3a,4,7,7a-hexahydro- | 688390 | 91615
Morpholine, 4,4'-(2-ethyl-2-nitro-1,3-propanediyl)bis-, mixt. with 4-(2-nitrobutyl)morpholine | 692699 | 91616
Hexanamide, 6-amino- | 44248 | 91617
L-Ornithine, N5-(aminocarbonyl)- | 44214 | 91618
2-Propenoic acid, 1,1'-[2-ethyl-2-(hydroxymethyl)-1,3-propanediyl] ester | 273672 | 91619
Phosphoric acid, hexyl ester, potassium salt | 273482 | 91620
Butanoic acid, 4,4,4-trifluoro-3-oxo-, ethyl ester | 44180 | 91621
2-Imidazolidinone, 4,5-dihydroxy- | 118422 | 91622
Cyclohexanol, 1-ethynyl-2-(1-methylpropyl)-, 1-acetate | 272997 | 91623
Fluorosulfuric acid, ethyl ester | 44156 | 91624
Phenol, 4-fluoro- | 44123 | 91625
Methanol, 1-butoxy- | 111542 | 91626
1-Anthracenesulfonic acid, 9,10-dihydro-9,10-dioxo-, potassium salt (1:1) | 257543 | 91627
Phosphonic acid, P-(hydroxymethyl)-, diethyl ester | 111500 | 91628
Cyclobutaneethanol, 1-methyl-2-(1-methylethenyl)-, (1R,2S)-rel- | 257527 | 91629
Undecanoic acid, 2,2,3,3,4,4,5,5,6,6,7,7,8,8,9,9,10,10,11,11-eicosafluoro-, potassium salt (1:1) | 41988 | 91630
1-Undecanol, 2,2,3,3,4,4,5,5,6,6,7,7,8,8,9,9,10,10,11,11-eicosafluoro- | 41970 | 91631
Ethanesulfonic acid, 2-(cyclohexylamino)-, sodium salt (1:1) | 111328 | 91632
Dodecanoic acid, 2,2,3,3,4,4,5,5,6,6,7,7,8,8,9,9,10,10,11,11,12,12,12-tricosafluoro- | 41947 | 91633
Pentanamide, N-[5-[[4-[2,4-bis(1,1-dimethylpropyl)phenoxy]-1-oxobutyl]amino]-2-chlorophenyl]-4,4-dimethyl-3-oxo-2-[4-[[4-(phenylmethoxy)phenyl]sulfonyl]phenoxy]- | 257261 | 91634
Oxazole, 2,2'-(1,4-phenylene)bis[4-methyl-5-phenyl- | 111302 | 91635
Silane, bis(1,1-dimethylethyl)- | 257238 | 91636
1-Octanesulfonyl fluoride, 1,1,2,2,3,3,4,4,5,5,6,6,7,7,8,8,8-heptadecafluoro- | 41921 | 91637
1-Octanol, 2,2,3,3,4,4,5,5,6,6,7,7,8,8,8-pentadecafluoro- | 41905 | 91638
Hexanedioic acid, 1,6-didodecyl ester | 111286 | 91639
Glycine, N-[2-[bis(carboxymethyl)amino]ethyl]-N-(2-hydroxyethyl)-, sodium salt (1:2) | 1714088 | 91640
Hydroperoxide, 1-phenylethyl | 111252 | 91641
Butanamide, 2-[2,4-bis(1,1-dimethylpropyl)phenoxy]-N-[4-[4,5-dihydro-5-oxo-3-(1-pyrrolidinyl)-1H-pyrazol-1-yl]phenyl]- | 257188 | 91642
3H-Pyrazol-3-one, 5-[(2-chloro-5-nitrophenyl)amino]-2,4-dihydro-2-(2,4,6-trichlorophenyl)- | 257162 | 91643
Naphthalene, 1,1,2,2,3,3,4,4,4a,5,5,6,6,7,7,8,8,8a-octadecafluorodecahydro- | 41889 | 91644
Benzenesulfonic acid, 2-amino-5-nitro-, sodium salt (1:1) | 257097 | 91645
1,2-Ethanediamine, N1-[3-(dimethoxymethylsilyl)propyl]- | 111211 | 91646
Silane, hexyltrimethoxy- | 111195 | 91647
Phenanthrene, 1,1,2,2,3,3,4,4,4a,4b,5,5,6,6,7,7,8,8,8a,9,9,10,10,10a-tetracosafluorotetradecahydro- | 41863 | 91648
Xanthylium, 3,6-bis(ethylamino)-9-[2-(methoxycarbonyl)phenyl]-2,7-dimethyl-, chloride (1:1) | 111161 | 91649
Benzene, 1-methoxy-2-[2,2,2-trichloro-1-(4-methoxyphenyl)ethyl]- | 962977 | 91650
1,4-Butanediamine, N1,N4-bis(3-aminopropyl)-, hydrochloride (1:4) | 41848 | 91651
2-Propenoic acid, 2-methyl-, 2,3-dibromopropyl ester | 17003922 | 91652
9,10-Anthracenedione, 1,5-dihydroxy-4-nitro-8-(phenylamino)- | 111120 | 91653
Thiazolium, 3-ethyl-2-[3-(3-ethyl-2-thiazolidinylidene)-1-propen-1-yl]-4,5-dihydro-, iodide (1:1) | 111104 | 91654
Methane, 1,1'-sulfonylbis[1,1,1-trichloro- | 111070 | 91655
D-glycero-D-gulo-Heptonic acid, .delta.-lactone | 111047 | 91656
Benzeneacetic acid, .alpha.-(hydroxymethyl)-, (3-endo)-8-methyl-8-azabicyclo[3.2.1]oct-3-yl ester, hydrobromide (1:1), (.alpha.S)- | 41806 | 91657
Phenol, 2,6-diiodo-4-nitro- | 41780 | 91658
1,3,5-Benzenetriamine, 2,4,6-trinitro- | 110981 | 91659
1,3,2-Dioxaphosphorinane, 5,5-dimethyl-2-phenoxy- | 110965 | 91660
Phenol, 4-(1,1-dimethylethyl)-, 1-acetate | 110940 | 91661
3,6,9,12,15-Pentaoxaheptacosan-1-ol | 110924 | 91662
Cyclohexane, tetrabromodichloro- | 256594 | 91663
Acetic acid, 2-iodo-, sodium salt (1:1) | 41756 | 91664
L-Cysteine, S-(phenylmethyl)- | 110890 | 91665
Paraformaldehyde | 256545 | 91666
Benzenesulfonic acid, 2,2'-(1,2-ethenediyl)bis[5-[2-(4-hydroxyphenyl)diazenyl]-, sodium salt (1:2) | 110858 | 91667
Phenol, 4-nonyl-, phosphite (3:1) | 110833 | 91668
Benzenebutanoic acid, 4-[bis(2-chloroethyl)amino]- | 41731 | 91669
Bicyclo[2.2.1]hept-2-ene, 5-ethenyl- | 110809 | 91670
Ethanol, 2-(butylphenylamino)- | 110775 | 91671
2-Propene-1-sulfonic acid, sodium salt (1:1) | 103333 | 91672
2-Propenoic acid, 2-methyl-, hexadecyl ester | 103309 | 91673
1,3-Naphthalenedisulfonic acid, 7-[2-(4-amino-2-methylphenyl)diazenyl]- | 103283 | 91674
Ethanaminium, N,N,N-trimethyl-2-(1-oxopropoxy)-, iodide (1:1) | 103259 | 91675
Carbamic acid, N-(hydroxymethyl)-, 2-propen-1-yl ester | 227314 | 91676
.beta.-D-Glucopyranoside, 4-nitrophenyl | 103226 | 91677
Decanamide, N,N-dipropyl- | 227280 | 91678
Benzenemethanaminium, 3,4-dichloro-N,N-dimethyl-N-tetradecyl-, chloride (1:1) | 227264 | 91679
Benzenesulfonic acid, 4-[2-(4-aminophenyl)diazenyl]-, sodium salt (1:1) | 103192 | 91680
Morpholinium, 4-[2-[(cyclohexylcarbonimidoyl)amino]ethyl]-4-methyl-, 4-methylbenzenesulfonate (1:1) | 103176 | 91681
2-Propenoic acid, 2,3-dichloropropyl ester | 227249 | 91682
9,12-Octadecadienoic acid (9Z,12Z)-, 1,1'-anhydride | 227215 | 91683
Quino[2,3-b]acridine-6,7,13,14(5H,12H)-tetrone, 2,9-dichloro- | 103143 | 91684
Benzene, 1,4-bis(dimethylsilyl)- | 103101 | 91685
2,5-Cyclohexadien-1-one, 4-[[4-(acetyloxy)phenyl]imino]-2,6-dichloro- | 227165 | 91686
Benzenesulfonamide, 4-hydroxy-3-nitro- | 227140 | 91687
Benzenesulfonic acid, 4-(2-phenyldiazenyl)- | 103077 | 91688
1,3,5-Triazine-2,4-diamine, 6,6'-dithiobis[N2,N2,N4-triethyl- | 227090 | 91689
1-Naphthalenesulfonic acid, 6-diazo-5,6-dihydro-5-oxo-, 4-benzoyl-2,3-dihydroxyphenyl ester | 103044 | 91690
Butanoic acid, 2-methyl-, 2-phenylethyl ester | 227074 | 91691
Yohimban-16-carboxylic acid, 11,17-dimethoxy-18-[[(2E)-1-oxo-3-(3,4,5-trimethoxyphenyl)-2-propenyl]oxy]-, methyl ester, (3.beta.,16.beta.,17.alpha.,18.beta.,20.alpha.)- | 17005083 | 91692
Propanol, [(1-methyl-1,2-ethanediyl)bis(oxy)]bis- | 227033 | 91693
1,3-Propanediol, 2,2-bis[[(aminocarbonyl)oxy]methyl]-, 1,3-dicarbamate | 226985 | 91694
9,10-Anthracenedione, 1-amino-2-chloro-4-hydroxy- | 103028 | 91695
1-Hexadecanaminium, N,N,N-trimethyl-, salt with 1,2-benzisothiazol-3(2H)-one 1,1-dioxide (1:1) | 103002 | 91696
Benzoic acid, 2-hydroxy-, 3-phenylpropyl ester | 226951 | 91697
Carbonimidic acid, N-cyano-, dimethyl ester | 226910 | 91698
Ethanone, 1-(2,5-dichlorophenyl)- | 102970 | 91699
9,10-Anthracenedione, 1,4,5,8-tetraamino- | 102954 | 91700
Phenol, 4-methyl-2-[2-[3-methyl-4-[2-(3-methylphenyl)diazenyl]phenyl]diazenyl]- | 102921 | 91701
Benzonitrile, 4-[(E)-[(4-ethoxyphenyl)methylene]amino]- | 226894 | 91702
Tetrasiloxane, 1,7-dichloro-1,1,3,3,5,5,7,7-octamethyl- | 102897 | 91703
Nonane, 1-chloro- | 102871 | 91704
2-Buten-1-one, 1-(2,6,6-trimethyl-2-cyclohexen-1-yl)-, (2E)- | 226860 | 91705
Pyrrolo[3,4-c]pyrrole-1,4-dione, 2,5-dihydro-3,6-bis[4-(octadecylthio)phenyl]- | 17007493 | 91706
Benzenesulfonic acid, 4-[4,5-dihydro-4-[3-[5-hydroxy-3-methyl-1-(4-sulfophenyl)-1H-pyrazol-4-yl]-2-propen-1-ylidene]-3-methyl-5-oxo-1H-pyrazol-1-yl]- | 1649318 | 91707
2-Butenoic acid, 3-methyl-, 4-methylphenyl ester | 226829 | 91708
1-Propanamine, 3,3'-(1,1,3,3-tetramethyl-1,3-disiloxanediyl)bis- | 102806 | 91709
Pentane, 1,1,1,5-tetrachloro- | 687699 | 91710
2,4-Hexadienoic acid, potassium salt (1:1), (2E,4E)- | 226605 | 91711
Aluminum hydroxide oxide (Al(OH)O) | 226571 | 91712
Nonane, 1,9-diiodo- | 226522 | 91713
Oxirane, 2-[[(2-ethylhexyl)oxy]methyl]- | 102624 | 91714
Benzonitrile, 2-[2-[4-[(2-cyanoethyl)(2-phenylethyl)amino]phenyl]diazenyl]-5-nitro- | 226506 | 91715
Hexanoic acid, 2-ethyl-, cerium salt (1:?) | 226423 | 91716
1,2,4-Benzenetricarboxylic acid, 1,2,4-trimethyl ester | 102590 | 91717
Benzoic acid, 4-hydrazinyl-, hydrochloride (1:1) | 226407 | 91718
Benzoic acid, 4-amino-2-chloro- | 102566 | 91719
Methanesulfonothioic acid, sodium salt (1:1) | 94870 | 91720
L-Glutamic acid, potassium salt (1:1) | 214957 | 91721
7H-Dibenzo[c,g]carbazole | 40634 | 91722
Mercury, (acetato-.kappa.O)[4-[2-[4-(dimethylamino)phenyl]diazenyl]phenyl]- | 214916 | 91723
1,3,6-Naphthalenetrisulfonic acid, sodium salt (1:?) | 214882 | 91724
Acetamide, N-[3-(diethylamino)-4-methoxyphenyl]- | 214858 | 91725
1-Hexene, 3,3,4,4,5,5,6,6,6-nonafluoro- | 214833 | 91726
Methanaminium, N,N,N-trimethyl-, nitrate (1:1) | 94664 | 91727
Dibenzo-p-dioxin, 1,2,3,7,8,9-hexachloro- | 214783 | 91728
Benzenesulfonic acid, ammonium salt (1:1) | 214759 | 91729
Benzenemethanesulfonyl chloride | 94631 | 91730
Pentane, 2,4-dibromo- | 214726 | 91731
Ferrate(3-), tris[5,6-dihydro-5-(hydroxyimino-.kappa.N)-6-(oxo-.kappa.O)-2-naphthalenesulfonato(2-)]-, sodium (1:3) | 214692 | 91732
9-Octadecenoic acid, methyl ester, (9E)- | 94607 | 91733
2,4-Pentanedione, ion(1-), calcium salt (2:1) | 214650 | 91734
1,3-Naphthalenedisulfonic acid, 7-hydroxy-8-(2-phenyldiazenyl)-, sodium salt (1:2) | 94565 | 91735
2,7-Naphthalenedisulfonic acid, 4,4',4''-[nitrilotris[2,1-ethanediylimino(6-chloro-1,3,5-triazine-4,2-diyl)imino]]tris[5-hydroxy-6-[2-(1-sulfo-2-naphthalenyl)diazenyl]-, lithium sodium salt (1:?:?) | 1651678 | 91736
Furan, tetrahydro-2-(methoxymethyl)- | 690768 | 91737
Acetamide, N-(1-naphthalenylmethyl)- | 214619 | 91738
.beta.-Alanine, N-[4-[2-[2,5-dichloro-4-(fluorosulfonyl)phenyl]diazenyl]-3-methylphenyl]-N-ethyl-, 2-[(2-chloroacetyl)oxy]ethyl ester | 1651660 | 91739
1H-Pyrazole-3-carboxylic acid, 4,5-dihydro-5-oxo-1-(4-sulfophenyl)-4-[2-(4-sulfophenyl)diazenyl]-, sodium salt (1:3) | 94540 | 91740
1H-Indazol-5-amine | 214585 | 91741
Propanoic acid, 2-hydroxy-, 3-methylbutyl ester | 214551 | 91742
2-Propyn-1-ol, 1-propanoate | 94524 | 91743
3(2H)-Furanone, 4-hydroxy-5-methyl- | 214528 | 91744
Bicyclo[2.2.1]heptane, 2-ethoxy-1,7,7-trimethyl-, (1R,2S,4R)-rel- | 214486 | 91745
2-Propeneperoxoic acid, 3-carboxy-, 1-(1,1-dimethylethyl) ester, (2Z)- | 94482 | 91746
Benzene, 1,1',1''-(1,3,5,5-tetramethyl-1-pentene-1,3,5-triyl)tris- | 214452 | 91747
Urea, N-2-benzothiazolyl-N'-methyl- | 17123498 | 91748
Pyridine, 2-chloro-6-(trichloromethyl)- | 94466 | 91749
Benzo[e]pyrene | 40618 | 91750
1H-Pyrazole-3-carboxylic acid, 4-[2-(4-chloro-2-nitrophenyl)diazenyl]-4,5-dihydro-5-oxo-1-phenyl-, ethyl ester | 94433 | 91751
Acetic acid, (2,4,5-trichlorophenoxy)-, 2-ethylhexyl ester | 94409 | 91752
Acetic acid, (2,4-dichlorophenoxy)-, 2-ethylhexyl ester | 94383 | 91753
Phenol, 4-ethyl-, sodium salt (1:1) | 214429 | 91754
Benzoic acid, 4-methyl-, butyl ester | 214403 | 91755
2H-Pyran, 2-(hexyloxy)tetrahydro- | 94359 | 91756
Benzene, [2,2-bis(trichlorosilyl)ethyl]- | 94326 | 91757
Pentadecane, 2,6,10,14-tetramethyl- | 94300 | 91758
2-Naphthalenecarboxamide, 7-bromo-N-(2-methoxyphenyl)-3-(phosphonooxy)- | 94276 | 91759
6-Quinoxalinecarbonyl chloride, 2,3-dichloro- | 94250 | 91760
Hexanoic acid, 2-ethyl-, gadolinium(3+) salt (3:1) | 214148 | 91761
Phenol, 2,6-bis(1,1-dimethylethyl)-4-methyl-, methylcarbamate | 17123456 | 91762
2-Pyridinecarboxylic acid, 4-amino-3,5,6-trichloro- | 94227 | 91763
Acetic acid, (2,4-dichlorophenoxy)-, pentyl ester | 17123431 | 91764
Benzoxazolium, 2-[3-[5,6-dichloro-1-ethyl-1,3-dihydro-3-(3-sulfopropyl)-2H-benzimidazol-2-ylidene]-1-propen-1-yl]-3-ethyl-, inner salt | 214098 | 91765
Benzenesulfonic acid, 2,2'-(1,2-ethenediyl)bis[5-[[4-chloro-6-[(4-sulfophenyl)amino]-1,3,5-triazin-2-yl]amino]-, sodium salt (1:4) | 272948 | 91766
1,3-Propanediol, 2,2-dimethyl-, 1,3-dipropanoate | 118398 | 91767
3(2H)-Pyridazinone, 4-chloro-5-(dimethylamino)-2-phenyl- | 1714751 | 91768
2-Naphthalenesulfonic acid, 6-amino-4-hydroxy-5-[2-[2-(trifluoromethyl)phenyl]diazenyl]- | 272880 | 91769
Benzenesulfonic acid, 2,2'-(1,2-ethenediyl)bis[5-(4-phenyl-2H-1,2,3-triazol-2-yl)- | 272856 | 91770
Methanone, [3,7-bis(diethylamino)-10H-phenoxazin-10-yl]phenyl- | 272823 | 91771
Benzene, 1,1'-oxybis[3-(3-phenoxyphenoxy)- | 118349 | 91772
Benzene, 1-nitro-3-[(trifluoromethyl)thio]- | 44099 | 91773
Phosphonic acid, dihexadecyl ester | 272799 | 91774
1,2-Ethanediamine, N1-(2-aminoethyl)-N2-dodecyl- | 118307 | 91775
Benzene, 1,5-dichloro-2,4-dinitro- | 118265 | 91776
Pyridinium, 1-[2-[[4-[2-(2-chloro-4-nitrophenyl)diazenyl]phenyl]ethylamino]ethyl]-, chloride (1:1) | 272732 | 91777
[4,5'-Biisobenzofuran]-1,1',3,3'-tetrone | 272724 | 91778
Chrysene, 5-methyl- | 118240 | 91779
Benzenediazonium, hexafluorophosphate(1-) (1:1) | 44073 | 91780
Benzenemethanethiol, .alpha.,.alpha.-diphenyl- | 118224 | 91781
1H-Imidazole, 2-(1-methylethyl)- | 272690 | 91782
2-Naphthalenecarboxamide, N,N'-(3,3'-dimethyl[1,1'-biphenyl]-4,4'-diyl)bis[3-hydroxy- | 118182 | 91783
Hexadecanoic acid, 2-sulfoethyl ester, sodium salt (1:1) | 272641 | 91784
1H-Indene-1,3(2H)-dione, 2-[(4-chlorophenyl)phenylacetyl]- | 118166 | 91785
Benzeneethanaminium, 4-[2-(4-amino-2-methylphenyl)diazenyl]-N,N,N-trimethyl-.beta.-oxo-, chloride (1:1) | 272609 | 91786
2-Anthracenesulfonic acid, 1-amino-9,10-dihydro-4-[[3-[[(2-hydroxyethyl)amino]sulfonyl]-4,5-dimethylphenyl]amino]-9,10-dioxo- | 272559 | 91787
Thiodiphosphoric acid ([(HO)2P(S)]2O), tetraethyl ester | 118141 | 91788
2-Furanacetamide, .alpha.-[(5-nitro-2-furanyl)methylene]- | 17004011 | 91789
3H-Indol-3-one, 5-bromo-2-(9-chloro-3-oxonaphtho[1,2-b]thien-2(3H)-ylidene)-1,2-dihydro- | 118109 | 91790
9-Octadecenoic acid (9Z)-, (9Z)-9-octadecen-1-yl ester | 118083 | 91791
1,3-Benzeneamine, 5-[(trifluoromethyl)- | 685453 | 91792
Benzenepropanoic acid, 3-(1,1-dimethylethyl)-4-hydroxy-, methyl ester | 711861 | 91793
4-Heptanone, 2,6-dihydroxy-2,6-dimethyl- | 118067 | 91794
1-Naphthalenesulfonic acid, 4-hydroxy-3-nitroso- | 118034 | 91795
3-Hexen-1-ol, 1-acetate, (3Z)- | 118000 | 91796
Pyridine, 4-(diphenylmethyl)- | 117986 | 91797
Docosanoic acid, 12-hydroxyoctadecyl ester | 272229 | 91798
Benzeneacetic acid, .alpha.-amino-, (.alpha.R)-, (1S,4R)-7,7-dimethyl-2-oxobicyclo[2.2.1]heptane-1-methanesulfonate (1:1) | 272203 | 91799
Hexanoic acid, 2-ethyl-, anhydride | 692624 | 91800
Cuprate(3-), [4-amino-5-(hydroxy-.kappa.O)-6-[2-[2-(hydroxy-.kappa.O)-4-[[2-(sulfooxy)ethyl]sulfonyl]phenyl]diazenyl-.kappa.N1]-1,7-naphthalenedisulfonato(5-)]-, hydrogen (1:3) | 272161 | 91801
2,4-Pentanedione, 1,1,1-trifluoro- | 44024 | 91802
1-Piperazinecarboxylic acid, 4-(5,5-dimethyl-3-methylene-1-cyclohexen-1-yl)-, ethyl ester | 272153 | 91803
Aluminum, diethylfluoro- | 44008 | 91804
1H-Indene-1,3(2H)-dione, 2-nitro- | 117945 | 91805
Propanoic acid, 2,3-dichloro-, methyl ester | 117929 | 91806
Triacontene | 272088 | 91807
Ethanol, 2,2'-[oxybis(methylenesulfonyl)]bis- | 272054 | 91808
Pentanoic acid, 2-furanylmethyl ester | 272013 | 91809
Hexaglycerol | 271981 | 91810
2-Naphthalenecarboxamide, 3-hydroxy- | 117895 | 91811
1-Hexadecanol | 271924 | 91812
Bicyclo[3.1.1]heptan-3-one, 6,6-dimethyl-2-methylene- | 256412 | 91813
Butanedioic acid, 2,3-dimercapto-, (2R,3S)-rel- | 41707 | 91814
Benzamide, 4-[2-(5-cyano-1,6-dihydro-2-hydroxy-1,4-dimethyl-6-oxo-3-pyridinyl)diazenyl]-N-(2-ethylhexyl)- | 256396 | 91815
[1,2,4]Triazolo[1,5-a]pyrimidine-6-carboxylic acid, 1,5-dihydro-7-methyl-2-(methylthio)-5-oxo- | 110759 | 91816
Ethanedioic acid, 1,2-bis[3,4,6-trichloro-2-[(pentyloxy)carbonyl]phenyl] ester | 256362 | 91817
2-Nonen-1-ol, 1-acetate, (2E)- | 256339 | 91818
1H-Isoindole-1,3(2H)-dione, 2-(1-methylethyl)- | 41681 | 91819
Phosphinic acid, P-ethyl-P-methyl-, 2-methylpropyl ester | 256297 | 91820
1-Piperidineethanol | 110734 | 91821
Isooctadecanoic acid | 256263 | 91822
1,3,5-Triazine, 2,4,6-tris(dibromomethyl)- | 691931 | 91823
Acetic acid, 2-(3,3-dimethylcyclohexylidene)-, methyl ester, (2E)- | 255877 | 91824
Cholest-5-en-3-ol (3.beta.)-, 3-[(9Z)-9-octadecenoate] | 41657 | 91825
2-Butenoic acid, 2-methyl-, (1S,7aR)-7-[[(2R)-2,3-dihydroxy-2-[(1S)-1-methoxyethyl]-3-methyl-1-oxobutoxy]methyl]-2,3,5,7a-tetrahydro-1H-ester, (2Z)- | 41640 | 91826
Pentane, 2-bromo-4-methyl- | 255786 | 91827
2H-Benzimidazole-2-thione, 1,3-dihydro-, zinc salt (2:1) | 110528 | 91828
Benzoic acid, 2,6-dihydroxy- | 41624 | 91829
2(3H)-Naphthalenone, 4,4a,5,6,7,8-hexahydro-3-methyl- | 255760 | 91830
Retinoic acid | 41590 | 91831
1,3-Benzenedicarbonyl diazide | 110502 | 91832
1-Tridecanol, 1-(hydrogen sulfate), sodium salt (1:1) | 110478 | 91833
Acetic acid, 2,2'-thiobis-, 1,1'-diisooctyl ester | 255703 | 91834
Hydroperoxide, 1,1'-(1,1,4,4-tetramethyl-1,4-butanediyl)bis- | 110452 | 91835
Ethanol, 2,2'-[[4-[2-(2-chloro-4-nitrophenyl)diazenyl]phenyl]imino]bis- | 110437 | 91836
4-Oxazolidinone, 3-ethyl-5-[2-(3-ethyl-2(3H)-benzothiazolylidene)-1-methylethylidene]-2-thioxo- | 110403 | 91837
2,5-Cyclohexadiene-1,4-dione, 2-(4-methylphenyl)- | 255687 | 91838
Benzeneacetic acid, .alpha.-phenyl-.alpha.-propyl-, 2-(diethylamino)ethyl ester | 685313 | 91839
1,1-Ethanediol, 2,2,2-trichloro- | 41574 | 91840
Chlorosulfurous acid, 2-[4-(1,1-dimethylethyl)phenoxy]cyclohexyl ester | 110379 | 91841
Benzoic acid, 2-nitro-5-thiocyanato- | 255604 | 91842
Benzamide, 3-[1-[1-[[[4-(acetylamino)phenyl]amino]carbonyl]-2-oxopropyl]diazenyl]-4-chloro- | 255562 | 91843
Acetonitrile, dichloro- | 650358 | 91844
1,2-Benzenedicarboxylic acid, 4,4'-[2,2,2-trifluoro-1-(trifluoromethyl)ethylidene]bis- | 110312 | 91845
.beta.-Alanine, N-[4-(2,2-dicyanoethenyl)-3-methylphenyl]-N-(2-phenylethyl)-, methyl ester | 255505 | 91846
1,2-Benzenedicarboxylic acid, 3,4,5,6-tetrachloro-, 1,2-dibutyl ester | 110296 | 91847
2-Butenedioic acid (2Z)-, monoisooctyl ester | 255489 | 91848
2-Naphthalenol, 1-[2-(2-benzothiazolyl)diazenyl]- | 110262 | 91849
Phenol, 2-methyl-4,6-dinonyl- | 110247 | 91850
Phosphorothioic acid, S-[2-(ethylsulfinyl)ethyl] O,O-dimethyl ester | 41525 | 91851
Hexanoic acid, 2-ethyl-, tin(2+) salt (2:1) | 41509 | 91852
Benzenamine, 4-[2-(4-ethoxyphenyl)diazenyl]-N,N-diethyl- | 110213 | 91853
1H-Imidazole-1-ethanamine, 2-heptadecyl-4,5-dihydro- | 110189 | 91854
Aluminum, hydroxybis(octadecanoato-.kappa.O)- | 41459 | 91855
Pyridinium, 1-[[(3-nitrophenyl)methoxy]methyl]-, chloride (1:1) | 110163 | 91856
Butanoic acid, 3-hydroxy- | 41434 | 91857
Octanoic acid, 1,1'-[2,2-bis[[(1-oxooctyl)oxy]methyl]-1,3-propanediyl] ester | 110130 | 91858
1,2-Cyclohexanedione, 4-methyl- | 110114 | 91859
Quinoline, 4-methyl-, hydrochloride (1:1) | 110080 | 91860
Peroxide, 1,1'-[4-(1,1-dimethylethyl)cyclohexylidene]bis[2-(1,1-dimethylethyl) | 110064 | 91861
Hexanoic acid, 2-ethyl-, barium salt (2:1) | 102541 | 91862
Benzenesulfonic acid, 2,2'-(1,2-ethenediyl)bis[5-[[4-(ethylamino)-6-(phenylamino)-1,3,5-triazin-2-yl]amino]-, sodium salt (1:2) | 226365 | 91863
Benzene, 1,3-bis(3-phenoxyphenoxy)- | 102517 | 91864
Benzamide, 4,5-dibromo-2-hydroxy-N-phenyl- | 226340 | 91865
Formamide, N-[4-(5-nitro-2-furanyl)-2-thiazolyl]- | 17005075 | 91866
Decane, 1-isothiocyanato- | 226316 | 91867
9H-Fluorene-9-carboxylic acid, 2-chloro- | 17127242 | 91868
1-Naphthalenesulfonic acid, 2-[2-(2-hydroxy-1-naphthalenyl)diazenyl]-, barium salt (1:1) | 226282 | 91869
Benzene, 1-[1-[difluoro[(1,2,2-trifluoroethenyl)oxy]methyl]-1,2,2,2-tetrafluoroethoxy]-2,3,4,5,6-pentafluoro- | 226266 | 91870
Hexanedioic acid, 1,6-bis(phenylmethyl) ester | 102475 | 91871
2-Butenedinitrile, 2,3-diphenyl-, (2E)- | 102442 | 91872
2-Propenoic acid, 2-methyl-, 2-[2-(2-methoxyethoxy)ethoxy]ethyl ester | 226241 | 91873
1,2-Diazenedicarboxylic acid, 1,2-bis(phenylmethyl) ester | 102426 | 91874
1,5,7,11-Tetraoxaspiro[5.5]undecane | 226217 | 91875
Benzenamine, N-(2-methyl-2-nitropropyl)-4-nitroso- | 226183 | 91876
Butanoic acid, 2-methyl-, 2-methylbutyl ester | 102392 | 91877
Phenol, 4,4'-(1-methylethylidene)bis-, sodium salt (1:2) | 102350 | 91878
1-Octanesulfonamide, 1,1,2,2,3,3,4,4,5,5,6,6,7,7,8,8,8-heptadecafluoro-N-(2-hydroxyethyl)-N-methyl- | 226159 | 91879
2-Propenoic acid, 1,1'-[(1-methylethylidene)bis(4,1-phenyleneoxy-2,1-ethanediyl)] ester | 226134 | 91880
1,4-Benzenediol, 2,6-bis(1,1-dimethylethyl)- | 102335 | 91881
Cyclohexanol, 3,3,5-trimethyl-, 1-formate | 226118 | 91882
3,6-Octanediol | 226084 | 91883
Cyclohexene, 3-chloro- | 687665 | 91884
1,5-Naphthalenedisulfonic acid, 2(or 3)-[2-[8-amino-7-[2-[5-[[4-[4-[2-[[4-[[3-[2-[1-amino-7-[2-[1,5(or 4,8)-disulfo-2-naphthalenyl]diazenyl]-8-hydroxy-3,6-disulfo-2-naphthalenyl]diazenyl]-4-sulfophenyl]amino]-6-chloro-1,3,5-triazin-2-yl]amino]ethyl]-1-piperazinyl]-6-chloro-1,3,5-triazin-2-yl]amino]-2-sulfophenyl]diazenyl]-1-hydroxy-3,6-disulfo-2-naphthalenyl]diazenyl]-, sodium salt (1:?) | 1653955 | 91885
Phenol, 2-(2H-benzotriazol-2-yl)-4-methyl- | 102301 | 91886
2-Propanol, 1,1'-iminobis-, hydrofluoride (1:1) | 1653948 | 91887
1-Octadecanamine, N-methyl- | 102285 | 91888
Guanidine, N-dodecyl-, acetate (1:1) | 102251 | 91889
L-Galactose, 6-deoxy- | 102228 | 91890
Benzene, 1,3,5-triethoxy- | 102194 | 91891
Dodecanenitrile | 102178 | 91892
3,5-Cyclohexadiene-1,2-dione, 3,4,5,6-tetrachloro- | 102137 | 91893
1,2-Benzenedicarboxylic acid, 1,2-didodecyl ester | 102095 | 91894
Hexanethioic acid, S-methyl ester | 102079 | 91895
Butanethioic acid, S-methyl ester | 102046 | 91896
Benzenamine, 3,4,5-trimethoxy- | 225870 | 91897
1,2,3-Benzotriazin-4(3H)-one, 3-(hydroxymethyl)- | 225847 | 91898
2,7-Naphthalenedisulfonic acid, 4-amino-3-[2-[4'-[2-(2,4-diamino-5-methylphenyl)diazenyl][1,1'-biphenyl]-4-yl]diazenyl]-5-hydroxy-6-(2-phenyldiazenyl)-, sodium salt (1:2) | 102004 | 91899
1-Octanaminium, N,N-dioctyl-N-propyl-, bromide (1:1) | 225797 | 91900
Benzoic acid, 5-[2-[4'-[2-[2,6-diamino-3-[2-[8-hydroxy-3,6-disulfo-7-[2-(4-sulfo-1-naphthalenyl)diazenyl]-2-naphthalenyl]diazenyl]-5-methylphenyl]diazenyl][1,1'-biphenyl]-4-yl]diazenyl]-2-hydroxy-, sodium salt (1:4) | 101980 | 91901
2-Propen-1-one, 1-[4-[[6-O-(6-deoxy-.alpha.-L-mannopyranosyl)-.beta.-D-glucopyranosyl]oxy]-2-hydroxy-6-methoxyphenyl]-3-(3-hydroxy-4-methoxyphenyl)-, (2E)- | 225755 | 91902
L-Glutamine, N2-[(1,1-dimethylethoxy)carbonyl]-, compd. with N-cyclohexylcyclohexanamine (1:1) | 225730 | 91903
Docosanoic acid, octadecyl ester | 225714 | 91904
1,2-Benzenedicarboxylic acid, 3,4,5,6-tetrachloro-, 1-butyl ester | 225698 | 91905
Propane, 1-chloro-2-nitro- | 17123696 | 91906
Benzoic acid, 3,4,5-trimethoxy-, methyl ester | 94193 | 91907
Diazene, 1,2-bis(2,4,6-trinitrophenyl)- | 214072 | 91908
Diacenaphtho[1,2-j:1',2'-l]fluoranthene | 40592 | 91909
1-Hexadecanol, aluminum salt (3:1) | 214007 | 91910
9-Octadecenoic acid (9Z)-, tin(2+) salt (2:1) | 94169 | 91911
Benzo[ghi]perylene | 40576 | 91912
1,3,5-Triazine-2,4-diamine, 6-chloro-N2-ethyl-N4-(1-methylethyl)- | 94128 | 91913
Imidazo[4,5-d]imidazole-2,5(1H,3H)-diimine, 1,3,4,6-tetrachlorotetrahydro-3a,6a-diphenyl- | 213967 | 91914
2-Butenoic acid, hexyl ester | 213934 | 91915
Cholest-5-en-3-ol (3.beta.)-, 3-dodecanoate | 94094 | 91916
Acetamide, N-[4-[(2-pyridinylamino)sulfonyl]phenyl]- | 213918 | 91917
Phenol, 2,5-dimethyl-, phosphate (3:1) | 711127 | 91918
Dodecanedioic acid, 1,12-bis(2-ethylhexyl) ester | 213892 | 91919
Pyridinium, 1-ethyl-, bromide (1:1) | 94060 | 91920
9H-Purine-2,6-diamine | 94045 | 91921
Phosphonic acid, dioctadecyl ester | 213843 | 91922
1-Hexadecanol, 1-(dihydrogen phosphate), potassium salt (1:2) | 213819 | 91923
Benzenesulfonamide, 4-(dipropylamino)-3,5-dinitro- | 213793 | 91924
1-Dodecanaminium, N,N'-(oxydi-2,1-ethanediyl)bis[N,N-dimethyl-, chloride (1:2) | 213777 | 91925
Glycine, N-(carboxymethyl)-N-[2-[(carboxymethyl)amino]ethyl]-, sodium salt (1:3) | 213744 | 91926
Benzenemethanaminium, 4-dodecyl-N,N,N-trimethyl-, chloride (1:1) | 213728 | 91927
Lead, bis(N,N-dimethylcarbamodithioato-.kappa.S,.kappa.S')-, (T-4)- | 213702 | 91928
Benzothiazolium, 3-methyl-2-[2-[(3-methyl-2(3H)-benzothiazolylidene)methyl]-1-buten-1-yl]-, bromide, hydrate (1:1:2) | 213678 | 91929
Benzonitrile, 3,5-dichloro-4-hydroxy- | 17123415 | 91930
Quinolinium, 7-[[(dimethylamino)carbonyl]oxy]-1-methyl-, iodide (1:1) | 213413 | 91931
2H-Azepin-2-one, 1-acetylhexahydro- | 93864 | 91932
Silicic acid (H4SiO4), tetrakis[(1R,2S,5R)-5-methyl-2-(1-methylethyl)cyclohexyl] ester, rel- | 213363 | 91933
Bicyclo[3.1.1]hept-3-en-2-ol, 4,6,6-trimethyl-, (1S,2S,5S)- | 213330 | 91934
2,5-Cyclohexadiene-1,4-dione, 2,3,5,6-tetrahydroxy-, sodium salt (1:2) | 93823 | 91935
2H-Indol-2-one, 1-acetyl-3,3-bis[4-(acetyloxy)phenyl]-1,3-dihydro- | 213306 | 91936
[1,1'-Biphenyl]-3,4'-diol | 213264 | 91937
Phosphorothioic acid, O,O-diethyl O-(5-phenyl-3-isoxazolyl) ester | 17126780 | 91938
2-Propenenitrile, 3-phenyl-, (2E)- | 93807 | 91939
3,5-Dioxa-8-aza-4-siladecan-1-amine, 4-[2-(diethylamino)ethoxy]-N,N,8-triethyl-4-octadecyl-, hydrochloride (1:3) | 213223 | 91940
Furan, 2-[[(1-methylethyl)thio]methyl]- | 93773 | 91941
1-Octacosene | 213207 | 91942
2-Nonenal, (2E)- | 213173 | 91943
1,2-Benzenedicarboxylic acid, 3,4,5,6-tetrabromo-, nickel(2+) salt (1:1) | 213140 | 91944
Nonane, 1,1-dimethoxy- | 213124 | 91945
Pyridine, hydrobromide (1:1) | 213108 | 91946
Anthracene, 2-(1,1-dimethylethyl)- | 213058 | 91947
Phosphoric acid, dibutyl 2,2-dichloroethenyl ester | 213025 | 91948
2-Propanol, 1,3-bis(octadecyloxy)- | 213009 | 91949
Phenol, 2-(1,1-dimethylethyl)-4,6-dimethyl- | 93740 | 91950
3-Hexadecanone | 212977 | 91951
Benzeneacetic acid, 4-chloro- | 93708 | 91952
Hexasiloxane, 1,1,1,3,3,5,5,7,7,9,9,11,11,11-tetradecaethoxy- | 212910 | 91953
1,5-Trisiloxanediol, 1,1,3,3,5,5-hexamethyl- | 117879 | 91954
[1,1'-Biphenyl]-4,4'-diamine, N4,N4,N4',N4'-tetramethyl- | 43968 | 91955
1,4-Butanedisulfonic acid, sodium salt (1:2) | 271833 | 91956
Butane, 1,1-diethoxy- | 117846 | 91957
Decanoic acid, 2,2,3,3,4,4,5,5,6,6,7,7,8,8,9,10,10,10-octadecafluoro-9-(trifluoromethyl)-, ammonium salt (1:1) | 117796 | 91958
9H-Carbazole, 2-methyl- | 709915 | 91959
Benzene, 1,1'-oxybis-, hexabromo deriv. | 271502 | 91960
Benzenamine, 4-fluoro-3-nitro- | 43935 | 91961
Propanoic acid, 3-(dodecylthio)-, calcium salt (2:1) | 271452 | 91962
1-Naphthalenesulfonyl chloride, 3-diazo-3,4-dihydro-4-oxo- | 271429 | 91963
Stannane, tributyl(pentachlorophenoxy)- | 688358 | 91964
Benzothiazolium, 3-ethyl-2-[5-(3-ethyl-6-methoxy-2(3H)-benzothiazolylidene)-1,3-pentadien-1-yl]-6-methoxy-, 4-methylbenzenesulfonate (1:1) | 271379 | 91965
Phenol, 2-(2H-benzotriazol-2-yl)-4-(1,1-dimethylethyl)-6-(1-methylpropyl)- | 271361 | 91966
2,4,8,10-Tetraoxa-3,9-diphosphaspiro[5.5]undecane, 3,9-dichloro- | 117614 | 91967
Phosphonic acid, ditridecyl ester | 271346 | 91968
Benzenediazonium, 3-methyl-4-(1-pyrrolidinyl)-, tetrafluoroborate(1-) (1:1) | 271288 | 91969
Butanedioic acid, ((dodecyloxy)sulfonyl)-, disodium salt | 692566 | 91970
Benzonitrile, 4-[[(4-butoxyphenyl)methylene]amino]- | 271254 | 91971
xylo-2-Hexulosonic acid, sodium salt (1:1) | 271221 | 91972
Pentanedioic acid, 1,5-didecyl ester | 117580 | 91973
Germane, tetrapentyl- | 117556 | 91974
2,5-Cyclohexadiene-1,4-dione, 2-phenyl- | 43919 | 91975
2,5-Cyclohexadiene-1,4-dione, 2,5-dichloro-3,6-dihydroxy-, sodium salt (1:2) | 270843 | 91976
Butanenitrile, 4-[2,4-bis(1,1-dimethylpropyl)phenoxy]- | 270827 | 91977
2,7-Naphthalenedisulfonic acid, 4-amino-5-hydroxy-3-[2-[4'-[2-(4-hydroxyphenyl)diazenyl][1,1'-biphenyl]-4-yl]diazenyl]-6-(2-phenyldiazenyl)-, sodium salt (1:2) | 117499 | 91978
Nickel, bis(N,N-dipentylcarbamodithioato-.kappa.S,.kappa.S')- | 270793 | 91979
1-Naphthalenesulfonic acid, 6-[2-(5-chloro-2-hydroxy-3-sulfophenyl)diazenyl]-5-hydroxy-, sodium salt (1:2) | 117465 | 91980
Phenol, 2,4,6-tris(1-methyloctyl)- | 270769 | 91981
Bicyclo[2.2.2]oct-5-ene-2-carboxaldehyde, 1-methyl-4-(1-methylethyl)-, (1R,2R,4R)-rel- | 270744 | 91982
Propanoic acid, 3-mercapto-, 1,1',1''-[(2,4,6-trioxo-1,3,5-triazine-1,3,5(2H,4H,6H)-triyl)tri-2,1-ethanediyl] ester | 270702 | 91983
Zinc, bis[N,N-bis(2-methylpropyl)carbamodithioato-.kappa.S,.kappa.S']-, (T-4)- | 270686 | 91984
Acetamide, N-[5-[bis[2-(acetyloxy)ethyl]amino]-2-[2-(2-chloro-4,6-dinitrophenyl)diazenyl]-4-methoxyphenyl]- | 117424 | 91985
Acetamide, N-[5-[bis[2-(acetyloxy)ethyl]amino]-2-[2-(2,4-dinitrophenyl)diazenyl]-4-ethoxyphenyl]- | 117408 | 91986
1-Naphthalenesulfonic acid, 4-[2-(4,5-dihydro-3-methyl-5-oxo-1-phenyl-1H-pyrazol-4-yl)diazenyl]-3-hydroxy-, sodium salt (1:1) | 117390 | 91987
1-Naphthalenesulfonic acid, 3-hydroxy-4-[2-(2-hydroxy-1-naphthalenyl)diazenyl]-7-nitro-, sodium salt (1:1) | 117374 | 91988
myo-Inositol, 1,2,3,4,5,6-hexakis(dihydrogen phosphate), calcium magnesium salt (1:?:?) | 117341 | 91989
L-Mannose, 6-deoxy- | 117325 | 91990
Octanal, 7-methoxy-3,7-dimethyl- | 117291 | 91991
Benzenaminium, 4-chloro-3-[2-[4-[(2-cyanoethyl)ethylamino]-2-methylphenyl]diazenyl]-N,N,N-trimethyl-, chloride (1:1) | 270587 | 91992
1H-Imidazole-4-carboxamide, 5-amino- | 43893 | 91993
9-Octadecenoic acid (9Z)-, dodecyl ester | 270496 | 91994
Benzene, 1-methoxy-5-methyl-2,4-dinitro- | 117259 | 91995
1H-Imidazole-1-ethanol, 2-heptyl-4,5-dihydro- | 270470 | 91996
1-Propene, 1,3,3,3-tetrafluoro-1-methoxy-2-(trifluoromethyl)- | 685412 | 91997
Hexaneperoxoic acid, 2-ethyl-, 1,1-dimethylethyl ester | 110031 | 91998
Benzeneethanamine, .alpha.-methyl- | 41418 | 91999
1-Dodecanaminium, N-ethyl-N,N-dimethyl-, ethyl sulfate (1:1) | 110015 | 92000
2-Propen-1-aminium, N,N,N-trimethyl-, bromide (1:1) | 109975 | 92001
1,10-Phenanthroline, 5,6-dimethyl- | 109942 | 92002
1,2,3,4-Butanetetrol, 1,4-dimethanesulfonate, [S-(R*,R*)]- | 17002692 | 92003
1-Propanamine, 3,3'-[1,2-ethanediylbis(oxy)]bis- | 109751 | 92004
Tetradecanoic acid, 2-mercaptoethyl ester | 255166 | 92005
2-Benzothiazolamine, 5,6-dimethyl- | 17005208 | 92006
L-Glutamic acid, N-(1-oxododecyl)-, sodium salt (1:1) | 255109 | 92007
1,3-Benzenedicarboxylic acid, 5-[2-[1-[[(2,3-dihydro-2-oxo-1H-benzimidazol-5-yl)amino]carbonyl]-2-oxopropyl]diazenyl]-, 1,3-dimethyl ester | 255075 | 92008
Glycine, N-ethyl-N-[(1,1,2,2,3,3,4,4,5,5,6,6,7,7,8,8,8-heptadecafluorooctyl)sulfonyl]-, potassium salt (1:1) | 109710 | 92009
1,3-Propanediol, 2,2-bis[[3-(nitrooxy)-2,2-bis[(nitrooxy)methyl]propoxy]methyl]-, 1,1',3,3'-tetranitrate | 255026 | 92010
Benzene, (3,3-dimethoxy-1-propen-1-yl)hexyl-, monohexyl deriv. | 254995 | 92011
9,10-Anthracenedione, 1,4-bis[(2-ethylhexyl)amino]- | 254946 | 92012
9,10-Anthracenedione, 1,5-bis(methylamino)- | 109694 | 92013
Cyclododecane, (2-methylpropoxy)- | 109678 | 92014
Hexanoic acid, 2-ethyl-, ethyl ester | 109645 | 92015
Ethane, 1,2-dibromo-1-ethoxy- | 109629 | 92016
2,2'-Bioxirane, (2R,2'R)-rel- | 17002676 | 92017
Phosphorodithioic acid, O,O-diethyl ester | 41228 | 92018
Phosphorothioic acid, O,O-dimethyl O-(4-nitrophenyl) ester | 41194 | 92019
Benzeneethanol, .beta.-methoxy- | 109587 | 92020
Carbamimidic acid, N,N'-bis(1-methylethyl)-, (4-nitrophenyl)methyl ester | 109546 | 92021
4,7-Methanoisobenzofuran, 1,3,4,5,6,7,8,8-octachloro-1,3,3a,4,7,7a-hexahydro- | 41178 | 92022
1,1'-Bi-1H-imidazole, 2,2'-bis(2-chlorophenyl)-4,4',5,5'-tetrakis(3-methoxyphenyl)- | 254466 | 92023
1,2-Ethanediol, 1-acetate 2-formate | 254458 | 92024
Phenol, 2-[(dimethylamino)methyl]-6-methoxy-4-nitro- | 109520 | 92025
Benzamide, N-[5-[bis[2-(acetyloxy)ethyl]amino]-2-[2-(4-nitrophenyl)diazenyl]phenyl]- | 254425 | 92026
Phosphoric acid, isodecyl diphenyl ester | 254391 | 92027
Benzenamine, ar-nitro- | 691857 | 92028
2,5,7,10,11,14-Hexaoxa-1,6-distibabicyclo[4.4.4]tetradecane | 254342 | 92029
Acetic acid, 2-hydroxy-2-sulfo-, sodium salt (1:2) | 1649433 | 92030
D-Glucose, 1-(dihydrogen phosphate), potassium salt (1:2) | 254318 | 92031
Acetic acid, (2,4-dichlorophenoxy)-, 4-chloro-2-butenyl ester | 109496 | 92032
Phosphonic acid, P,P'-[(dimethylamino)methylene]di- | 254243 | 92033
Octadecanoic acid, 12-hydroxy-, 2-ethylhexyl ester | 254219 | 92034
Ethanol, 2,2'-[(4-fluoro-3-nitrophenyl)imino]bis- | 254193 | 92035
Benzenediazonium, 5-chloro-2-methoxy- | 254094 | 92036
1,3,5-Triazine-2,4,6(1H,3H,5H)-trione, 1,3,5-trichloro-, sodium salt (1:?) | 254060 | 92037
Benzenemethanaminium, ar-ethyl-N-hexadecyl-N,N-dimethyl-, chloride (1:1) | 253971 | 92038
1-Octanesulfonamide, N,N'-[phosphinicobis(oxy-2,1-ethanediyl)]bis[N-ethyl-1,1,2,2,3,3,4,4,5,5,6,6,7,7,8,8,8-heptadecafluoro- | 109454 | 92039
Acetamide, N-[5-[[2-(2,5-dioxo-1-pyrrolidinyl)ethyl]ethylamino]-2-[2-(4-nitrophenyl)diazenyl]phenyl]- | 253955 | 92040
Ethanaminium, N,N,N-trimethyl-2-[(1-oxopentyl)oxy]-, iodide (1:1) | 109447 | 92041
Benzenesulfonic acid, 4-[4-[4-(3-ethyl-2(3H)-benzoxazolylidene)-2-buten-1-ylidene]-4,5-dihydro-3-methyl-5-oxo-1H-pyrazol-1-yl]- | 253906 | 92042
Pyridine, 4-(1-butylpentyl)- | 109421 | 92043
Propanoic acid, 3-(dodecylthio)-, 1,1'-[2,2-bis[[3-(dodecylthio)-1-oxopropoxy]methyl]-1,3-propanediyl] ester | 253740 | 92044
Tetradecane, 1-chloro- | 101832 | 92045
Oxirane, 2,2'-[1,4-phenylenebis(oxymethylene)]bis- | 101808 | 92046
2-Butenedioic acid (2Z)-, 1-dodecyl ester | 101774 | 92047
2-Butenedioic acid (2Z)-, 1-(2-propen-1-yl) ester | 101758 | 92048
Guanidine, N,N'-diphenyl-, hydrochloride (1:1) | 225656 | 92049
2H-Pyran, 2-butyltetrahydro-6-methyl-4-methylene- | 225623 | 92050
1,2-Ethanediamine, N2-(2-aminoethyl)-N1,N1-dimethyl- | 225581 | 92051
Thiourea, N,N,N'-tributyl- | 101725 | 92052
Pyridinium, 1-[2-[ethyl[4-[2-(3-phenyl-1,2,4-thiadiazol-5-yl)diazenyl]phenyl]amino]ethyl]-, chloride (1:1) | 225557 | 92053
2-Propenoic acid, 2-hydroxybutyl ester | 101709 | 92054
Benzoic acid, 4-methyl-, cadmium salt (2:1) | 101675 | 92055
[5,5'-Biisobenzofuran]-1,1',3,3'-tetrone | 101659 | 92056
2,4-Oxazolidinedione, 3-(3,5-dichlorophenyl)-5,5-dimethyl- | 17127218 | 92057
Naphthalene, 1,8-bis(1-methylethyl)- | 225524 | 92058
Butanedioic acid, 2,3-dimercapto- | 101626 | 92059
Benzaldehyde, 4-azido- | 225508 | 92060
Propanenitrile, 3-[(2-hydroxyethyl)[4-[2-[6-(methylsulfonyl)-2-benzothiazolyl]diazenyl]phenyl]amino]- | 225482 | 92061
Phenol, 2,3,6-trimethyl- | 101592 | 92062
Naphthalene, 2,6-bis(1-methylethyl)- | 225458 | 92063
4-Imidazolidinone, 3-heptyl-1-phenyl-2-thioxo- | 225433 | 92064
2-Propenoic acid, 3-[4-[[(4-cyanophenyl)methylene]amino]phenyl]-, (2S)-2-methylbutyl ester | 225409 | 92065
2-Butenedioic acid (2E)-, 1,4-bis(2,4,6-tribromophenyl) ester | 225383 | 92066
Phenol, 4-(1-methyl-1-phenylethyl)-, 1-acetate | 225367 | 92067
Glycine, N,N'-[(3-oxo-1(3H)-isobenzofuranylidene)bis[(6-hydroxy-5-methyl-3,1-phenylene)methylene]]bis[N-(carboxymethyl)- | 101543 | 92068
Phenol, 2-(1,1-dimethylethyl)-4-methyl- | 101527 | 92069
7H-Benz[de]anthracen-7-one, 4,9-dichloro- | 225326 | 92070
Cyclohexanone, 2,2,6-trimethyl- | 101501 | 92071
Benzaldehyde, 4-(octyloxy)- | 225292 | 92072
Silacyclohexane, 1,1-dichloro- | 101469 | 92073
Oxirane, 2-octyl- | 101436 | 92074
4-Piperidinol, 2,2,6,6-tetramethyl- | 101402 | 92075
Benzenemethanamine, N-butyl- | 101378 | 92076
Quinolinium, 1-ethyl-2-[(1-ethyl-2(1H)-quinolinylidene)methyl]-, chloride (1:1) | 101337 | 92077
Disiloxane, 1,3-dichloro-1,1,3,3-tetramethyl- | 101311 | 92078
Glycine, N,N-bis(carboxymethyl)-, potassium salt (1:3) | 101295 | 92079
3-Pyridinecarboxylic acid, 1-oxide | 101253 | 92080
Benzenethiol, 4-(1,1-dimethylethyl)- | 687616 | 92081
9,10-Anthracenedione, 1,4-dihydroxy-5,8-bis[(4-methylphenyl)amino]- | 225060 | 92082
Ethanaminium, N-[4-[bis[4-(diethylamino)phenyl]methylene]-2,5-cyclohexadien-1-ylidene]-N-ethyl-, chloride (1:1) | 101063 | 92083
Benzothiazolium, 2-[4-(dimethylamino)phenyl]-3,6-dimethyl-, chloride (1:1) | 101048 | 92084
L-Lysine, N2-[(1,1-dimethylethoxy)carbonyl]-N6-[(phenylmethoxy)carbonyl]- | 101022 | 92085
2-Naphthalenediazonium, 1-hydroxy-5-sulfo- | 225037 | 92086
1-Naphthalenecarboxaldehyde, 2-hydroxy-, 2-[(2-hydroxy-1-naphthalenyl)methylene]hydrazone | 100990 | 92087
7-Oxabicyclo[4.1.0]heptane-3-carboxylic acid, 7-oxabicyclo[4.1.0]hept-3-ylmethyl ester | 100974 | 92088
Methanesulfonic acid, potassium salt (1:1) | 100933 | 92089
1,3,4-Metheno-1H-cyclobuta[cd]pentalene, 1,1a,2,2,3,3a,4,5,5,5a,5b,6-dodecachlorooctahydro- | 100883 | 92090
Hexanoic acid, 2-ethyl-, 1,1',1''-(butylstannylidyne) ester | 225003 | 92091
1,2-Benzenedicarboxylic acid, 4-[(3-aminophenyl)hydroxymethyl]-, 2-methyl ester | 224972 | 92092
Quinoxalino[2,3-b]phenazine, 5,12-diethyl-5,12-dihydro- | 224949 | 92093
Benzeneethanol, 3-methyl- | 93674 | 92094
Glycine, N-ethyl-N-[(1,1,2,2,3,3,4,4,5,5,6,6,7,7,8,8,8-heptadecafluorooctyl)sulfonyl]-, ethyl ester | 93625 | 92095
1-Octadecanaminium, N,N,N-trimethyl-, methyl sulfate (1:1) | 212662 | 92096
Propanoic acid, 2-hydroxy-, 1-methylpropyl ester, (2S)- | 1651512 | 92097
3,5-Octadien-2-ol, 2,6-dimethyl-, (5Z)- | 212639 | 92098
Benzene, 1,1',1''-(ethenylsilylidyne)tris- | 212605 | 92099
2-Propenoic acid, 3-phenyl-, 2-propen-1-yl ester | 93617 | 92100
Formic acid, 4-nitrophenyl ester | 93583 | 92101
2-Naphthalenecarboxamide, N-[4-[2,4-bis(1,1-dimethylpropyl)phenoxy]butyl]-1-hydroxy-4-(4-nitrophenoxy)- | 212563 | 92102
Benzoic acid, ammonium salt (1:1) | 93559 | 92103
Oxirane, 2-tridecyl- | 212530 | 92104
9,10-Anthracenedione, 1-amino-4-hydroxy-2-(4-hydroxyphenoxy)- | 212498 | 92105
Benzenamine, N-butyl-N-ethyl-2,6-dinitro-4-(trifluoromethyl)- | 93526 | 92106
1-Octene, dimer | 212472 | 92107
4H-3,1-Benzoxazin-4-one, 2,2'-(1,4-phenylene)bis- | 17006867 | 92108
1-Butene, 4-bromo-3,3,4,4-tetrafluoro- | 212456 | 92109
Trisiloxane, 1,5-diethenyl-1,1,5,5-tetramethyl-3,3-diphenyl- | 212415 | 92110
Zirconium, [2-[2-(dimethylamino)ethoxy-.kappa.O]ethanolato-.kappa.O]tris[2-[(2-propen-1-yloxy-.kappa.O)methyl]-2-[(2-propen-1-yloxy)methyl]-1-butanolato-.kappa.O]- | 17006859 | 92111
21H-Biline-8,12-dipropanoic acid, 3,18-diethyl-1,4,5,15,16,19,22,24-octahydro-2,7,13,17-tetramethyl-1,19-dioxo- | 93484 | 92112
Cholest-5-ene, 3-[(trimethylsilyl)oxy]-, (3.beta.)- | 93476 | 92113
.alpha.-D-Glucofuranose, 1,2-O-(1-methylethylidene)- | 212381 | 92114
Silane, trichloro(3-methylbutyl)- | 212365 | 92115
Morpholine, 4,4'-(2-ethyl-2-nitro-1,3-propanediyl)bis- | 93443 | 92116
4,7-Methano-1H-inden-5-amine, octahydro-, (3aR,4S,5R,7S,7aR)-rel- | 212332 | 92117
2-Propenamide, N-(butoxymethyl)- | 93419 | 92118
Propanal, 3-hydroxy-2-(hydroxymethyl)-2-methyl- | 212308 | 92119
3-Heptene, 7,7-diethoxy-, (3E)- | 212274 | 92120
3-Cyclohexene-1-ethanol, .beta.,4-dimethyl- | 212233 | 92121
2-Octanol, 2,6-dimethyl- | 212209 | 92122
1-Octen-3-ol, 3,7-dimethyl- | 212175 | 92123
Carbonic acid, ethyl 2-methoxyphenyl ester | 93385 | 92124
9-Octadecen-1-ol, 1-(hydrogen sulfate), sodium salt (1:1), (9Z)- | 93369 | 92125
.alpha.-L-xylo-2-Hexulofuranosonic acid, 2,3:4,6-bis-O-(1-methylethylidene)- | 212134 | 92126
9-Octadecen-1-aminium, N,N-bis(2-hydroxyethyl)-N-methyl-, chloride (1:1), (9Z)- | 212076 | 92127
1,3-Dioxan-5-ol, 2-hexyl-, cis- | 212043 | 92128
Phenol, 4,4',4''-(1-methyl-1-propanyl-3-ylidene)tris[2-(1,1-dimethylethyl)-5-methyl- | 93328 | 92129
Disiloxane, 1,3-diethoxy-1,1,3,3-tetramethyl- | 211888 | 92130
Benzenamine, N,N-dimethyl-4-(triethoxysilyl)- | 211862 | 92131
2-Octen-1-ol, (2E)- | 211839 | 92132
Silane, dichlorododecylmethyl- | 211805 | 92133
Methane, fluorotrinitro- | 93310 | 92134
2H-1-Benzopyran-6-ol, 3,4-dihydro-2,2,4-trimethyl-7-(1,1,3,3-tetramethylbutyl)- | 211789 | 92135
Silane, dichloroheptylmethyl- | 211755 | 92136
Silane, dichlorobis(1,1-dimethylethoxy)- | 211730 | 92137
Silane, diethoxymethyl-2-propen-1-yl- | 211698 | 92138
1-Octadecanamine, hydrochloride (1:1) | 93260 | 92139
Silane, trichloro(2,4,4-trimethylpentyl)- | 211664 | 92140
Benzene, 1,3,5-trichloro-2-(4-nitrophenoxy)- | 17123381 | 92141
3,5,7,9,11,13,15,17,19-Eicosanonaen-2-one, 5,9,14,18-tetramethyl-20-(2,6,6-trimethyl-1-cyclohexen-1-yl)-, (3E,5E,7E,9E,11E,13E,15E,17E,19E)- | 117226 | 92142
1,3-Butadiene, 1,1,4,4-tetrachloro- | 711846 | 92143
2,4-Imidazolidinedione, 5-ethyl-5-(2-methylbutyl)- | 270454 | 92144
D-Gluconic acid, tin(2+) salt (2:1) | 270421 | 92145
Acetic acid, 2-phenoxy-, sodium salt (1:1) | 117184 | 92146
Phenol, 2,5-bis(1-methylethyl)- | 692525 | 92147
Ethanedioyl difluoride | 43869 | 92148
Benzene, (2,2-dichloro-1-methylcyclopropyl)- | 117150 | 92149
Acetyl chloride, 2-fluoro- | 43828 | 92150
Ethanol, 2,2'-[(4-nitrosophenyl)imino]bis- | 117135 | 92151
5-Nonanone, 4-methyl- | 1649532 | 92152
Benzene, 1-methyl-3-phenoxy- | 117101 | 92153
Disiloxane, 1,3-dichloro-1,3-dimethyl-1,3-diphenyl- | 117077 | 92154
Dibenzo[b,e][1,4]dioxin, 1,2,3,4,6,7,8-heptachloro- | 270140 | 92155
Docosanoic acid, calcium salt (2:1) | 117044 | 92156
4-Thiazolidinone, 5-[[4-(diethylamino)phenyl]methylene]-2-thioxo- | 270116 | 92157
Benzoic acid, 2-amino-5-sulfo- | 117028 | 92158
2H-1-Benzopyran-2-one, 3-(5-chloro-2-benzoxazolyl)-7-(diethylamino)- | 270090 | 92159
1H-Naphtho[2,1,8-mna]thioxanthen-1-one, 3-methoxy-2-phenyl- | 270066 | 92160
Strychnidin-10-one, 2,3-dimethoxy- | 43794 | 92161
Octadecanamide, N-[2-[(2-aminoethyl)amino]ethyl]- | 116996 | 92162
Benzenemethanaminium, N-[2-[[4-[2-(2-chloro-4-nitrophenyl)diazenyl]phenyl]ethylamino]ethyl]-N,N-dimethyl-, chloride (1:1) | 269951 | 92163
Ethanol, 2-(2,4,5-trichlorophenoxy)-, hydrogen sulfate, sodium salt | 17124249 | 92164
Benzenediazonium, 3-acetyl-, chloride (1:1) | 269894 | 92165
1,1'-Biphenyl, 2,2',5,5'-tetrachloro- | 692509 | 92166
2-Propenoic acid, 2-methyl-, 2-(dimethylamino)ethyl ester, nitrate (1:1) | 269878 | 92167
Isoquinolinium, 2-(phenylmethyl)-, chloride (1:1) | 269845 | 92168
Benzo[rst]phenanthro[10,1,2-cde]pentaphene-9,18-dione, 1,10-dichloro- | 116830 | 92169
1,4-Benzenediamine, N1-(4-methoxyphenyl)-, hydrochloride (1:1) | 116822 | 92170
Peroxide, bis(2,2,3,3,3-pentafluoro-1-oxopropyl) | 43778 | 92171
Benzoic acid, 2-hydroxy-5-[2-[4-[2-(4-sulfophenyl)diazenyl]phenyl]diazenyl]-, sodium salt (1:2) | 116780 | 92172
2-Naphthalenecarboxamide, 3-hydroxy-4-[2-(4-methyl-2-nitrophenyl)diazenyl]-N-(3-nitrophenyl)- | 116764 | 92173
1-Naphthalenesulfonic acid, 3-hydroxy-4-[2-(1-hydroxy-2-naphthalenyl)diazenyl]-, sodium salt (1:1) | 116723 | 92174
1,4-Benzenedicarboxylic acid, 2-[2-[1-[[(2,3-dihydro-2-oxo-1H-benzimidazol-5-yl)amino]carbonyl]-2-oxopropyl]diazenyl]-, 1,4-dimethyl ester | 269787 | 92175
7-Octen-4-ol, 2-methyl-6-methylene-, (4S)- | 269753 | 92176
Benzene, (2-methoxyethyl)- | 116707 | 92177
Benzenamine, 2-methyl-3,5-dinitro- | 963017 | 92178
Trisiloxane, 1,1,1,5,5,5-hexamethyl-3,3-bis[(trimethylsilyl)oxy]- | 116673 | 92179
[1,2,4]Triazolo[1,5-a]pyrimidin-7(1H)-one, 5-methyl- | 711812 | 92180
Butane, 2,3-dichloro-1,1,1,2,3,4,4,4-octafluoro- | 685388 | 92181
Benzeneacetic acid, 4-(1,1-dimethylethyl)-, methyl ester | 116640 | 92182
Silane, trichloro(1,1,2,2-tetrafluoroethyl)- | 43612 | 92183
.beta.-Alanine, N-dodecyl-, sodium salt (1:1) | 116616 | 92184
1H-Azepine, hexahydro-3,5,5-trimethyl- | 269423 | 92185
Ethane, 1,1,1,2,2-pentafluoro-2-iodo- | 43588 | 92186
Cholest-5-en-3-ol (3.beta.)-, 4-[bis(2-chloroethyl)amino]benzeneacetate | 17003971 | 92187
Butanoyl bromide, 3-methyl- | 269365 | 92188
Acetamide, 2,2,2-trifluoro- | 43554 | 92189
2H-2a,7-Methanoazuleno[5,6-b]oxirene, octahydro-3,6,6,7a-tetramethyl- | 253732 | 92190
Benzoic acid, dodecyl-, sodium salt | 711606 | 92191
2-Propenoic acid, isooctyl ester | 253690 | 92192
Methanone, (2-amino-5-chlorophenyl)(2-chlorophenyl)- | 109397 | 92193
2-Butenedioic acid (2Z)-, 1,1'-(dioctylstannylene) 4,4'-dibutyl ester | 253658 | 92194
2-Propenoic acid, 1,1'-[2-[[3-[(1-oxo-2-propen-1-yl)oxy]-2,2-bis[[(1-oxo-2-propen-1-yl)oxy]methyl]propoxy]methyl]-2-[[(1-oxo-2-propen-1-yl)oxy]methyl]-1,3-propanediyl] ester | 253633 | 92195
Phenol, 2-(ethylthio)- | 253559 | 92196
Cyclopentadecane | 41152 | 92197
Cyclohexanol, 4-chloro-, trans- | 253526 | 92198
Spiro[isobenzofuran-1(3H),9'-[9H]xanthen]-3-one, 6'-(diethylamino)-3'-methyl-2'-(phenylamino)- | 253484 | 92199
2.lambda.5,4.lambda.5,6.lambda.5,8.lambda.5-1,3,5,7,2,4,6,8-Tetrazatetraphosphocine, 2,2,4,4,6,6,8,8-octachloro- | 109363 | 92200
1,4-Benzenedimethanol, .alpha.1,.alpha.1,.alpha.4,.alpha.4-tetramethyl- | 109322 | 92201
Phenol, 3(or 4)-ethyl- | 253351 | 92202
Ethanaminium, 2-hydroxy-N,N-bis(2-hydroxyethyl)-N-methyl-, methyl sulfate (1:1) | 253302 | 92203
Benzoselenazole, 5-chloro-2-methyl- | 109298 | 92204
9,10-Anthracenedione, 1,4-bis[(4-methoxyphenyl)amino]- | 109249 | 92205
9,10-Anthracenedione, 1,8-bis(phenylamino)- | 109215 | 92206
9,10-Anthracenedione, 1,4-bis(phenylamino)- | 109199 | 92207
Disiloxane, 1,3-bis(dichloromethyl)-1,1,3,3-tetramethyl- | 109173 | 92208
Benzothiazole, 6-methoxy-2-methyl- | 109140 | 92209
[1,1'-Biphenyl]-4,4'-diamine, N4,N4'-bis(2,4-dinitrophenyl)-3,3'-dimethoxy- | 252890 | 92210
Cyclodecane | 41129 | 92211
Cobaltate(2-), [29H,31H-phthalocyanine-C,C-disulfonato(4-)-.kappa.N29,.kappa.N30,.kappa.N31,.kappa.N32]-, hydrogen (1:2) | 252809 | 92212
1,3,5-Triazine-2-thiol, tetrahydro-5-octyl- | 252767 | 92213
Benzenediazonium, 2-chloro-5-(trifluoromethyl)- | 252726 | 92214
Hexadecanol | 691824 | 92215
Hexanoic acid, 3,5,5-trimethyl-, compd. with 2-(2-aminoethoxy)ethanol (1:1) | 17007931 | 92216
Dodecanedioic acid, compd. with 2-(2-aminoethoxy)ethanol (1:?) | 17007915 | 92217
Ethane, dibromochlorotrifluoro- | 711564 | 92218
2-Naphthalenecarboxamide, N-(4-dodecylphenyl)-3-hydroxy- | 252320 | 92219
Hexanamide, 2-[2,4-bis(1,1-dimethylpropyl)phenoxy]-N-[4-[(2,2,3,3,4,4,4-heptafluoro-1-oxobutyl)amino]-3-hydroxyphenyl]- | 108944 | 92220
Phosphorothioic acid, O-[2-(diethylamino)-6-methyl-4-pyrimidinyl] O,O-dimethyl ester | 252296 | 92221
Hexanoic acid, 2,2,3,3,4,4,5,5,6,6,6-undecafluoro-, sodium salt (1:1) | 108910 | 92222
Acetic acid, 2-chloro-2,2-difluoro-, silver(1+) salt (1:1) | 108886 | 92223
Pentane, trimethyl- | 711549 | 92224
[1,1'-Biphenyl]triol | 252254 | 92225
Phosphorothioic acid, O,O-diethyl O-(3,5,6-trichloro-2-pyridinyl) ester | 108852 | 92226
4H-1,3,2-Benzodioxaphosphorin, 2-chlorohexahydro-4-methyl-, 2-sulfide | 17123985 | 92227
Nickel, bis[2,3-bis(hydroxyimino-.kappa.N)-N-phenylbutanamidato]- | 252221 | 92228
2-Propenamide, 2-methyl-, sulfate (1:?) | 252205 | 92229
Cyclobutanol | 108829 | 92230
Disulfide, bis(2-chloro-2-phenylethyl) | 252155 | 92231
Nonanedioic acid, 1,9-dibutyl ester | 108795 | 92232
1-Hexadecanethiol | 108761 | 92233
Ethanamine, 2-(2,8,9-trioxa-5-aza-1-silabicyclo[3.3.3]undec-1-yloxy)-N,N-bis[2-(2,8,9-trioxa-5-aza-1-silabicyclo[3.3.3]undec-1-yloxy)ethyl]- | 252106 | 92234
Benzoic acid, dodecyl ester | 108738 | 92235
2-Butenedioic acid (2Z)-, 1,4-didodecyl ester | 108704 | 92236
Cholest-5-en-3-ol (3.beta.)-, 3-(4-nitrobenzoate) | 224923 | 92237
2(3H)-Benzoxazolethione | 100867 | 92238
Benzo[a]phenoxazin-7-ium, 5-amino-9-(diethylamino)-, chloride (1:1) | 100834 | 92239
Pyrene, 1-methyl- | 961656 | 92240
Benzenesulfonic acid, 5-methoxy-4-[[2-[2-[2-methoxy-5-methyl-4-[[2-(sulfooxy)ethyl]sulfonyl]phenyl]diazenyl]-1,3-dioxobutyl]amino]-2-methyl- | 224899 | 92241
2-Pentene-1,5-dione, 1,3,5-triphenyl- | 224873 | 92242
2-Naphthalenesulfonic acid, 1,1'-methylenebis-, sodium salt (1:2) | 100800 | 92243
Anthra[2,1,9-def:6,5,10-d'e'f']diisoquinoline-1,3,8,10(2H,9H)-tetrone, 2,9-bis(4-chlorophenyl)- | 100750 | 92244
Benzo[b]thiophen-3(2H)-one, 5-chloro-2-(5-chloro-4,7-dimethyl-3-oxobenzo[b]thien-2(3H)-ylidene)-4,7-dimethyl- | 100735 | 92245
L-Glutamic acid, N-[4-(methylamino)benzoyl]-, 1,5-diethyl ester | 100701 | 92246
Ethanone, 1-(3-methyl-2-pyrazinyl)- | 224857 | 92247
D-Fructose, 1,6-bis(dihydrogen phosphate), sodium salt (1:4) | 224832 | 92248
10-Oxa-2,5-diaza-9-silaundecanamide, 9,9-dimethoxy- | 224808 | 92249
1,3-Propanediamine, N1-propyl- | 224774 | 92250
Propanoic acid, 2-(methyldithio)-, ethyl ester | 224741 | 92251
5-Benzoxazolecarboxylic acid, 2,2'-(1,4-naphthalenediyl)bis-, 5,5'-dimethyl ester | 224717 | 92252
Phenol, 4-bromo-2,6-dimethyl- | 100685 | 92253
[1,1'-Biphenyl]-3,3'-diol, 4,4'-diamino- | 17003823 | 92254
1,3-Propanediamine, N1-(3-aminopropyl)-N1-dodecyl- | 100669 | 92255
2-Buten-1-one, 1-(2,6,6-trimethyl-2-cyclohexen-1-yl)-, (2Z)- | 224667 | 92256
2-Buten-1-one, 1-(2,6,6-trimethyl-1-cyclohexen-1-yl)-, (2Z)- | 224642 | 92257
2-Octen-1-ol, 1-acetate | 100636 | 92258
Iron(2+), tris(5-nitro-1,10-phenanthroline-.kappa.N1,.kappa.N10)-, sulfate (1:1) | 224592 | 92259
Benzenemethanol, 4-(phenylamino)-.alpha.,.alpha.-bis[4-(phenylamino)phenyl]- | 224550 | 92260
9,10-Anthracenedione, 1,4-diamino-2-nitro- | 224535 | 92261
2-Naphthalenecarboxylic acid, 3-hydroxy-, strontium salt (1:?) | 1653831 | 92262
Benzenediazonium, 4-(phenylamino)-, tetrafluoroborate(1-) (1:1) | 100594 | 92263
Phosphoric acid, bis(2,6-dimethylphenyl) phenyl ester | 224519 | 92264
Acetic acid, 2-mercapto-, methyl ester | 100578 | 92265
2,7-Naphthalenedisulfonic acid, 4,5-dihydroxy-3-[2-(4-sulfophenyl)diazenyl]-, sodium salt (1:3) | 224469 | 92266
Disiloxane, 1,3-bis(chloromethyl)-1,1,3,3-tetramethyl- | 100537 | 92267
1,3-Benzenedicarboxylic acid, 5-(1,1-dimethylethyl)- | 100503 | 92268
1-Octyn-3-ol, 3-methyl- | 224303 | 92269
3(2H)-Pyridazinone, 4-chloro-5-(dimethylamino)-2-[3-(trifluoromethyl)phenyl]- | 17127184 | 92270
Carbamic acid, [1,2-phenylenebis(iminocarbonothioyl)]bis-, dimethyl ester | 224261 | 92271
Phosphorodichloridic acid, 2-(chloromethyl)-4-nitrophenyl ester | 224246 | 92272
Benzene, 1,1'-[ethylidenebis(oxymethylene)]bis- | 224220 | 92273
Propanenitrile, 3-[(9,10-dihydro-4-hydroxy-9,10-dioxo-1-anthracenyl)amino]-2-methyl- | 224204 | 92274
Propane, 1,1,1,3,3-pentachloro-2,2,3-trifluoro- | 1614577 | 92275
Benzenemethanaminium, N-ethyl-N-[4-[[4-[ethyl[(3-sulfophenyl)methyl]amino]phenyl](4-hydroxy-2-sulfophenyl)methylene]-2,5-cyclohexadien-1-ylidene]-3-sulfo-, inner salt, sodium salt (1:2) | 100487 | 92276
Butanedioic acid, 2-sulfo-, 1,4-bis(1-methylethyl) ester, sodium salt (1:1) | 224139 | 92277
1-Propanol, zirconium(4+) salt (4:1) | 224097 | 92278
2-Naphthalenecarboxylic acid, 4,4'-methylenebis[3-hydroxy-, zinc salt (1:?) | 1653815 | 92279
Phenol, 3-(chloromethyl)-6-(1,1-dimethylethyl)-2,4-dimethyl- | 224055 | 92280
Phenol, 4-[5-(4-methyl-1-piperazinyl)[2,5'-bi-1H-benzimidazol]-2'-yl]- | 224014 | 92281
2-Butanol, 1-[(9Z)-9-octadecen-1-yloxy]-, 2-(hydrogen sulfate) | 211631 | 92282
1,3-Propanedione, 1,3-bis(4-methoxyphenyl)- | 211607 | 92283
Benzoic acid, 2-[2-(2-hydroxy-3,6-disulfo-1-naphthalenyl)diazenyl]-, sodium salt (1:3) | 93229 | 92284
Heptanoic acid, 4-methyl-2-oxo-2H-1-benzopyran-7-yl ester | 211565 | 92285
Bicyclo[3.1.1]hept-3-en-2-one, 4,6,6-trimethyl-, (1R,5R)- | 211524 | 92286
Bicyclo[2.2.1]heptane, 2-(dichloromethylsilyl)- | 211482 | 92287
4,7-Methano-1H-indene, 1,2-dibromo-4,5,6,7,8,8-hexachloro-2,3,3a,4,7,7a-hexahydro- | 211466 | 92288
3-Decyne, 10-chloro- | 211433 | 92289
Thiocyanic acid, (trimethylsilyl)methyl ester | 211409 | 92290
Cyclohexene, 4-[2-(trichlorosilyl)ethyl]- | 211383 | 92291
Methanone, phenyl-2-pyridinyl-, oxime | 93062 | 92292
Silane, ethoxytrimethyl- | 93039 | 92293
Naphthalene, 1,4-dichloro- | 93005 | 92294
1,3-Isobenzofurandione, 5,5'-oxybis- | 92965 | 92295
2-Hexanone, 5-phenyl- | 211094 | 92296
Benzenamine, N-cyclohexyl- | 92940 | 92297
2-Naphthalenesulfonic acid, 6-amino-5-[2-[4-[[4-[bis(2-hydroxyethyl)amino]-6-[(2-sulfoethyl)amino]-1,3,5-triazin-2-yl]amino]-2-sulfophenyl]diazenyl]-4-hydroxy-, sodium salt (1:3) | 1651439 | 92298
2,4-Dioxaspiro[5.5]undec-8-ene, 3-(3-cyclohexen-1-yl)- | 92916 | 92299
Silane, dichlorodihexyl- | 211078 | 92300
1-Octanamine, 7-methyl-N,N-bis(7-methyloctyl)- | 211045 | 92301
Benzoic acid, 2-amino-, hexyl ester | 211029 | 92302
Ethanone, 1-(2,4,5-trimethoxyphenyl)- | 92890 | 92303
Phosphorothioic acid, O-(2,5-dichloro-4-iodophenyl) O,O-dimethyl ester | 690669 | 92304
Benzene, (2-ethoxyethyl)- | 92866 | 92305
Propanedinitrile, 2-[[1,2,3,4-tetrahydro-2,2,4,7-tetramethyl-1-[2-[[(phenylamino)carbonyl]oxy]ethyl]-6-quinolinyl]methylene]- | 210997 | 92306
Benzenamine, 2-bromo-4,6-dinitro- | 92833 | 92307
Benzene, 1-(1-methylethyl)-4-nitro- | 92817 | 92308
Silane, chloro(dichloromethyl)dimethyl- | 210963 | 92309
Silane, trichloro(2-methylpropyl)- | 210930 | 92310
Propanoic acid, 3-(dichloromethylsilyl)-, methyl ester | 210906 | 92311
Silane, (3-chloropropyl)dimethyl- | 210872 | 92312
Disiloxane, 1-methoxy-1,1,3,3,3-pentamethyl- | 210849 | 92313
2-Propenoic acid, 2-methyl-, 3-(1,1,3,3,3-pentamethyl-1-disiloxanyl)propyl ester | 210815 | 92314
Silane, butyldichloromethyl- | 210799 | 92315
Silane, trimethyl(2-propen-1-yloxy)- | 210765 | 92316
Pyrazine, 2,3-diethyl-5-methyl- | 210732 | 92317
Phosphonic acid, P-(trimethylsilyl)-, dimethyl ester | 210708 | 92318
Disiloxane, 1,3-bis(3-chloropropyl)-1,1,3,3-tetramethyl- | 210682 | 92319
3-Thiazolidineethanol, 2-imino-.alpha.-phenyl-, 4-methylbenzenesulfonate (1:1) | 210658 | 92320
Cyclohexane, 1-(1,1-dimethylpropyl)-4-ethoxy-, trans- | 1651421 | 92321
Benzenesulfonyl chloride, 4-[(1-amino-9,10-dihydro-4-hydroxy-9,10-dioxo-2-anthracenyl)oxy]- | 210625 | 92322
3,6-Acridinediamine, sulfate (2:1) | 92783 | 92323
Silane, diethoxy(1,4,5,6,7,7-hexachlorobicyclo[2.2.1]hept-5-en-2-yl)methyl- | 210609 | 92324
Hexanedioic acid, 1,6-bis(trimethylsilyl) ester | 210583 | 92325
Indeno[1,2-d]-1,3-dioxin, 4,4a,5,9b-tetrahydro- | 210559 | 92326
Phosphonic acid, bis(1-methylethyl) ester | 92767 | 92327
Benzene, 1-chloro-4-(chloromethylphenylsilyl)- | 210500 | 92328
Benzenamine, 4,4'-methylenebis[N-methyl- | 92726 | 92329
Oxazole, 2,2'-(1,4-phenylene)bis[5-phenyl- | 92700 | 92330
Silane, triethoxy(2,4,4-trimethylpentyl)- | 269332 | 92331
Acetamide, 2-chloro-2,2-difluoro- | 43513 | 92332
Acetyl chloride, 2-chloro-2,2-difluoro- | 43489 | 92333
Ethane, 1,1,1,2-tetrachloro-2-fluoro- | 43448 | 92334
Benzenemethanaminium, N-[3-[[9,10-dihydro-4-[(1-methylethyl)amino]-9,10-dioxo-1-anthracenyl]amino]propyl]-N,N-dimethyl-, chloride (1:1) | 269274 | 92335
Phosphorodithioic acid, O-ethyl O-[4-(methylthio)phenyl] S-propyl ester | 269266 | 92336
1-Hexadecanol, 1-(dihydrogen phosphate) | 116582 | 92337
Acetonitrile, 2,2,2-trifluoro- | 43414 | 92338
Oxacyclopentadecan-2-one | 116558 | 92339
Benzamide, N-[[(4-chlorophenyl)amino]carbonyl]-2,6-difluoro- | 269233 | 92340
Methane, bromochlorodifluoro- | 43380 | 92341
Methane, bromodichlorofluoro- | 961086 | 92342
2-Propenoic acid, 3,3'-[(1-oxido-1,2-diazenediyl)di-4,1-phenylene]bis-, 1,1'-diethyl ester | 116525 | 92343
7-Octadecyne, 2-methyl- | 269209 | 92344
Ethane, fluoro- | 43349 | 92345
Benzenamine, N-(2-ethyl-2-hexen-1-ylidene)- | 269159 | 92346
Thioperoxydicarbonic diamide ([(H2N)C(S)]2S2), N,N'-bis(1-methylethyl)-N,N'-dioctadecyl- | 269118 | 92347
1,3,5-Triazine-2,4-disulfenamide, N2,N4-dicyclohexyl-6-(diethylamino)- | 269092 | 92348
1,3-Naphthalenedisulfonic acid, 8-[2-[4'-[2-(4-ethoxyphenyl)diazenyl][1,1'-biphenyl]-4-yl]diazenyl]-7-hydroxy-, sodium salt (1:2) | 116483 | 92349
7-Benzothiazolesulfonic acid, 2-[4-[2-(hexahydro-2,4,6-trioxo-5-pyrimidinyl)diazenyl]phenyl]-6-methyl-, sodium salt (1:1) | 269043 | 92350
1H-Imidazole-1-ethanamine, 2-(8-heptadecen-1-yl)-4,5-dihydro- | 116442 | 92351
Benzonitrile, 4-[[[4-(hexyloxy)phenyl]methylene]amino]- | 269027 | 92352
Phenol, 2-methyl-4-(methylamino)-, sulfate (2:1) | 269001 | 92353
Benzene, 1-fluoro-3-methyl- | 43315 | 92354
Carbon(isothiocyanatidic) acid, methyl ester | 1649516 | 92355
Benzamide, 3,5-dimethyl-N-(1-methylethyl)-N-(phenylmethyl)- | 52466521 | 92356
4(3H)-Pyrimidinone, 6-methyl- | 116426 | 92357
2-Propenoic acid, 2-methyl-, 1,1'-[2-(hydroxymethyl)-2-[[(2-methyl-1-oxo-2-propen-1-yl)oxy]methyl]-1,3-propanediyl] ester | 116400 | 92358
Hexane, 2,2,5-trimethyl- | 688309 | 92359
Butanoic acid, 4,4-difluoro-3-oxo-, ethyl ester | 43273 | 92360
1-Hepten-4-ol | 116376 | 92361
3H-Pyrazol-3-one, 4,4'-[(3,3'-dichloro[1,1'-biphenyl]-4,4'-diyl)bis(2,1-diazenediyl)]bis[2,4-dihydro-5-methyl-2-phenyl- | 116350 | 92362
1,2,4-Triazine, 3,3'-(2,4-pyridinediyl)bis[5,6-diphenyl- | 268649 | 92363
Propanoic acid, 2-methyl-, ester with 2,2,4-trimethyl-1,3-pentanediol monobenzoate | 268599 | 92364
2-Hexenal, 5-methyl-2-(1-methylethyl)- | 268565 | 92365
12-Tetradecen-1-ol, 1-acetate, (12E)- | 268540 | 92366
9-Tetradecen-1-ol, (9Z)- | 268516 | 92367
9-Dodecen-1-ol, 1-acetate, (9E)- | 268482 | 92368
1-Propanamine, N,N-dimethyl-3-(trimethoxysilyl)-, acetate (1:1) | 268458 | 92369
Benzeneacetic acid, 3-(trifluoromethyl)- | 43240 | 92370
2,3-Butanediol, 1,4-dichloro-, 2,3-diacetate | 268425 | 92371
Benzeneacetic acid, 2,4-dihydroxy-.alpha.-imino-, ethyl ester, hydrochloride (1:1) | 268342 | 92372
D-Gluconic acid, potassium salt (1:?) | 268326 | 92373
Benzenepropanoic acid, 3,5-bis(1,1-dimethylethyl)-4-hydroxy-, 1,1'-(1,6-hexanediyl) ester | 268276 | 92374
1,1'-Biphenyl, 2,2',3,3',4,4',5-heptachloro- | 692475 | 92375
1,1'-Biphenyl, 2,2',3,4,4',5'-hexachloro- | 692459 | 92376
Ethanamine, 2-[(4-chlorophenyl)-2-pyridinylmethoxy]-N,N-dimethyl-, (2Z)-2-butenedioate (1:1) | 116293 | 92377
Benzene, 1-fluoro-4-nitro- | 43216 | 92378
Ethanone, 1-(3-pyridinyl)- | 43190 | 92379
Benzene, nonadecyl- | 252049 | 92380
1-Naphthalenesulfonic acid, 2-[2-(2-hydroxy-1-naphthalenyl)diazenyl]- | 252007 | 92381
Benzenamine, 5-chloro-2-(methylsulfonyl)- | 251983 | 92382
L-Proline, 1-(1-deoxy-D-fructos-1-yl)- | 251967 | 92383
Benzoic acid, anhydride with 3-chloro-N-ethoxy-2,6-dimethoxybenzenecarboximidic acid | 17127614 | 92384
Acetamide, N-[3-[ethyl(phenylmethyl)amino]phenyl]- | 251900 | 92385
1H-Pyrazole-3-carboxylic acid, 4-[2-[2,5-dimethoxy-4-[[2-(sulfooxy)ethyl]sulfonyl]phenyl]diazenyl]-4,5-dihydro-5-oxo-1-(4-sulfophenyl)- | 251868 | 92386
1,3-Benzenediamine, 2,6-dinitro-N1,N1-dipropyl-4-(trifluoromethyl)- | 251843 | 92387
Benzenesulfonamide, N-(4-amino-9,10-dihydro-9,10-dioxo-3-phenoxy-1-anthracenyl)-4-methyl- | 108662 | 92388
Hexadecanoic acid, (9Z)-9-octadecen-1-yl ester | 108647 | 92389
Benzoyl chloride, 3,5-dichloro- | 108605 | 92390
Benzoyl chloride, 2,3-dichloro- | 108589 | 92391
1,4-Benzenedicarbonitrile, 2,3,5,6-tetramethyl-, N1,N4-dioxide | 108555 | 92392
Benzenesulfonamide, N-(4-chlorophenyl)-4-methyl- | 108530 | 92393
Propanoic acid, 2-(dimethylamino)ethyl ester | 251595 | 92394
Urea, N,N'-dichloro-N,N'-bis(2,4,6-trichlorophenyl)- | 108506 | 92395
Benzenesulfonic acid, dodecyldimethyl- | 251470 | 92396
4,4(5H)-Oxazoledimethanol, 2-(heptadecen-1-yl)- | 251454 | 92397
tert-Tetradecanethiol | 251421 | 92398
Pyridazine | 41087 | 92399
1,5,7-Octatrien-3-ol, 2,6-dimethyl-, (5E)- | 251389 | 92400
Oxirane, 2-[[3-(diethoxymethylsilyl)propoxy]methyl]- | 108480 | 92401
Benzoic acid, 5-[2-[4'-[2-[2,4-dihydroxy-3-[2-(4-sulfophenyl)diazenyl]phenyl]diazenyl][1,1'-biphenyl]-4-yl]diazenyl]-2-hydroxy-, sodium salt (1:2) | 108456 | 92402
2,5-Furandione, dihydro-3-(nonen-1-yl)- | 251272 | 92403
1-Hexen-3-one, 5-methyl-1-phenyl- | 108423 | 92404
4H-[1,2,4]Triazolo[4,3-a][1,4]benzodiazepine, 8-chloro-6-(2-chlorophenyl)-1-methyl- | 17001231 | 92405
1H-Imidazole | 41053 | 92406
1H-Imidazole-1-ethanol, 2-heptadecyl-4,5-dihydro-, acetate (1:1) | 250936 | 92407
Cyclohexane, nonyl- | 108399 | 92408
Pyrazine, 2-methyl-3-(methylthio)- | 108365 | 92409
Ethanol, 2,2'-[(3-nitrophenyl)imino]bis-, 1,1'-diacetate | 250860 | 92410
2,5-Cyclohexadiene-1,4-dione, 2,5-dihydroxy-, potassium salt (1:2) | 108340 | 92411
Butanedioic acid, 2-(octen-1-yl)- | 250837 | 92412
Benzenesulfonamide, 3-nitro-N-phenyl- | 250753 | 92413
Benzaldehyde, 4-propyl- | 250738 | 92414
Phenol, (1,1-dimethylethyl)-, phosphate | 691774 | 92415
Poly(oxy-1,2-ethanediyl), .alpha.-(2-carboxybenzoyl)-.omega.-[3-[1,3,3,3-tetramethyl-1-[(trimethylsilyl)oxy]-1-disiloxanyl]propoxy]-, potassium salt (1:1) | 17007865 | 92416
2H-1-Benzopyran-2-one, 3-[3-(4'-bromo[1,1'-biphenyl]-4-yl)-3-hydroxy-1-phenylpropyl]-4-hydroxy- | 250688 | 92417
Quinoxalinium, 1-[2-(1,3-dihydro-1,3,3-trimethyl-2H-indol-2-ylidene)ethylidene]-1,2,3,4-tetrahydro-, chloride (1:1) | 250654 | 92418
4(3H)-Quinazolinone, 2-[7-(diethylamino)-2-oxo-2H-1-benzopyran-3-yl]- | 250613 | 92419
1-Propanamine, 3-(2-ethoxyethoxy)- | 711515 | 92420
Silacyclobutane | 41012 | 92421
4(3H)-Quinazolinone, 6-chloro-2-(3,5-dichloro-2-hydroxyphenyl)- | 250563 | 92422
1,5-Naphthalenedisulfonic acid, 3,3'-[carbonylbis[imino(3-methoxy-4,1-phenylene)-2,1-diazenediyl]]bis-, sodium salt (1:4) | 250514 | 92423
2H-1-Benzopyran-3-carboxylic acid, 7-(diethylamino)-2-oxo-, ethyl ester | 250480 | 92424
Phenazinium, 3-(diethylamino)-7-[2-[4-(dimethylamino)phenyl]diazenyl]-5-phenyl-, chloride (1:1) | 108167 | 92425
1-Tridecanamine | 108159 | 92426
1,4-Naphthalenedione, 2-(dimethylamino)- | 687582 | 92427
Silane, [(1,1-dimethyl-2-propen-1-yl)oxy]dimethyl- | 223990 | 92428
Benzenesulfonic acid, 3-[[[(3-heptadecyl-1,5-dihydro-5-thioxo-4H-1,2,4-triazol-4-yl)amino]carbonyl]amino]-, sodium salt (1:1) | 223966 | 92429
Tridecanoic acid, 12-oxo- | 100263 | 92430
Pentanoic acid, 4,4-bis[(1,1-dimethylethyl)dioxy]butyl ester | 223941 | 92431
Phenol, 2(or 4)-sec-octacosyl- | 1653781 | 92432
1,3-Nonanediol | 223917 | 92433
Methanimidamide, N,N-dimethyl-N'-[3-[[(methylamino)carbonyl]oxy]phenyl]-, hydrochloride (1:1) | 223883 | 92434
2-Anthracenesulfonic acid, 1-amino-4-[[3-[[4-chloro-6-[(3-sulfophenyl)amino]-1,3,5-triazin-2-yl]amino]-4-sulfophenyl]amino]-9,10-dihydro-9,10-dioxo-, sodium salt (1:3) | 223867 | 92435
Butanoic acid, 4-(triethoxysilyl)-, trimethylsilyl ester | 223842 | 92436
Benzeneacetonitrile, 3-(trifluoromethyl)- | 100230 | 92437
Butanedioic acid, 2-sulfo-, 1,4-dicyclohexyl ester, sodium salt (1:1) | 223792 | 92438
Benzene, 1,3-bis[3-(3-phenoxyphenoxy)phenoxy]- | 223768 | 92439
Benzothiazolium, 5-methyl-2-[2-[[5-methyl-3-(3-sulfopropyl)-2(3H)-benzothiazolylidene]methyl]-1-buten-1-yl]-3-(3-sulfopropyl)-, inner salt | 223727 | 92440
Phenol, 2(or 4)-sec-tetracosyl- | 1653757 | 92441
Phenol, 2(or 4)-sec-eicosyl- | 1653732 | 92442
1-Naphthalenesulfonic acid, 6-diazo-5,6-dihydro-5-oxo-, phenyl ester | 223487 | 92443
Benzoic acid, 2-hydroxy-3-methyl-, methyl ester | 223453 | 92444
3-Buten-2-one, 4-(2,2,6-trimethyl-7-oxabicyclo[4.1.0]hept-1-yl)- | 223404 | 92445
1-Phenanthrenecarboxylic acid, 1,2,3,4,4a,4b,5,6,10,10a-decahydro-1,4a-dimethyl-7-(1-methylethyl)-, potassium salt (1:1), (1R,4aR,4bR,10aR)- | 223354 | 92446
1,3-Propanediol, 2,2'-[oxybis(methylene)]bis[2-ethyl- | 223321 | 92447
Spiro[isobenzofuran-1(3H),9'-[9H]xanthen]-3-one, 3',6'-dihydroxy- | 100198 | 92448
9-Tetradecen-1-ol, 1-acetate, (9E)- | 223289 | 92449
Propanoic acid, 3-ethoxy-3-imino-, ethyl ester, hydrochloride (1:1) | 100172 | 92450
1-Tetradecanol, 1,1',1''-triester with boric acid (H3BO3) | 223248 | 92451
2-Propenoic acid, 2-methyl-, 2-[(1,1-dimethylethyl)amino]ethyl ester, hydrochloride (1:1) | 223222 | 92452
Pyridinium, 1-hexadecyl-4-methyl-, bromide (1:1) | 100149 | 92453
Acetamide, 2-chloro-N,N-diethyl- | 100123 | 92454
Ethanimidothioic acid, 2-(dimethylamino)-N-[[(methylamino)carbonyl]oxy]-2-oxo-, methyl ester | 223180 | 92455
Acetamide, N-[3-[bis[2-(acetyloxy)ethyl]amino]-4-methoxyphenyl]- | 223164 | 92456
Phenol, 2-methyl-4,6-dinitro-, sodium salt (1:1) | 100099 | 92457
Glycine, N,N'-1,2-ethanediylbis[N-(phosphonomethyl)- | 100065 | 92458
Acetamide, N-[7-hydroxy-8-[2-[2-hydroxy-5-[(methylamino)sulfonyl]phenyl]diazenyl]-1-naphthalenyl]- | 223131 | 92459
Carbamic acid, dimethyl-, 2-(dimethylamino)-5,6-dimethyl-4-pyrimidinyl ester | 223123 | 92460
Propanamide, N-[2-[2-(2-bromo-6-cyano-4-nitrophenyl)diazenyl]-5-(diethylamino)phenyl]- | 100040 | 92461
9H-Carbazole-1-carboxamide, N-(4-chlorophenyl)-2-hydroxy- | 223099 | 92462
Pentanamide, N-(3-chloro-4-methylphenyl)-2-methyl- | 17123639 | 92463
Benzoic acid, 2,3,5-trichloro-6-methoxy- | 961623 | 92464
Decanoic acid, octyl ester | 100024 | 92465
Octanoic acid, octyl ester | 99994 | 92466
9,10-Anthracenedione, 1-amino-4-[(4-methoxyphenyl)amino]- | 223065 | 92467
Hexanamide, N-(2-hydroxypropyl)- | 223032 | 92468
4-Cyclohexene-1,2-dicarboxylic acid, (1R,2S)-rel- | 99978 | 92469
2(3H)-Furanone, dihydro-5-octyl- | 99945 | 92470
Phosphonium, tetrabutyl-, chloride (1:1) | 99911 | 92471
4-Piperidinecarbonitrile, 4-hydroxy-2,2,6,6-tetramethyl- | 223008 | 92472
1,3-Cyclopentanedicarboxylic acid, 2-methyl-4,5-dioxo-, 1,3-diethyl ester | 222984 | 92473
Methanone, (2-chlorophenyl)(4-fluorophenyl)- | 92676 | 92474
2-Propenoic acid, 2-methyl-, 2-sulfoethyl ester, sodium salt (1:1) | 92643 | 92475
Tetradecanoic acid, 2,2,3,3,4,4,5,5,6,6,7,7,8,8,9,9,10,10,11,11,12,12,13,14,14,14-hexacosafluoro-13-(trifluoromethyl)- | 210336 | 92476
1H-Benzimidazol-6-amine, 1-ethyl-2-methyl-5-(trifluoromethyl)- | 210302 | 92477
Cholest-5-en-3-ol (3.beta.)-, 3-[2-(2-methoxyethoxy)ethyl carbonate] | 210260 | 92478
1H-Thioxantheno[2,1,9-def]isoquinoline-1,3(2H)-dione, 5-methoxy-2-(3-methoxypropyl)-11-nitro- | 210237 | 92479
2-Propenoic acid, 2-methyl-, 3,3,4,4,5,5,6,6,6-nonafluorohexyl ester | 92627 | 92480
9H-Purin-6-amine, N,9-bis(trimethylsilyl)- | 210203 | 92481
Silane, dimethoxybis(2-methylpropyl)- | 210179 | 92482
2-Propenoic acid, 2-methyl-, 2-nitrobutyl ester | 210146 | 92483
2,4,6,8,3,5,7-Benzotetraoxatriplumbacycloundecin-3,5,7-triylidene, 1,9-dihydro-1,9-dioxo- | 210112 | 92484
Benzenesulfonic acid, 4-tetradecyl-, sodium salt (1:1) | 92593 | 92485
Benzene, 1,1'-(diethylsilylene)bis- | 210096 | 92486
Propanedioic acid, 2-[(trimethylsilyl)methyl]-, 1,3-diethyl ester | 210062 | 92487
Cyclohexane, dodecyl- | 92551 | 92488
Carbamic acid, N-[3-(triethoxysilyl)propyl]-, ethyl ester | 210021 | 92489
Dodecanoic acid, 2-[bis(2-hydroxyethyl)amino]ethyl ester | 92528 | 92490
2-Propen-1-aminium, N-methyl-N,N-di-2-propen-1-yl-, methyl sulfate (1:1) | 209999 | 92491
Trisiloxane, 1,1,1,3,5,5,5-heptamethyl-3-[(trimethylsilyl)oxy]- | 209973 | 92492
2,6,9,11-Dodecatetraenal, 2,6,10-trimethyl-, (2E,6E,9E)- | 209932 | 92493
2,5,7,10-Tetraoxa-6-silaundecane, 6-(2-methoxyethoxy)-6-phenyl- | 209908 | 92494
Benzenesulfonic acid, 4-[2-(2,4-diamino-5-methylphenyl)diazenyl]- | 209882 | 92495
Cyclotetrasiloxane, 2-(chloromethyl)-2,4,4,6,6,8,8-heptamethyl- | 209858 | 92496
Benzene, (ethenylmethylsilyl)- | 209833 | 92497
1-Naphthalenesulfonic acid, 3-hydroxy-4-[2-(1-hydroxy-2-naphthalenyl)diazenyl]-7-nitro-, sodium salt (1:1) | 92494 | 92498
Propanoic acid, 3-hydroxy-2-(hydroxymethyl)-2-methyl-, methyl ester | 209809 | 92499
9,10-Anthracenedione, 1-amino-4-hydroxy-2-(2-hydroxyethoxy)- | 209783 | 92500
1,6-Pyrenedione | 92460 | 92501
2-Naphthalenecarboxylic acid, 4-[2-(4-chloro-5-methyl-2-sulfophenyl)diazenyl]-3-hydroxy-, calcium salt (1:1) | 209742 | 92502
Chromate(3-), bis[3-[2-[6-amino-1,4-dihydro-2-[[[4-[2-(2-hydroxy-1-naphthalenyl)diazenyl]phenyl]sulfonyl]amino]-4-(oxo-.kappa.O)-5-pyrimidinyl]diazenyl-.kappa.N1]-4-(hydroxy-.kappa.O)-5-nitrobenzenesulfonato(3-)]-, sodium (1:3) | 17006800 | 92503
Chromate(5-), bis[6-[[[4-[2-(1-butyl-5-cyano-1,6-dihydro-2-hydroxy-4-methyl-6-oxo-3-pyridinyl)diazenyl]phenyl]sulfonyl]amino]-4-(hydroxy-.kappa.O)-3-[2-[2-(hydroxy-.kappa.O)-5-nitro-3-sulfophenyl]diazenyl]-2-naphthalenesulfonato(4-)]-, sodium (1:5) | 1651280 | 92504
Benzonitrile, 2,3,5,6-tetrafluoro-4-nitro- | 690636 | 92505
3(2H)-Benzofuranone, 7-hydroxy-2,2-dimethyl- | 17126681 | 92506
Butanenitrile, 2-hydroxy-4-(methylthio)- | 209536 | 92507
Cyclopenta[cd]pentalene, 1,2,2a,3,4,4a,5,6,6a,6b-decachloro-2a,4a,6a,6b-tetrahydro- | 690610 | 92508
Phenol, 2-[(4-hydroxyphenyl)thio]- | 209486 | 92509
Benzaldehyde, 4-(diethylamino)-2-hydroxy- | 209460 | 92510
Urea, N-(hydroxymethyl)-N'-(methoxymethyl)- | 209429 | 92511
2-Propenoic acid, 3,3,4,4,5,5,6,6,7,7,8,8,9,9,10,10,11,11,12,12,12-heneicosafluorododecyl ester | 209395 | 92512
Glycine, N-methyl-N-[(9Z)-1-oxo-9-octadecen-1-yl]-, compd. with 2,2',2''-nitrilotris[ethanol] (1:1) | 209353 | 92513
D-Galactose, 2-amino-2-deoxy-, hydrochloride (1:1) | 92262 | 92514
1,4-Benzenediol, 2,6-bis(1,1-dimethylethyl)-, 4,4',4''-phosphate | 209312 | 92515
Cyclopentasiloxane, 2,4,6,8,10-pentaethenyl-2,4,6,8,10-pentamethyl- | 209296 | 92516
Ethanone, 1-[3-(trifluoromethyl)phenyl]- | 43166 | 92517
Quinoxaline, 5,6,7,8-tetrachloro- | 17124215 | 92518
Benzothiazolium, 2-[3-(3-ethyl-2(3H)-benzothiazolylidene)-2-methyl-1-propen-1-yl]-3-(3-sulfobutyl)-, inner salt | 267997 | 92519
Benzene, (trichloromethoxy)- | 267906 | 92520
1,1'-Biphenyl, 2,5-dichloro- | 692418 | 92521
2-Butenoic acid, 3-methyl-, 1,1'-anhydride | 267864 | 92522
Benzenamine, 2-fluoro- | 43133 | 92523
Urea, N-[bis[4-(dimethylamino)phenyl]methylene]-N'-butyl- | 267815 | 92524
3-Furancarboxamide, N-cyclohexyl-2,5-dimethyl- | 17127895 | 92525
1,2-Benzenedicarboxylic acid, 3,4,5,6-tetrachloro-, 1,2-bis(2-ethylhexyl) ester | 267799 | 92526
2-Anthracenesulfonic acid, 1-amino-4-(ethylamino)-9,10-dihydro-9,10-dioxo-, sodium salt (1:1) | 267757 | 92527
2H-1-Benzopyran-2-one, 3-(4-chloro-1H-pyrazol-1-yl)-7-(4-methyl-5-phenyl-2H-1,2,3-triazol-2-yl)- | 267682 | 92528
3,6,9,12-Tetraoxapentadecanoyl fluoride, 2,4,4,5,7,7,8,10,10,11,13,13,14,14,15,15,15-heptadecafluoro-2,5,8,11-tetrakis(trifluoromethyl)- | 267633 | 92529
17-Oxabicyclo[14.1.0]heptadec-8-ene | 17119561 | 92530
Benzenediazonium, 4-(diethylamino)-, tetrafluoroborate(1-) (1:1) | 43091 | 92531
1-Propanamine, 3-[2-(dimethylamino)ethoxy]-N,N-dimethyl- | 267575 | 92532
Ethanesulfonic acid, 2-[(2-aminoethyl)amino]-, sodium salt (1:1) | 267542 | 92533
Phenol, 4,4'-(1,1-dioxido-3H-2,1-benzoxathiol-3-ylidene)bis[2-bromo-3-methyl-6-(1-methylethyl)-, sodium salt (1:1) | 267468 | 92534
3-Pyridinecarboxylic acid, phenyl ester | 116061 | 92535
Chromate(3-), bis[6-amino-3-[2-[5-(aminosulfonyl)-2-(hydroxy-.kappa.O)phenyl]diazenyl-.kappa.N1]-4-(hydroxy-.kappa.O)-2-naphthalenesulfonato(3-)]-, sodium (1:3) | 17008699 | 92536
Chromate(4-), [6-amino-3-[2-[5-(aminosulfonyl)-2-(hydroxy-.kappa.O)phenyl]diazenyl-.kappa.N1]-4-(hydroxy-.kappa.O)-2-naphthalenesulfonato(3-)][6-amino-4-(hydroxy-.kappa.O)-3-[2-[2-(hydroxy-.kappa.O)-5-nitro-3-sulfophenyl]diazenyl-.kappa.N1]-2-naphthalenesulfonato(4-)]-, sodium (1:4) | 17008681 | 92537
Octadecanoic acid, 1,1'-(1,1,3,3-tetrabutyl-1,3-distannoxanediyl) ester | 116038 | 92538
Carbamothioic acid, diethyl-, S-[(2-chlorophenyl)methyl] ester | 1714749 | 92539
Phosphoric acid, P,P'-1,2-ethanediyl P,P,P',P'-tetrakis(2-chloro-1-methylethyl) ester | 267237 | 92540
2H-1,2,4-Benzothiadiazine-7-sulfonamide, 6-chloro-3,4-dihydro-2-methyl-3-[[(2,2,2-trifluoroethyl)thio]methyl]-, 1,1-dioxide (8CI, 9CI) | 17002775 | 92541
Octadecanoic acid, hexyl ester | 116012 | 92542
Propanol, 1(or 2)-(2-methoxymethylethoxy)- | 267211 | 92543
Benzeneacetonitrile, 4-amino-, hydrochloride (1:1) | 115972 | 92544
1,2-Ethanedione, 1,2-bis(4-chlorophenyl)- | 115949 | 92545
Bicyclo[2.2.1]hept-2-ene, 1,2,3,4,7,7-hexachloro-5-(tetrabromophenyl)- | 267179 | 92546
Pyridine, 3,5-diethyl-1,2-dihydro-1-phenyl-2-propyl- | 267153 | 92547
Benzene, 1-(chloromethyl)-2-fluoro- | 43075 | 92548
Benzoic acid, 3,4,5-trihydroxy-, 2-ethylhexyl ester | 267104 | 92549
1-Hexanol, 3,5,5-trimethyl- | 115915 | 92550
2-Butanimine, N-chloro- | 692384 | 92551
3H-Indolium, 1,2,3,3-tetramethyl-5-nitro-, 4-methylbenzenesulfonate (1:1) | 267047 | 92552
Silane, dibutyldichloro- | 115881 | 92553
Phenol, 4,4'-(1,1-dioxido-3H-2,1-benzoxathiol-3-ylidene)bis-, sodium salt (1:1) | 266973 | 92554
1-Pyrrolidinecarboxamide, 2,5-dimethyl-N-phenyl-, (2R,5S)-rel- | 52466505 | 92555
1-Propanaminium, N-(carboxymethyl)-N,N-dimethyl-3-[[(3,3,4,4,5,5,6,6,7,7,8,8,8-tridecafluorooctyl)sulfonyl]amino]-, inner salt | 266957 | 92556
1-Butanesulfonamide, 1,1,2,2,3,3,4,4,4-nonafluoro-N-(2-hydroxyethyl)-N-methyl- | 266932 | 92557
Propanoic acid, 2-hydroxy-, butyl ester, (2S)- | 1649490 | 92558
2-Pyrrolidinone, 1-(2-hydroxyethyl)- | 115857 | 92559
Benzenamine, N,N-diethyl-3-methyl-4-[2-[4-[2-(4-nitrophenyl)diazenyl]-1-naphthalenyl]diazenyl]- | 266890 | 92560
Benzenesulfonic acid, 2,2'-[(9,10-dihydro-9,10-dioxo-1,4-anthracenediyl)diimino]bis[5-methyl- | 115824 | 92561
1-Naphthalenesulfonic acid, 3,3'-((3,3'-dimethoxy(1,1'-biphenyl)-4,4'-diyl)bis(azo))bis(4-amino-, disodium salt | 687970 | 92562
4(3H)-Quinazolinone, 2-(5-chloro-2-hydroxyphenyl)-6-nitro- | 250456 | 92563
Benzoxazole, 2,2'-(2,5-thiophenediyl)bis- | 108118 | 92564
Naphthalene, trimethyl- | 691758 | 92565
Zinc, bis(O,O-diisooctyl phosphorodithioato-.kappa.S,.kappa.S')- | 250100 | 92566
7-Oxabicyclo[4.1.0]heptane | 40972 | 92567
Phosphoramidothioic acid, methyl-, O-[2-chloro-4-(1,1-dimethylethyl)phenyl] O-methyl ester | 17123936 | 92568
Sulfonium, [(2-hydroxy-5-nitrophenyl)methyl]dimethyl-, bromide (1:1) | 250084 | 92569
2,6-Anthracenedisulfonic acid, 4,8-diamino-9,10-dihydro-1,5-dihydroxy-9,10-dioxo-, sodium salt (1:2) | 108092 | 92570
Cyclohexane, 1,1'-methylenebis(isocyanato- | 691725 | 92571
3-Pyridinepropanol | 108068 | 92572
Furan, 3,3'-dithiobis[2-methyl- | 250027 | 92573
Dodecanoic acid, 1,1'-[(dioctylstannylene)bis(thio-2,1-ethanediyl)] ester | 249904 | 92574
Cuprate(3-), [5-amino-4-(hydroxy-.kappa.O)-3-[2-[2-(hydroxy-.kappa.O)-5-sulfophenyl]diazenyl-.kappa.N1]-2,7-naphthalenedisulfonato(5-)]-, hydrogen (1:3) | 249888 | 92575
1,2-Benzenedicarboxylic acid, 1,2-diisononyl ester | 249813 | 92576
Cyclohexanemethanamine, 5-amino-1,3,3-trimethyl- | 108035 | 92577
Benzoxazole, 2-(1-piperidinyl)- | 108001 | 92578
2-Propanol, trichloro-2-methyl- | 249458 | 92579
Acetamide, N-[5-[[2-(acetyloxy)ethyl](2-cyanoethyl)amino]-2-[2-(2-chloro-4-nitrophenyl)diazenyl]phenyl]- | 249391 | 92580
Benzene, 1-chloro-3-methoxy- | 107953 | 92581
Phenol, 2-amino-5-chloro- | 249342 | 92582
Cuprate(4-), [.mu.-[[3,3'-[[3,3'-di(hydroxy-.kappa.O)[1,1'-biphenyl]-4,4'-diyl]bis(2,1-diazenediyl-.kappa.N1)]bis[5-amino-4-(hydroxy-.kappa.O)-2,7-naphthalenedisulfonato]](8-)]]di-, sodium (1:4) | 249102 | 92583
Benzoic acid, 3-amino-4-chloro- | 1648906 | 92584
1,3-Benzenediamine, N1,N1-dimethyl- | 107904 | 92585
Phenol, 3-amino-4-methyl- | 17003898 | 92586
Phenol, 4-amino-2-methyl- | 107870 | 92587
Benzamide, 4-amino- | 107847 | 92588
Butanoic acid, 3-methyl-, 2-propen-1-yl ester | 107813 | 92589
Acetic acid, 2-chloro-2,2-difluoro-, 1,1'-anhydride | 107789 | 92590
3-Azabicyclo[3.2.2]nonane | 40949 | 92591
Acetamide, N-[4-[2-(2-hydroxy-5-methylphenyl)diazenyl]phenyl]- | 107755 | 92592
Ethanol, 2-(2,4-dinitrophenoxy)- | 107730 | 92593
Antimonate(2-), bis[.mu.-[2,3-di(hydroxy-.kappa.O)butanedioato(4-)-.kappa.O1:.kappa.O4]]di-, dipotassium, trihydrate, stereoisomer | 248807 | 92594
Benzoic acid, 5-hexadecyl-2-hydroxy- | 248773 | 92595
Benzoic acid, 3,3'-[carbonylbis(imino-4,1-phenylene-2,1-diazenediyl)]bis[6-hydroxy-, sodium salt (1:2) | 107714 | 92596
2-Hexanamine, 5-methyl- | 248757 | 92597
2,4,6(1H,3H,5H)-Pyrimidinetrione, 5-[2-(1-ethylnaphtho[1,2-d]thiazol-2(1H)-ylidene)-1-[(1-ethylnaphtho[1,2-d]thiazol-2(1H)-ylidene)methyl]ethylidene]-1,3-bis(2-methoxyethyl)- | 248708 | 92598
Benzeneacetonitrile, 2-methyl-.alpha.-[5-[[(propylsulfonyl)oxy]imino]-2(5H)-thienylidene]- | 17007824 | 92599
Tridecanoic acid, ethyl ester | 248682 | 92600
4,7-Methano-1H-indene, 2,3,3a,4,7,7a-hexahydro-, (3aR,4S,7R,7aS)-rel- | 107706 | 92601
Carbamothioic acid, diethyl-, S-[(4-chlorophenyl)methyl] ester | 248542 | 92602
Butanoic acid, 3-methyl-, (1R,2S,5R)-5-methyl-2-(1-methylethyl)cyclohexyl ester | 248492 | 92603
2-Buten-1-ol, 2-methyl-4-(2,2,3-trimethyl-3-cyclopenten-1-yl)- | 248468 | 92604
Benzenediamine, N-cyclohexyl-N'-phenyl- | 691683 | 92605
Phenol, 2,3,4,5,6-pentamethyl- | 107672 | 92606
1H-Benzimidazole, 6-chloro-2-methyl- | 107649 | 92607
Propanoic acid, 2-(2,4,5-trichlorophenoxy)-, potassium salt | 961722 | 92608
Phenol, 4,4'-(1,1-dioxido-3H-2,1-benzoxathiol-3-ylidene)bis[3-methyl- | 99887 | 92609
1-Naphthalenesulfonic acid, 4-[2-(2-hydroxy-6-sulfo-1-naphthalenyl)diazenyl]-, sodium salt (1:2) | 99861 | 92610
Hydrazinecarbothioamide, 2-formyl- | 99853 | 92611
2-Butanone, 1-(1,3-benzodioxol-5-yl)- | 222950 | 92612
Phenol, 2,4-bis[1-(4-hydroxyphenyl)-1-methylethyl]- | 99820 | 92613
Phenanthridine | 961045 | 92614
Benzenamine, 2-methyl-4-[2-(2-methylphenyl)diazenyl]-, hydrochloride (1:1) | 99804 | 92615
2,4-Thiazolidinedione | 99770 | 92616
Pyridine, 2-pentyl- | 99747 | 92617
Silane, isothiocyanatotrimethyl- | 99713 | 92618
Propanoic acid, 2,2,3,3-tetrafluoro-, sodium salt (1:1) | 222737 | 92619
Decanamide, N-[3-(dimethylamino)propyl]- | 222711 | 92620
2,6-Octadiene, 1-ethoxy-3,7-dimethyl-, (2E)- | 222687 | 92621
Acetamide, N-[7-hydroxy-8-[2-(2-hydroxy-5-nitrophenyl)diazenyl]-1-naphthalenyl]- | 222653 | 92622
Silver, [.mu.-[2,5-dichloro-3,6-di(hydroxy-.kappa.O)-2,5-cyclohexadiene-1,4-dionato(2-)-.kappa.O1:.kappa.O4]]di- | 222612 | 92623
1,3-Benzenediol, 4-(phenylmethyl)- | 99697 | 92624
L-Methionine, N-[(1,1-dimethylethoxy)carbonyl]-, compd. with N-cyclohexylcyclohexanamine (1:1) | 222570 | 92625
5-Dodecanone, 6-butyl-6-hydroxy-, oxime | 222554 | 92626
Benzenesulfonamide, N-phenyl-N-[(trichloromethyl)thio]- | 99663 | 92627
Ethanamine, N,N',N''-[(8-butyl-2,4,6,8-tetramethylcyclotetrasiloxane-2,4,6-triyl)tris(oxy)]tris[N-ethyl- | 222513 | 92628
2-Naphthalenesulfonic acid, 7-[[4,6-bis[4-(2-aminoethyl)-1-piperazinyl]-1,3,5-triazin-2-yl]amino]-4-hydroxy-3-[2-(4-methoxyphenyl)diazenyl]- | 1653500 | 92629
2,4-Hexanedione, 1,1,1-trifluoro-5,5-dimethyl- | 222497 | 92630
1-Pentanesulfonic acid, sodium salt (1:1) | 222471 | 92631
1,8-Anthracenedisulfonic acid, 9,10-dihydro-9,10-dioxo-, potassium salt (1:?) | 222430 | 92632
Phosphorothioic acid, O,O-dimethyl S-[2-[[1-methyl-2-(methylamino)-2-oxoethyl]thio]ethyl] ester | 17123613 | 92633
Aluminate(1-), dihydrobis[2-(methoxy-.kappa.O)ethanolato-.kappa.O]-, sodium (1:1) | 222406 | 92634
Benzoic acid, 2-hydroxy-5-methyl-, methyl ester | 222380 | 92635
Silanamine, N,N,1,1-tetramethyl- | 222331 | 92636
9-Octadecenoic acid, 12-hydroxy-, magnesium salt (2:1), (9Z,12R)- | 222307 | 92637
Propanedioic acid, 2-(3,3,4,4,5,5,6,6,7,7,8,8,8-tridecafluorooctyl)-, 1,3-bis[4-(ethenyloxy)butyl] ester | 1653435 | 92638
Dibenz[a,h]acridine | 40774 | 92639
Benzoic acid, 2-hydroxy-3,5-dinitro-, methyl ester | 222273 | 92640
2-Undecenenitrile | 222257 | 92641
Benzenemethanaminium, N,N-bis(2-methylpropyl)-N-[2-(2-phenoxyethoxy)ethyl]-, chloride (1:1) | 222224 | 92642
Benzonitrile, 2-amino-3,5-dinitro- | 222190 | 92643
Acetamide, N-[3-[(2-cyanoethyl)(2-hydroxyethyl)amino]-4-methoxyphenyl]- | 222166 | 92644
Benzene, (2-isothiocyanatoethyl)- | 99465 | 92645
Benz[c]acridine | 40758 | 92646
2(3H)-Benzothiazolethione, 3-methyl- | 687541 | 92647
Phosphorodithioic acid, O,O-bis(2-methylpropyl) ester | 99440 | 92648
Benzoyl chloride, 3-(trifluoromethyl)- | 99416 | 92649
Cyclohexanecarboxylic acid, 2,2,6-trimethyl-, ethyl ester, (1R,6S)-rel- | 221952 | 92650
7-Octene-1,6-diol, 3,7-dimethyl- | 221929 | 92651
Acetic acid, 2,2'-[1,4-phenylenebis(oxy)]bis- | 99374 | 92652
4-Pyrimidinecarboxylic acid, 1,2,3,6-tetrahydro-2,6-dioxo-, calcium salt (2:1) | 221887 | 92653
Mercury(1+), amminephenyl-, acetate (1:1) | 221853 | 92654
Benzenesulfonic acid, 4-(dimethylamino)-, sodium salt (1:1) | 99341 | 92655
2-Cyclohexen-1-one, 2-methyl-5-(1-methylethenyl)-, (5S)- | 99325 | 92656
3H-1,2,4-Triazol-3-one, 1,2-dihydro-5-propoxy- | 1651264 | 92657
1-Tridecanol, 1-(dihydrogen phosphate), compd. with 2-ethyl-1-hexanamine (1:2) | 209254 | 92658
Hydrazinecarboxylic acid, 2-[(phenylamino)carbonyl]-, ethyl ester | 209239 | 92659
Benzenesulfonic acid, 4-chloro-3-nitro-, sodium salt (1:1) | 209197 | 92660
Hydrazinecarbothioamide, N,2-diphenyl- | 92239 | 92661
2,7-Naphthalenedisulfonic acid, 5-(benzoylamino)-3-[2-[5-[[4-chloro-6-[(4-sulfophenyl)amino]-1,3,5-triazin-2-yl]amino]-2-sulfophenyl]diazenyl]-4-hydroxy-, sodium salt (1:4) | 209155 | 92662
2-Propanol, 1-chloro-3-(dodecyloxy)- | 209148 | 92663
9-Octadecenoic acid (9Z)-, octadecyl ester | 209106 | 92664
2-Propenal, 3,3-bis[4-(dimethylamino)phenyl]- | 209080 | 92665
Octadecanoic acid, tetradecyl ester | 209064 | 92666
Undecanoic acid, 2,2,3,3,4,4,5,5,6,6,7,7,8,8,9,9,10,10,11,11-eicosafluoro- | 92213 | 92667
1,4-Anthracenedione, 2,3-dihydro-9,10-dihydroxy- | 209023 | 92668
Propanoic acid, 2,2-dichloro-, methyl ester | 208983 | 92669
Thiocyanic acid, ammonium salt (1:1) | 92197 | 92670
Oxirane, 2,2'-(2,5,8,11,14-pentaoxapentadecane-1,15-diyl)bis- | 711051 | 92671
Cyclohexanamine, 4,4'-methylenebis- | 92155 | 92672
Phenol, 2-[[(2-hydroxyphenyl)imino]methyl]- | 92130 | 92673
Cholestan-3-ol, (3.beta.)- | 208751 | 92674
Benzonitrile, 2-amino-3-bromo-5-nitro- | 208728 | 92675
Cyclopentane, 1,3-Dimethyl-, (E)- | 524670262 | 92676
Thiazole, 5-ethenyl-4-methyl- | 92106 | 92677
1,3-Diazetidine-2,4-dione, 1,3-bis[4-[(4-isocyanatophenyl)methyl]phenyl]- | 208686 | 92678
Magnesium, bis(1-methylpropyl)- | 208678 | 92679
Acetic acid, 1,1'-(dioctylstannylene) ester | 208645 | 92680
9,10-Anthracenedione, 1,2-diamino- | 92064 | 92681
Benzeneacetic acid, 2,5-dimethoxy- | 92049 | 92682
1-Propene, 1,3,3-trimethoxy- | 208629 | 92683
Phosphoric acid, mono(2-nitrophenyl) ester, sodium salt (1:2) | 208595 | 92684
Methanesulfonic acid, lead(2+) salt (2:1) | 208579 | 92685
2-Benzothiazolamine, 6-(methylsulfonyl)- | 208553 | 92686
Phosphorodiamidic acid, N,N'-dimethyl-, phenyl ester | 92023 | 92687
2-Propenoic acid, 3,3,4,4,4-pentafluorobutyl ester | 208520 | 92688
Cyclohexene, 4,4'-(1,2-ethenediyl)bis- | 208504 | 92689
Phenol, 4,4'-iminobis- | 91991 | 92690
1-Naphthaleneethanethioamide | 208488 | 92691
Zirconium, tetrakis(2,4-pentanedionato-.kappa.O2,.kappa.O4)-, (SA-8-11''11''1'1'''1'1''')- | 208447 | 92692
Benzamide, 3-amino-4-methoxy- | 208397 | 92693
Urea, N'-(4-chlorophenyl)-N-methoxy-N-methyl- | 91967 | 92694
.gamma.-Cyclodextrin | 208355 | 92695
Ethanol, 2,2'-[[4-[2-(2-bromo-6-chloro-4-nitrophenyl)diazenyl]-3-chlorophenyl]imino]bis- | 208348 | 92696
Carbonochloridic acid, 1-methylpropyl ester | 208298 | 92697
Benzene, (2-propen-1-yloxy)- | 91934 | 92698
Phenol, 4,4'-(1-methylethylidene)bis[2-(2-propen-1-yl)- | 91900 | 92699
Phenol, 2-(2-propen-1-yl)- | 91884 | 92700
Butanamide, 2,2'-[(3,3'-dimethoxy[1,1'-biphenyl]-4,4'-diyl)bis(2,1-diazenediyl)]bis[N-(4-chlorophenyl)-3-oxo- | 208264 | 92701
Glycine, N,N'-[1,2-ethenediylbis[(3-sulfo-4,1-phenylene)imino[6-[(4-sulfophenyl)amino]-1,3,5-triazine-4,2-diyl]]]bis[N-(carboxymethyl)-, sodium salt (1:8) | 17006776 | 92702
1-Pyrenebutanoic acid | 115816 | 92703
1-Propanol, 2,3-dibromo-, 1,1'-(hydrogen phosphate), ammonium salt (1:1) | 266866 | 92704
Pyrene, 2-methyl- | 115782 | 92705
Benzoic acid, 2,5-dichloro-3-nitro-, methyl ester | 266759 | 92706
Benzene, 1-chloro-2,3,4,5,6-pentafluoro- | 43042 | 92707
1,3,5-Triazin-2-amine, 4,6-dichloro-N-ethyl- | 688242 | 92708
Pyrimidine, 4-methyl- | 115733 | 92709
Peroxide, bis(2-methyl-1-oxopropyl) | 115709 | 92710
Phenol, 4,4'-(1-methylethylidene)bis[2,3,5,6-tetrabromo-, diacetate | 711762 | 92711
Propanedinitrile, 2-[[4-[bis[2-(benzoyloxy)ethyl]amino]-2,5-dimethoxyphenyl]methylene]- | 266510 | 92712
Phosphoric acid, (1-methyl-1-phenylethyl)phenyl diphenyl ester | 266478 | 92713
Benzoic acid, isooctadecyl ester | 17008632 | 92714
2-Propenoic acid, 3,3,4,4,5,5,6,6,7,7,8,8,9,9,10,10,11,11,12,12,13,13,14,14,15,15,16,16,16-nonacosafluorohexadecyl ester | 266445 | 92715
Benzenepropanol, .alpha.,.beta.-dimethyl-, 1-acetate | 266429 | 92716
[1,1'-Biphenyl]-4-methanol, .alpha.,.alpha.-dimethyl- | 266395 | 92717
Benzene, 1-bromo-2-(bromomethyl)- | 115675 | 92718
4-Thiazolidinone, 5-(1-methyl-2(1H)-pyridinylidene)-3-(2-propen-1-yl)-2-thioxo- | 266353 | 92719
3H-Pyrazol-3-one, 2,4-dihydro-5-[(4-nitrophenyl)amino]-2-(2,4,6-trichlorophenyl)- | 266296 | 92720
Phosphoric acid, monopentyl ester, barium salt (1:1) | 266247 | 92721
Quinolinium, 1-ethyl-2-[[3-(4-sulfobutyl)-2(3H)-benzoselenazolylidene]methyl]-, inner salt | 266197 | 92722
Benzoic acid, 2-hydroxy-5-methyl-, ethyl ester | 266130 | 92723
1,3-Isobenzofurandione, 3a,4,7,7a-tetrahydro-5-methyl- | 115626 | 92724
Acetamide, 2-chloro-N-(ethoxymethyl)-N-(2-ethyl-6-methylphenyl)- | 266114 | 92725
Hydroperoxide, 1,1-dimethylpropyl | 115600 | 92726
Benzenesulfonic acid, 2,2'-(1,2-ethenediyl)bis[5-[[4-(phenylamino)-6-[(4-sulfophenyl)amino]-1,3,5-triazin-2-yl]amino]-, sodium salt (1:4) | 266072 | 92727
Benzaldehyde, 4-amino-, oxime | 115576 | 92728
1H-Pyrazole-1-acetamide, 3,4,5-tribromo-N,N,.alpha.-trimethyl- | 17127861 | 92729
Butanedioic acid, 2-(carboxymethoxy)-, sodium salt (1:3) | 265819 | 92730
2,3-Diazabicyclo[3.2.2]non-2-ene, 1,4,4-trimethyl-, 2,3-dioxide | 265793 | 92731
Phenol, 2-(2-benzothiazolyl)- | 115535 | 92732
Titanate(2-), hexafluoro-, nickel(2+) (1:1), (OC-6-11)- | 265777 | 92733
3H-Indolium, 2-[2-[(4-ethoxyphenyl)amino]ethenyl]-1,3,3-trimethyl-, chloride (1:1) | 265736 | 92734
Cyclohexanol, 3-(5,5,6-trimethylbicyclo[2.2.1]hept-2-yl)- | 115519 | 92735
1,2-Ethanediamine, N1-(2-aminoethyl)-N2-methyl- | 265710 | 92736
1-Pentene, 3,3-dimethyl- | 524669934 | 92737
Hexane, 3-methyl-4-methylene- | 115485 | 92738
Hydrazinecarboxylic acid, diphenylmethyl ester | 115451 | 92739
L-Alanine, N-benzoyl-N-(3-chloro-4-fluorophenyl)-, ethyl ester | 692350 | 92740
1,3-Benzenediamine, N1-(2,5,6-trichloro-4-pyrimidinyl)- | 265660 | 92741
11-Tetradecen-1-ol, (11Z)- | 265611 | 92742
1,2-Benzenedicarboxylic acid, butyl methyl ester | 1615236 | 92743
Benzenesulfonic acid, 2-hydroxy-5-nitro-, sodium salt (1:2) | 1649474 | 92744
Cholest-5-en-3-ol (3.beta.)-, 3-(2-propyn-1-yl carbonate) | 265546 | 92745
Propanenitrile, 3-[[2-(acetyloxy)ethyl][4-[2-(5,6-dichloro-2-benzothiazolyl)diazenyl]phenyl]amino]- | 265520 | 92746
Butanamide, N-[1-(2-chloro-4,6-dimethylphenyl)-4,5-dihydro-5-oxo-1H-pyrazol-3-yl]-2-(3-pentadecylphenoxy)- | 265462 | 92747
Benzenesulfonamide, 4-amino-N-[(butylamino)carbonyl]- | 43000 | 92748
1,3-Dioxolane, 2-methyl-4-phenyl- | 265447 | 92749
Octadecanoic acid, hydroxy-, 2-hydroxyethyl ester | 265371 | 92750
2-Naphthalenol, 1-[2-(2-chloro-4-nitrophenyl)diazenyl]- | 107623 | 92751
Benzenamine, N-[3-(phenylamino)-2-propen-1-ylidene]-, hydrochloride (1:1) | 248054 | 92752
4,7-Methano-1H-indene-2,5-dimethanol, octahydro- | 247965 | 92753
1H-Benzimidazolium, 5,6-dichloro-2-[3-(5,6-dichloro-1,3-diethyl-1,3-dihydro-2H-benzimidazol-2-ylidene)-1-propen-1-yl]-1-ethyl-3-(3-sulfobutyl)-, inner salt | 247932 | 92754
Phosphoric acid, bis[(1-methylethyl)phenyl] phenyl ester | 247916 | 92755
Pyridine, 2,3,4,5-tetrachloro- | 107599 | 92756
Propanenitrile, 3-[[4-[2-(5,6-dichloro-2-benzothiazolyl)diazenyl]-3-methylphenyl]ethylamino]- | 247858 | 92757
3-Hexen-1-yne, (3E)- | 107565 | 92758
9-Octadecenoic acid (9Z)-, compd. with (9Z)-9-octadecen-1-amine (1:1) | 247809 | 92759
Benzene, (chloromethyl)dodecyl- | 247718 | 92760
Diphosphoric acid, bis(3-methylbutyl) ester | 247692 | 92761
1,3-Benzenedicarboxylic acid, 5-phenoxy- | 247619 | 92762
Pyridine, ethylmethyl- | 691667 | 92763
1,4-Naphthalenedione, 2-amino-3-chloro- | 17121427 | 92764
[1,1'-Biphenyl]-2,3',6-triol | 247346 | 92765
1,3-Benzenediamine, N1,N1,N3,N3-tetrakis(phenylmethyl)- | 247221 | 92766
9-Octadecenoic acid, 12-hydroxy-, diester with 1,2,3-propanetriol, (9Z,9'Z,12R,12'R)- | 247189 | 92767
1H-Benzimidazole, 6-nitro-, nitrate (1:1) | 247163 | 92768
Phenol, 2-(2H-naphtho[1,2-d]triazol-2-yl)-4-(1,1,3,3-tetramethylbutyl)- | 247122 | 92769
Propanoic acid, 2-hydroxy-, methyl ester, (2S)- | 1649383 | 92770
Butanedioic acid, 2-(tetrapropenyl)- | 247098 | 92771
Phenol, 2-methoxy-4-propyl- | 107375 | 92772
1,4-Benzenediamine, 2-nitro-N1-phenyl- | 107342 | 92773
Decanoic acid, 1,1'-(2,2-dimethyl-1,3-propanediyl) ester | 247056 | 92774
Phosphonic acid, P-phenyl-, bis(1-methylpropyl) ester | 107326 | 92775
Thiourea, N,N,N',N'-tetramethyl- | 107300 | 92776
Oxazolium, 2-[2-[4-(dimethylamino)phenyl]ethenyl]-4,5-dihydro-4-(hydroxymethyl)-3,4-dimethyl-, iodide (1:1) | 247007 | 92777
Phosphonic acid, P-[[bis(2-hydroxyethyl)amino]methyl]-, diethyl ester | 107276 | 92778
Peroxide, 1,1'-[1,4-phenylenebis(1-methylethylidene)]bis[2-(1,1-dimethylethyl) | 107250 | 92779
Phosphorothioic acid, S-[(5-methoxy-4-oxo-4H-pyran-2-yl)methyl] O,O-dimethyl ester | 107227 | 92780
Phenol, 2,4-bis(1-methyl-1-phenylethyl)- | 107201 | 92781
Cyclopentanone, 2,5-bis[2-(1,3-dihydro-1,3,3-trimethyl-2H-indol-2-ylidene)ethylidene]- | 246678 | 92782
Ethanaminium, N,N,N-trimethyl-, chloride (1:1) | 246652 | 92783
Quinolinium, 1-ethyl-2-[3-(1-ethyl-2(1H)-quinolinylidene)-1-propen-1-yl]-, chloride (1:1) | 107169 | 92784
1,2-Benzenediol, 4,4'-[(2R,3S)-2,3-dimethyl-1,4-butanediyl]bis-, rel- | 246611 | 92785
Benzamide, N,N'-(9,10-dihydro-9,10-dioxo-1,5-anthracenediyl)bis[2,3,4,5-tetrachloro- | 246595 | 92786
Butanedioic acid, 2-methylene-, 1,4-di-2-propen-1-yl ester | 107144 | 92787
Stannane, bromotriethyl- | 107110 | 92788
1-Octadecanaminium, N,N-dimethyl-N-[3-(trimethoxysilyl)propyl]-, chloride (1:1) | 246561 | 92789
Dipyrido[1,2-a:2',1'-c]pyrazinediium, 6,7-dihydro- | 107094 | 92790
Propanoyl fluoride, 2,3,3,3-tetrafluoro-2-[1,1,2,3,3,3-hexafluoro-2-[1,1,2,3,3,3-hexafluoro-2-(1,1,2,2,3,3,3-heptafluoropropoxy)propoxy]propoxy]- | 246546 | 92791
Propane, heptafluoroiodo- | 246504 | 92792
Benzenesulfonic acid, 2,4-diamino-5-[2-[4-[[2-(sulfooxy)ethyl]sulfonyl]phenyl]diazenyl]- | 17007782 | 92793
1H-Isoindole-1,3(2H)-dione, 2-methyl-4-(methylamino)- | 107060 | 92794
1-Octanesulfonic acid, 3,3,4,4,5,5,6,6,7,7,8,8,8-tridecafluoro- | 246447 | 92795
1-Decanesulfonyl chloride, 3,3,4,4,5,5,6,6,7,7,8,8,9,9,10,10,10-heptadecafluoro- | 246421 | 92796
1-Hexanesulfonyl chloride, 3,3,4,4,5,5,6,6,6-nonafluoro- | 246405 | 92797
2-Naphthalenecarbonyl chloride | 99291 | 92798
1,5-Naphthalenediamine | 17003799 | 92799
Benzoic acid, 2-phenoxy- | 99267 | 92800
Eicosanoic acid, octadecyl ester | 221820 | 92801
Nonanenitrile | 99242 | 92802
Oxirane, 2-[(2,6-dibromo-4-methylphenoxy)methyl]- | 221804 | 92803
Undecanal, 2-methylene- | 221770 | 92804
Octadecanoic acid, eicosyl ester | 221747 | 92805
Zinc, dichloro[2-(2-benzothiazolyldithio-.kappa.S2)benzothiazole-.kappa.N3]-, (T-4)- | 221721 | 92806
Propanenitrile, 3-[2-(dimethylamino)ethoxy]- | 221689 | 92807
9-Octadecenoic acid (9Z)-, hexadecyl ester | 221663 | 92808
Benzenemethanol, .alpha.-(ethoxymethyl)- | 221648 | 92809
Monensin, monosodium salt | 691097 | 92810
Sulfuric acid, monododecyl ester, ammonium salt (1:1) | 99218 | 92811
Phosphoric acid, (1E)-2-chloro-1-(2,4,5-trichlorophenyl)ethenyl dimethyl ester | 17127077 | 92812
2H-Azepin-2-one, 1-ethenylhexahydro- | 99168 | 92813
Decanoic acid, 3-oxo-, methyl ester | 221614 | 92814
Naphthalene, 1,2,3,4,5,6,7,8-octachloro- | 99135 | 92815
Phenol, 2-amino-4-chloro-, 1-(hydrogen sulfate) | 221580 | 92816
1,3-Benzenedicarboxylic acid, 5-sulfo- | 221556 | 92817
Carbonothioic dihydrazide | 99101 | 92818
1,2-Ethanediamine, N1,N1-dimethyl-N2-(phenylmethyl)-N2-2-pyridinyl-, hydrochloride (1:?) | 221523 | 92819
Acetamide, N-(5-hydroxy-1-naphthalenyl)- | 221507 | 92820
Benzeneacetic acid, .alpha.-methylene-, ethyl ester | 221481 | 92821
Benzenediazonium, 3-chloro-4-(diethylamino)-, tetrafluoroborate(1-) (1:1) | 221465 | 92822
Bi-2,4-cyclopentadien-1-yl, 1,1',2,2',3,3',4,4',5,5'-decachloro- | 99069 | 92823
Ethanol, 2-(3,3-dimethylbicyclo[2.2.1]hept-2-ylidene)- | 99036 | 92824
Phosphoric acid, (1Z)-2-chloro-1-(2,4,5-trichlorophenyl)ethenyl dimethyl ester | 221416 | 92825
2-Butanone, 2,2',2''-[O,O',O''-(ethenylsilylidyne)trioxime] | 98996 | 92826
Octadecanoic acid, cadmium salt (2:1) | 98954 | 92827
2-Propenoic acid, 1,1'-(2,2-dimethyl-1,3-propanediyl) ester | 98939 | 92828
Phenol, 2,2'-methylenebis[4-chloro-, sodium salt (1:2) | 221382 | 92829
5H-Dibenzo[a,d]cyclohepten-5-one | 98913 | 92830
Alanine, N-benzoyl-N-(3,4-dichlorophenyl)-, ethyl ester | 691063 | 92831
Phenol, 4-(1,1-dimethylethyl)-3-methyl- | 98889 | 92832
Carbamodithioic acid, N,N-bis(2-methylpropyl)-, sodium salt (1:1) | 98855 | 92833
4H-1,2,4-Triazolium, 1,4-diphenyl-3-(phenylamino)-, inner salt | 98830 | 92834
Octane, 3-methyl- | 687525 | 92835
Zinc, bis[O,O-bis(1,3-dimethylbutyl) phosphorodithioato-.kappa.S,.kappa.S']-, (T-4)- | 98640 | 92836
Benzoic acid, 2-hydroxy-3,5-bis(1-methylethyl)- | 98632 | 92837
Heptane, 2,4-dimethyl- | 687491 | 92838
L-Lysine, N2-[(phenylmethoxy)carbonyl]- | 98608 | 92839
2-Propenethioic acid, 2-methyl-, S1,S1'-(8-methyl-7-oxo-3,6,10,13-tetrathiapentadecane-1,15-diyl) ester | 1714062 | 92840
Benzenesulfonic acid, 4-dodecyl-, sodium salt (1:1) | 98541 | 92841
Benzenesulfonyl chloride, 4-methoxy-3-nitro- | 221176 | 92842
Cyclohexanamine, N-(phenylmethylene)- | 98525 | 92843
2-Propenamide, N-(1-methylethyl)- | 98483 | 92844
Butanamide, 2,2'-[(2,2',5,5'-tetrachloro[1,1'-biphenyl]-4,4'-diyl)bis(2,1-diazenediyl)]bis[N-(2,4-dimethylphenyl)-3-oxo- | 221119 | 92845
Oxirane, 2-pentadecyl- | 221085 | 92846
Naphtho[1,2-d]thiazolium, 1-methyl-2-[2-[(1-methylnaphtho[1,2-d]thiazol-2(1H)-ylidene)methyl]-1-buten-1-yl]-, chloride (1:1) | 91850 | 92847
Glycine, N,N'-1,2-ethanediylbis[N-(carboxymethyl)-, sodium salt (1:1) | 208249 | 92848
Propane, 1,1-diethoxy-2-methyl- | 91835 | 92849
1H-Imidazole, 1,2-dimethyl- | 91819 | 92850
Propanenitrile, 3-(dimethylamino)- | 91785 | 92851
Thiourea, N-[2-(trifluoromethyl)phenyl]- | 91744 | 92852
9,10-Anthracenedione, 1-amino-4-(cyclohexylamino)-2-[(2-hydroxyethyl)thio]- | 208009 | 92853
9,10-Anthracenedione, 1,4-bis(butylamino)- | 207951 | 92854
2-Propenal, 3-(4-nitrophenyl)- | 91728 | 92855
Ethanone, 2-chloro-1-(2,3,4-trihydroxyphenyl)- | 207928 | 92856
Ethanamine, 2,2'-dithiobis[N,N-dimethyl-, hydrochloride (1:2) | 207878 | 92857
2-Naphthalenol, 2-(hydrogen sulfate), potassium salt (1:1) | 91702 | 92858
Benzenediazonium, 2-chloro- | 207845 | 92859
Phenol, 4,4'-(1,1-dioxido-3H-2,1-benzoxathiol-3-ylidene)bis[2-methyl- | 91678 | 92860
Octadecanoic acid, 2-[bis(2-hydroxyethyl)amino]ethyl ester, acetate (1:1) | 207811 | 92861
Benzene, (chloroethenylmethylsilyl)- | 207779 | 92862
1,2-Propanedione, 1-phenyl-, 2-(O-benzoyloxime) | 207738 | 92863
1,4-Benzenedisulfonic acid, 2-[[4-[[3-[(4-amino-9,10-dihydro-9,10-dioxo-3-sulfo-1-anthracenyl)amino]-2,2-dimethylpropyl]amino]-6-chloro-1,3,5-triazin-2-yl]amino]-, lithium sodium salt (1:?:?) | 1651181 | 92864
Propanamide, 3-(dimethylamino)-N,N-dimethyl- | 207696 | 92865
Benzoic acid, 2-(diphenylphosphino)- | 207647 | 92866
Iridium, carbonylhydrotris(triphenylphosphine)- | 207597 | 92867
1,8-Dioxacycloheptadecan-9-one | 91462 | 92868
6,10-Dodecadienal, 3,7,11-trimethyl-, (6Z)- | 1651173 | 92869
2-Piperidinecarboxamide, N-(2,6-dimethylphenyl)-1-methyl-, hydrochloride (1:1) | 91439 | 92870
[1,1'-Biphenyl]-3,3'-diamine, 2,2',4,4',6,6'-hexanitro- | 207563 | 92871
Benzothiazole, 2,2'-(1,2-diazenediyldi-4,1-phenylene)bis[6-methyl- | 207530 | 92872
1,9-Decadiyne | 91405 | 92873
1-Nonanesulfonic acid, 1,1,2,2,3,3,4,4,5,5,6,6,7,7,8,8,9,9,9-nonadecafluoro-, ammonium salt (1:1) | 207514 | 92874
Phenol, 2-chloro-4-(1,1,3,3-tetramethylbutyl)- | 207472 | 92875
Silane, chloro(chloromethyl)dimethyl- | 91371 | 92876
Benzenediazonium, 4-(benzoylamino)-2,5-dibutoxy-, (T-4)-tetrachlorozincate(2-) (2:1) | 207423 | 92877
2,4,11,13-Tetraazatetradecanediimidamide, N1,N14-bis(2-ethylhexyl)-3,12-diimino-, hydrochloride (1:2) | 91330 | 92878
Acetic acid, (2,4-dichlorophenoxy)-, 2-methylpropyl ester | 91314 | 92879
Acetic acid, (4-chloro-2-methylphenoxy)-, 2-methylpropyl ester | 91298 | 92880
Nitric acid, 1-methylethyl ester | 91264 | 92881
Benzoyl chloride, 3-methyl- | 91231 | 92882
Cholest-5-en-3-ol (3.beta.)-, 3-[(9Z)-9-octadecen-1-yl carbonate] | 207233 | 92883
Phosphorodithioic acid, O-ethyl S,S-diphenyl ester | 17126533 | 92884
Ferrate(1-), [[N,N'-1,2-ethanediylbis[N-[(carboxy-.kappa.O)methyl]glycinato-.kappa.N,.kappa.O]](4-)]-, hydrogen (1:1), (OC-6-21)- | 207209 | 92885
Phenol, 4,4',4''-[(2,4,6-trimethyl-1,3,5-benzenetriyl)tris(methylene)]tris[2,6-bis(1,1-dimethylethyl)- | 91207 | 92886
Benzaldehyde, 3-amino- | 91181 | 92887
Thiazolium, 2,4-dimethyl-3-(phenylmethyl)-, bromide (1:1) | 207167 | 92888
2-Propenoic acid, 3,3'-(1,4-phenylene)bis-, 1,1'-diethyl ester | 207134 | 92889
3-Hexen-1-ol, 1-acetate | 91157 | 92890
Ethanaminium, N,N,N-triethyl-, tetrahydroborate(1-) (1:1) | 207100 | 92891
Methanesulfonamide, N-(2-phenylethyl)- | 265355 | 92892
1H-Imidazole-1-ethanol, 2-(8-heptadecen-1-yl)-4,5-dihydro-, acetate (1:1) | 115279 | 92893
1-Propanamine, 1,1,2,2,3,3,3-heptafluoro-N,N-bis(1,1,2,2,3,3,3-heptafluoropropyl)- | 42986 | 92894
Spiro[1,3-dioxane-5,3'-[7]oxabicyclo[4.1.0]heptane], 2-(7-oxabicyclo[4.1.0]hept-3-yl)- | 115253 | 92895
L-Alanine, N-benzoyl-N-(3,4-dichlorophenyl)-, ethyl ester | 711721 | 92896
Octanoic acid, magnesium salt (2:1) | 115220 | 92897
Dibenzo[b,e][1,4]dioxin, 2,7-dichloro- | 692335 | 92898
4,7-Methano-1H-inden-6-ol, 3a,4,5,6,7,7a-hexahydro- | 115196 | 92899
1-Butene, 3,3,4,4-tetrafluoro-4-iodo- | 692319 | 92900
Phenol, 2-(2-propen-1-yl)-, sodium salt (1:1) | 115154 | 92901
Phenol, 5-chloro-2-(2,4-dichlorophenoxy)- | 115139 | 92902
Benzene, 1,2-bis(phenylthio)- | 115113 | 92903
Hexane, 3-bromo- | 115089 | 92904
Cuprate(4-), [5-(acetylamino)-4-(hydroxy-.kappa.O)-3-[2-[1-(hydroxy-.kappa.O)-6-sulfo-8-[[2-(sulfooxy)ethyl]sulfonyl]-2-naphthalenyl]diazenyl-.kappa.N1]-2,7-naphthalenedisulfonato(6-)]-, hydrogen (1:4) | 265090 | 92905
Mercury, [3,6-dichloro-4,5-di(hydroxy-.kappa.O)-3,5-cyclohexadiene-1,2-dionato(2-)]- | 265082 | 92906
2-Propanamine, 2-methyl-N-(phenylmethylene)-, N-oxide | 115055 | 92907
Benzene, 1,4-bis(1,1-dimethylpropyl)- | 115014 | 92908
Benzenesulfonic acid, 2,2'-(carbonyldiimino)bis[5-amino- | 265033 | 92909
4H-Inden-4-one, 1,2,3,5,6,7-hexahydro-1,1,2,3,3-pentamethyl- | 264994 | 92910
1H-Indene, 2,3,4,5,6,7-hexahydro-1,1,2,3,3-pentamethyl- | 264978 | 92911
Octadecanamide, N-(hydroxymethyl)- | 114991 | 92912
1,3,5-Triazine-2,4-diamine, N2-(1,1-dimethylethyl)-N4-ethyl-6-methoxy- | 264945 | 92913
Methanesulfonic acid, zinc salt (2:1) | 264911 | 92914
2H-1-Benzopyran-2-one, 4-methyl-7-(phosphonooxy)- | 114959 | 92915
2-Buten-1-one, 1-(2,4,4-trimethyl-2-cyclohexen-1-yl)- | 264895 | 92916
Benzenemethanaminium, N,N-bis(2-hydroxyethyl)-N-methyl-, hydroxide (1:1) | 264879 | 92917
Benzenamine, 2,4,6-trichloro-, hydrochloride (1:1) | 264846 | 92918
Butanoic acid, 2,2,3,3,4,4,4-heptafluoro-, 1,1'-anhydride | 42952 | 92919
Benzene, tetraethyl- | 264796 | 92920
1H-Benzimidazolium, 6-chloro-2-[3-[5-chloro-3-ethyl-1,3-dihydro-1-(4-sulfobutyl)-6-(trifluoromethyl)-2H-benzimidazol-2-ylidene]-1-propen-1-yl]-1-ethyl-3-(4-sulfobutyl)-5-(trifluoromethyl)-, inner salt, sodium salt (1:1) | 264747 | 92921
Phosphorodithioic acid, O,O-bis(1-methylpropyl) ester, sodium salt (1:1) | 264705 | 92922
Propanenitrile, 3-[(3-pyridinylmethyl)amino]- | 264689 | 92923
1-Heptanol, 2,2,3,3,4,4,5,5,6,6,7,7-dodecafluoro- | 42937 | 92924
Methane, (methylsulfinyl)(methylthio)- | 264648 | 92925
1,2-Benzenedicarboxylic acid, 4-sulfo-, sodium salt (1:1) | 264622 | 92926
Heptane, 1,1,1,2,2,3,3,4,4,5,5,6,6,7,7,7-hexadecafluoro- | 42838 | 92927
Benzene, [2-(1,1-dimethylethoxy)ethyl]- | 114900 | 92928
3H-1,2-Dithiole-3-thione, 4-phenyl- | 17124181 | 92929
Butanoic acid, 4,4'-(1,1,3,3-tetramethyl-1,3-disiloxanediyl)bis- | 114884 | 92930
Furan, 2,2,3,3,4,4,5-heptafluorotetrahydro-5-(1,1,2,2,3,3,4,4,4-nonafluorobutyl)- | 42804 | 92931
Cyclohexanesulfonic acid, 1,2,2,3,3,4,5,5,6,6-decafluoro-4-(1,1,2,2,2-pentafluoroethyl)-, potassium salt (1:1) | 42788 | 92932
Zinc, chloro[[2,2',2''-(nitrilo-.kappa.N)tris[ethanolato-.kappa.O]](1-)]- | 264572 | 92933
1-Naphthalenesulfonic acid, 8-(phenylamino)-5-[2-[4-[2-(3-sulfophenyl)diazenyl]-1-naphthalenyl]diazenyl]-, sodium salt (1:2) | 114835 | 92934
Stannane, dibutoxydibutyl- | 114819 | 92935
Decane, 1-fluoro- | 42754 | 92936
Methanone, (2-ethyl-3-benzofuranyl)(4-methoxyphenyl)- | 114785 | 92937
1,7-Naphthalenedisulfonic acid, 4-(benzoylamino)-5-hydroxy-6-[2-[4-[[2-(sulfooxy)ethyl]sulfonyl]phenyl]diazenyl]- | 264333 | 92938
4,7-Methano-5H-inden-5-one, 1,3a,4,6,7,7a(or 3,3a,4,6,7,7a)-hexahydro- | 246371 | 92939
2-Propenoic acid, 2-methyl-, 3-hydroxypropyl ester | 107045 | 92940
1-Nonanesulfonyl chloride, 3,3,4,4,5,5,6,6,7,7,8,8,9,9,9-pentadecafluoro- | 246322 | 92941
1,3,4-Thiadiazole, 2-(methylsulfonyl)-5-(trifluoromethyl)- | 246306 | 92942
1-Octanaminium, N-(carboxymethyl)-N,N-dimethyl-, inner salt | 246272 | 92943
Piperazine, 1-(phenylmethyl)- | 107011 | 92944
Ethanaminium, 2-bromo-N,N,N-trimethyl-, bromide (1:1) | 106989 | 92945
Benzenediazonium, 5-chloro-2-methyl- | 246256 | 92946
Phenol, (1-methyl-1-phenylethyl)- | 246231 | 92947
1-Heptanamine, 6-methyl-N,N-bis(6-methylheptyl)- | 106963 | 92948
9-Octadecenoic acid, 12-hydroxy-, (9Z,12R)-, compd. with 2,2',2''-nitrilotris[ethanol] (1:1) | 106922 | 92949
Azulene | 40915 | 92950
5-Hepten-2-one, 6-methyl-3-(3-methyl-2-buten-1-yl)- | 106898 | 92951
[1,1'-Biphenyl]-2-ol, 2,2'',2''''-phosphite | 106872 | 92952
1H-Benzimidazole-6-sulfonic acid, 2-phenyl- | 245977 | 92953
Benzoic acid, methylenebis[2-hydroxy- | 245944 | 92954
Pyridinium, 4-methyl-1-tetradecyl-, chloride (1:1) | 106831 | 92955
2-Benzothiazolesulfinamide, N,N-dimethyl- | 245852 | 92956
Isotridecanol | 245829 | 92957
Octanone | 691634 | 92958
Cyclohexenecarbonitrile | 245795 | 92959
2-Furanmethanol, .alpha.-(aminomethyl)- | 106815 | 92960
Benzenesulfonamide, 4-[3-(4-chlorophenyl)-4,5-dihydro-1H-pyrazol-1-yl]- | 106799 | 92961
2H-1-Benzopyran-2-one, 3-(1H-benzimidazol-2-yl)-7-(diethylamino)- | 245704 | 92962
1,4-Benzenediamine, N1,N4-bis(methylphenyl)- | 245670 | 92963
Eicosene | 245597 | 92964
Benzoxazole | 40881 | 92965
Acetamide, N-(1,4-dioxido-1,2,4-benzotriazin-3-yl)- | 245209 | 92966
9,10-Anthracenedione, 4,8-diamino-2-bromo-1,5-dihydroxy- | 245183 | 92967
1,3,5-Naphthalenetrisulfonic acid, 7-amino- | 245167 | 92968
Benzenamine, N-[(methoxyphenyl)methylene]-4-(2-phenyldiazenyl)- | 245019 | 92969
[1,2,4]Triazolo[1,5-a]pyrimidin-5(4H)-one, 2-amino-6-methyl-4-propyl- | 244996 | 92970
Isononanoic acid, lead salt (1:?) | 244947 | 92971
Neodecanoic acid, manganese salt (1:?) | 244921 | 92972
Neodecanoic acid, zinc salt (2:1) | 244897 | 92973
Neodecanoic acid, lead salt (1:?) | 244889 | 92974
Nitric acid, 2-ethylhexyl ester | 244806 | 92975
1-Propanone, 1-[4-[(4-benzoylphenyl)thio]phenyl]-2-methyl-2-[(4-methylphenyl)sulfonyl]- | 17120239 | 92976
Decanedioic acid, 1,10-diisooctyl ester | 244566 | 92977
1,2-Benzenediol, (1,1-dimethylethyl)- | 244525 | 92978
Phosphorodithioic acid, O,O-bis(1-methylethyl) ester, sodium salt (1:1) | 244509 | 92979
Diphosphoric acid, diethyl ester | 244475 | 92980
Phenol, (1,1,3,3-tetramethylbutyl)- | 244442 | 92981
Acetamide, N-(2-methyl-4-nitrophenyl)- | 106583 | 92982
Benzoic acid, 2-(acetylamino)-, methyl ester | 106567 | 92983
Phenol, 4,4'-[1,4-phenylenebis(2,1-diazenediyl)]bis[3-methyl- | 244426 | 92984
Phenol, (1,1-dimethylethyl)- | 244400 | 92985
Benzenamine, N-phenyl-ar-(1,1,3,3-tetramethylbutyl)- | 244376 | 92986
9-Octadecenoic acid (9Z)-, compd. with 2,2',2''-nitrilotris[ethanol] (1:1) | 106526 | 92987
Ethanimidic acid, ethyl ester, hydrochloride (1:1) | 98467 | 92988
Benzeneacetic acid, 3-benzoyl-.alpha.-methyl- | 221069 | 92989
Phosphonium, tetrabutyl-, 1,1,2,2,3,3,4,4,4-nonafluoro-1-butanesulfonate (1:1) | 1714061 | 92990
Ethanone, 1-(2-pyrazinyl)- | 221044 | 92991
1H-Pyrazole-4-carboxaldehyde, 3,5-dimethyl-1-phenyl- | 221028 | 92992
Spiro[6H-3a,7-methanoazulene-6,2'-oxirane], octahydro-3,8,8-trimethyl-, (2'R,3R,3aS,7R,8aS)- | 220996 | 92993
Thiocyanic acid, compd. with 1-dodecanamine (1:1) | 220970 | 92994
3-Buten-2-ol, 4-(2,6,6-trimethyl-1-cyclohexen-1-yl)-, 2-acetate | 220954 | 92995
1H-Isoindole-1,3(2H)-dione, 2-[2-[ethyl[3-methyl-4-[2-[6-(methylsulfonyl)-2-benzothiazolyl]diazenyl]phenyl]amino]ethyl]- | 98418 | 92996
1,2-Benzenedicarboxylic acid, 1-[2-(2-hydroxyethoxy)ethyl] ester | 98400 | 92997
Benzenesulfonamide, 4-[(4-ethoxyphenyl)amino]-3-nitro- | 220913 | 92998
Benzenesulfonamide, 4-methyl-N-(4-nitrophenyl)-N-(phenylmethyl)- | 220889 | 92999
Naphthalene, 1,3-dichloro- | 98376 | 93000
10,12-Dioxa-4,6-dithia-5,11-distannaeicosanoic acid, 5,5,11,11-tetrabutyl-9-oxo-, octyl ester | 220822 | 93001
1,4-Benzenediamine, N1,N1-diethyl-, hydrochloride (1:1) | 98343 | 93002
Benzothiazolium, 3-ethyl-2-[(3-ethyl-2(3H)-benzothiazolylidene)methyl]-, iodide (1:1) | 98319 | 93003
1-Nonen-3-ol | 220798 | 93004
Chromate(5-), bis[5-[2-[1-(acetyl-.kappa.O)-2-oxo-2-(phenylamino)ethyl]diazenyl-.kappa.N1]-4-(hydroxy-.kappa.O)-1,3-benzenedisulfonato(4-)]-, potassium sodium (1:1:4) | 1652882 | 93005
1H-Pyrazole-3-carboxylic acid, 5-hydroxy-1-(4-sulfophenyl)- | 220764 | 93006
Pyrazine, 2-(methylthio)- | 220749 | 93007
Ethanol, 2-[2-[4-[(4-chlorophenyl)phenylmethyl]-1-piperazinyl]ethoxy]-, hydrochloride (1:2) | 98293 | 93008
1-Octadecanamine, acetate (1:1) | 98269 | 93009
2-Naphthalenecarboxylic acid, 1-hydroxy-4-(4-nitrophenoxy)- | 220707 | 93010
2-Naphthalenecarboxamide, 4-[2-(5-chloro-2-methylphenyl)diazenyl]-3-hydroxy-N-(2-methoxyphenyl)- | 220681 | 93011
2-Naphthalenecarboxamide, 4-[2-(3-chlorophenyl)diazenyl]-3-hydroxy-N-(2-methylphenyl)- | 220665 | 93012
L-Ornithine, N2-[(1,1-dimethylethoxy)carbonyl]-N5-[imino(nitroamino)methyl]- | 98244 | 93013
[1,1'-Biphenyl]-2-amine, hydrochloride | 17003757 | 93014
1,2-Ethanedione, 1,2-bis(2-chlorophenyl)- | 220616 | 93015
2-Naphthalenesulfonic acid, 7,7'-[[6-(4-morpholinyl)-1,3,5-triazine-2,4-diyl]diimino]bis[4-hydroxy-3-[2-(4-methoxy-2-sulfophenyl)diazenyl]-, sodium salt (1:4) | 98210 | 93016
Benzeneacetaldehyde, .alpha.-(3-methylbutylidene)- | 220582 | 93017
[1,1'-Biphenyl]-4,4'-diamine, N4,N4'-diphenyl-N4,N4'-bis[4-(4-phenyl-1,3-butadien-1-yl)phenyl]- | 1652825 | 93018
Silanediol, 1,1-dimethyl-, 1,1-diacetate | 98194 | 93019
Cyclohexane, (ethenyloxy)- | 1648864 | 93020
Chrysene | 40733 | 93021
Stannanecarbonitrile, trimethyl- | 687459 | 93022
Imidazolidine, 2-(1,3-diphenyl-2-imidazolidinylidene)-1,3-diphenyl- | 98160 | 93023
Disulfide, di-2-propen-1-yl | 98137 | 93024
Formamide, N-(4-chloro-2-methylphenyl)- | 690990 | 93025
Naphthalene, 2-(2-methylpropoxy)- | 98095 | 93026
Propanenitrile, 2-[[4-chloro-6-(ethylamino)-1,3,5-triazin-2-yl]amino]-2-methyl- | 220400 | 93027
Benzene, 1-chloro-4-(triethoxysilyl)- | 220376 | 93028
2,5-Furandione, dihydro-3-methylene- | 98053 | 93029
3-Cyclohexene-1-carbonitrile, 4-(4-methyl-3-penten-1-yl)- | 220350 | 93030
Propanenitrile, 2-[[4-(ethylamino)-6-(methylthio)-1,3,5-triazin-2-yl]amino]-2-methyl- | 690966 | 93031
Acetamide, N-[3-[(2-cyanoethyl)amino]phenyl]- | 220319 | 93032
Silicic acid, diethoxyoctylsilyl trimethylsilyl ester | 1652692 | 93033
1,3-Dioxan-5-ol, 2-hexyl- | 91124 | 93034
Pyridine, 2-[2-(trichlorosilyl)ethyl]- | 207076 | 93035
Phosphoric acid, tris(phenylmethyl) ester | 91082 | 93036
1,1'-Bi-1H-imidazole, 2,2'-bis(2-chlorophenyl)-4,4',5,5'-tetraphenyl- | 91066 | 93037
Silane, chloro(3-isocyanatopropyl)dimethyl- | 207043 | 93038
1,4-Benzenediol, 2-octadecyl- | 91041 | 93039
1H-Indene, 2,3-dihydro-1,6-dimethyl- | 711036 | 93040
Peroxide, 1,1',1'',1'''-[(1-methylethylidene)di-4-cyclohexanyl-1-ylidene]tetrakis[2-(1,1-dimethylethyl) | 91017 | 93041
Diazene, 1,2-bis(4-butoxyphenyl)-, 1-oxide | 206995 | 93042
Propanoic acid, 3,3'-thiobis-, 1,1'-di-(9Z)-9-octadecen-1-yl ester | 206953 | 93043
2-Butenedioic acid (2Z)-, 1,1'-(dibutylstannylene) 4,4'-dioctyl ester | 206938 | 93044
2,5-Heptanedione | 687129 | 93045
1,3-Benzenedimethanol, 5-chloro-2-hydroxy- | 206904 | 93046
Butanedioic acid, 2,3-bis(benzoyloxy)-, (2S,3S)- | 206888 | 93047
2-Pyridinecarboxylic acid, 3,6-dichloro- | 90985 | 93048
2-Propanol, 1,3-bis(2-propen-1-yloxy)- | 206847 | 93049
Ethanesulfonic acid, 2,2'-[(3,3'-dimethoxy[1,1'-biphenyl]-4,4'-diyl)bis(1-methyl-2-triazene-3,1-diyl)]bis-, sodium salt (1:2) | 206797 | 93050
Ethane, 1,1'-[methylenebis(oxy)]bis[2-fluoro-2,2-dinitro- | 206789 | 93051
3(2H)-Pyridazinone, 5-amino-4-chloro-2-phenyl- | 90951 | 93052
Ethanone, 1-(4-morpholinyl)- | 90936 | 93053
1,3-Isobenzofurandione, 3a,4,7,7a-tetrahydro-5-methyl-, (3aR,7aS)-rel- | 90902 | 93054
L-Tyrosine, N-[(1,1-dimethylethoxy)carbonyl]-, compd. with N-cyclohexylcyclohexanamine (1:1) | 206474 | 93055
Hexane, 1,6-diisocyanato-2,2,4-trimethyl- | 206383 | 93056
1,2,4,5-Benzenetetracarboxylic acid, 1,4-diethyl ester | 206342 | 93057
Benzoic acid, 4-[2-(4,5-dihydro-3-methyl-5-oxo-1-phenyl-1H-pyrazol-4-yl)diazenyl]-, ethyl ester | 206326 | 93058
1-Octanesulfonamide, N-ethyl-1,1,2,2,3,3,4,4,5,5,6,6,7,7,8,8,8-heptadecafluoro-N-(2-hydroxyethyl)- | 90852 | 93059
Methanone, [2-hydroxy-4-(2-hydroxyethoxy)phenyl]phenyl- | 206128 | 93060
Titanium, dibutoxybis(2,4-pentanedionato-.kappa.O2,.kappa.O4)- | 206086 | 93061
Thiophene, 2-(1,1-dimethylethyl)- | 687095 | 93062
2,7-Naphthalenedisulfonic acid, 5-[(4-amino-6-chloro-1,3,5-triazin-2-yl)amino]-4-hydroxy-3-[2-(2-sulfophenyl)diazenyl]- | 206037 | 93063
21H,23H-Porphine, 5,10,15,20-tetra-4-pyridinyl- | 205765 | 93064
Benzothiazole, 2-[(hexahydro-1H-azepin-1-yl)thio]- | 205740 | 93065
2-Anthracenesulfonic acid, 1-amino-4-[[3-[[4-chloro-6-[(3-sulfophenyl)amino]-1,3,5-triazin-2-yl]amino]-4-sulfophenyl]amino]-9,10-dihydro-9,10-dioxo- | 205690 | 93066
Cyclohexane, butyl- | 90647 | 93067
Dodecanoic acid, 2-hydroxy-1-(hydroxymethyl)ethyl ester | 90613 | 93068
Ethanone, 1-(4-ethoxyphenyl)- | 90589 | 93069
Acetamide, N,N'-(dithiodi-4,1-phenylene)bis- | 205633 | 93070
Ethanimidothioic acid, N-[[(methylamino)carbonyl]oxy]-, methyl ester | 205609 | 93071
Hexane, 2,2,4-trimethyl- | 205575 | 93072
1-Octanone, 1-phenyl- | 90555 | 93073
Disulfurous acid, potassium salt (1:2) | 205542 | 93074
1,3-Isobenzofurandione, 3a,4,7,7a-tetrahydro-5-methyl-4-(3-methyl-2-buten-1-yl)- | 205500 | 93075
1-Hexadecanamine, N-hexadecyl-N-methyl- | 205484 | 93076
2-Cyclohexen-1-ol, 3-methyl-6-(1-methylethyl)-, (1R,6S)-rel- | 205443 | 93077
1-Heptanone, 1-phenyl- | 90530 | 93078
Butanamide, N-(5-chloro-2,4-dimethoxyphenyl)-3-oxo- | 205427 | 93079
Silicic acid (H4SiO4), tetrakis(3-methylphenyl) ester | 205393 | 93080
Furo[3',4':6,7]naphtho[2,3-d]-1,3-dioxol-6(5aH)-one, 9-[[4,6-O-(1R)-ethylidene-.beta.-D-glucopyranosyl]oxy]-5,8,8a,9-tetrahydro-5-(4-hydroxy-3,5-dimethoxyphenyl)-, (5R,5aR,8aR,9S)- | 17001256 | 93081
1,2-Ethanediamine, N1-[(4-ethenylphenyl)methyl]-N2-[3-(trimethoxysilyl)propyl]-, hydrochloride (1:1) | 264291 | 93082
Distannathiane, 1,3-dimethyl-1,3-dithioxo- | 264275 | 93083
1,4-Butanediamine, hydrochloride (1:2) | 42721 | 93084
1,3,6-Octatriene, 3,7-dimethyl-, (3Z)- | 114769 | 93085
Carbamic acid, [(4-aminophenyl)sulfonyl]-, methyl ester | 114744 | 93086
Phosphoric acid, mono(4-nitrophenyl) ester, compd. with pyridine (1:1) | 264218 | 93087
Phosphonodithioic acid, ethyl-, O-ethyl S-(4-methylphenyl) ester | 17122615 | 93088
2H-1-Benzopyran-2-one, 7-(2H-naphtho[1,2-d]triazol-2-yl)-3-phenyl- | 114710 | 93089
1-Propanaminium, 2-(acetyloxy)-N,N,N-trimethyl-, bromide (1:1) | 42697 | 93090
1,3-Propanediamine, N1,N1-bis[3-(dimethylamino)propyl]-N3,N3-dimethyl- | 264168 | 93091
1-Tetradecanamine, N,N-dimethyl-, N-oxide | 114686 | 93092
1,2-Ethanediamine, hydrochloride (1:2) | 42663 | 93093
Propanamide, 3,3'-dithiobis[N-octyl- | 264135 | 93094
Propane, 1,1,1,2,2,3,3-heptafluoro-3-(1,2,2,2-tetrafluoroethoxy)- | 114660 | 93095
1-Hexen-3-ol, 3,5-dimethyl- | 114645 | 93096
2-Propenoic acid, 3-chloro-2-hydroxypropyl ester | 114629 | 93097
Benzenamine, N-(2-chloroethyl)-2,6-dinitro-N-propyl-4-(trifluoromethyl)- | 264085 | 93098
Hexane, 1-chloro-5-methyl- | 264069 | 93099
Phosphonium, triphenyl(phenylmethyl)-, salt with 1,1,2,2,3,3,4,4,4-nonafluoro-N-methyl-1-butanesulfonamide (1:1) | 1714096 | 93100
Ethanol, 2,2'-[[4-[(2-hydroxyethyl)amino]-3-nitrophenyl]imino]bis- | 17005257 | 93101
9,10-Anthracenedione, 1-[(4-methoxyphenyl)amino]-4-(methylamino)- | 264010 | 93102
Benzonitrile, 4-(trifluoromethoxy)- | 685347 | 93103
6,9-Methano-2,4,3-benzodioxathiepin, 6,7,8,9,10,10-hexachloro-1,5,5a,6,9,9a-hexahydro-, 3-oxide, (3.alpha.,5a.alpha.,6.beta.,9.beta.,9a.alpha.)- | 263996 | 93104
7-Oxabicyclo[4.1.0]heptan-2-one, 1-methyl-4-(1-methylethenyl)- | 263970 | 93105
1,2,4-Benzenetricarboxylic acid, 1,2,4-tris(2-ethylhexyl) ester | 114462 | 93106
11-Tetradecen-1-ol, 1-acetate, (11E)- | 263954 | 93107
1H-Indol-3-ol, 3-(dihydrogen phosphate), sodium salt (1:2) | 114447 | 93108
1,3,6-Naphthalenetrisulfonic acid, 8-hydroxy- | 114421 | 93109
1,1'-Biphenyl, 2,6-dichloro- | 692236 | 93110
Phenol, 2,2'-(2-methylpropylidene)bis[4,6-dimethyl- | 263921 | 93111
Heptadecanoyl chloride, 16-methyl- | 263897 | 93112
Carbonazidic acid, diphenylmethyl ester | 114397 | 93113
Benzeneacetic acid, 3-fluoro- | 42630 | 93114
Phosphoric acid, P,P'-1,2-ethanediyl P,P,P',P'-tetrakis(2-chloroethyl) ester | 263863 | 93115
Methanone, (1-hydroxy-2-naphthalenyl)-4-morpholinyl- | 263814 | 93116
Phenol, 2,6-dioctyl- | 114363 | 93117
Urea, N'-(3,4-dichlorophenyl)-N-methoxy-N-methyl- | 42614 | 93118
Carbamo(dithioperoxo)thioic acid, N,N-dimethyl-, 1,1-dimethylethyl ester | 114348 | 93119
2H-Pyran-2-one, 6-butyltetrahydro- | 114314 | 93120
Phosphoric acid, mono(4-nitrophenyl) ester | 42598 | 93121
3-Pyridinecarboxamide, 6-amino- | 17002742 | 93122
Phenol, 2,5-dinitro- | 42564 | 93123
1,3-Propanediol, 2,2-bis(bromomethyl)- | 114298 | 93124
1-Propanaminium, N-(carboxymethyl)-N,N-dimethyl-3-[(1-oxohexadecyl)amino]-, inner salt | 263582 | 93125
1,3-Benzodioxol-5-amine, N-ethyl- | 263566 | 93126
Phenol, 2,2'-thiobis[4-(1,1,3,3-tetramethylbutyl)- | 114264 | 93127
Benzenesulfonyl fluoride, 4-(acetylamino)- | 42549 | 93128
1H-Benzimidazolium, 5,6-dichloro-3-[2-(diethylamino)ethyl]-1-ethyl-2-methyl-, chloride, hydrochloride (1:1:1) | 263525 | 93129
Benzenediazonium, 4-methoxy-2-nitro- | 244319 | 93130
Benzenediazonium, 2-methoxy-5-nitro- | 244293 | 93131
Benzenamine, 4,4'-[1,4-phenylenebis(1-methylethylidene)]bis[N-methyl- | 687913 | 93132
Methanesulfonamide, N-[2-[ethyl(3-methylphenyl)amino]ethyl]-, sodium salt (1:1) | 244269 | 93133
Phenol, decyl- | 244244 | 93134
Cyclohexene, 4-(1-ethoxy-1-methylethyl)-1-methyl- | 244152 | 93135
Butanamide, 2,2,3,3,4,4,4-heptafluoro-N-(2-hydroxy-4-nitrophenyl)- | 106492 | 93136
Ethanol, 2,2',2''-nitrilotris-, nitrate (salt) | 691584 | 93137
Pentanoic acid, 2,2,3,3,4,4,5,5,5-nonafluoro- | 106476 | 93138
Benzenesulfonic acid, 2-amino-5-[2-(4-sulfophenyl)diazenyl]-, sodium salt (1:2) | 106443 | 93139
[2,2'-Bi-1H-indole]-3,3'-diol, 5,5',7,7'-tetrabromo-, 3,3'-bis(hydrogen sulfate), sodium salt (1:2) | 106393 | 93140
Sulfuryl fluoride | 106385 | 93141
Benzene, (chloromethyl)ethyl- | 243121 | 93142
2-Propenoic acid, 2-methyl-, nonyl ester | 106336 | 93143
Silicic acid (H4SiO4), tetrakis(methylphenyl) ester | 243105 | 93144
1,2,4-Benzenetricarboxylic acid, 1,2,4-tri-2-propen-1-yl ester | 106302 | 93145
2-Anthracenesulfonic acid, 4,8-diamino-9,10-dihydro-1,5-dihydroxy-7-(4-methoxyphenyl)-9,10-dioxo- | 242990 | 93146
Thiazolium, 4,5-dihydro-2,3-dimethyl-, iodide (1:1) | 242917 | 93147
Hexanoic acid, 6-[methyl(phenylsulfonyl)amino]-, compd. with 2,2',2''-nitrilotris[ethanol] (1:1) | 242883 | 93148
1,1'-Biphenyl, tetrachloro- | 242784 | 93149
Poly[imino(1,2-ethanediyl)] | 691543 | 93150
Octane, 1,1'-thiobis- | 106286 | 93151
2-Pyrrolidinone, 1-dodecyl- | 106245 | 93152
1,2-Benzenediamine, 3-methyl- | 106203 | 93153
Butanoic acid, 2-amino-4-sulfino-, (2S)- | 106179 | 93154
1,3,4-Thiadiazol-2-amine, hydrochloride (1:1) | 242495 | 93155
Octadecanoic acid, phenyl- | 242446 | 93156
2,4-Imidazolidinedione, 1,3-bis(2-hydroxyethyl)-5,5-dimethyl- | 242396 | 93157
2-Naphthalenecarboxamide, N-(2,3-dihydro-2-oxo-1H-benzimidazol-5-yl)-3-hydroxy- | 242370 | 93158
Benzenesulfonic acid, 3-[2-[4-[2-(4-hydroxyphenyl)diazenyl]-5-methoxy-2-methylphenyl]diazenyl]-4-methoxy-, sodium salt (1:1) | 242339 | 93159
Pentanenitrile, 2-amino-2,4-dimethyl- | 242321 | 93160
2-Propanol, 1-[(1,1-dimethylethyl)amino]-3-[[4-(4-morpholinyl)-1,2,5-thiadiazol-3-yl]oxy]-, (2S)- | 242305 | 93161
21H,23H-Porphine, 2,3,7,8,12,13,17,18-octaethyl- | 106153 | 93162
Butane, 2-ethoxy- | 106112 | 93163
Naphthalenesulfonic acid, butyl- | 241802 | 93164
Propanoic acid, 3,3'-[(dibutylstannylene)bis(thio)]bis-, 1,1'-diisooctyl ester | 241786 | 93165
1,2-Benzenedicarboxylic acid, 1,2-diisodecyl ester | 241752 | 93166
Benzene, 1,4-dichloro-2,5-dimethoxy- | 106088 | 93167
Neodecaneperoxoic acid, 1-methyl-1-phenylethyl ester | 241687 | 93168
1,3-Diazetidine-2,4-dione, 1,3-bis(3-isocyanatomethylphenyl)- | 241646 | 93169
Octadecanoic acid, compd. with guanidine (1:1) | 17119512 | 93170
3,6,9,12-Tetraoxapentadecane, 1,1,1,2,4,4,5,7,7,8,10,10,11,13,13,14,14,15,15,15-eicosafluoro-5,8,11-tris(trifluoromethyl)- | 241596 | 93171
Octadecanoic acid, 1,1'-(1,6-hexanediyl) ester | 241570 | 93172
2-Naphthalenecarboxamide, 3-hydroxy-N-(2-methoxy-3-dibenzofuranyl)- | 106054 | 93173
Hexanedioic acid, 1,6-dipentadecyl ester | 241554 | 93174
Nonanedioic acid, 1,9-didodecyl ester | 241539 | 93175
1,3,5-Triazine-2(1H)-thione, 5-butyltetrahydro- | 106039 | 93176
2,4-Dodecadienal, (2E,4E)- | 220277 | 93177
4-Decenal, (4Z)- | 220244 | 93178
Isooctadecanoic acid, compd. with 2-(2-aminoethoxy)ethanol (1:1) | 1652627 | 93179
Benzenamine, 4,4'-methylenebis-, compd. with sodium chloride (NaCl) (3:1) | 220186 | 93180
Thiourea, N,N-diethyl-N'-2-propen-1-yl- | 220160 | 93181
Benzenesulfonic acid, 4-[2-[1-[[(2-methoxyphenyl)amino]carbonyl]-2-oxopropyl]diazenyl]-3-nitro-, sodium salt (1:1) | 1652593 | 93182
2-Propenamide, N-(3,4-dichlorophenyl)-2-methyl- | 17123555 | 93183
Urea, N,N-dimethyl-N'-(octahydro-4,7-methano-1H-inden-5-yl)- | 17121401 | 93184
Ethanol, 2-[(4-amino-5-methoxy-2-methylphenyl)sulfonyl]-, 1-(hydrogen sulfate) | 220137 | 93185
Ethanol, 2,2'-[(3-methylphenyl)imino]bis-, 1,1'-diacetate | 220111 | 93186
Phosphonothioic acid, phenyl-, O-(4-bromo-2,5-dichlorophenyl) O-methyl ester | 220087 | 93187
Octadecanoic acid, 12-hydroxy-, barium salt (2:1) | 220053 | 93188
Urea, N-octadecyl- | 97857 | 93189
Carbamic acid, N-(7-hydroxy-1-naphthalenyl)-, 2-ethoxyethyl ester | 220020 | 93190
Silicic acid (H4SiO4), tetrakis(2-methoxyethyl) ester | 97824 | 93191
Bicyclo[2.2.1]hept-5-ene-2,3-dimethanol, 1,4,5,6,7,7-hexachloro- | 97790 | 93192
2-Propenoic acid, 2-methyl-, octyl ester | 97774 | 93193
2-Propen-1-amine, N,N-dimethyl- | 97741 | 93194
Selenium, bis(N,N-diethylcarbamodithioato-.kappa.S)bis(N,N-diethylcarbamodithioato-.kappa.S,.kappa.S')- | 220004 | 93195
1,2-Benzenedicarboperoxoic acid, 1,2-bis(1,1-dimethylethyl) ester | 97717 | 93196
Butanedioic acid, 2-methylene-, 1,4-dibutyl ester | 97691 | 93197
1H-Pyrrol-1-yloxy, 3-carboxy-2,5-dihydro-2,2,5,5-tetramethyl- | 97675 | 93198
1,3,5-Benzenetrisulfonyl trichloride | 219956 | 93199
3-Thiazolidinepropanesulfonic acid, 2-[3-cyano-3-(dodecylsulfonyl)-2-propen-1-ylidene]-, potassium salt (1:1) | 219931 | 93200
Benzoic acid, 5-(dimethylamino)-2-[4-(dimethylamino)benzoyl]- | 219915 | 93201
Benzenamine, 4,4'-[[4-(phenylimino)-2,5-cyclohexadien-1-ylidene]methylene]bis[N-phenyl-, hydrochloride (1:1) | 97634 | 93202
Pregna-1,4-diene-3,20-dione, 9-fluoro-11,21-dihydroxy-16-methyl-17-[(1-oxopentyl)oxy]-, (11.beta.,16.beta.)- | 687418 | 93203
2,7-Naphthalenedisulfonic acid, 3,3'-[(3,3'-dimethyl[1,1'-biphenyl]-4,4'-diyl)bis(2,1-diazenediyl)]bis[4,5-dihydroxy-, sodium salt (1:4) | 97600 | 93204
Xanthylium, 3,6-bis(diethylamino)-, chloride (1:1) | 97584 | 93205
Phosphoric acid, diethyl ester, mercury(1+) salt | 711226 | 93206
Benzoic acid, 3,4-dimethoxy-, methyl ester | 97550 | 93207
8-Quinolinol, 8-(hydrogen sulfate) | 97527 | 93208
1,3-Naphthalenedisulfonic acid, 7-[2-[4-[[4,6-bis[(3-sulfopropyl)thio]-1,3,5-triazin-2-yl]amino]-3-methoxyphenyl]diazenyl]-, sodium salt (1:4) | 17007121 | 93209
2-Propenoic acid, 2-methyl-, 3,3,4,4,5,5,6,6,7,7,8,8,9,9,10,10,11,11,12,12,12-heneicosafluorododecyl ester | 97501 | 93210
1-Naphthalenecarboxaldehyde, 2-(1-naphthalenylmethylene)hydrazone | 97477 | 93211
Ethanone, 1-(2,5-dimethylphenyl)- | 97451 | 93212
1-Hexanaminium, N,N,N-trihexyl-, iodide (1:1) | 97410 | 93213
Propanal, 3-hydroxy- | 97386 | 93214
Nonanedioic acid, 1,9-didecyl ester | 97352 | 93215
1-Aza-2-silacyclopentane, 2,2-diethoxy-1-(trimethylsilyl)- | 219618 | 93216
Methanone, [1,1'-biphenyl]-4-ylphenyl- | 97311 | 93217
Butanoic acid, 3-oxo-, 2-[(2-methyl-1-oxo-2-propen-1-yl)oxy]ethyl ester | 219584 | 93218
Chromate(3-), [4-amino-5-(hydroxy-.kappa.O)-6-[2-[2-(hydroxy-.kappa.O)-4-nitrophenyl]diazenyl-.kappa.N1]-1,7-naphthalenedisulfonato(4-)][2-[2-[5-(aminosulfonyl)-2-(hydroxy-.kappa.O)phenyl]diazenyl-.kappa.N1]-3-(oxo-.kappa.O)-N-phenylbutanamidato(2-)]-, sodium (1:3) | 1652395 | 93219
Benzoic acid, 2-hydroxy-5-[2-[4-[(4-nitro-2-sulfophenyl)amino]phenyl]diazenyl]- | 219550 | 93220
Acetamide, 2-chloro-N-(1-methyl-2-propynyl)-N-phenyl- | 17126939 | 93221
1,4-Benzenediamine, N1,N1-diethyl-, hydrochloride (1:?) | 205377 | 93222
2,9-Benzodioxacyclododecin-1,10-dione, 3,4,5,6,7,8-hexahydro- | 205344 | 93223
Cyclopentanone, 2-acetyl- | 90506 | 93224
Phosphoric acid, dioctadecyl ester, zinc salt (2:1) | 205310 | 93225
2,7-Naphthalenedisulfonic acid, 4-(acetylamino)-5-hydroxy-, sodium salt (1:2) | 205294 | 93226
2H-Pyran, tetrahydro-2-(7-octyn-1-yloxy)- | 205260 | 93227
1,3,5-Triazin-2-amine, 4-methoxy-6-methyl- | 90472 | 93228
5-Dodecen-1-ol, 1-acetate, (5E)- | 205203 | 93229
Diselenide, diphenyl | 90431 | 93230
1,2-Ethanediamine, N1,N1-diethyl-N2-phenyl- | 90415 | 93231
3,7-Benzofurandiol, 2,3-dihydro-2,2-dimethyl-, 7-(methylcarbamate) | 650713 | 93232
Phosphine, 1,1'-(1,2-ethanediyl)bis[1,1-diphenyl- | 90373 | 93233
Phosphonic acid, P,P'-methylenebis-, P,P,P',P'-tetrakis(1-methylethyl) ester | 90332 | 93234
Silanetriol, 1-methyl-, sodium salt (1:?) | 204958 | 93235
Benzamide, 4-chloro-3-nitro- | 204925 | 93236
Propanenitrile, 3-[[4-[2-(2-chloro-4-nitrophenyl)diazenyl]-3-methylphenyl]ethylamino]- | 204891 | 93237
1-Naphthalenesulfonic acid, 4-[2-(2-hydroxy-1-naphthalenyl)diazenyl]-, sodium salt (1:1) | 90308 | 93238
Nonanediperoxoic acid, 1,9-bis(1,1-dimethylethyl) ester | 204875 | 93239
Butanamide, 2-[2-(4-nitrophenyl)diazenyl]-3-oxo-N-phenyl- | 90282 | 93240
Phenol, 4-[[(4-methoxyphenyl)methylene]amino]-, 1-benzoate | 204834 | 93241
Propanenitrile, 3,3'-oxybis- | 90266 | 93242
Benzene, 1,1'-oxybis[4-methoxy- | 90241 | 93243
Ethanone, 1-[2,2,6,6-tetramethyl-4-(3-methylbutoxy)-3-cyclohexen-1-yl]- | 204818 | 93244
Ethanone, 1-(4-methoxy-2,2,6,6-tetramethyl-3-cyclohexen-1-yl)- | 204792 | 93245
1,6-Naphthalenedisulfonic acid, sodium salt (1:2) | 90217 | 93246
1,5-Naphthalenedisulfonic acid, sodium salt (1:2) | 90191 | 93247
Propanoic acid, 3,3'-thiobis-, 1,1'-ditetradecyl ester | 204750 | 93248
Hexanedioic acid, 1,6-bis[2-(diethylamino)ethyl] ester | 17006685 | 93249
Urea, N,N''-(methylenedi-4,1-phenylene)bis[N'-(4-dodecylphenyl)- | 641076 | 93250
Urea, N,N''-(methylenedi-4,1-phenylene)bis[N'-docosyl- | 641050 | 93251
Benzenesulfonamide, 4-[2-(5-cyano-1,2-dihydro-6-hydroxy-4-methyl-2-oxo-3-pyridinyl)diazenyl]- | 204735 | 93252
1H-Benzimidazole, 2-methyl-, hydrochloride (1:1) | 90167 | 93253
Silane, (bromomethyl)chlorodimethyl- | 204693 | 93254
1-Propanaminium, 3-[[(1,1,2,2,3,3,4,4,5,5,6,6,7,7,8,8,8-heptadecafluorooctyl)sulfonyl]amino]-N,N,N-trimethyl-, iodide (1:1) | 90126 | 93255
Benzoic acid, 4-(1,1-dimethylethyl)-, potassium salt (1:1) | 204636 | 93256
Hexadecanamide, N,N-bis(2-hydroxypropyl)- | 204602 | 93257
1,6-Octadien-3-ol, 3,7-dimethyl-, 3-acetate, (3R)- | 204578 | 93258
1-Propanamine, 3-butoxy- | 204537 | 93259
Hexanoic acid, 4-[2-(4-ethoxyphenyl)diazenyl]phenyl ester | 204503 | 93260
2-Propenoic acid, 2-methyl-, undecyl ester | 204479 | 93261
2,4-Hexadien-1-ol, 1-propanoate | 204446 | 93262
Propanal, 2-methyl-2-(methylsulfonyl)-, O-[(methylamino)carbonyl]oxime | 90092 | 93263
Propanal, 2-methyl-2-(methylthio)-, oxime | 90076 | 93264
Ferrate(1-), [[.alpha.,.alpha.'-[1,2-ethanediyldi(imino-.kappa.N)]bis[2-(hydroxy-.kappa.O)benzeneacetato-.kappa.O]](4-)]-, sodium (1:1) | 204206 | 93265
Alanine, N,N-bis(carboxymethyl)-, sodium salt (1:3) | 1651108 | 93266
9-Octadecenamide, N,N'-(iminodi-2,1-ethanediyl)bis-, (9Z,9'Z)- | 204180 | 93267
2-Propenoic acid, 2-(4-benzoyl-3-hydroxyphenoxy)ethyl ester | 204164 | 93268
2-Propenoic acid, 2-methyl-, 1,1'-[2-ethyl-2-[[(2-methyl-1-oxo-2-propen-1-yl)oxy]methyl]-1,3-propanediyl] ester | 114231 | 93269
Quinoline, 3-ethyl-2-propyl- | 114215 | 93270
Benzoyl fluoride, 3-(trifluoromethyl)- | 42515 | 93271
Benzeneacetonitrile, 4-(1,1-dimethylethyl)- | 114181 | 93272
Benzenamine, 3,5-bis(trifluoromethyl)- | 42481 | 93273
Propanoic acid, 3,3'-thiobis-, 1,1'-dihexadecyl ester | 114140 | 93274
Phosphorous acid, decyl diphenyl ester | 114124 | 93275
2-Anthracenesulfonic acid, 1-amino-4-[(4-amino-3-sulfophenyl)amino]-9,10-dihydro-9,10-dioxo-, sodium salt (1:?) | 263434 | 93276
Quinolinium, 1-butyl-4-methyl-, iodide (1:1) | 263426 | 93277
Benzeneacetic acid, 4-(1,1-dimethylethyl)- | 263392 | 93278
Butanedioic acid, 2-oxo- | 42457 | 93279
Cyclodisilazane, 1,2,2,3,4,4-hexaphenyl- | 114090 | 93280
Cholest-5-en-3-ol (3.beta.)-, 3-(2,4-dichlorobenzoate) | 263327 | 93281
1,4-Benzenediamine, N1,N1,N4,N4-tetrakis(4-nitrophenyl)- | 114074 | 93282
Benzenesulfonic acid, 2,2'-(1,2-ethenediyl)bis[5-[2-[4-[2-(4-sulfophenyl)diazenyl]phenyl]diazenyl]-, sodium salt (1:4) | 263301 | 93283
9-Octadecenoic acid (9Z)-, 2-aminoethyl ester | 114058 | 93284
Propanoyl chloride, 2,2-dimethyl- | 114033 | 93285
2-Pentanone, 4-methyl-, 2-(1,1-dimethylethyl)hydrazone | 263285 | 93286
4,9-Decadienal, 2,5,9-trimethyl- | 263251 | 93287
Phosphonothioic acid, ethyl-, O-ethyl O-(2,4,5-trichlorophenyl) ester | 42424 | 93288
Phenol, 2-(1,1-dimethylpropyl)- | 114017 | 93289
Benzenesulfonamide, N-[2-(3,4-dihydro-4-oxo-2-quinazolinyl)phenyl]-4-methyl- | 263202 | 93290
Ethene, 1,1'-[methylenebis(sulfonyl)]bis- | 113985 | 93291
L-Norleucine | 42408 | 93292
1-Naphthalenamine, 5-nitro- | 113944 | 93293
1,3,5-Triazine, 2,4-dimethoxy-6-(1-pyrenyl)- | 113928 | 93294
2(1H)-Pyrimidinone, tetrahydro-1,3-bis(hydroxymethyl)- | 113902 | 93295
Dibenzo[b,e][1,4]dioxin, octachloro- | 113837 | 93296
Benzenepropanoic acid, 3,5-bis(1,1-dimethylethyl)-4-hydroxy-, 2-[3-[3,5-bis(1,1-dimethylethyl)-4-hydroxyphenyl]-1-oxopropyl]hydrazide | 262881 | 93297
Benzamide, N-hydroxy-, potassium salt (1:1) | 262865 | 93298
Benzeneacetonitrile, 2-fluoro- | 42374 | 93299
2,6-Octadienoic acid, 3,7-dimethyl-, ethyl ester, (2E)- | 262808 | 93300
1,4-Benzenedicarbothioic acid, S1,S4-bis[[4-(1,1-dimethylethyl)-3-hydroxy-2,6-dimethylphenyl]methyl] ester | 262782 | 93301
1,3-Benzodioxole-5-carboxylic acid, methyl ester | 42358 | 93302
Butanoic acid, diester with 1,2,3-propanetriol | 262733 | 93303
D-Glucitol, bis-O-(phenylmethylene)- | 262717 | 93304
Butanedioic acid, 2,3-bis[(4-methylbenzoyl)oxy]-, (2S,3S)- | 262691 | 93305
2,5-Cyclohexadiene-1,4-dione, 2,5-dichloro-3,6-dihydroxy-, lanthanum(3+) salt (3:2) | 262592 | 93306
1H-Isoindole-1,3(2H)-dione, 2,2'-(1,2-ethanediyl)bis[4,5,6,7-tetrabromo- | 262584 | 93307
9,10-Anthracenedione, 2-(1,1-dimethylpropyl)- | 262568 | 93308
2-Anthracenecarbonitrile, 1-amino-9,10-dihydro-9,10-dioxo-4-(phenylamino)- | 262535 | 93309
2,4-Imidazolidinedione, 5,5-dimethyl-3-[2-(2-oxiranylmethoxy)propyl]-1-(2-oxiranylmethyl)- | 262519 | 93310
Benzene, 1,1'-oxybis-, octabromo deriv. | 262428 | 93311
2-Propenoic acid, 2-methyl-, 1,1'-[(1-methylethylidene)di-4,1-phenylene] ester | 113688 | 93312
Nitric acid, copper(2+) salt (2:1) | 113621 | 93313
Benzenamine, 4,4'-[(4-imino-3-methyl-2,5-cyclohexadien-1-ylidene)methylene]bis[2-methyl-, hydrochloride (1:1) | 113605 | 93314
Phosphorodithioic acid, S-(5-ethoxy-2-oxo-1,3,4-thiadiazol-3(2H)-yl)methyl O,O-dimethyl ester | 961714 | 93315
2H-Azepin-2-one, 1,1'-(1,4-phenylenedicarbonyl)bis[hexahydro- | 106013 | 93316
Phenol, 2,4,6-tribromo-, sodium salt (1:1) | 105981 | 93317
Phosphonic acid, P,P'-(1-hydroxyethylidene)bis-, sodium salt (1:3) | 105965 | 93318
1,3,2-Dioxaborinane, 2,2'-[(1-methyl-1,3-propanediyl)bis(oxy)]bis[4-methyl- | 105940 | 93319
Thiocyanic acid, 3,3,4,4,5,5,6,6,7,7,8,8,9,9,10,10,10-heptadecafluorodecyl ester | 241000 | 93320
Butanedioic acid, 2-sulfo-, 4-[2-[(1-oxo-10-undecen-1-yl)amino]ethyl] ester, sodium salt (1:2) | 240986 | 93321
Formamide, N,N'-[1,4-piperazinediylbis(2,2,2-trichloroethylidene)]bis- | 240960 | 93322
1,3-Benzenedicarboxylic acid, 5-[[(1-hydroxy-2-naphthalenyl)carbonyl]octadecylamino]- | 240937 | 93323
Benzene, bis[(trimethoxysilyl)ethyl]- | 17007733 | 93324
1-Propanol, dichloro-, phosphate (3:1) | 691493 | 93325
Ethanamine, 2-(2-methylphenoxy)- | 240283 | 93326
Phenol, cyclohexyl- | 240218 | 93327
Phosphonic acid, bis(nonylphenyl) ester | 240168 | 93328
Zinc, bis[O-(2-ethylhexyl) O-(2-methylpropyl) phosphorodithioato-.kappa.S,.kappa.S']-, (T-4)- | 240127 | 93329
1-Propene, 1,3,3-trichloro- | 240093 | 93330
Naphthalenesulfonic acid, methylenebis-, sodium salt (1:2) | 240044 | 93331
2,4,8,10-Tetraoxa-3,9-diphosphaspiro[5.5]undecane, 3,9-bis(isodecyloxy)- | 240002 | 93332
Phosphorous acid, diisooctyl phenyl ester | 239988 | 93333
Oxirane, [(4-ethenylphenoxy)methyl]- | 687889 | 93334
L-Glutamine, N2-[(phenylmethoxy)carbonyl]- | 105791 | 93335
1-Propanaminium, N,N,N-trimethyl-, bromide (1:1) | 105775 | 93336
Hexanoic acid, 3,5,5-trimethyl-, sodium salt | 687863 | 93337
Acetamide, N-(5-chloro-2-hydroxyphenyl)- | 239731 | 93338
Hexanedioic acid, 1,6-bis[2-[ethyl(3-methylphenyl)amino]ethyl] ester | 239707 | 93339
Benzene, 1,3-diisocyanatomethyl- | 239681 | 93340
2-Naphthalenol, 1-[2-(2-methylphenyl)diazenyl]- | 105718 | 93341
Benzene, 1,1'-methylenebis[isocyanato- | 239582 | 93342
Phosphoric acid, bis(methylphenyl) phenyl ester | 239533 | 93343
1,2,3-Propanetriol, monoacetate | 239509 | 93344
1-Decanaminium, N-(carboxymethyl)-N,N-dimethyl-, inner salt | 105684 | 93345
Phosphoric acid, methylphenyl diphenyl ester | 239442 | 93346
Benzeneethanol, 4-chloro-.beta.-(4-chlorophenyl)- | 17123860 | 93347
Ethanone, 1-(3,4-dichlorophenyl)- | 105668 | 93348
1,3-Dithiane, 1,1,3,3-tetraoxide | 239277 | 93349
Benzoic acid, 2-[2-[4-(dipropylamino)phenyl]diazenyl]- | 105643 | 93350
Phenol, 3-amino-, 1-benzenesulfonate | 239236 | 93351
Pentanoic acid, 4,4'-(1,2-diazenediyl)bis[4-cyano- | 105619 | 93352
Phosphine, tricyclohexyl-, compd. with carbon disulfide (1:1) | 105585 | 93353
Diazene, 1,2-bis[4-(heptyloxy)phenyl]-, 1-oxide | 105551 | 93354
Benzene, 1,3,5-trichloro-2,4,6-trinitro- | 105510 | 93355
Phenol, 3-methyl-5-(1-methylethyl)-, methylcarbamate | 105494 | 93356
4-Pyridinepropanol | 105478 | 93357
Phosphoric acid, monobutyl ester, potassium salt (1:2) | 238212 | 93358
Phenol, 4-ethenyl- | 687848 | 93359
Disiloxane, 1,3-diethenyl-1,1,3,3-tetramethyl- | 105445 | 93360
Octadecanamide, N-[2-(2-heptadecyl-4,5-dihydro-1H-imidazol-1-yl)ethyl]- | 238139 | 93361
Benzenesulfonic acid, 4-decyl-, sodium salt (1:1) | 105403 | 93362
2,7-Naphthalenedisulfonic acid, 3-amino-4-[2-[4-[[4-[[2-[2-(ethenylsulfonyl)ethoxy]ethyl]amino]-6-fluoro-1,3,5-triazin-2-yl]amino]-2-sulfophenyl]diazenyl]-5-hydroxy-, sodium salt (1:3) | 1652387 | 93363
Bismuth, tris(N,N-dimethylcarbamodithioato-.kappa.S,.kappa.S')-, (OC-6-11)- | 219527 | 93364
Butanoic acid, 3-bromo-, methyl ester | 219501 | 93365
Ethanone, 1-[4-(dimethylamino)phenyl]- | 97287 | 93366
Phenol, 4-methyl-2-(1-piperidinylmethyl)- | 219469 | 93367
Diazene, bis(3,4-dichlorophenyl)-, 1-oxide | 690909 | 93368
2-Propenoic acid, 2-methyl-, 2-[2-[2-(2-hydroxyethoxy)ethoxy]ethoxy]ethyl ester | 219436 | 93369
Ethanone, 1-(4-hydroxyphenyl)-2-(methylamino)- | 219410 | 93370
Hexanoic acid, 3-(acetyloxy)-, ethyl ester | 219394 | 93371
Hexanoic acid, 3-hydroxy-, methyl ester | 219378 | 93372
3-Thiazolidineacetic acid, 5-[2-(3-ethyl-2-thiazolidinylidene)ethylidene]-4-oxo-2-thioxo- | 219337 | 93373
Acetamide, 2,2,2-trifluoro-N,N-bis(trimethylsilyl)- | 219311 | 93374
4H-4a,9-Methanoazuleno[5,6-d]-1,3-dioxole, octahydro-2,2,5,8,8,9a-hexamethyl-, (4aR,5R,7aS,9R)- | 1652304 | 93375
Spiro[isobenzofuran-1(3H),9'-[9H]xanthen]-3-one, 2'-chloro-6'-(diethylamino)-3'-methyl- | 219261 | 93376
Benzene, 2-(1,1-dimethylethyl)-1,4-dimethoxy- | 219238 | 93377
Pyridine, 2-(3-phenylpropyl)- | 97063 | 93378
1,2,4-Triazin-5(4H)-one, 4-amino-6-(1,1-dimethylethyl)-3-(methylthio)- | 219204 | 93379
4-Imidazolidinone, 5,5-diphenyl-2-thioxo- | 219188 | 93380
3-Nonanol, 3-methyl- | 219154 | 93381
2H-1-Benzopyran-2-one, 5,7-dihydroxy-4-methyl- | 97022 | 93382
Phosphonothioic acid, phenyl-, O-ethyl O-(4-nitrophenyl) ester | 96982 | 93383
Spiro[isobenzofuran-1(3H),9'-[9H]xanthen]-3-one, 3',4',5',6'-tetrahydroxy- | 96966 | 93384
Benzene, 2-chloro-1,4-dimethoxy- | 96933 | 93385
2,8,9-Trioxa-5-aza-1-silabicyclo[3.3.3]undecane, 1-phenyl- | 96909 | 93386
2-Oxiranemethanamine, N-(2-oxiranylmethyl)-N-phenyl- | 96875 | 93387
Benzene, 1-(1-isocyanato-1-methylethyl)-3-(1-methylethenyl)- | 96842 | 93388
Benzenesulfonic acid, 4-hydroxy-3-[2-(2-hydroxy-1-naphthalenyl)diazenyl]-, sodium salt (1:1) | 96818 | 93389
1(3H)-Isobenzofuranone, 3,3-bis[4-(phosphonooxy)phenyl]- | 96776 | 93390
2-Thiopheneacetonitrile | 218842 | 93391
Cyclopropane, 1,1-dichloro- | 96735 | 93392
1H-Imidazole, 2,2'-[1,2-diazenediylbis(1-methylethylidene)]bis[4,5-dihydro- | 218800 | 93393
Naphthalene, 1,2,3,4-tetrahydro-1,1,2,4,4,7-hexamethyl- | 96719 | 93394
Hexanoic acid, 2-ethyl-, rhodium(3+) salt (3:1) | 218776 | 93395
Benzeneethanol, .alpha.,.alpha.,4-trimethyl- | 218750 | 93396
Phenol, 2,2'-[6-(2,4-dibutoxyphenyl)-1,3,5-triazine-2,4-diyl]bis[5-butoxy- | 17007030 | 93397
Card-20(22)-enolide, 3-[(O-2,6-dideoxy-.beta.-D-ribo-hexopyranosyl-(1.fwdarw.4)-O-2,6-dideoxy-.beta.-D-ribo-hexopyranosyl-(1.fwdarw.4)-2,6-dideoxy-.beta.-D-ribo-hexopyranosyl)oxy]-12,14-dihydroxy-, (3.beta.,5.beta.,12.beta.)- | 218727 | 93398
1-Decanaminium, N,N,N-trimethyl-, bromide (1:1) | 96677 | 93399
Phosphorous acid, trioctadecyl ester | 96651 | 93400
Pentanoic acid, 1,1'-anhydride | 96636 | 93401
1,3-Propanediol, 2-nitro-2-[(nitrooxy)methyl]-, 1,3-dinitrate | 218693 | 93402
Pyridine, 4-ethyl-3-methyl- | 218677 | 93403
1,1-Ethanediol, 2-phenyl-, 1,1-diacetate | 218644 | 93404
.beta.-D-erythro-Hex-2-enopyranuronic acid, 4-[[3-amino-5-[(aminoiminomethyl)methylamino]-1-oxopentyl]amino]-1-(4-amino-2-oxo-1(2H)-pyrimidinyl)-1,2,3,4-tetradeoxy-, (S)- | 961599 | 93405
Phenol, 2,6-bis(1-methylethyl)- | 96602 | 93406
Benzoic acid, 2,3,6-trichloro-, sodium salt | 17123514 | 93407
Cyclohexanol, 2-methyl-5-(1-methylethenyl)-, 1-acetate, (1R,2R,5R)-rel- | 218586 | 93408
3H-Pyrazol-3-one, 1,2-dihydro-1,5-dimethyl-2-phenyl-, perchlorate (1:1) | 218552 | 93409
Benzene, 1-chloro-2-(1-methylethyl)- | 96586 | 93410
Nickel, [[2,2'-(sulfonyl-.kappa.O)bis[4-(1,1,3,3-tetramethylbutyl)phenolato-.kappa.O]](2-)]- | 204131 | 93411
Boron, (2-chlorobenzenamine-.kappa.N)trifluoro-, (T-4)- | 204107 | 93412
Cyclopentanone, 2-heptylidene-, 2-(2,4-dinitrophenyl)hydrazone | 204073 | 93413
Cyclopentanone, 2-butylidene- | 204057 | 93414
Acetamide, N-[5-[[2-(acetyloxy)ethyl](phenylmethyl)amino]-2-[2-(2,4-dinitrophenyl)diazenyl]-4-methoxyphenyl]- | 204032 | 93415
Carbamothioic chloride, N,N-dimethyl- | 204016 | 93416
Butanoic acid, 3-methyl-, 5-methyl-2-(1-methylethyl)cyclohexyl ester | 203984 | 93417
2-Naphthalenecarboxamide, 4-[2-[5-(aminocarbonyl)-2-methylphenyl]diazenyl]-3-hydroxy-N-phenyl- | 203968 | 93418
9,10-Anthracenedione, 1-amino-2-[[2-(dimethylamino)ethyl]thio]-4-(phenylamino)- | 203893 | 93419
13H-Thioxantheno[2,1,9-def][1,2,4]triazolo[1,5-b]isoquinolin-13-one | 203877 | 93420
Acetamide, N-(4-hydroxy-3-methylphenyl)- | 203851 | 93421
Ethanol, 2-(propylamino)- | 203836 | 93422
1,4-Benzenediamine, N1-(1,3-dimethylbutyl)-N4-(4-methylphenyl)- | 203802 | 93423
1,3,5-Triazin-2(1H)-one, 5-butyltetrahydro-1,3-bis(hydroxymethyl)- | 203786 | 93424
Thioperoxydicarbonic diamide ([(H2N)C(S)]2S2), N,N,N',N'-tetrabutyl- | 89862 | 93425
Tricyclo[8.2.2.24,7]hexadeca-4,6,10,12,13,15-hexaene | 89847 | 93426
Benzene, (dichlorosilyl)- | 89805 | 93427
Stannane, trimethyl- | 89771 | 93428
1,3-Benzenediamine, 2,4,6-trinitro- | 89748 | 93429
Chromic acid (H2CrO4), bis(triphenylsilyl) ester | 89706 | 93430
Silanetetramine, N,N,N',N',N'',N'',N''',N'''-octamethyl- | 89698 | 93431
Phosphoric acid, tri-2-propen-1-yl ester | 89664 | 93432
Propane, 1,1,1,2,2,3,3-heptafluoro-3-[(1,2,2-trifluoroethenyl)oxy]- | 89623 | 93433
4H-1,2,4-Triazole, 4-butyl- | 710996 | 93434
2-Naphthalenecarboxamide, 3-hydroxy-N-(2-hydroxyphenyl)- | 203471 | 93435
Pyridinium, 3-carboxy-1-(phenylmethyl)-, chloride (1:1) | 203448 | 93436
Phenol, 2,6-bis[(2-hydroxy-5-methylphenyl)methyl]-4-methyl- | 89607 | 93437
2-Naphthalenecarboxamide, 3-hydroxy-N-(2-methoxyphenyl)-4-[2-[2-methoxy-5-[(phenylamino)carbonyl]phenyl]diazenyl]- | 203406 | 93438
Methane, bis(methylthio)- | 89573 | 93439
Adenosine 5'-(trihydrogen diphosphate), sodium salt (1:2) | 203372 | 93440
3-Pentenoic acid, 2-methyl-, ethyl ester | 89540 | 93441
1,2-Ethanediamine, N1,N2-dioctyl-N1-[2-(octylamino)ethyl]- | 203364 | 93442
1,4-Benzenediamine, N1-(1-methylethyl)- | 203331 | 93443
1H-Imidazole-1-ethanol, 2-methyl- | 89516 | 93444
Benzoxazole, 2-[4-(2-[1,1'-biphenyl]-4-ylethenyl)phenyl]-5-(1,1-dimethylethyl)- | 203281 | 93445
Glycine, N,N'-[(1,1-dioxido-3H-2,1-benzoxathiol-3-ylidene)bis[(6-hydroxy-5-methyl-3,1-phenylene)methylene]]bis[N-(carboxymethyl)- | 89482 | 93446
Peroxydicarbonic acid, C,C'-bis(2-ethylhexyl) ester | 203257 | 93447
Benzenesulfonic acid, 4-[(4,6-dichloro-1,3,5-triazin-2-yl)amino]- | 203224 | 93448
Propane, 2-isocyanato-2-methyl- | 89466 | 93449
Oxirane, 2,2'-[1,6-hexanediylbis(oxymethylene)]bis- | 203190 | 93450
Pyridinium, 1-decyl-, chloride (1:1) | 89433 | 93451
1,3,2-Dioxastannepin-4,7-dione, 2,2-dioctyl- | 203166 | 93452
Benzenesulfonic acid, 2,2'-(1,2-ethenediyl)bis[5-[[4-(4-morpholinyl)-6-(phenylamino)-1,3,5-triazin-2-yl]amino]-, sodium salt (1:2) | 203141 | 93453
2,4-Imidazolidinedione, 1-bromo-3-chloro-5,5-dimethyl- | 203091 | 93454
1,3-Propanediol, 2,2-bis[(nitrooxy)methyl]-, 1-nitrate | 89409 | 93455
Dibenzo[b,k][1,4,7,10,13,16]hexaoxacyclooctadecin, eicosahydro- | 203067 | 93456
2-Butyn-1-ol, 4-(2-hydroxypropoxy)- | 89375 | 93457
Dodecane, 1,1,1,2,3,3,4,4,5,5,6,6,7,7,8,8,9,9,10,10,11,11,12,12-tetracosafluoro-12-iodo-2-(trifluoromethyl)- | 113589 | 93458
Phenol, 2,2'-methylenebis[3,4,6-trichloro-, sodium salt (1:2) | 113563 | 93459
Benzenediazonium, 2,5-dibutoxy-4-(4-morpholinyl)-, trichlorozincate(1-) (1:1) | 262188 | 93460
[1,2,4]Triazolo[1,5-a]pyrimidin-7-ol, 6-bromo-5-methyl- | 262147 | 93461
Benzenesulfonic acid, 2-amino-5-[(4-amino-3-sulfophenyl)(4-imino-3-sulfo-2,5-cyclohexadien-1-ylidene)methyl]-3-methyl-, sodium salt (1:2) | 113522 | 93462
Benzamide, N-(1,5-dihydro-3-pentyl-5-thioxo-4H-1,2,4-triazol-4-yl)- | 262113 | 93463
2-Propenoic acid, 2-methyl-, 1,1'-[phosphinicobis(oxy-2,1-ethanediyl)] ester | 262063 | 93464
1-Decanaminium, N,N-dimethyl-N-octyl-, chloride (1:1) | 262030 | 93465
Morpholine, 4-(2-chloroethyl)- | 113514 | 93466
5-Hexen-2-one, 5-methyl- | 113480 | 93467
2-Hepten-4-one, (2E)- | 261990 | 93468
Ethanone, 1-(1,3,4,5,6,7-hexahydro-2,5,5-trimethyl-2H-2,4a-ethanonaphthalen-8-yl)- | 261974 | 93469
2,5-Furandicarboxylic acid | 113464 | 93470
Phenol, 4,4'-(9H-fluoren-9-ylidene)bis- | 113423 | 93471
1,6-Hexanediamine, 2,2,4-trimethyl- | 113399 | 93472
1,4-Cyclohexanedimethanol, cis- | 113373 | 93473
1,3-Dioxane, 2-(1,1-dimethylethyl)-2,5,5-trimethyl- | 261933 | 93474
Tetradecanoic acid, 2-sulfo-, sodium salt (1:1) | 261917 | 93475
Phenol, 2-(1,1-dimethylethyl)-5-pentadecyl- | 261883 | 93476
Phosphoric acid, mono(4-nitrophenyl) ester, ammonium salt (1:2) | 261842 | 93477
Dodecanoic acid, octadecyl ester | 113340 | 93478
2-Butenoic acid, ethenyl ester, (2E)- | 113324 | 93479
2-Naphthalenecarboxamide, 4-[2-(2,5-dichlorophenyl)diazenyl]-3-hydroxy-N-(2-methylphenyl)- | 261792 | 93480
1,2,4-Triazolidine-3,5-dione | 113290 | 93481
Benzenesulfonic acid, 4-[2-[4-(dibutylamino)phenyl]diazenyl]- | 261776 | 93482
Benzoic acid, 2-hydroxy-, 2-[(2-hydroxyphenyl)methylene]hydrazide | 113274 | 93483
1H-Pyrrol-1-yloxy, 3-(aminocarbonyl)-2,5-dihydro-2,2,5,5-tetramethyl- | 113241 | 93484
Anthra[2,1,9-def:6,5,10-d'e'f']diisoquinoline-1,3,8,10(2H,9H)-tetrone, 2,9-bis(4-methylphenyl)- | 261701 | 93485
Octanoic acid, 2,2-dimethyl-, copper(2+) salt (2:1) | 261685 | 93486
9,10-Anthracenedione, 1-amino-4-hydroxy-2-(3-hydroxybutoxy)- | 113217 | 93487
Phenol, 2,2'-[[2,2-bis[[[(2-hydroxyphenyl)methylene]amino]methyl]-1,3-propanediyl]bis(nitrilomethylidyne)]bis- | 113191 | 93488
Benzenemethanol, .alpha.-[(1R)-1-(methylamino)ethyl]-, (.alpha.S)- | 42325 | 93489
Methanol, 1-(trimethylsilyl)- | 113175 | 93490
[1,1'-Biphenyl]-4-carboxaldehyde | 709881 | 93491
Propanenitrile, 3,3'-[iminobis(2,1-ethanediylimino)]bis- | 113142 | 93492
Phosphoric acid, 3-chloro-4-methyl-2-oxo-2H-1-benzopyran-7-yl diethyl ester | 17122565 | 93493
1,5-Naphthalenedisulfonic acid, 3,3'-[carbonylbis[imino(2-methyl-4,1-phenylene)-2,1-diazenediyl]]bis-, sodium salt (1:4) | 113100 | 93494
Ethanone, 1-(4-chlorophenyl)-2,2,2-trifluoro- | 42291 | 93495
Cyclohexaneacetic acid, 3,3,5-trimethyl- | 113092 | 93496
Benzoic acid, 5-chloro-2-hydroxy- | 42275 | 93497
4-Thiazolidinone, 3-ethyl-5-[1-(2-hydroxyethyl)-4(1H)-pyridinylidene]-2-thioxo- | 261396 | 93498
Benzaldehyde, 4-[ethyl[3-phenoxy-2-[[(phenylamino)carbonyl]oxy]propyl]amino]-2-methyl- | 261370 | 93499
Benzenesulfonic acid, 4-chloro-2-[2-[4,5-dihydro-3-methyl-5-oxo-1-(3-sulfophenyl)-1H-pyrazol-4-yl]diazenyl]-5-methyl-, ammonium calcium salt (2:2:1) | 1714091 | 93500
Benzenamine, 4-chloro-3-(trifluoromethyl)- | 42234 | 93501
2-Naphthalenecarboxylic acid, 4-[2-(4-chloro-5-ethyl-2-sulfophenyl)diazenyl]-3-hydroxy-, sodium salt (1:2) | 261263 | 93502
Benzenesulfonic acid, 4-(bromomethyl)-, sodium salt (1:1) | 261230 | 93503
1-Phenanthrenemethanol, 1,2,3,4,4a,4b,5,6,7,9,10,10a-dodecahydro-1,4a-dimethyl-7-(1-methylethyl)-, (1R,4aR,4bS,10aR)- | 238105 | 93504
Hexenal, 2-ethyl- | 238089 | 93505
Heptadecene | 1649342 | 93506
1,3,5-Triazine-2,4-diamine, N2-ethyl-6-methoxy-N4-(1-methylpropyl)- | 237990 | 93507
Butane, epoxy- | 237941 | 93508
1,3,5-Triazine-2,4,6(1H,3H,5H)-trione, sodium salt (1:1) | 105379 | 93509
Nonanoic acid, 2-bromo- | 105346 | 93510
Cyclohexanol, 5-methyl-2-(1-methylethyl)-, 1-acetate, (1R,2S,5R)- | 105312 | 93511
Phenoxathiin | 40857 | 93512
Acetamide, N-(2,5-dichlorophenyl)- | 105270 | 93513
Propanenitrile, 2-(trichlorosilyl)- | 105254 | 93514
Carbamic acid, methyl-, 4-chlorophenyl ester | 17123837 | 93515
Benzenecarboperoxoic acid, 1,1'-(1,1,4,4-tetramethyl-1,4-butanediyl) ester | 105221 | 93516
D-Fructose, 1,6-bis(dihydrogen phosphate), sodium salt (1:2) | 237636 | 93517
1,2-Benzenedicarboxylic acid, 4,4'-[[1,1'-biphenyl]-4,4'-diylbis(oxy)]bis- | 237610 | 93518
Benzeneacetic acid, (1R,2S,5R)-5-methyl-2-(1-methylethyl)cyclohexyl ester | 237578 | 93519
1,4-Cyclohexanediamine, trans- | 105197 | 93520
1,3-Propanediol, 2-ethyl- | 105163 | 93521
2,7-Naphthalenedisulfonic acid, 3,3'-[[1,1'-biphenyl]-4,4'-diylbis(2,1-diazenediyl)]bis[5-amino-4-hydroxy-, sodium salt (1:4) | 105015 | 93522
1,3,5-Triazin-2(1H)-one, 4,6-bis(ethylamino)- | 104976 | 93523
Hexadecanoic acid, octadecyl ester | 104950 | 93524
Acetamide, N-[2-[2-[2-bromo-6-(methylsulfonyl)-4-nitrophenyl]diazenyl]-5-(diethylamino)phenyl]- | 236323 | 93525
Ethanesulfonic acid, 2-[(aminoiminomethyl)thio]- | 236307 | 93526
3H-Indole, 2,3,3,5-tetramethyl- | 236240 | 93527
2,3-Quinoxalinediamine, N2,N3-di-2-propen-1-yl- | 236224 | 93528
Biphenylene | 40832 | 93529
Cobalt, tetrakis[[2,3-butanedione di(oximato-.kappa.N)](1-)]bis(pyridine)di-, (Co-Co) | 236182 | 93530
4-Thiazolidinone, 5-(3-ethyl-2(3H)-benzoxazolylidene)-3-phenyl-2-thioxo- | 236117 | 93531
4-Thiazolidinone, 3-ethyl-5-[2-(3-ethyl-2(3H)-benzoxazolylidene)ethylidene]-2-thioxo- | 236091 | 93532
7-Oxa-5-thia-2-aza-6-phosphanonanoic acid, 6-ethoxy-2-methyl-3-oxo-, ethyl ester, 6-sulfide | 687814 | 93533
D-threo-2,5-Hexodiulosonic acid | 104927 | 93534
1,2,4-Thiadiazole, 5-ethoxy-3-(trichloromethyl)- | 104901 | 93535
Phenol, 4-hexadecyl- | 104877 | 93536
Butanedioic acid, 2-sulfo-, 1-[2-[(1-oxododecyl)amino]ethyl] ester, sodium salt (1:2) | 235663 | 93537
Phosphorothioic acid, O,O-dimethyl S-[2-(methylthio)ethyl] ester | 104844 | 93538
Benzoic acid, 5-[2-[4'-[2-[2,6-diamino-3-methyl-5-[2-(4-sulfophenyl)diazenyl]phenyl]diazenyl][1,1'-biphenyl]-4-yl]diazenyl]-2-hydroxy-, sodium salt (1:2) | 104810 | 93539
Hexanedioic acid, 1,6-bis[2-[[4-(2,2-dicyanoethenyl)-3-methylphenyl]ethylamino]ethyl] ester | 235614 | 93540
Aziridine, 2-ethyl-1-[(2-ethyl-1-aziridinyl)-1,?-dioxoisodecyl]- | 235580 | 93541
Benzoic acid, 3,3'-[carbonylbis(imino-4,1-phenylene-2,1-diazenediyl)]bis[6-hydroxy- | 235473 | 93542
2H-Naphtho[1,2-d]triazole-7-sulfonic acid, 2-[4-(2-phenylethenyl)-3-sulfophenyl]-, sodium salt (1:2) | 104794 | 93543
Benzene-1,2,3,4,5-d5, 6-(ethyl-1,1,2,2,2-d5)- | 235440 | 93544
2,5-Cyclohexadien-1-one, 2,6-dichloro-4-[(3-chloro-4-hydroxyphenyl)imino]- | 104786 | 93545
2-Anthracenesulfonic acid, 1-amino-9,10-dihydro-9,10-dioxo-4-[[3-[[2-(sulfooxy)ethyl]sulfonyl]phenyl]amino]-, sodium salt (1:2) | 104737 | 93546
Ethanol, 2,2'-sulfonylbis- | 104729 | 93547
1,3-Cyclohexanedimethanamine | 104703 | 93548
1H-Imidazole-1-ethanamine, 2-(heptadecen-1-yl)-4,5-dihydro- | 234872 | 93549
Benzothiazolium, 5-methyl-2-[2-[[5-methyl-3-(3-sulfopropyl)-2(3H)-benzothiazolylidene]methyl]-1-buten-1-yl]-3-(3-sulfopropyl)-, inner salt, compd. with N,N-diethylethanamine (1:1) | 234724 | 93550
Propanoyl bromide, 2-bromo-2-methyl- | 218511 | 93551
Carbamothioic acid, N-methyl-, O-(1-methylethyl) ester | 218461 | 93552
Spiro[isobenzofuran-1(3H),9'-[9H]xanthen]-3-one, 3',6'-bis(dimethylamino)-5-isothiocyanato- | 218412 | 93553
Butanedioic acid, 2-sulfo-, 1,4-bis(1-methylheptyl) ester, sodium salt (1:1) | 218354 | 93554
11-Tetradecen-1-ol, 1-acetate, (11Z)- | 218321 | 93555
Benzo[k]fluoranthene | 40709 | 93556
2-Propenal, 3-phenyl-, oxime, (1Z)- | 218305 | 93557
L-Aspartic acid, magnesium salt (2:1) | 96560 | 93558
1-Naphthalenesulfonic acid, 3,4-dihydro-3,4-dioxo- | 96537 | 93559
Propanoyl fluoride, 2,3,3,3-tetrafluoro-2-(1,1,2,2,3,3,3-heptafluoropropoxy)- | 96503 | 93560
2-Propenoic acid, 2-methyl-, 3-(dimethylamino)propyl ester | 218040 | 93561
Benz[e]acephenanthrylene | 40683 | 93562
Phosphonic acid, P,P',P''-[nitrilotris(methylene)]tris-, sodium salt (1:?) | 217992 | 93563
1H-Isoindole-1,3(2H)-dione, 2-(2-chloroethenyl)- | 217968 | 93564
Pyridine, 4-(3-phenylpropyl)- | 96487 | 93565
2-Naphthalenecarboxamide, N-(5-chloro-2,4-dimethoxyphenyl)-3-hydroxy-4-[2-[2-methoxy-5-[(phenylamino)carbonyl]phenyl]diazenyl]- | 217935 | 93566
Benzoic acid, 4-(1,1-dimethylethyl)-, 1,1'-(dibutylstannylene) ester | 217893 | 93567
2,4,8,10-Tetraoxa-3,9-diphosphaspiro[5.5]undecane, 3,9-bis(phenylmethyl)-, 3,9-dioxide | 217851 | 93568
Phosphoric acid, sodium zinc salt (1:1:1) | 217828 | 93569
Bicyclo[2.2.1]hepta-2,5-diene, 1,2,3,4,5,7,7-heptachloro- | 217802 | 93570
Butanoic acid, 2-propen-1-yl ester | 96263 | 93571
1,1'-Biphenyl, 4-chloro- | 687384 | 93572
1,1'-Biphenyl, 2,2',3,3',4,4',5,5',6,6'-decachloro- | 96222 | 93573
5-Nonanone, 2,8-dimethyl- | 96206 | 93574
Decane, 1-iodo- | 96172 | 93575
Naphthalene, 1,8-dichloro- | 96149 | 93576
Naphthalene, 1,2-dichloro- | 96115 | 93577
Ethanedioic acid, 1,2-dibutyl ester | 96099 | 93578
Benzene, 1,2-diethoxy- | 96065 | 93579
Phenol, 2,2'-(1,2-diazenediyl)bis- | 96032 | 93580
Benzoic acid, pentyl ester | 96008 | 93581
Butanedioic acid, 2,3-diacetyl-, 1,4-diethyl ester | 95984 | 93582
Butanoic acid, 1-methyl-1H-indol-3-yl ester | 217737 | 93583
Benzenebutanenitrile | 95950 | 93584
Ethanesulfonic acid, 2-[methyl(1-oxodecyl)amino]-, sodium salt (1:1) | 217687 | 93585
Propanedioic acid, 2-[(2,5-dimethoxyphenyl)methyl]-, 1,3-diethyl ester | 217653 | 93586
Butanamide, N-(2,5-dichlorophenyl)-3-oxo- | 95927 | 93587
Butanoic acid, 2-butoxyethyl ester | 217620 | 93588
Benzenamine, 4-nitro-N,N-bis(4-nitrophenyl)- | 217596 | 93589
Octane, 1,1,1,2,2,3,3,4,4,5,5,6,6-tridecafluoro-8-iodo- | 95893 | 93590
Dodecane, 1,1,1,2,2,3,3,4,4,5,5,6,6,7,7,8,8,9,9,10,10-heneicosafluoro-12-iodo- | 95877 | 93591
Nonane, 1,1,1,2,2,3,3,4,4,5,5,6,6,7,7-pentadecafluoro-9-iodo- | 95851 | 93592
9-Octadecenamide, N-[2-(2-hydroxyethoxy)ethyl]-, (9Z)- | 217570 | 93593
3-Furancarboxylic acid, 5-(phenylmethyl)-, ethyl ester | 217539 | 93594
Tetradecanoic acid, dodecyl ester | 95828 | 93595
1-Propanesulfonic acid, 3-(trimethylsilyl)-, sodium salt (1:1) | 95786 | 93596
Benzene, 1-chloro-3-ethenyl- | 650325 | 93597
Benzenethiol, 3-chloro- | 95745 | 93598
Benzenepropanol, .alpha.,.gamma.,.gamma.-trimethyl- | 95711 | 93599
Thiazole, 2-nitro- | 687053 | 93600
Peroxydicarbonic acid, C,C'-dipropyl ester | 203034 | 93601
2-Butenedioic acid (2Z)-, 1,4-dihexyl ester | 202994 | 93602
1H-Imidazole-1-ethanol, 2-dodecyl-4,5-dihydro- | 202978 | 93603
2-Undecanone, 6,10-dimethyl- | 89342 | 93604
Benzeneacetic acid, .alpha.-oxo-, ethyl ester | 89318 | 93605
Ethanol, 2-(2-methylpropoxy)-, 1-carbamate | 202721 | 93606
Thiophene, tetrahydro-, 1-oxide | 89284 | 93607
1-Docosene | 89250 | 93608
Butanamide, N-(5-chloro-2-methoxyphenyl)-2-[2-(2-methoxy-4-nitrophenyl)diazenyl]-3-oxo- | 202671 | 93609
Silicic acid (H4SiO4), bismuth(3+) salt (3:4) | 202614 | 93610
Benzothiazolium, 3-ethyl-2-[[3-[3-[3-[(3-ethyl-2(3H)-benzothiazolylidene)methyl]-5,5-dimethyl-2-cyclohexen-1-ylidene]-1-propen-1-yl]-5,5-dimethyl-2-cyclohexen-1-ylidene]methyl]-, iodide (1:1) | 202598 | 93611
Acetic acid, 2-iodo-, potassium salt (1:1) | 202556 | 93612
1,3-Benzenedicarboxylic acid, 5-(1,1-dimethylethyl)-, potassium salt (1:2) | 202523 | 93613
Oxirane, 2-[(hexadecyloxy)methyl]- | 202507 | 93614
9,10-Anthracenedione, 1,5-bis(cyclohexylamino)- | 202465 | 93615
Carbamic acid, N-butyl-, 2-[(2-cyanoethyl)[4-[2-(2-cyano-4-nitrophenyl)diazenyl]phenyl]amino]ethyl ester | 202440 | 93616
2-Butenedioic acid (2Z)-, 1-(2-hydroxybutyl) 4-[2-(2-oxo-1-imidazolidinyl)ethyl] ester | 202424 | 93617
Hexanoic acid, 2-ethyl-, manganese salt (1:?) | 202408 | 93618
Thiocyanic acid, 2,4-dinitrophenyl ester | 687038 | 93619
Benzenesulfonyl chloride, 2,4,5-trichloro- | 202374 | 93620
Silanamine, N-(dimethylsilyl)-1,1-dimethyl- | 202358 | 93621
1-Propanamine, 3-(octyloxy)-, acetate (1:1) | 202325 | 93622
1,3-Benzenedicarboxylic acid, 5-(2,5-dihydro-5-thioxo-1H-tetrazol-1-yl)- | 202275 | 93623
Spiro[isobenzofuran-1(3H),9'-[9H]xanthen]-3-one, 3',6'-dihydroxy-2',4',5',7'-tetraiodo- | 202234 | 93624
Octanoic acid, 2,2,3,3,4,4,5,5,6,6,7,8,8,8-tetradecafluoro-7-(trifluoromethyl)- | 202192 | 93625
Guanidine, N,N'''-1,6-hexanediylbis[N'-cyano- | 202176 | 93626
1,3-Propanediol, 1,3-dimethanesulfonate | 202150 | 93627
Pyrimidine, 4,6-dimethoxy-5-nitro- | 201798 | 93628
Pentanoic acid, 1,1'-[2,2-bis[[(1-oxopentyl)oxy]methyl]-1,3-propanediyl] ester | 201764 | 93629
Phosphonic acid, P,P',P'',P'''-[[(phosphonomethyl)imino]bis[2,1-ethanediylnitrilobis(methylene)]]tetrakis- | 201731 | 93630
Ethanol, 2-(dodecyloxy)-, 1-(hydrogen sulfate), sodium salt (1:1) | 201707 | 93631
Benzenamine, 2,6-dinitro-N,N-dipropyl-4-(trifluoromethyl)- | 89060 | 93632
Dodecanoyl fluoride, 2,2,3,3,4,4,5,5,6,6,7,7,8,8,9,9,10,10,11,12,12,12-docosafluoro-11-(trifluoromethyl)- | 201632 | 93633
1H-Benzotriazole, 6,6'-methylenebis- | 201608 | 93634
3H-Pyrazol-3-one, 4,4'-[(3,3'-dichloro[1,1'-biphenyl]-4,4'-diyl)bis(2,1-diazenediyl)]bis[2,4-dihydro-5-methyl-2-(4-methylphenyl)- | 201574 | 93635
2(1H)-Naphthalenone, octahydro-, (4aR,8aS)-rel- | 89045 | 93636
9,10-Anthracenedione, 1,8-dihydroxy-4-[[4-(2-hydroxyethyl)phenyl]amino]-5-nitro- | 201517 | 93637
Benzoic acid, 2-[2-(2-hydroxy-3,6-disulfo-1-naphthalenyl)diazenyl]-, barium salt (2:3) | 201467 | 93638
2-Naphthalenecarboxylic acid, 4-[2-(5-chloro-4-methyl-2-sulfophenyl)diazenyl]-3-hydroxy-, strontium salt (1:1) | 201459 | 93639
2-Naphthalenecarboxylic acid, 4-[2-(4-chloro-3-sulfophenyl)diazenyl]-3-hydroxy-, strontium salt (1:1) | 201434 | 93640
3-Buten-1-ol, 1-acetate | 89003 | 93641
Phenanthrene, 2,7-dimethyl- | 88971 | 93642
Benzenesulfonamide, 4-hydroxy- | 88955 | 93643
Nickel(2+), hexakis(1H-imidazole-.kappa.N3)-, chloride (1:2), (OC-6-11)- | 201228 | 93644
1,2-Ethanediol, 1,1,2,2-tetraphenyl- | 46599 | 93645
3H-Pyrazol-3-one, 2,4-dihydro-4-[2-(2-methoxyphenyl)diazenyl]-5-methyl-2-phenyl- | 126508 | 93646
Bicyclo[2.2.1]heptan-2-one, 1,7,7-trimethyl-, (1S,4S)- | 46573 | 93647
2-Butanol, 3,3-dimethyl- | 46540 | 93648
Carbonothioic dichloride | 46516 | 93649
9,12,15-Octadecatrienoic acid, (9Z,12Z,15Z)- | 46466 | 93650
Cyclohexanecarboxylic acid, methyl ester | 961862 | 93651
Ethane, 1,1'-[methylenebis(oxy)]bis- | 46441 | 93652
3-Pyridinamine | 46417 | 93653
1,2,4-Triazine-3,5(2H,4H)-dione | 46383 | 93654
Phenol, 6-(1,1-dimethylethyl)-2,3-dimethyl- | 287375 | 93655
Phosphoric acid, monooctadecyl ester, zinc salt (1:1) | 126268 | 93656
Butanoyl fluoride | 46342 | 93657
Phenazinium, 3-(dimethylamino)-7-[2-[4-(dimethylamino)phenyl]diazenyl]-5-phenyl-, chloride (1:1) | 126235 | 93658
1-Propene, 1-chloro-1,3,3,3-tetrafluoro- | 46318 | 93659
1,3-Propanediamine, N1,N3-bis(3-aminopropyl)- | 126219 | 93660
1,3-Butadiyne | 46276 | 93661
2,6-Octadienoic acid, 3,7-dimethyl- | 46243 | 93662
Pyrimidine, 2-bromo- | 126193 | 93663
Ethanone, 1-(3-methyl-1-piperidinyl)- | 126169 | 93664
Benzenamine, N,N-dimethyl-4-[2-(4-nitrophenyl)ethenyl]- | 126128 | 93665
Benzo[lmn]diperimidino[2,1-b:2',1'-i][3,8]phenanthroline-10,21-dione | 126086 | 93666
2-Cyclohexen-1-one, 3-methyl-6-(1-methylethyl)-, (6R)- | 126060 | 93667
Zinc, bis(O,O-didodecyl phosphorodithioato-.kappa.S,.kappa.S')-, (T-4)- | 126011 | 93668
Benzenemethanesulfonamide | 126003 | 93669
Propanenitrile, 2,3-dibromo- | 125971 | 93670
Benzenesulfonyl fluoride, 4-ethyl- | 46029 | 93671
Benzenesulfonyl fluoride, 4-methyl- | 45997 | 93672
Benzene, [(trimethylsilyl)thio]- | 125948 | 93673
Ethenamine, N-methyl-N-nitroso- | 125922 | 93674
Benzoyl chloride, 3-(fluorosulfonyl)- | 45963 | 93675
Heptane, 1,7-dibromo- | 125898 | 93676
1,3-Benzenedisulfonic acid, 1,3-dihydrazide | 125872 | 93677
1,3-Propanediamine, N1,N1,N3-trimethyl- | 125856 | 93678
Acetic acid, 2,2-difluoro-, ethyl ester | 45948 | 93679
Dodecane, 1,1'-oxybis- | 125831 | 93680
Ethanol, 2,2'-[[3-chloro-4-[2-(4-nitrophenyl)diazenyl]phenyl]imino]bis- | 125807 | 93681
Benzene, (1-pentylhexyl)- | 52450350 | 93682
Benzene, (1-butylhexyl)- | 52450327 | 93683
Benzene, (1-propyloctyl)- | 52450293 | 93684
Hexadecanoic acid, tetradecyl ester | 125773 | 93685
[3,3'-Bifuran]-2,2',5,5'-tetrone, tetrahydro- | 125740 | 93686
Benzene, (1-ethyldodecyl)- | 52450277 | 93687
Benzene, (1-pentylnonyl)- | 52450244 | 93688
Benzene, (1-methyldodecyl)- | 52450228 | 93689
Benzene, (1-butylnonyl)- | 52450194 | 93690
Propane, 1,1'-[(1Z)-1,2-ethenediylbis(thio)]bis- | 125724 | 93691
Octadecanamide, N,N'-[carbonylbis[(2-hydroxyethyl)imino]-2,1-ethanediyl]bis- | 287342 | 93692
Hydrazinium, 1-[2-[[4-[2-(2-chloro-4-nitrophenyl)diazenyl]phenyl]ethylamino]ethyl]-1,1-dimethyl-, chloride (1:1) | 125690 | 93693
3,6,9,12-Tetraoxatetracosan-1-ol, 1-(dihydrogen phosphate) | 287326 | 93694
2-Propenoic acid, 2-methyl-, eicosyl ester | 287292 | 93695
Benzenamine, 4-fluoro-2-methyl- | 45906 | 93696
6,9-Octadecadienedioic acid, (6Z,9Z)- | 1649623 | 93697
Tetradecanamide, N-[3-(dimethylamino)propyl]- | 287250 | 93698
Benzenemethanaminium, N,N,N-trimethyl-, iodide (1:1) | 125674 | 93699
4,7,10,13-Tetraazapentadecan-2-ol, 15-amino- | 287227 | 93700
Ethanone, 1,2-diphenyl- | 45872 | 93701
2,5,7,10-Tetraoxa-6-silaundecane, 6-ethenyl-6-methyl- | 287193 | 93702
Benzoic acid, 3-fluoro-, ethyl ester | 45856 | 93703
1,9-Nonanediamine, 5-methyl- | 287169 | 93704
2-Propenamide, N,N-bis(2-hydroxyethyl)-2-methyl- | 287136 | 93705
Ethanol, 2-(dicyclohexylamino)- | 125492 | 93706
2-Anthracenesulfonic acid, 1-amino-4-[[3-[(4,6-dichloro-1,3,5-triazin-2-yl)amino]-4-sulfophenyl]amino]-9,10-dihydro-9,10-dioxo-, sodium salt (1:2) | 125443 | 93707
Quinoline, 1,2,3,4-tetrahydro-2,2,4-trimethyl- | 125427 | 93708
2-Naphthalenamine, N-[4-(1,1,3,3-tetramethylbutyl)phenyl]- | 125401 | 93709
1-Hexadecanol, 1-(hydrogen sulfate), compd. with 2,2',2''-nitrilotris[ethanol] (1:1) | 125377 | 93710
2-Propenoic acid, 2-methylbutyl ester | 287102 | 93711
2,6-Octadiene, 1-chloro-3,7-dimethyl- | 125328 | 93712
Benzenamine, 4,4',4''-methylidynetris[N,N-diethyl-3-methyl- | 125278 | 93713
1,3-Benzenediamine, 4,4'-[(4-methyl-1,3-phenylene)bis(2,1-diazenediyl)]bis[6-methyl- | 125252 | 93714
Benzenediazonium, 4-(phenylamino)-, sulfate (1:1) | 125229 | 93715
Acetamide, N-[8-[2-[5-(aminosulfonyl)-2-hydroxyphenyl]diazenyl]-7-hydroxy-1-naphthalenyl]- | 125179 | 93716
Benzenamine, 4-propoxy- | 125146 | 93717
4H-1-Benzopyran-4-one, 5,7-dihydroxy-3-(4-hydroxyphenyl)- | 45823 | 93718
Furan, 2-butyl- | 688622 | 93719
Benzamide, N,N'-(14-chloro-5,6,7,12,13,17,22,23,25,28-decahydro-5,7,12,17,22,25,28-heptaoxonaphtho[2,3-c]bisnaphth[2',3':6,7]indolo[3,2-a:3',2'-i]acridine-1,18-diyl)bis- | 125104 | 93720
4-Isoxazolecarbonyl chloride, 3-(2,6-dichlorophenyl)-5-methyl- | 125096 | 93721
2-Pentene, 4-methyl- | 961847 | 93722
Benzaldehyde, 2,4,5-trimethoxy- | 125062 | 93723
1-Octanamine, N-methyl-N-octyl- | 125039 | 93724
Pentane, 1,1,5,5-tetramethoxy- | 125005 | 93725
Benzoic acid, 2-fluoro- | 45799 | 93726
Benzenamine, 4-bromo-2-(trifluoromethyl)- | 45773 | 93727
L-Cysteine, hexaester with D-glucitol | 17120759 | 93728
Benzenemethanesulfonic acid, .alpha.,2-dihydroxy-, sodium salt (1:1) | 124966 | 93729
Silicic acid (H6Si2O7), Si,Si,Si,Si',Si',Si'-hexakis(1-methylpropyl) ester | 124933 | 93730
Phenol, 2-(trifluoromethyl)- | 17002841 | 93731
Benzene, 1-chloro-3-fluoro-2-methyl- | 45740 | 93732
Nonadecane, 1-bromo- | 124719 | 93733
Butanamide, N-[4-(acetylamino)phenyl]-3-oxo- | 124685 | 93734
Benzoic acid, 2-fluoro-, ethyl ester | 45716 | 93735
4-Morpholineethanesulfonic acid | 124669 | 93736
Benzo[rst]phenanthro[10,1,2-cde]pentaphene-9,18-dione, 6,15-dimethoxy- | 124644 | 93737
Phenol, 4,4'-(1,1-dioxido-3H-2,1-benzoxathiol-3-ylidene)bis[2-chloro- | 124610 | 93738
Benzenesulfonic acid, 2,2'-[(9,10-dihydro-5,8-dihydroxy-9,10-dioxo-1,4-anthracenediyl)diimino]bis[5-methyl-, sodium salt (1:2) | 124594 | 93739
Benzeneethanol, .alpha.,.alpha.-diphenyl- | 124578 | 93740
4,6(1H,5H)-Pyrimidinedione, 2-amino- | 124545 | 93741
Bisbenzimidazo[2,1-b:2',1'-i]benzo[lmn][3,8]phenanthroline-8,17-dione | 124529 | 93742
Spiro[3H-2,1-benzoxathiole-3,9'-[9H]xanthene]-3',6'-diol, 1,1-dioxide | 710103 | 93743
9,10[1',2']-Benzenoanthracene-9(10H)-carboxylic acid | 124503 | 93744
2-Propenoic acid, 2-cyano-3-[4-[(4-ethoxyphenyl)methylamino]phenyl]-, ethyl ester | 124487 | 93745
Pentanenitrile, 2,2'-(1,2-diazenediyl)bis[2,4-dimethyl- | 124453 | 93746
1H-Benzimidazole-2-acetonitrile | 124412 | 93747
2(5H)-Furanone, 5,5'-oxybis[3,4-dichloro- | 17124462 | 93748
1,2-Benzenedicarboxylic acid, potassium salt (1:2) | 124388 | 93749
Benzenesulfonic acid, 2,2'-(1,2-ethenediyl)bis[5-[[4-[bis(2-hydroxyethyl)amino]-6-(phenylamino)-1,3,5-triazin-2-yl]amino]- | 124362 | 93750
Ethanol, 2-[2-[2-(tridecyloxy)ethoxy]ethoxy]- | 124321 | 93751
10H-Phenothiazine, 10-[3-(4-methyl-1-piperazinyl)propyl]-2-(trifluoromethyl)-, hydrochloride (1:2) | 45682 | 93752
Benzaldehyde, 4-(phenylmethoxy)- | 124271 | 93753
Benzeneacetaldehyde, 4-(1-methylethyl)- | 124255 | 93754
2,4,6(1H,3H,5H)-Pyrimidinetrione, sodium salt (1:1) | 124214 | 93755
Pentanoic acid, 2,2,4-trimethyl-3-oxo-, 2-methyl-2-propen-1-yl ester | 124180 | 93756
Barium, (dioctylaluminum)[.mu.-[2-[2-(ethoxy-.kappa.O)ethoxy-.kappa.O]ethanolato-.kappa.O:.kappa.O]][2-[2-(ethoxy-.kappa.O)ethoxy-.kappa.O]ethanolato-.kappa.O]-.mu.-octyl- | 17120718 | 93757
Dibenzo[def,mno]chrysene-6,12-dione, 4,10-dibromo- | 124131 | 93758
2,5-Cyclohexadiene-1,4-dione, 2,5-dibromo-3,6-dihydroxy- | 124115 | 93759
Benzeneacetic acid, .alpha.-hydroxy-, methyl ester | 123935 | 93760
3,6,9,12,15-Pentaoxaheptadecane | 123901 | 93761
Phosphonic acid, P-[1-[[(2-chloroethoxy)(2-chloroethyl)phosphinyl]oxy]ethyl]-, 1-[bis(2-chloroethoxy)phosphinyl]ethyl 2-chloroethyl ester | 123869 | 93762
L-Tryptophan, 5-hydroxy- | 123836 | 93763
9(10H)-Anthracenone, 10-(10-oxo-9(10H)-anthracenylidene)- | 45641 | 93764
Hexanoic acid, 2-ethyl-, compd. with N,N,N',N'-tetramethylguanidine (1:1) | 123810 | 93765
Butanedioic acid, 1-[(2R)-3,4-dihydro-2,5,7,8-tetramethyl-2-[(4R,8R)-4,8,12-trimethyltridecyl]-2H-1-benzopyran-6-yl] ester | 123786 | 93766
Disilane, 1,2-dichloro-1,1,2,2-tetramethyl- | 123760 | 93767
Cholesta-5,7-dien-3-ol, (3.beta.)- | 45617 | 93768
1,3,5-Triazine-2,4-diamine, 6,6'-(1,4-butanediyl)bis- | 123737 | 93769
Hexanedioic acid, mono(2-ethylhexyl) ester | 710079 | 93770
2,7-Naphthalenedisulfonic acid, 4-amino-5-hydroxy-6-[2-[4'-[2-(4-hydroxyphenyl)diazenyl][1,1'-biphenyl]-4-yl]diazenyl]-3-[2-(4-nitrophenyl)diazenyl]-, sodium salt (1:2) | 123687 | 93771
Cyclopropane, bromo- | 123679 | 93772
Benzene, 1,4-bis(trifluoromethyl)- | 45591 | 93773
Quinolinium, 1-ethyl-2-sulfo-, inner salt | 123653 | 93774
Ethanol, 2-[(4-aminophenyl)ethylamino]-, sulfate (1:1) | 123620 | 93775
Silanol, 1,1,1-trimethyl-, 1,1',1''-triester with boric acid (H3BO3) | 123604 | 93776
2-Propenoic acid, 1,2,2,6,6-pentamethyl-4-piperidinyl ester | 693325 | 93777
Ferrate(1-), [N-[2-[bis[(carboxy-.kappa.O)methyl]amino-.kappa.N]ethyl]-N-[2-(hydroxy-.kappa.O)ethyl]glycinato(3-)-.kappa.N,.kappa.O]- | 287037 | 93778
1-Hexanamine, 1,1,2,2,3,3,4,4,5,5,6,6,6-tridecafluoro-N,N-bis(1,1,2,2,3,3,4,4,5,5,6,6,6-tridecafluorohexyl)- | 45559 | 93779
L-Glutamic acid, compd. with L-arginine (1:1) | 123588 | 93780
Propane, 1,2-dichloro-1,1,3,3,3-pentafluoro- | 45534 | 93781
1,5-Naphthalenedisulfonic acid, 3-[2-(2,4-dihydroxyphenyl)diazenyl]- | 123562 | 93782
1,3-Benzenediamine, 4-chloro-2-methyl- | 693291 | 93783
Glycine, N-methyl-, sodium salt (1:1) | 123521 | 93784
Benzene, (1,1-dimethoxyethyl)- | 123505 | 93785
Benzenamine, 2-nitro-5-(phenylthio)- | 286997 | 93786
Ethanol, 2,2,2-trifluoro-1-methoxy- | 45500 | 93787
Magnesium, [2,2'-(dithio-.kappa.S1)bis[pyridine] 1,1'-di(oxide-.kappa.O)][sulfato(2-)-.kappa.O]-, (T-4)- | 286963 | 93788
Aluminum, bis(2-butanolato)(octadecanoato-.kappa.O)- | 286948 | 93789
2,4-Heptadienal, (2E,4E)- | 123471 | 93790
tert-Dodecanethiol, silver(1+) salt (1:1) | 286906 | 93791
Benzoxazole, 2,2'-(1,4-naphthalenediyl)bis[5-(ethylsulfonyl)- | 286864 | 93792
Benzene, 2-(1,1-dimethylethyl)-1-methoxy-4-methyl- | 286856 | 93793
Benzamide, N-[4-[(4-butylphenyl)amino]-9,10-dihydro-9,10-dioxo-1-anthracenyl]- | 286823 | 93794
Benzamide, N-[9,10-dihydro-4,5-bis[(4-methylphenyl)amino]-9,10-dioxo-1-anthracenyl]- | 286807 | 93795
Phenol, 2,6-bis(1,1-dimethylethyl)-4-nonyl- | 123448 | 93796
[1,1'-Biphenyl]-4-acetic acid, 2-fluoroethyl ester | 123422 | 93797
Benzenesulfonic acid, 2-amino-5-[[2-(sulfooxy)ethyl]sulfonyl]- | 1649607 | 93798
Benzenesulfonic acid, 5-[2-[4-(methylamino)phenyl]diazenyl]-2-[2-(4-nitro-2-sulfophenyl)ethenyl]- | 286609 | 93799
Propanenitrile, 3,3'-[[4-[2-(2-chloro-4-nitrophenyl)diazenyl]-3-methylphenyl]imino]bis- | 123398 | 93800
1,4-Benzenedicarboxylic acid, 1-methyl ester, potassium salt (1:1) | 286567 | 93801
Cyclotetrasiloxane, 2,4,6,8-tetramethyl-2,4,6,8-tetrakis(3,3,3-trifluoropropyl)- | 45468 | 93802
2,4(1H,3H)-Pyrimidinedione, 5,6-diamino-, sulfate (1:1) | 286534 | 93803
1H-Indole, 2-methyl-1-octyl- | 286500 | 93804
1-Butanaminium, N,N,N-tributyl-, tetrafluoroborate(1-) (1:1) | 45443 | 93805
Thiazole, 4-ethyl-4,5-dihydro-2-methyl- | 123364 | 93806
[1,1'-Biphenyl]-4,4'-disulfonic acid, 4,4'-dihydrazide | 286468 | 93807
Dodecane, 1-iodo- | 123331 | 93808
Aluminum, tris(2,2-dimethylpropyl)- | 286435 | 93809
Carbamic acid, N,N'-(4-methyl-1,3-phenylene)bis-, C,C'-bis[2,2-bis[(2-propen-1-yloxy)methyl]butyl] ester | 286385 | 93810
9,10-Anthracenedione, 1-[(4-butylphenyl)amino]- | 286369 | 93811
9,10-Anthracenedione, 1,5-bis[(4-butylphenyl)amino]- | 286344 | 93812
Benzoxazolium, 2-[2-(acetylphenylamino)ethenyl]-3-ethyl-, 4-methylbenzenesulfonate (1:1) | 286302 | 93813
Methane, bis[(trifluoromethyl)sulfonyl]- | 45427 | 93814
Benzene, 2-chloro-1-(3-ethoxy-4-nitrophenoxy)-4-(trifluoromethyl)- | 286278 | 93815
Benzene, 1-(2,2-dimethoxyethyl)-4-methyl- | 286252 | 93816
.beta.-Alanine, N-[5-(acetylamino)-4-[2-(2-bromo-4,6-dinitrophenyl)diazenyl]-2-methoxyphenyl]-N-ethyl-, 2-methoxyethyl ester | 286237 | 93817
2,4,6(1H,3H,5H)-Pyrimidinetrione, 5-(2-methylpropyl)- | 286203 | 93818
Thiazolium, 4,5-dihydro-2-[2-(phenylamino)ethenyl]-3-(3-sulfopropyl)-, inner salt | 286146 | 93819
Phosphoric acid, cyclohexyl diphenyl ester | 688580 | 93820
1,1'-Biphenyl, 2,2',3,3',4,4',5,6'-octachloro- | 739466 | 93821
1-Naphthalenesulfonic acid, 5-(dimethylamino)- | 123141 | 93822
Silane, trichloro(1,1,2,3,3,3-hexafluoropropyl)- | 45385 | 93823
Phosphoric acid, mono(4-nitrophenyl) ester, sodium salt (1:2) | 123091 | 93824
2-Propanamine, N-(2-chloroethyl)-N-(1-methylethyl)-, hydrochloride (1:1) | 123067 | 93825
Phosphonic acid, P-methyl-, bis[(5-ethyl-2-methyl-2-oxido-1,3,2-dioxaphosphorinan-5-yl)methyl] ester | 285841 | 93826
Propane, 1,1,1-trichloro-2,2,3,3,3-pentafluoro- | 688556 | 93827
2,4-Dodecadienoic acid, 3,7,11-trimethyl-, 2-propynyl ester, (2E,4E)- | 285825 | 93828
Oxetane, hexafluoro- | 708875 | 93829
1,3,5-Triazine, 2-[2-(4-methoxyphenyl)ethenyl]-4,6-bis(trichloromethyl)- | 285791 | 93830
Benzenediazonium, 2,5-diethoxy-4-(4-morpholinyl)-, hexafluorophosphate(1-) (1:1) | 123042 | 93831
Cyclopentaneacetic acid, 3-oxo-2-(2Z)-2-penten-1-yl-, methyl ester, (1R,2S)-rel- | 285742 | 93832
Stannane, dibutylthioxo- | 123026 | 93833
Spiro[isobenzofuran-1(3H),9'-[9H]xanthen]-3-one, 6'-[ethyl(4-methylphenyl)amino]-2'-(methylphenylamino)- | 285718 | 93834
5-Dodecene, 12-chloro-, (5Z)- | 285684 | 93835
1,4-Benzenediamine, N1,N4-bis(1-methylethyl)- | 123000 | 93836
3H-1,2,4-Triazol-3-one, 5-chloro-1,2-dihydro-1-(1-methylethyl)- | 285643 | 93837
3-Cyclohexene-1-carboxaldehyde, 4,5-dimethyl-2-(2-methyl-1-propen-1-yl)-, (1R,2S,5R)-rel- | 285627 | 93838
Butanamide, N,N'-(2,5-dichloro-1,4-phenylene)bis[3-oxo- | 285577 | 93839
2-Propenoic acid, 2-cyano-3-[4-(diphenylamino)phenyl]-, ethyl ester | 285544 | 93840
2-Naphthalenecarboxamide, N-[4-[2,4-bis(1,1-dimethylpropyl)phenoxy]butyl]-1-hydroxy-4-[2-(4-methoxyphenyl)diazenyl]- | 285528 | 93841
Ethanol, 2-[[2,6-dinitro-4-(trifluoromethyl)phenyl]propylamino]- | 285494 | 93842
Benzoselenazolium, 3-ethyl-2-methyl-, 4-methylbenzenesulfonate (1:1) | 285452 | 93843
Octanedioic acid, 1,8-bis(phenylmethyl) ester | 285437 | 93844
3-Pyridinecarbonitrile, 1,2-dihydro-6-methyl-2-oxo- | 122978 | 93845
Benzothiazolium, 3-ethyl-5-methoxy-2-methyl-, 4-methylbenzenesulfonate (1:1) | 285361 | 93846
Propanoic acid, 3,3'-[(dimethylstannylene)bis(thio)]bis-, 1,1'-diisooctyl ester | 285346 | 93847
Phenol, 2-(1,1-dimethylethyl)-5-ethyl- | 122945 | 93848
1-Naphthalenesulfonic acid, 6-diazo-5,6-dihydro-5-oxo-, 2,3-dibromopropyl ester | 285320 | 93849
Phenol, 4-[(dimethylamino)methyl]-2,5-dimethyl-, hydrochloride (1:1) | 285304 | 93850
1,3,4-Metheno-1H-cyclobuta[cd]pentalene-2-pentanoic acid, 1,1a,3,3a,4,5,5,5a,5b,6-decachlorooctahydro-2-hydroxy-.gamma.-oxo-, ethyl ester | 17004128 | 93851
Propanenitrile, 3,3'-[[4-[2-(4-nitrophenyl)diazenyl]phenyl]imino]bis- | 122929 | 93852
Benzothiazole, 2-[(2,4-dinitrophenyl)thio]- | 122887 | 93853
Butanedioic acid, 2-sulfo-, 1,4-didodecyl ester, sodium salt (1:1) | 122861 | 93854
Propane, 3,3-dichloro-1,1,1,2,2-pentafluoro- | 45229 | 93855
Propane, 1,2-dichloro-1,1,2,3,3-pentafluoro- | 45203 | 93856
Dodecanedioic acid, 1,12-dihexadecyl ester | 285114 | 93857
Hexadecanoic acid, decyl ester | 285080 | 93858
Tetradecanoic acid, hexyl ester | 285064 | 93859
Spiro[isobenzofuran-1(3H),9'-[9H]xanthen]-3-one, 6'-[ethyl(4-methylphenyl)amino]-2'-methyl- | 285031 | 93860
9-Octadecenoic acid (9Z)-, 1,1'-(2,2-dimethyl-1,3-propanediyl) ester | 285015 | 93861
3H-Naphtho[2,1-b]pyran, 3,3-diphenyl- | 122812 | 93862
Benzoic acid, 3,5-bis(1,1-dimethylethyl)-4-hydroxy-, 2,4-bis(1,1-dimethylethyl)phenyl ester | 122796 | 93863
Propane, 3-chloro-1,1,1,2,2-pentafluoro- | 708859 | 93864
Benzene, 1,2-bis(2-propen-1-yloxy)- | 122754 | 93865
Benzothiazolium, 3-ethyl-2-[3-(3-ethyl-5-methyl-2(3H)-benzothiazolylidene)-2-methyl-1-propen-1-yl]-5-methyl-, iodide (1:1) | 284943 | 93866
7H-Benzo[e]perimidine-4-carboxamide, N-(9,10-dihydro-9,10-dioxo-1-anthracenyl)-7-oxo- | 122739 | 93867
1,1-Ethanediol, 2,2,2-trifluoro- | 45179 | 93868
2-Pyridinamine, 5-nitro- | 122713 | 93869
Acetamide, N-(9-oxo-9H-fluoren-4-yl)- | 17005356 | 93870
Carbonochloridic acid, 4-(1,1-dimethylethyl)cyclohexyl ester | 284885 | 93871
Fluorosulfuric acid, methyl ester | 685578 | 93872
1,4-Benzenediamine, N1,N1,N4,N4-tetrakis[4-(dipropylamino)phenyl]- | 122671 | 93873
Propane, 1,1,1-trifluoro- | 45146 | 93874
3H-Indolium, 2-[2-[(2,4-dimethoxyphenyl)amino]ethenyl]-1,3,3-trimethyl-, chloride (1:1) | 122655 | 93875
2-Furancarboxylic acid, 2-propen-1-yl ester | 122622 | 93876
Phosphoramidothioic acid, N-acetyl-, O,O-dimethyl ester | 284844 | 93877
Oxirane, 2,2'-(oxybis(2,1-ethanediyloxymethylene))bis- | 688515 | 93878
Butanamide, 2-(hydroxyimino)-N-(2-methoxyphenyl)-3-oxo- | 284802 | 93879
Silane, fluorotrimethyl- | 45112 | 93880
2-Propenoic acid, 2-methyl-, 2-(1-oxa-4-azaspiro[4.5]dec-4-yl)ethyl ester | 122572 | 93881
2H-Pyran, tetrahydro-2-phenoxy- | 122556 | 93882
Propane, 2-fluoro- | 708826 | 93883
1-Heptadecanamine | 122523 | 93884
Propanedioic acid, 2-(carboxymethoxy)-, sodium salt (1:3) | 284760 | 93885
Ethanone, 2,2-diethoxy-1,2-diphenyl- | 284745 | 93886
1-Tetradecanamine, N-methyl-N-tetradecyl- | 284703 | 93887
Phenol, 2-methoxy-4-(1-propen-1-yl)-, 1-benzoate | 122366 | 93888
Tetradecanoic acid, decyl ester | 284646 | 93889
Benzenemethanaminium, N,N,N-trimethyl-, (OC-6-11)-hexachloroplatinate(2-) (2:1) | 284612 | 93890
[1,1'-Biphenyl]-2,3',4-triol | 122333 | 93891
Butanedioic acid, 2-oxo-, 1-ethyl ester, sodium salt (1:1) | 284588 | 93892
1-Dodecanaminium, N-(3-chloro-2-hydroxypropyl)-N,N-dimethyl-, chloride (1:1) | 693184 | 93893
1,4-Benzenediamine, N1,N1,N4,N4-tetrakis[4-(dibutylamino)phenyl]- | 122291 | 93894
1,2-Ethanediamine, N1-(2-aminoethyl)-N1-dodecyl- | 122283 | 93895
Benzaldehyde, 4-(diphenylamino)- | 122267 | 93896
Benzene, 1,3-dimethoxy-5-methyl- | 122234 | 93897
2,6,7-Trioxabicyclo[2.2.2]octane, 1,4-diethyl- | 122218 | 93898
L-Cystine, N,N'-bis(1-oxooctyl)- | 284372 | 93899
Thiazole, 2,5-dimethyl- | 122192 | 93900
1-Heptadecanol, 16-methyl- | 284356 | 93901
3H-Pyrazol-3-one, 2,4-dihydro-4-[(5-hydroxy-3-methyl-1-phenyl-1H-pyrazol-4-yl)methylene]-5-methyl-2-phenyl- | 122168 | 93902
1,4-Methanonaphthalen-6(2H)-one, octahydro-7-methyl- | 284315 | 93903
Phenol, 4,4'-(2,4,8,10-tetraoxaspiro[5.5]undecane-3,9-diyl)bis[2,6-bis(1,1-dimethylethyl)- | 284299 | 93904
2-Naphthalenecarboxamide, 4,4'-[(3,3'-dichloro[1,1'-biphenyl]-4,4'-diyl)bis(2,1-diazenediyl)]bis[3-hydroxy-N-phenyl- | 284265 | 93905
Silane, trichloro(1,2-dibromoethyl)- | 122143 | 93906
Propanoic acid, 3-hydroxy-2,2-dimethyl-, 2-phenylhydrazide | 284190 | 93907
1,4-Benzenedicarboxylic acid, 2,5-bis[(4-chlorophenyl)amino]- | 284174 | 93908
L-Proline, 1-(1-oxohexadecyl)-4-[(1-oxohexadecyl)oxy]-, (4R)- | 284133 | 93909
Benzoic acid, 4-(1,1-dimethylethyl)-, cadmium salt (2:1) | 122101 | 93910
Isooctadecanoic acid, isooctadecyl ester | 284109 | 93911
Benzenesulfonic acid, 2-amino-4-[(4,6-dichloro-1,3,5-triazin-2-yl)amino]-, sodium salt (1:1) | 284075 | 93912
Acetamide, N-[2-[2-(2,6-dicyano-4-nitrophenyl)diazenyl]-5-(diethylamino)phenyl]- | 284059 | 93913
.beta.-D-Galactopyranose, 1,2,3,4,6-pentaacetate | 122069 | 93914
Propanoic acid, 3-(hexadecylthio)- | 284000 | 93915
Benzamide, 4-chloro-3-nitro-N-phenyl- | 283960 | 93916
2-Oxiranepropanol, .alpha.-ethenyl-.alpha.,3,3-trimethyl-, 2-acetate | 283945 | 93917
2-Naphthalenesulfonamide, 6-amino-5-[2-(2-hydroxy-4-nitrophenyl)diazenyl]-N-methyl- | 283911 | 93918
Spiro[isobenzofuran-1(3H),9'-[9H]xanthen]-3-one, 4,5,6,7-tetrachloro-3',6'-dihydroxy-2',4',5',7'-tetraiodo- | 122036 | 93919
Benzenamine, ar-methyl-4-[2-(methylphenyl)diazenyl]- | 283853 | 93920
Benzenesulfonic acid, 4-[(4,6-dichloro-1,3,5-triazin-2-yl)amino]-, sodium salt (1:1) | 122010 | 93921
Benzenemethanamine, 3-chloro- | 121996 | 93922
Phenol, 4-isocyanato-, 1,1',1''-phosphorothioate | 121962 | 93923
Propanoic acid, 2-oxo-, potassium salt (1:1) | 121947 | 93924
Benzoxazolium, 3-methyl-2-[3-(3-methyl-2(3H)-benzoxazolylidene)-1-propen-1-yl]-, 4-methylbenzenesulfonate (1:1) | 283648 | 93925
Benzenepropanal, .alpha.,4-dimethyl- | 283622 | 93926
Benzenepropanoic acid, 3,5-bis(1,1-dimethylethyl)-4-hydroxy-, 1,1'-(thiodi-2,1-ethanediyl) ester | 283564 | 93927
Sulfamic acid, dimethyl-, 5-butyl-2-(ethylamino)-6-methyl-4-pyrimidinyl ester | 52466562 | 93928
1,1'-Biphenyl, 3,3',4,5'-tetrachloro- | 739441 | 93929
1,1'-Biphenyl, 2,3,3',4'-tetrachloro- | 739417 | 93930
1,1'-Biphenyl, 2,2',5,6'-tetrachloro- | 693143 | 93931
1H-Tetrazole, 5,5'-(1,2-diazenediyl)bis[1-phenyl- | 283515 | 93932
Benzoic acid, 2,4-dihydroxy-, lead(2+) salt (2:1) | 283499 | 93933
1H-Pyrrolo[2,3-b]pyridine, 2,3-dihydro-1,3,3-trimethyl-2-methylene- | 283473 | 93934
1H-Indole-1-propanenitrile, 3-formyl-2-phenyl- | 283457 | 93935
Ethanone, 1-[(1R,2S)-2,6,6-trimethyl-3-cyclohexen-1-yl]-, rel- | 283424 | 93936
Phenol, 2,2'-[oxybis(2,1-ethanediylthiomethylene)]bis[4-methyl-6-nonyl- | 121913 | 93937
1-Naphthalenol, 4-(1-methylethoxy)- | 283382 | 93938
Naphtho[1,2-d]thiazolium, 2-(2-chloro-1-propen-1-yl)-1-ethyl-, chloride (1:1) | 283366 | 93939
1,1'-Biphenyl, 2,3,4,4',5,6-hexachloro- | 739383 | 93940
1,1'-Biphenyl, 2,2',3,4,5,6-hexachloro- | 739367 | 93941
Nonanoic acid, 1,1'-(1-methyl-1,2-ethanediyl) ester | 283341 | 93942
1,2,4-Triazin-5(4H)-one, 4-amino-3-methyl-6-phenyl- | 693119 | 93943
Spiro[isobenzofuran-1(3H),9'-[9H]xanthen]-3-one, 3',6'-bis(ethylamino)-2',7'-dimethyl- | 283309 | 93944
Benzenamine, N-ethyl-N-(2-phenoxyethyl)- | 283283 | 93945
Propanenitrile, 3-[[4-[2-(5,6-dichloro-2-benzothiazolyl)diazenyl]phenyl]methylamino]- | 283200 | 93946
Benzenediazonium, 2,5-dimethoxy-4-(4-morpholinyl)-, hexafluorophosphate(1-) (1:1) | 283168 | 93947
Octadecanoic acid, hydrazide | 121897 | 93948
1,2,4-Benzenetricarboxylic acid, 1,2,4-tris(decyl) ester | 121871 | 93949
Silane, (2-chloroethyl)methylbis(phenylmethoxy)- | 17128307 | 93950
Urea, N,N'-bis(1-methylethyl)- | 121830 | 93951
Benzene, 1-methoxy-2-(2-propen-1-yloxy)- | 121814 | 93952
Acetic acid, 2,2,2-trichloro-, 1,1'-anhydride | 121780 | 93953
Acetamide, N-[4-(hexyloxy)phenyl]- | 282939 | 93954
Furan, 2,5-diethyltetrahydro- | 282905 | 93955
2,5-Pyrrolidinedione, 1-(2-chloroethyl)- | 282830 | 93956
2-Naphthalenol, 1,2,3,4,4a,5,6,7-octahydro-2,5,5-trimethyl- | 282806 | 93957
1H,5H-Cyclopenta[3,4][1]benzopyrano[6,7,8-ij]quinolizin-12(9H)-one, 2,3,6,7,10,11-hexahydro- | 282772 | 93958
Benzoic acid, 3-chloro-4-[(4-pentylbenzoyl)oxy]-, 4-pentylphenyl ester | 282749 | 93959
Acetic acid, 2-[(methoxycarbonyl)amino]-2-[(4-methylphenyl)sulfonyl]- | 282723 | 93960
Ethanol, 2,2'-[methylenebis(sulfonyl)]bis- | 282707 | 93961
[1,1'-Biphenyl]-4-carbonitrile, 4'-hexyl- | 282673 | 93962
Anthracene, 1-chloro-9,10-bis(2-phenylethynyl)- | 282657 | 93963
Acetamide, 2-cyano-N-[(ethylamino)carbonyl]- | 282608 | 93964
Butanamide, 2-[2-(2-nitrophenyl)diazenyl]-3-oxo-N-phenyl- | 121582 | 93965
3H-Pyrazol-3-one, 5-ethoxy-2,4-dihydro-2-(4-nitrophenyl)- | 121566 | 93966
1-Propanamine, N,N-diethyl-3-(trimethoxysilyl)- | 282566 | 93967
1-Propanamine, 3-(methylthio)- | 121541 | 93968
Butanamide, N,N'-(3,3'-dimethoxy[1,1'-biphenyl]-4,4'-diyl)bis[3-oxo- | 121525 | 93969
Ethanone, 1-(4,5-dimethoxy-2-nitrophenyl)- | 688465 | 93970
Benzoic acid, 3-[[4-[(4-amino-9,10-dihydro-9,10-dioxo-3-sulfo-1-anthracenyl)amino]phenoxy]sulfonyl]-, sodium salt (1:2) | 282491 | 93971
Ethanol, 2-[ethyl(3-methylphenyl)amino]-, 1-(hydrogen sulfate) | 282483 | 93972
Cyclohexasilane, 1,1,2,2,3,3,4,4,5,5,6,6-dodecamethyl- | 121483 | 93973
Phenol, 4-(1-methylethyl)-2,6-dinitro- | 121467 | 93974
Phenol, 2-(1-methylbutyl)-4,6-dinitro- | 17124405 | 93975
Benzenemethanaminium, 3,3'-[(3,3'-dimethyl[1,1'-biphenyl]-4,4'-diyl)bis[imino(1-acetyl-2-oxo-2,1-ethanediyl)-2,1-diazenediyl]]bis[N,N-bis(3-aminopropyl)-4-methoxy-N-methyl-, chloride (1:2) | 282418 | 93976
Benzoic acid, 2-[3,6-bis(acetyloxy)-2,7-dichloro-9H-xanthen-9-yl]- | 121434 | 93977
1,3,2-Dioxaphosphorinane, 2-chloro-5,5-dimethyl-, 2-oxide | 121400 | 93978
Heptenone, methyl- | 45054 | 93979
Propanoyl fluoride, 2,3,3,3-tetrafluoro-2-[1,1,2,3,3,3-hexafluoro-2-[1,1,2,2-tetrafluoro-2-(fluorosulfonyl)ethoxy]propoxy]- | 121384 | 93980
1-Octadecanamine, N-methyl-N-octadecyl- | 121350 | 93981
9-Hexadecen-1-amine, (9Z)- | 282202 | 93982
Butanoyl chloride, 4-(dichloromethylsilyl)- | 121301 | 93983
7-Benzothiazolesulfonic acid, 6-methyl-2-[4-[2-[2-oxo-1-[[(4-sulfo-1-naphthalenyl)amino]carbonyl]propyl]diazenyl]-3-sulfophenyl]-, sodium salt (1:3) | 282152 | 93984
Acetamide, N-[4-[[(3-chloro-2-pyrazinyl)amino]sulfonyl]phenyl]- | 282129 | 93985
[1,1'-Biphenyl]-4-carbonitrile, 4'-pentyl- | 282095 | 93986
Phenol, 2,2'-[1,6-hexanediylbis(nitrilomethylidyne)]bis- | 121269 | 93987
3,5,7-Triaza-1-azoniatricyclo[3.3.1.13,7]decane, 1-(3-chloro-2-propen-1-yl)-, chloride (1:1) | 121244 | 93988
Cyclododeca[c]furan, 1,3,3a,4,5,6,7,8,9,10,11,13a-dodecahydro- | 282038 | 93989
3(2H)-Furanone, 4-methoxy-2,5-dimethyl- | 121210 | 93990
Benzamide, 2-amino-5-(4-aminophenoxy)- | 281998 | 93991
2-Propenoic acid, 1,1'-(oxydi-2,1-ethanediyl) ester | 121186 | 93992
Acetic acid, 2-fluoro-, 1,1'-anhydride | 45021 | 93993
Butane, 1,1,1,2,2-pentafluoro-4-iodo- | 281972 | 93994
2-Butene-1,4-dione, 1,4-diphenyl- | 121152 | 93995
4,7-Methano-1H-isoindole-1,3(2H)-dione, 5,6-dibromohexahydro-2-phenyl- | 281923 | 93996
2-Propanone, 1,3-bis(2-fluoro-2,2-dinitroethoxy)- | 281899 | 93997
Propanenitrile, 3-[[2-(benzoyloxy)ethyl][4-[2-(4-nitrophenyl)diazenyl]phenyl]amino]- | 281873 | 93998
7H-Benzo[f]perimidin-7-one, 4-bromo-6-[(4-methylphenyl)amino]-2-phenyl- | 281857 | 93999
Benzoic acid, 4-(1,1-dimethylethyl)-, aluminum salt (3:1) | 121129 | 94000
3,6,9,12,15,18,21,24,27-Nonaoxanonatriacontan-1-ol, 1-(hydrogen sulfate), sodium salt (1:1) | 281832 | 94001
Benzenesulfonic acid, 5-benzoyl-4-hydroxy-2-methoxy- | 121103 | 94002
Phosphorothioic acid, O,O-dimethyl ester, ammonium salt (1:1) | 281790 | 94003
1-Octanesulfonyl fluoride | 281774 | 94004
1,2-Ethanediamine, N1,N2-bis(1,1-dimethylethyl)- | 121087 | 94005
Thymidine, 5'-O-[bis(4-methoxyphenyl)phenylmethyl]- | 17119595 | 94006
1,3,5-Triazine-2,4,6(1H,3H,5H)-trione, 1,3,5-tris[[4-(1,1-dimethylethyl)-3-hydroxy-2,6-dimethylphenyl]methyl]- | 281717 | 94007
7-Nonen-2-ol, 4,8-dimethyl- | 281709 | 94008
Dodecanoic acid, 2-octyl- | 281683 | 94009
Ethenesulfonic acid, ethyl ester | 121061 | 94010
Dibenzo(b,e)(1,4)dioxin, 1,2,6,7-tetrachloro- | 712091 | 94011
Benzeneacetic acid, 4-fluoro- | 44990 | 94012
Benzene, 1-chloro-4-[[(4-fluorophenyl)thio]methyl]- | 17122664 | 94013
2-Thiopheneacetic acid, .alpha.-amino-, (-)- | 121038 | 94014
2-Anthracenesulfonyl chloride, 1-amino-4-bromo-9,10-dihydro-9,10-dioxo- | 281444 | 94015
2-Naphthalenecarboxamide, 4-[2-[5-(aminocarbonyl)-2-methylphenyl]diazenyl]-3-hydroxy-N-(4-methoxy-2-methylphenyl)- | 121004 | 94016
Benzene, 1-fluoro-3-isothiocyanato- | 44974 | 94017
1,1'-Biphenyl, 4,4'-bis[2-(2-methoxyphenyl)ethenyl]- | 281394 | 94018
3-Pentanone, 4-methyl-1-phenyl- | 281360 | 94019
4-Octyn-3-ol, 3-methyl-6-methylene- | 281337 | 94020
Silacyclohexane, 1,1-dimethyl- | 120980 | 94021
1H-Pyrazol-5-amine, 1-(4-chlorophenyl)-3-methyl- | 281287 | 94022
Silanamine, 1,1,1-trimethyl-N-(trimethylsilyl)-, lithium salt (1:1) | 120956 | 94023
Acetic acid, isononyl ester | 281253 | 94024
Benzoic acid, 3,5-diamino-4-chloro-, butyl ester | 281188 | 94025
Ethanone, 1-(4-fluorophenyl)- | 44941 | 94026
Benzenesulfonic acid, 3-(acetylamino)-5-amino-4-hydroxy- | 281147 | 94027
L-Tyrosine, O-[(2,6-dichlorophenyl)methyl]-N-[(1,1-dimethylethoxy)carbonyl]- | 281121 | 94028
2,6-Octadiene, 1-ethoxy-3,7-dimethyl- | 281105 | 94029
Benzene, 1-bromo-4-(trifluoromethyl)- | 44917 | 94030
2-Propanone, 1-(acetyloxy)-3-chloro- | 281063 | 94031
Benzeneacetic acid, 4-hydroxy-.alpha.-(4-hydroxyphenyl)- | 281048 | 94032
2-Propenoic acid, 1,1',1''-[(2,4,6-trioxo-1,3,5-triazine-1,3,5(2H,4H,6H)-triyl)tri-2,1-ethanediyl] ester | 281014 | 94033
Benzoic acid, 3,6-dichloro-2-nitro-, methyl ester | 280958 | 94034
1,1'-Biphenyl, 2,2',3,3',4,5',6-heptachloro- | 739334 | 94035
Ethanol, 2-(4-aminophenoxy)-, 1-(hydrogen sulfate) | 280933 | 94036
Benzene, 1-iodo-3-(trifluoromethyl)- | 44891 | 94037
Benzaldehyde, 4-(2-methylpropyl)- | 17119587 | 94038
1,2-Ethanediamine, N1,N2-dibutyl- | 120758 | 94039
Ethanone, 1-[2-(benzoyloxy)phenyl]- | 120725 | 94040
Phenol, 2-nitro-4-(trifluoromethyl)- | 44867 | 94041
Benzenesulfonic acid, 3-[2-[4-(phenylamino)phenyl]diazenyl]- | 120691 | 94042
9-Octadecenoic acid (9Z)-, compd. with N1-(9Z)-9-octadecen-1-yl-1,3-propanediamine (1:?) | 280677 | 94043
Carbonohydrazonic dihydrazide, nitrate (1:1) | 120675 | 94044
1,10-Phenanthroline, 5-bromo- | 280628 | 94045
4-Oxazolemethanol, 4,5-dihydro-2,4-dimethyl- | 280586 | 94046
Butanamide, 2-[2-[4-chloro-2-(trifluoromethyl)phenyl]diazenyl]-N-(2,3-dihydro-2-oxo-1H-benzimidazol-5-yl)-3-oxo- | 280537 | 94047
2H-1-Benzopyran-2-one, 7-(acetyloxy)-6-(2,3-dibromopropyl)-4,8-dimethyl- | 120626 | 94048
2H-1-Benzopyran-2-one, 4,8-dimethyl-7-(2-propen-1-yloxy)- | 120600 | 94049
Benzamide, N-[9,10-dihydro-5,8-bis[(4-methylphenyl)amino]-9,10-dioxo-1-anthracenyl]-4-nitro- | 280438 | 94050
Benzamide, N-(5,8-dichloro-9,10-dihydro-9,10-dioxo-1-anthracenyl)-4-nitro- | 280420 | 94051
Benzenamine, 4-(octyloxy)- | 280370 | 94052
2-Butenedioic acid (2Z)-, 1-ethyl ester | 120584 | 94053
2-Buten-1-one, 1-(2,2,6-trimethylcyclohexyl)- | 280354 | 94054
Benzothiazole, 2-methyl-5-(trifluoromethyl)- | 44834 | 94055
2-Buten-1-one, 1-(2,4,4-trimethyl-2-cyclohexen-1-yl)-, (2E)- | 280305 | 94056
Nonanediol, diacetate | 280289 | 94057
1-Octadecanol, aluminum salt (3:1) | 120550 | 94058
1,2-Heptanediol, 1-acetate | 280255 | 94059
Phosphine sulfide, tris(2-methylpropyl)- | 120535 | 94060
1,3,4-Oxadiazol-2(3H)-one, 3-[2,4-dichloro-5-(2-propynyloxy)phenyl]-5-(1,1-dimethylethyl)- | 693069 | 94061
1,2-Benzenediol, 3,4-dichloro- | 710038 | 94062
2,4-Hexadiene, 1,1,6,6-tetraethoxy- | 120519 | 94063
Benzoic acid, 4,4'-sulfonylbis-, 1,1'-dibutyl ester | 120477 | 94064
Ethane, 1-(chloromethoxy)-2-methoxy- | 120451 | 94065
2-Propenoic acid, 2-methyl-, 2-[2-(2-ethoxyethoxy)ethoxy]ethyl ester | 279992 | 94066
Cyclohexanecarboxamide, N-(1,1-dimethylethyl)-5-methyl-2-(1-methylethyl)- | 279968 | 94067
Acetic acid, (2,4-dichlorophenoxy)-, 2-butoxy-1-methylethyl ester | 17124363 | 94068
1H-Benzimidazole-2-pentanamine | 279927 | 94069
Urea, N,N'-bis(3-pyridinylmethyl)- | 279901 | 94070
Butane, 2,3-dimethyl-2,3-dinitro- | 120428 | 94071
Phenol, 4-[4-(trifluoromethyl)phenoxy]- | 279877 | 94072
Benzenesulfonic acid, 3,3'-sulfonylbis-, sodium salt (1:2) | 279851 | 94073
Glycine, N-methyl-N-[(phenylmethoxy)carbonyl]- | 279802 | 94074
2,4,7-Pteridinetriamine, 6-phenyl- | 17002809 | 94075
1,3,5-Triazine, hexahydro-1,3,5-tris(3-methoxypropyl)- | 120402 | 94076
Acetic acid, 2-mercapto-, heptyl ester | 279752 | 94077
1,3-Benzenedimethanol, 5,5'-(1-methylethylidene)bis[2-hydroxy- | 120386 | 94078
Acetamide, 2,2',2''-nitrilotris[N-butyl- | 279737 | 94079
Thiourea, N-ethyl-N-phenyl- | 120352 | 94080
Phenol, 2,4-dichloro-3-methyl-6-nitro- | 279703 | 94081
4-Thiazolidinone, 3-ethyl-5-[(phenylamino)methylene]-2-thioxo- | 279687 | 94082
2-Propenoic acid, 2-ethylbutyl ester | 120337 | 94083
1,1'-Biphenyl, 2,2',4,4',6-pentachloro- | 693036 | 94084
Benzenamine, 4-[(2-chlorophenyl)[4-(ethylimino)-3-methyl-2,5-cyclohexadien-1-ylidene]methyl]-N-ethyl-2-methyl-, hydrochloride (1:1) | 120295 | 94085
Benzoic acid, 4-hydroxy-3-methoxy-, methyl ester | 1648930 | 94086
Benzoic acid, 2-fluoro-, methyl ester | 44800 | 94087
Propanoic acid, 2,2-dimethyl-, ethyl ester | 120279 | 94088
1,2-Benzenediol, 3,6-dichloro- | 710004 | 94089
1,9-Nonanediol | 120253 | 94090
Benzoyl chloride, 2-fluoro- | 44784 | 94091
2-Propenoic acid, 2-methyl-, 2,2,3,3,4,4,5,5,6,6,7,7,8,8,8-pentadecafluorooctyl ester | 120220 | 94092
Benzene, 2-chloro-1,5-dinitro-3-(trifluoromethyl)- | 685537 | 94093
Benzene, 1,2,3,4,5,6-hexafluoro- | 44750 | 94094
1-Tetradecanol, 3,3,4,4,5,5,6,6,7,7,8,8,9,9,10,10,11,11,12,12,13,13,14,14,14-pentacosafluoro- | 278549 | 94095
2-Imidazolidinone, 4,5-dihydroxy-1,3-dimethyl- | 120196 | 94096
Acetamide, N-[5-[[2-(acetyloxy)ethyl](2-cyanoethyl)amino]-2-[2-[4-(2-phenyldiazenyl)phenyl]diazenyl]phenyl]- | 278523 | 94097
Dibenzo[b,e][1,4]dioxin, 1,2,4,6,7,9-hexachloro- | 712000 | 94098
Dibenzo[b,e][1,4]dioxin, 1,2,3,4,7,8-hexachloro- | 711986 | 94099
Benzoxazolium, 5-chloro-2-[2-[[5-chloro-3-(3-sulfopropyl)-2(3H)-benzoxazolylidene]methyl]-1-buten-1-yl]-3-(3-sulfopropyl)-, inner salt, compd. with N,N-diethylethanamine (1:1) | 278473 | 94100
4-Isoxazolecarboxylic acid, 3-(2,6-dichlorophenyl)-5-methyl- | 120154 | 94101
2-Butanone, 3,3-dimethyl-1-(methylthio)-, O-[(methylamino)carbonyl]oxime | 278457 | 94102
Benzenemethanamine, 3-chloro-N-methyl- | 278432 | 94103
2-Naphthalenecarboxamide, 1-hydroxy-N-[2-(tetradecyloxy)phenyl]- | 278408 | 94104
3-Pyridinecarbonitrile, 1-butyl-1,2-dihydro-6-hydroxy-4-methyl-2-oxo- | 278358 | 94105
Butanamide, 4-chloro-3-oxo-N-phenyl- | 278317 | 94106
Neodecanoic acid, titanium salt (1:?) | 278242 | 94107
Neodecanoic acid, zirconium salt (1:?) | 278234 | 94108
Dibenzofuran, octachloro- | 278218 | 94109
Phosphoric acid, monohexyl ester | 119982 | 94110
Ethanol, 2-[ethyl[4-[2-(4-nitrophenyl)diazenyl]phenyl]amino]-, 1-benzoate | 278184 | 94111
Phenol, 2-(5-chloro-2H-benzotriazol-2-yl)-6-(1,1-dimethylethyl)-4-methyl- | 119958 | 94112
Oxirane, 2-[(tetradecyloxy)methyl]- | 278150 | 94113
Propanoic acid, 3-(octadecylthio)-, barium salt (2:1) | 278127 | 94114
Nickel, bis[1,2-bis(4-methoxyphenyl)-1,2-ethenedithiolato(2-)-.kappa.S1,.kappa.S2]-, (SP-4-1)- | 278101 | 94115
3H-Indolium, 2-[[2-(4-methoxyphenyl)-2-methylhydrazinylidene]methyl]-1,3,3-trimethyl-, chloride (1:1) | 278077 | 94116
D-Glucose, 2,3,4,5,6-pentaacetate | 119933 | 94117
1-Propanone, 2,3-dibromo-3-(4-nitrophenyl)-1-phenyl- | 278010 | 94118
2,7-Naphthalenedisulfonic acid, 4,5-dihydroxy-, sodium salt (1:1) | 119891 | 94119
Hexadecanamide, N,N-dimethyl- | 119875 | 94120
1-Naphthalenemethanamine, .alpha.-methyl-, (.alpha.R)- | 119859 | 94121
Phenol, 2-(1,1,3,3-tetramethylbutyl)- | 119826 | 94122
Nickel(2+), tris(4,7-diphenyl-1,10-phenanthroline-.kappa.N1,.kappa.N10)-, (OC-6-11)-, nitrate (1:2) | 277681 | 94123
1-Hexadecanesulfonyl chloride | 277665 | 94124
[2,2'-Bibenzo[b]thiophene]-3,3'-diol, 6,6'-dichloro-4,4'-dimethyl-, 3,3'-bis(hydrogen sulfate), sodium salt (1:2) | 119776 | 94125
[2,2'-Bi-1H-indole]-3,3'-diol, 3,3'-bis(hydrogen sulfate), sodium salt (1:2) | 119768 | 94126
1-Butanone, 4-chloro-1-(4-fluorophenyl)- | 119743 | 94127
Benzaldehyde, 2-chloro-6-fluoro- | 44735 | 94128
Glycine, N-(chloroacetyl)-N-(2,6-diethylphenyl)-, ethyl ester | 277590 | 94129
Borate(1-), hydrotris(1-methylpropyl)-, lithium (1:1), (T-4)- | 277533 | 94130
1-Hexanesulfonic acid, 1,1,2,2,3,3,4,4,5,5,6,6,6-tridecafluoro-, potassium salt (1:1) | 119727 | 94131
Benzonitrile, 4-[[(4-propylphenyl)methylene]amino]- | 277459 | 94132
Benzoic acid, 4-butyl-, 4-cyanophenyl ester | 277434 | 94133
Benzenediazonium, 4-(4-morpholinyl)-, hexafluorophosphate(1-) (1:1) | 277400 | 94134
1,2,4-Benzenetricarbonyl trichloride | 119701 | 94135
2-Propanol, 1,1'-[(4-methylphenyl)imino]bis- | 277368 | 94136
Hydrazine, diphenyl- | 277186 | 94137
Phenol, 2,4-dimethyl-, 1,1',1''-phosphate | 119685 | 94138
9-Octadecenoic acid (9Z)-, compd. with 1,1'-iminobis[2-propanol] (1:1) | 277152 | 94139
1H-Inden-1-one, 2-[[4-(diethylamino)phenyl]methyl]-2,3-dihydro-3-hydroxy- | 277137 | 94140
Butanoic acid, 2,6-dibromo-4-cyanophenyl ester | 17124348 | 94141
Aluminum, bis(cyclohexanebutanoato-.kappa.O)hydroxy- | 277095 | 94142
1-Butanamine, hydrochloride (1:1) | 119651 | 94143
Cyclohexanebutanoic acid, cobalt(2+) salt (2:1) | 277053 | 94144
Spiro[isobenzofuran-1(3H),9'-[9H]xanthen]-3-one, 3',6'-dihydroxy-4',5'-diiodo- | 277020 | 94145
Phenol, 4-[2-[4-[2-(4-nitrophenyl)diazenyl]phenyl]diazenyl]- | 276998 | 94146
Benzenamine, 4-butyl-N-[(4-methylphenyl)methylene]-, [N(E)]- | 276972 | 94147
Peroxide, bis(3,5,5-trimethyl-1-oxohexyl) | 119628 | 94148
L-Glutamic acid, N-(1-oxooctadecyl)-, sodium salt (1:1) | 276915 | 94149
Butanamide, N-(4-chloro-2,5-dimethoxyphenyl)-2-[2-(4-nitrophenyl)diazenyl]-3-oxo- | 276873 | 94150
Ethanone, 2-(dodecyloxy)-1,2-diphenyl- | 276857 | 94151
2,3-Hexanedione | 119594 | 94152
Nickel, bis[1-[4-(dimethylamino)phenyl]-2-phenyl-1,2-ethenedithiolato(2-)-.kappa.S1,.kappa.S2]- | 276824 | 94153
Pyridine, 4-(4,8-dimethyl-3,7-nonadien-1-yl)- | 276790 | 94154
10-Undecenoyl chloride | 276774 | 94155
Benzoic acid, 4-butyl-, 4-(hexyloxy)phenyl ester | 276741 | 94156
Benzene, 1,2-dichloro-4-(methylsulfonyl)- | 276725 | 94157
Benzenemethanaminium, N-ethyl-N-[4-[[4-[ethyl[(3-sulfophenyl)methyl]amino]phenyl](2-sulfophenyl)methylene]-2,5-cyclohexadien-1-ylidene]-3-sulfo-, inner salt, sodium salt (1:2) | 119578 | 94158
Benzoic acid, 4-(hexyloxy)-, 4-pentylphenyl ester | 276683 | 94159
1-Octadecanaminium, N,N-dimethyl-N-octadecyl-, methyl sulfate (1:1) | 119552 | 94160
Acetic acid, 2,2,2-trifluoro-, ethyl ester | 44701 | 94161
1H,4H-3a,8a-Epoxy-4,7-methanoazulene, hexahydro-1,4,10,10-tetramethyl-, (1S,3aR,4R,7R,8aR)- | 276386 | 94162
Ethanol, 2-(2-butoxyethoxy)-, sodium salt (1:1) | 276352 | 94163
2-Propenoic acid, 2-[butyl[(1,1,2,2,3,3,4,4,5,5,6,6,7,7,8,8,8-heptadecafluorooctyl)sulfonyl]amino]ethyl ester | 44677 | 94164
Cyclododecoxazole, 4,5,6,7,8,9,10,11,12,13-decahydro- | 276329 | 94165
1,10-Phenanthroline, hydrochloride (1:1) | 119511 | 94166
2-Propenal, 3-bicyclo[2.2.1]hept-5-en-2-yl-2-methyl- | 276253 | 94167
Carbonic acid, diphenylmethyl phenyl ester | 276238 | 94168
Benzenesulfonic acid, 4-(4,5-dihydro-3,4-dimethyl-5-oxo-1H-pyrazol-1-yl)- | 276212 | 94169
2,6-Octadiene-1-thiol, 3,7-dimethyl- | 276188 | 94170
6-Hepten-2-ol, 6-methyl-, 2-acetate | 276162 | 94171
2H-1-Benzopyran-2-one, 3-(2-benzothiazolyl)-7-(diethylamino)- | 276147 | 94172
1-Octanesulfonamide, N-ethyl-1,1,2,2,3,3,4,4,5,5,6,6,7,7,8,8,8-heptadecafluoro-N-[2-(phosphonooxy)ethyl]- | 119487 | 94173
Phenol, 2,4-dichloro-, phosphate (3:1) | 709964 | 94174
Phenol, 4,4'-thiobis[3-(1,1-dimethylethyl)-5-methyl- | 119461 | 94175
Benzenesulfonic acid, 4-chloro-3,5-dinitro-, potassium salt (1:1) | 276071 | 94176
[3,3'-Bi-7H-benz[de]anthracene]-7,7'-dione, 9,9'-diamino- | 276055 | 94177
Diazenium, 2-[(1,3-dihydro-1,3,3-trimethyl-2H-indol-2-ylidene)methyl]-1-methyl-1-(4-methylphenyl)-, chloride (1:1) | 276030 | 94178
2-Pentanol, 2-(4-methylbenzenesulfonate) | 119438 | 94179
Phosphorochloridic acid, bis[4-(1,1-dimethylethyl)phenyl] ester | 275990 | 94180
2-Naphthalenecarboxylic acid, 1,6-dihydroxy- | 275974 | 94181
Benzenamine, 4-[(2-amino-3-chlorophenyl)methyl]-2-chloro- | 119412 | 94182
3(2H)-benzothiazolacetic acid, 4-chloro-2-oxo- | 961797 | 94183
2-Naphthalenecarboxylic acid, 3-benzoyl- | 275925 | 94184
2-Pyridinethiol, 1-oxide, sodium salt (1:1) | 119388 | 94185
9-Octadecen-1-amine, acetate (1:1) | 119362 | 94186
1,2-Benzenedicarboxylic acid, 4,4'-[(1-methylethylidene)bis(4,1-phenyleneoxy)]bis- | 275891 | 94187
2,6-Pyridinediamine, 3,5-dinitro-N2,N6-bis(2,4,6-trinitrophenyl)- | 275867 | 94188
1-Propanaminium, 3-[[(1,1,2,2,3,3,4,4,5,5,6,6,7,7,8,8,8-heptadecafluorooctyl)sulfonyl]amino]-N,N,N-trimethyl-, chloride (1:1) | 275693 | 94189
Propanedioic acid, difluoro-, dimethyl ester | 685511 | 94190
Ergotaman-3',6',18-trione, 12'-hydroxy-2'-methyl-5'-(phenylmethyl)-, (5.alpha.)-, (2R,3R)-2,3-dihydroxybutanedioate (2:1) | 44636 | 94191
1-Propen-1-ol, 2-phenyl-, 1-acetate, (1Z)- | 275651 | 94192
Benzenesulfonic acid, (1-methylethyl)- | 275586 | 94193
Stannane, fluorotriphenyl- | 44628 | 94194
Butanamide, 4-hydroxy-N-methyl- | 275560 | 94195
2H-Pyran, 2-[(8E,10E)-8,10-dodecadien-1-yloxy]tetrahydro- | 275545 | 94196
1,3-Dioxane, 2,4,5-trimethyl-4-phenyl- | 275529 | 94197
Ethanone, 1-(4-butylphenyl)- | 275503 | 94198
Propanoic acid, 2-(2,4,5-trichlorophenoxy)-, sodium salt | 17128133 | 94199
Propanoic acid, 2,2,3,3,3-pentafluoro-, potassium salt (1:1) | 44594 | 94200
Dibenzo[b,e][1,4]dioxin, heptachloro- | 275438 | 94201
Benzene, 1,1'-[1,2-ethanediylbis(oxy)]bis[2,4,6-tribromo- | 275396 | 94202
Tricyclo[3.3.1.13,7]decane, 1-[2-(trichlorosilyl)ethyl]- | 275362 | 94203
Phenol, 2,4,6-trichloro-, sodium salt (1:1) | 119214 | 94204
1,2-Benzenedicarboxylic acid, 1,2-bis(3,3,5-trimethylcyclohexyl) ester | 275347 | 94205
Cyclobutanemethanol, 2,2,3,3-tetrafluoro- | 44578 | 94206
1,3,5-Triazine-2,4,6(1H,3H,5H)-trione, 1,3,5-tris(6-isocyanatohexyl)- | 119180 | 94207
9H-Isoxazolo[3,2-b]quinazolin-9-one, 2,3-dihydro-3-methyl- | 275289 | 94208
2H-1,3,2-Oxazaphosphorin-2-amine, N,3-bis(2-chloroethyl)tetrahydro-, 2-oxide | 17000944 | 94209
Benzonitrile, 4-[2-(2-benzofuranyl)ethenyl]- | 275263 | 94210
Nonadecanoic acid, 2-methyl- | 261214 | 94211
2-Propenoic acid, 3,3-diethoxy-, ethyl ester | 261198 | 94212
2,5-Cyclohexadiene-1,4-dione, 2,3,5,6-tetrahydroxy- | 42218 | 94213
Cyclohexane, 1,2,3,4,5,6-hexachloro-, (1.alpha.,2.alpha.,3.beta.,4.alpha.,5.beta.,6.beta.)- | 42184 | 94214
9-Octadecenoic acid, 12-hydroxy-, calcium salt (1:?), (9Z,12R)- | 261156 | 94215
1-Dodecanaminium, N,N-dimethyl-N-2-propen-1-yl-, chloride (1:1) | 261131 | 94216
Carbamodithioic acid, dimethyl-, 4-morpholinylmethyl ester | 17127796 | 94217
7-Benzothiazolesulfonic acid, 6-methyl-2-(2-methyl-6-quinolinyl)- | 112888 | 94218
Phenol, 2-butyl- | 112862 | 94219
9,10-Anthracenedione, 1,4-dihydroxy-5,8-bis[(2-hydroxyethyl)amino]- | 112847 | 94220
Octadecanoic acid, 2-(diethylamino)ethyl ester | 112821 | 94221
1-Propanol, 3-(dimethylamino)- | 112797 | 94222
3H-1,2,4-Triazole-3-thione, 1,2-dihydro- | 112763 | 94223
Propanoic acid, 3-mercapto-, octadecyl ester | 260661 | 94224
Butanamide, 2,2'-[(3,3'-dichloro[1,1'-biphenyl]-4,4'-diyl)bis(2,1-diazenediyl)]bis[N-(4-ethoxyphenyl)-3-oxo- | 260646 | 94225
Ethanaminium, N-ethyl-2-hydroxy-N,N-bis(2-hydroxyethyl)-, ethyl sulfate (1:1) | 260620 | 94226
Ethanol, 2-[[4-[2-(2-chloro-4,6-dinitrophenyl)diazenyl]-1-naphthalenyl]amino]- | 112730 | 94227
Naphtho[1,2-d]thiazolium, 2-methyl-1-(3-sulfopropyl)-, inner salt | 112722 | 94228
Naphthalene, 1,5-diisocyanato- | 112698 | 94229
1,1'-Biphenyl, 4,4''-(diphenylsilylene)bis- | 112656 | 94230
9,10-Anthracenedione, 1-amino-5-hydroxy-4-[(1-methylpropyl)amino]-8-nitro- | 260547 | 94231
1,2-Benzenediamine, 4,5-dimethyl- | 112649 | 94232
Phenanthrene, methyl- | 711697 | 94233
1,4-Benzenediol, 2-(2H-benzotriazol-2-yl)- | 260513 | 94234
2-Naphthalenol, 2-(dihydrogen phosphate), sodium salt (1:2) | 260422 | 94235
Benzamide, N-(aminoiminomethyl)- | 112607 | 94236
9,12-Tetradecadien-1-ol, 1-acetate, (9E,12Z)- | 260323 | 94237
Phosphorous acid, octyl diphenyl ester | 112565 | 94238
Butanedioic acid, 2,3-dihydroxy- (2R,3R)-, ammonium salt (1:2) | 112540 | 94239
3-Buten-2-one, 4-(1,3-benzodioxol-5-yl)- | 112508 | 94240
1-Penten-3-one, 4-methyl-1-phenyl- | 112482 | 94241
Carbamic acid, N-(3-chlorophenyl)-, 4-hydroxy-2-butyn-1-yl ester | 112466 | 94242
Phenol, 2,4-bis(1,1-dimethylethyl)-, 1,1',1''-phosphite | 260042 | 94243
Octadecanoic acid, isodecyl ester | 259986 | 94244
5,12-Naphthacenediol, 5,12-dihydro-5,12-bis(2-phenylethynyl)- | 259945 | 94245
2-Butenal, 2-methyl-4-(2,6,6-trimethyl-1-cyclohexen-1-yl)- | 112433 | 94246
9,10-Anthracenedione, 1-amino-4-hydroxy-2-[4-(1-methyl-1-phenylethyl)phenoxy]- | 259929 | 94247
9H-Fluoren-9-one, 2,7-dinitro- | 259903 | 94248
Neodecanoic acid, sodium salt (1:1) | 259853 | 94249
1H-Imidazo[4,5-b]quinoxalinium, 2-[2-(1-methyl-5-nitro-2-phenyl-1H-indol-3-yl)ethenyl]-1,3-di-2-propen-1-yl-, 4-methylbenzenesulfonate (1:1) | 259762 | 94250
Benzenamine, 4-[2-(2-chloro-4-nitrophenyl)diazenyl]-N-phenyl- | 112391 | 94251
Benzenediazonium, 2,4-dinitro-, sulfate (2:1) | 259713 | 94252
Acetic acid, 2-acetylhydrazide | 112367 | 94253
Phenol, 2-(2H-benzotriazol-2-yl)-4-(1,1-dimethylethyl)- | 112342 | 94254
Benzamide, 3,5-dihydroxy- | 112326 | 94255
Benzoic acid, 2,4,6-trihydroxy-, methyl ester | 112292 | 94256
Acetamide, 2,2-dichloro-N-(1,2,3,4-tetrahydro-2,4-dioxo-5-pyrimidinyl)- | 259317 | 94257
5(4H)-Oxazolone, 4,4'-(1,4-phenylenedimethylidyne)bis[2-phenyl- | 234716 | 94258
Benzenesulfonic acid, 2,5-dichloro-4-[4,5-dihydro-3-methyl-5-oxo-4-[2-(4-sulfophenyl)diazenyl]-1H-pyrazol-1-yl]- | 234690 | 94259
Zinc, bis(dicyclohexylphosphinodithioato-.kappa.S,.kappa.S')-, (T-4)- | 104653 | 94260
1-Octadecanamine, N,N-dimethyl-, N-oxide | 104646 | 94261
Butane, 1,1'-[methylenebis(oxy)]bis- | 104596 | 94262
1,3-Dioxolane, 2,4-dimethyl-2-phenyl-, (2R,4S)-rel- | 234302 | 94263
1,3-Dioxolane, 2-(chloromethyl)- | 104570 | 94264
Propanedinitrile, 2-[[4-[bis(2-hydroxyethyl)amino]-2-methylphenyl]methylene]- | 234195 | 94265
2,6-Octadiene, 1-methoxy-3,7-dimethyl-, (2Z)- | 104547 | 94266
1-Propene, 3,3',3''-[1,2,3-propanetriyltris(oxy)]tris- | 104513 | 94267
3-Thiazolidineacetic acid, 5-[1-methyl-2-(3-methyl-2-thiazolidinylidene)ethylidene]-4-oxo-2-thioxo- | 234070 | 94268
Butanoic acid, 4-(dimethylamino)-4-oxo- | 104497 | 94269
Methanesulfonamide, N-[2-[(4-amino-3-methylphenyl)ethylamino]ethyl]-, sulfate (2:3) | 234047 | 94270
Benzene, 1,2-bis(dichloromethyl)- | 234039 | 94271
1,1'-Biphenyl, (1-methylethyl)- | 233999 | 94272
Carbamic acid, [3-(dimethylamino)propyl]-, propyl ester, monohydrochloride | 233569 | 94273
Heptanoic acid, 4-[2-(4-ethoxyphenyl)diazenyl]phenyl ester | 233445 | 94274
Difuro[3,4-b:3',4'-d]furan-1,3,5,7-tetrone, tetrahydro- | 233411 | 94275
Benzoic acid, methyl-, methyl ester | 233361 | 94276
Cyclohexane, 1,4-diisocyanato- | 104448 | 94277
Acetic acid, 2-phenoxy-, ethyl ester | 104422 | 94278
Phosphorous acid, diisodecyl phenyl ester | 233312 | 94279
1,3-Isobenzofurandione, hexahydromethyl- | 233288 | 94280
1,3-Benzenedicarboxylic acid, 5-(4-sulfophenoxy)-, 1,3-dimethyl ester, sodium salt (1:1) | 233205 | 94281
Propionic acid, 2-(2,4,5-trichlorophenoxy)-, 3-butoxypropyl ester | 17127358 | 94282
Benzene, 1,1'-(diethoxysilylene)bis- | 104406 | 94283
2H-Pyran-2-one, tetrahydro-6-(2Z)-2-penten-1-yl- | 233171 | 94284
1,1'-Biphenyl, dichloro- | 233122 | 94285
Bicyclo[2.2.1]hept-2-ene, 1,2,3,4,7,7-hexachloro-5,6-bis(chloromethyl)- | 17123746 | 94286
Acetic acid, 2-chloro-, ethenyl ester | 104190 | 94287
Phenol, didodecyl- | 232900 | 94288
Methanesulfonyl chloride, trichloro- | 104166 | 94289
3H-Indolium, 2-[3-(1,3-dihydro-1,3,3-trimethyl-2H-indol-2-ylidene)-1-propen-1-yl]-1,3,3-trimethyl-, iodide (1:1) | 232868 | 94290
Carbamic acid, N-(1-methylethyl)-, 2-(hydroxymethyl)-2-methylpentyl ester | 232819 | 94291
Cholest-5-en-3-ol (3.beta.)-, 3-[(9Z,12Z,15Z)-9,12,15-octadecatrienoate] | 104133 | 94292
Isotridecanoic acid | 232777 | 94293
Sulfuric acid, monodecyl ester, magnesium salt (2:1) | 232744 | 94294
Ethanol, 2-[2-[2-(tetradecyloxy)ethoxy]ethoxy]-, 1-(hydrogen sulfate), sodium salt (1:1) | 232710 | 94295
2-Cyclohexen-1-one, 2-pentyl- | 232694 | 94296
Ethene, dibromo- | 232660 | 94297
Butanoic acid, 2-ethylhexyl ester | 232629 | 94298
Butanoic acid, 3-methyl-, pentyl ester | 232595 | 94299
1,3-Isobenzofurandione, 5,5'-sulfonylbis- | 687764 | 94300
2(1H)-Quinolinone, 7-chloro-4-methyl- | 104117 | 94301
1,2,3-Propanetriol, diacetate | 232546 | 94302
1-Naphthalenesulfonic acid, 3-hydroxy-4-[2-(2-hydroxy-1-naphthalenyl)diazenyl]-, sodium salt (1:1) | 104075 | 94303
Octadecanoic acid, 2-(1-carboxyethoxy)-1-methyl-2-oxoethyl ester, sodium salt (1:1) | 232512 | 94304
Naphthalenesulfonic acid, dibutyl- | 232496 | 94305
2,5-Furandione, 3-(dodecen-1-yl)dihydro- | 232462 | 94306
Benzonitrile, 2-amino-3-chloro-5-nitro- | 217299 | 94307
2,7-Naphthalenedisulfonic acid, 4-hydroxy-, sodium salt (1:2) | 217273 | 94308
Benz[a]aceanthrylene | 40659 | 94309
1,3-Dioxane-4,6-dione, 2,2-dimethyl- | 95687 | 94310
Hydrazine, (3,4-dimethoxyphenyl)-, hydrochloride (1:?) | 217224 | 94311
Phenol, 4-(dimethylamino)-3-methyl-, methylcarbamate (ester) | 95661 | 94312
Phenol, 2-(1,1-dimethylethyl)-6-methyl-4-[3-[[2,4,8,10-tetrakis(1,1-dimethylethyl)dibenzo[d,f][1,3,2]dioxaphosphepin-6-yl]oxy]propyl]- | 17006990 | 94313
[1,1'-Biphenyl]-4,4'-diamine, 3,3'-dimethoxy-, hydrochloride (1:2) | 217208 | 94314
Quinoxalino[2,3-b]phenazinium, 7,14-diethyl-7,14-dihydro-5-methyl-, methyl sulfate (1:1) | 217166 | 94315
Cyclohexanol, 2-(1,1-dimethylethyl)-, 1-acetate, (1R,2R)-rel- | 217125 | 94316
Octanoic acid, dodecyl ester | 217109 | 94317
9-Octadecenoic acid (9Z)-, hexyl ester | 217075 | 94318
[1,1'-Biphenyl]-4,4'-bis(diazonium), 3,3'-dimethoxy- | 217034 | 94319
Butanedioic acid, 1-(2-methylpropyl) ester | 217000 | 94320
Ethanebis(thioic) acid, potassium salt (1:2) | 216960 | 94321
1,3,6-Naphthalenetrisulfonic acid, 7-[2-[2-[(aminocarbonyl)amino]-4-[[4-[4-[2-[[4-[[3-[(aminocarbonyl)amino]-4-[2-(3,6,8-trisulfo-2-naphthalenyl)diazenyl]phenyl]amino]-6-chloro-1,3,5-triazin-2-yl]amino]ethyl]-1-piperazinyl]-6-chloro-1,3,5-triazin-2-yl]amino]phenyl]diazenyl]-, lithium potassium sodium salt (1:?:?:?) | 1651934 | 94322
2-Naphthalenesulfonic acid, 6-(acetylamino)-4-hydroxy-3-[2-[4-[[2-(sulfooxy)ethyl]sulfonyl]phenyl]diazenyl]-, sodium salt (1:2) | 216937 | 94323
Aluminum, (1E)-1-hexenylbis(2-methylpropyl)- | 216887 | 94324
2-Propenoic acid, 2-methyl-, 2,2-bis[(2-propen-1-yloxy)methyl]butyl ester | 216846 | 94325
9,10-Anthracenedione, 1-amino-4,5-dihydroxy-8-(phenylamino)- | 216820 | 94326
9,10-Anthracenedione, 1,5-dihydroxy-4,8-bis[(4-methylphenyl)amino]- | 216804 | 94327
Benzamide, 4-amino-N-[3-[(2-hydroxyethyl)sulfonyl]phenyl]- | 216788 | 94328
Boric acid (H3BO3), tris(decyl) ester | 216754 | 94329
Sulfur, trifluoro[2-methoxy-N-(2-methoxyethyl)ethanaminato-.kappa.N]-, (T-4)- | 17006974 | 94330
Benzenepropanoic acid, 3,5-bis(1,1-dimethylethyl)-4-hydroxy- | 216523 | 94331
Ethanaminium, 2-hydroxy-N,N,N-trimethyl-, 2-hydroxybenzoate (1:1) | 95471 | 94332
Butanamide, 2,2'-[(2,2'-dichloro[1,1'-biphenyl]-4,4'-diyl)bis(2,1-diazenediyl)]bis[N-(4-chloro-2,5-dimethoxyphenyl)-3-oxo- | 216499 | 94333
Butanamide, N-(4-chloro-2-methylphenyl)-3-oxo- | 216473 | 94334
Benzeneacetic acid, 4-chloro-.alpha.-(1-methylethyl)- | 95448 | 94335
3-Octen-1-ol, (3E)- | 216457 | 94336
1,2-Benzenedicarboxylic acid, 4-methyl-, 1,2-dimethyl ester | 216424 | 94337
1-Propanol, 2-[2-(benzoyloxy)propoxy]-, 1-benzoate | 216408 | 94338
1,4-Benzenediamine, 2,5-dichloro- | 216382 | 94339
1-Hexanol, 6-chloro- | 95422 | 94340
Benzamide, 2,6-dichloro- | 961573 | 94341
Acetic acid, (2,4,5-trichlorophenoxy)-, compd. with N,N-diethylethanamine (1:1) | 95406 | 94342
Phenol, 2,6-bis[[bis(2-hydroxyethyl)amino]methyl]-4-nonyl- | 216358 | 94343
1,4-Butanediamine, N,N-dimethyl-N'-(1-nitro-9-acridinyl)-, N-oxide, dihydrochloride | 711176 | 94344
Benzene, 1,1'-(1,2-ethenediyl)bis[2,4,6-trinitro- | 216317 | 94345
3,9-Undecadien-2-one, 3,6,10-trimethyl-, (3E)- | 216291 | 94346
Ethanaminium, 2-[[4-[2-(4-benzoylphenyl)diazenyl]phenyl]ethylamino]-N,N,N-trimethyl-, chloride (1:1) | 216275 | 94347
2-Cyclohexen-1-one, 2,5,6-trimethyl- | 216226 | 94348
Valinomycin | 95356 | 94349
Glycine, N,N'-1,2-ethanediylbis[N-(carboxymethyl)-, potassium salt (1:2) | 95349 | 94350
Silane, dichloromethyl[3-[1,2,2,2-tetrafluoro-1-(trifluoromethyl)ethoxy]propyl]- | 216184 | 94351
Antimycin | 1714390 | 94352
Polyoxin | 1714389 | 94353
Iron hydroxide | 1714388 | 94354
Destruxin | 1714387 | 94355
2,4-Dithia-6-aza-3-stannaoctanethioamide, 3,3-dibutyl-N,N,6-triethyl-5-thioxo- | 1714386 | 94356
Oxyphos | 1714385 | 94357
Entobacterins | 1714384 | 94358
Ruthenium red | 1714383 | 94359
Gamlen OSR | 1714382 | 94360
Clophen A 60 | 1714381 | 94361
Phenoclor DP 6 | 1714380 | 94362
Carbonodithioic acid, O-butyl ester | 1714379 | 94363
2H-Indeno[1,2-b]furan-2-one, 3-[[[(2R)-2,5-dihydro-4-methyl-5-oxo-2-furanyl]oxy]methylene]-3,3a,4,5,6,7,8,8b-octahydro-5-hydroxy-8,8-dimethyl-, (3E,3aR,5S,8bS)- | 1714378 | 94364
Conco K(K) | 1714377 | 94365
Bambermycin | 1714376 | 94366
Benzoic acid, 3-nitro-4-[[(4-nitrophenyl)sulfinyl]methyl]- | 1714375 | 94367
Benzoic acid, 4-[[(4-bromophenyl)sulfinyl]methyl]-3-nitro- | 1714374 | 94368
Benzoic acid, 4-[[(4-aminophenyl)sulfinyl]methyl]-3-nitro- | 1714373 | 94369
Benzoic acid, 4-[[(4-methoxyphenyl)sulfinyl]methyl]-3-nitro- | 1714372 | 94370
Benzoic acid, 4-[[(4-methylphenyl)sulfinyl]methyl]-3-nitro- | 1714371 | 94371
Benzoic acid, 3-nitro-4-[(phenylsulfinyl)methyl]- | 1714370 | 94372
Benzoic acid, 4-[[(4-nitrophenyl)sulfonyl]methyl]- | 1714369 | 94373
Benzoic acid, 4-[[(4-bromophenyl)sulfonyl]methyl]- | 1714368 | 94374
Benzoic acid, 4-[[(4-chlorophenyl)sulfonyl]methyl]- | 1714367 | 94375
Benzoic acid, 4-[[(4-aminophenyl)sulfonyl]methyl]- | 1714366 | 94376
Benzoic acid, 4-[[(4-methoxyphenyl)sulfonyl]methyl]- | 1714365 | 94377
Benzoic acid, 4-[[(4-methylphenyl)sulfonyl]methyl]- | 1714364 | 94378
Benzoic acid, 4-[[(4-nitrophenyl)thio]methyl]- | 1714363 | 94379
Benzoic acid, 4-[[(4-bromophenyl)thio]methyl]- | 1714362 | 94380
Benzoic acid, 4-[[(4-aminophenyl)thio]methyl]- | 1714361 | 94381
Benzoic acid, 4-[[(4-methoxyphenyl)thio]methyl]- | 1714360 | 94382
Benzene, 1,2,3,4-tetrachloro-5-(3,4-dichlorophenoxy)- | 1714359 | 94383
2-Naphthalenol, 1,1'-methylenebis- | 1714358 | 94384
Dibenzo[b,e][1,4]dioxin, 2-bromo-3,7,8-trichloro- | 1714357 | 94385
Dibenzo[b,e][1,4]dioxin, 1,3,7,8-tetrabromo- | 1714356 | 94386
3-Morpholinone | 1714355 | 94387
Klofos | 1714354 | 94388
Phosphorodithioic acid, S-[(4,6-diamino-1,3,5-triazin-2-yl)methyl] O,O-dimethyl ester, mixt. with (1.alpha.,2.alpha.,3.beta.,4.alpha.,5.alpha.,6.beta.)-1,2,3,4,5,6-hexachlorocyclohexane | 1714353 | 94389
Ampholan B 171 | 1714352 | 94390
Benzoic acid, 4-(5,6,7,8-tetrahydro-5,5,8,8-tetramethyl-2-anthracenyl)- | 1714351 | 94391
2-Pyridinamine, 5-bromo- | 1714350 | 94392
Pentanoic acid, 4-oxo-, 2-propenyl ester | 1714349 | 94393
8-Dodecen-1-ol, (8Z)-, mixt. with 8-dodecenyl acetate | 1714348 | 94394
Phosphonic acid, octyl-, diethyl ester | 1714347 | 94395
Stannane, tributylhydroxy- | 1714346 | 94396
Stannane, tributylmethoxy- | 1714345 | 94397
X 77 (resist) | 1714344 | 94398
Distannane, hexaphenyl- | 1714343 | 94399
Novan | 1714342 | 94400
Ethanone, 1-(2,5-dimethyl-3-furanyl)- | 1714341 | 94401
3-Quinolinecarboxylic acid, 7-(3-amino-1-pyrrolidinyl)-8-chloro-1-cyclopropyl-6-fluoro-1,4-dihydro-4-oxo- | 1714340 | 94402
1,2,4,5-Benzenetetracarboxylic acid, 3,6-difluoro-, tetramethyl ester | 1714339 | 94403
4,8:11,15-Dimethano-20H-bisbenzofuro[2,3-a:3',2'-i]dipyrido[4,3-b:3',4'-h]carbazole-1,8a,10a,18-tetrol, 7,12-bis(cyclopropylmethyl)-5,6,7,8,9,10,11,12,13,14,19a,20b-dodecahydro-, (4bS,8R,8aS,10aS,11R,14aS,19aR,20bR)- | 1714338 | 94404
1-Naphthalenecarboximidamide, N,N-dibutyl-4-(hexyloxy)-, monohydrochloride | 1714337 | 94405
9,9'-Bianthracene | 1714336 | 94406
Ethanamine, 2-[4-[(1Z)-1,2-diphenyl-1-butenyl]phenoxy]-N,N-dimethyl- | 1714335 | 94407
1,3-Propanediamine, dihydrochloride | 1714334 | 94408
Benzamide, 2-hydroxy-N-(4-iodophenyl)-3-nitro- | 1714333 | 94409
Benzamide, N-(4-bromophenyl)-2-hydroxy-3-nitro- | 1714332 | 94410
2-Pentanone, 5-(diethylamino)- | 1714331 | 94411
2,5-Cyclohexadiene-1,4-dione, 2-hydroxy-5-methoxy-3-(8Z,11Z)-8,11,14-pentadecatrienyl- | 1714330 | 94412
Benzene, 1,1',1'',1'''-(1,4-dimethoxy-2-butyne-1,4-diylidene)tetrakis- | 1714329 | 94413
2-Propenoic acid, 3-(2-chlorophenyl)-2-cyano- | 1714328 | 94414
Mercury, (octadecanoato-O)phenyl- | 1714327 | 94415
Cyclohexanone, 5-methyl-2-(1-methylethyl)- | 1714326 | 94416
Butanoic acid, 4-(4-chloro-2-methylphenoxy)-, ethyl ester | 1714325 | 94417
Ethanol, 2-(4-nonylphenoxy)- | 1714324 | 94418
Oxazole, 4,5-dihydro-2-undecyl- | 1714323 | 94419
UC 84572 | 1714322 | 94420
2-Furancarboxylic acid, 2-(diethylamino)ethyl ester | 1714321 | 94421
Phenol, 4-[(7-chloro-4-quinolinyl)amino]-2-(1-pyrrolidinylmethyl)-, dihydrochloride | 1714320 | 94422
Benzoic acid, 3-nitro-4-[[(4-nitrophenyl)sulfonyl]methyl]- | 1714319 | 94423
Benzoic acid, 4-[[(4-bromophenyl)sulfonyl]methyl]-3-nitro- | 1714318 | 94424
Benzoic acid, 4-[[(4-aminophenyl)sulfonyl]methyl]-3-nitro- | 1714317 | 94425
Benzoic acid, 4-[[(4-methoxyphenyl)sulfonyl]methyl]-3-nitro- | 1714316 | 94426
Benzoic acid, 4-[[(4-methylphenyl)sulfonyl]methyl]-3-nitro- | 1714315 | 94427
Benzoic acid, 3-nitro-4-[(phenylsulfonyl)methyl]- | 1714314 | 94428
Benzoic acid, 3-nitro-4-[[(4-nitrophenyl)thio]methyl]- | 1714313 | 94429
Benzoic acid, 4-[[(4-bromophenyl)thio]methyl]-3-nitro- | 1714312 | 94430
Benzoic acid, 4-[[(4-chlorophenyl)thio]methyl]-3-nitro- | 1714311 | 94431
Benzoic acid, 4-[[(4-aminophenyl)thio]methyl]-3-nitro- | 1714310 | 94432
Benzoic acid, 4-[[(4-methoxyphenyl)thio]methyl]-3-nitro- | 1714309 | 94433
Benzoic acid, 4-[[(4-methylphenyl)thio]methyl]-3-nitro- | 1714308 | 94434
Benzoic acid, 3-nitro-4-[(phenylthio)methyl]- | 1714307 | 94435
Butanedioic acid, bis(phenylmethyl) ester | 1714306 | 94436
Ethanone, 1-[4-(1-piperidinyl)phenyl]- | 1714305 | 94437
9,10-Anthracenedione, 1-amino-2-bromo-4-[(4-methylphenyl)amino]- | 34694 | 94438
5-Tetradecenedioic acid, (5Z)- | 1650712 | 94439
9,10-Anthracenedione, 1,4-bis[(4-methylphenyl)amino]- | 34678 | 94440
Perylo[3,4-cd:9,10-c'd']dipyran-1,3,8,10-tetrone | 34645 | 94441
Benzo[rst]phenanthro[10,1,2-cde]pentaphene-9,18-dione | 34629 | 94442
Anthra[9,1,2-cde]benzo[rst]pentaphene-5,10-dione, 16,17-dihydroxy- | 34595 | 94443
Anthra[9,1,2-cde]benzo[rst]pentaphene-5,10-dione, 16,17-dimethoxy- | 34587 | 94444
1H-Pyrrole-2,5-dione, 1-ethyl- | 34561 | 94445
1,2-Benzisothiazol-3(2H)-one, 1,1-dioxide, sodium salt (1:1) | 34520 | 94446
Phenol, 2,6-bis(1,1-dimethylethyl)- | 34504 | 94447
2,5-Pyrrolidinedione, 1-chloro- | 34488 | 94448
Carbamodithioic acid, N,N-dimethyl-, potassium salt (1:1) | 34454 | 94449
Benzenesulfonic acid, 4-hydroxy-, zinc salt (2:1) | 34413 | 94450
Benzamide, N-[(4-aminophenyl)sulfonyl]- | 34389 | 94451
Benzenesulfonic acid, 3-nitro-, sodium salt (1:1) | 34363 | 94452
Benzene, 1,1'-sulfonylbis- | 34330 | 94453
Benzenesulfonamide, N,N-dibutyl-4-chloro- | 17122490 | 94454
Benzenesulfonamide, 4-amino-N-2-pyridinyl-, sodium salt (1:1) | 34314 | 94455
3-Buten-2-one, 3-methyl-4-(2,6,6-trimethyl-2-cyclohexen-1-yl)- | 34280 | 94456
1-Penten-3-one, 1-(2,6,6-trimethyl-1-cyclohexen-1-yl)- | 34264 | 94457
.beta.,.epsilon.-Carotene-3,3'-diol, (3R,3'R,6'R)- | 34231 | 94458
Cobaltate(2-), bis[2-[2-[5-(aminosulfonyl)-2-(hydroxy-.kappa.O)phenyl]diazenyl-.kappa.N1]-3-(oxo-.kappa.O)-N-phenylbutanamidato(2-)]-, hydrogen (1:2) | 182907 | 94459
1,3-Cyclohexanedione, 5,5-dimethyl- | 33993 | 94460
1-Propanol, 2,3-dibromo-, 1,1',1''-phosphate | 33969 | 94461
1,6-Octadien-3-ol, 3,7-dimethyl-, 3-benzoate | 33936 | 94462
1,3-Propanediol, 2,2'-[oxybis(methylene)]bis[2-(hydroxymethyl)- | 33910 | 94463
Silicic acid (H6Si2O7), Si,Si,Si,Si',Si',Si'-hexakis(3-methylpentyl) ester | 33878 | 94464
1,3-Dioxolane, 2-ethyl-2-methyl- | 33852 | 94465
21H,23H-Porphine-2,18-dipropanoic acid, 7,12-diethyl-3,8,13,17-tetramethyl-, 2,18-dimethyl ester | 81646 | 94466
Stannane, tetrakis(2-methyl-2-phenylpropyl)- | 81638 | 94467
.alpha.-D-Glucopyranoside, 1,3,4,6-tetra-O-acetyl-.beta.-D-fructofuranosyl, 2,3,4,6-tetraacetate | 33811 | 94468
2,4-Imidazolidinedione, 3-bromo-1-chloro-5,5-dimethyl- | 33795 | 94469
2-Anthracenecarboxylic acid, 7-.beta.-D-glucopyranosyl-9,10-dihydro-3,5,6,8-tetrahydroxy-1-methyl-9,10-dioxo- | 81612 | 94470
1-Phenanthrenecarboxylic acid, 1,2,3,4,4a,4b,5,6,7,9,10,10a-dodecahydro-1,4a-dimethyl-7-(1-methylethyl)-, 1,1',1''-(1,2,3-propanetriyl) ester, (1R,1'R,1''R,4aR,4'aR,4''aR,4bR,4'bR,4''bR,10aR,10'aR,10''aR)- | 33761 | 94471
Phosphorous acid, didecyl phenyl ester | 81596 | 94472
1,3(2H,9bH)-Dibenzofurandione, 2,6-diacetyl-7,9-dihydroxy-8,9b-dimethyl- | 33738 | 94473
2-Naphthalenesulfonic acid, 8-amino-5-[2-[4-[[2-(sulfooxy)ethyl]sulfonyl]phenyl]diazenyl]-, sodium salt (1:2) | 17006222 | 94474
Cobaltate(1-), bis[4-(hydroxy-.kappa.O)-3-[2-[2-(hydroxy-.kappa.O)-1-naphthalenyl]diazenyl-.kappa.N1]benzenesulfonamidato(2-)]-, lithium (1:1) | 623975 | 94475
2,7,19-Trioxa-11,14-diaza-3,18-disilaeicosan-9-ol, 3,3,18,18-tetramethoxy- | 623959 | 94476
3H-Indolium, 1-heptyl-2,3,3-trimethyl-, bromide (1:1) | 623926 | 94477
Cyclopentanol, 2-[(4-chlorophenyl)methyl]-5-(1-methylethyl)-1-(1H-1,2,4-triazol-1-ylmethyl)- | 17131327 | 94478
1(3H)-Isobenzofuranone, 3,3-bis[4-hydroxy-2-methyl-5-(1-methylethyl)phenyl]- | 33712 | 94479
Pregna-1,4-diene-3,20-dione, 11,17-dihydroxy-21-(phosphonooxy)-, disodium salt, (11.beta.)- | 33696 | 94480
1-Phenanthrenecarboxylic acid, 1,2,3,4,4a,4b,5,6,10,10a-decahydro-1,4a-dimethyl-7-(1-methylethyl)-, copper salt (1:?), (1R,4aR,4bR,10aR)- | 169714 | 94481
Benzene, 1,2-dichloro-4-(chloromethyl)- | 20784 | 94482
Chromate(1-), [6-(amino-.kappa.N)-5-[2-[2-(hydroxy-.kappa.O)-4-nitrophenyl]diazenyl-.kappa.N1]-1-naphthalenesulfonato(3-)]hydroxy-, sodium (1:1), (T-4)- | 169672 | 94483
Ethanol, 2-[(3-methylphenyl)amino]- | 20750 | 94484
4H-1-Benzopyran-4-one, 7-[[2-O-(6-deoxy-.alpha.-L-mannopyranosyl)-.beta.-D-glucopyranosyl]oxy]-2,3-dihydro-5-hydroxy-2-(4-hydroxyphenyl)-, (2S)- | 169631 | 94485
2-Hexadecen-1-ol, 3,7,11,15-tetramethyl-, 1-acetate, (2E,7R,11R)- | 169623 | 94486
Dodecanoic acid, 1-methylethyl ester | 169581 | 94487
Acetamide, N-(3-amino-4-hydroxyphenyl)- | 20727 | 94488
Benzenamine, N-ethyl-3-methyl- | 20693 | 94489
Benzeneacetic acid, (2E)-3,7-dimethyl-2,6-octadien-1-yl ester | 20669 | 94490
1,2-Ethanediamine, N1,N2-dimethyl-N1,N2-bis(phenylmethyl)- | 20636 | 94491
Benzeneacetic acid, phenylmethyl ester | 20610 | 94492
1-Aziridinecarboxamide, 2-methyl-N-octadecyl- | 169367 | 94493
Carbonic acid, diphenyl ester | 20586 | 94494
Guanidine, N,N'-diphenyl- | 20552 | 94495
Benzenamine, 4-ethoxy-N-phenyl- | 76638 | 94496
2-Propanone, 1,3-diphenyl- | 20537 | 94497
Benzaldehyde, 3,5-dichloro- | 169326 | 94498
Ethanol, 2-[methyl(phenylmethyl)amino]- | 20503 | 94499
2-Pyridinecarboximidic acid, 4-phenyl-, hydrazide | 76612 | 94500
Benzoic acid, 4-(1,1-dimethylethyl)-, barium salt (2:1) | 169268 | 94501
Phenol, 4-[2-[4-[2-[4-(2-hydroxyethoxy)phenyl]diazenyl]-2-methoxy-5-methylphenyl]diazenyl]- | 169227 | 94502
Benzeneacetic acid, 4-methylphenyl ester | 20479 | 94503
Acetic acid, 2-mercapto-, 1,1'-[2-ethyl-2-[[(2-mercaptoacetyl)oxy]methyl]-1,3-propanediyl] ester | 169185 | 94504
Benzene, 1,1'-(1,2-diethyl-1,2-dimethyl-1,2-ethanediyl)bis- | 169151 | 94505
Boric acid (H3BO3), zinc salt (2:3) | 169128 | 94506
Carbonimidodithioic acid, N-cyano-, dimethyl ester | 169094 | 94507
[2,6'-Bibenzothiazole]-7-sulfonic acid, 6-methyl-2'-[4-[2-[2-oxo-1-[(phenylamino)carbonyl]propyl]diazenyl]phenyl]-, sodium salt (1:1) | 169060 | 94508
Pyridinium, 1-[2-[[4-[2-[2,6-dichloro-4-[(dimethylamino)sulfonyl]phenyl]diazenyl]phenyl]ethylamino]ethyl]-, chloride (1:1) | 169037 | 94509
Phosphonic acid, P-[[3,5-bis(1,1-dimethylethyl)-4-hydroxyphenyl]methyl]-, monobutyl ester, zinc salt (2:1) | 169011 | 94510
1,4-Benzenediamine, N1-(1-methylethyl)-N4-phenyl- | 20297 | 94511
[1,1'-Biphenyl]-2,2'-disulfonic acid, 4,4'-bis[2-(2-hydroxy-1-naphthalenyl)diazenyl]-, sodium salt (1:2) | 168963 | 94512
Benzenamine, 4-octyl-N-(4-octylphenyl)- | 20255 | 94513
9,10-Anthracenedione, 1,4-diamino-2-bromo- | 168914 | 94514
1,4-Benzenediamine, N1-(4-methoxyphenyl)- | 20230 | 94515
21H,23H-Porphine | 20206 | 94516
Benzenediazonium, 4-(phenylamino)-, chloride (1:1) | 20180 | 94517
Benzenamine, 2-methoxy-4-[2-(4-nitrophenyl)diazenyl]- | 20149 | 94518
Benzenesulfonic acid, 2-amino-5-[2-(4-sulfophenyl)diazenyl]- | 20123 | 94519
2-Propenoic acid, 2-methyl-, cyclohexyl ester | 20099 | 94520
2-Propenal, 2-methyl-3-phenyl- | 20065 | 94521
1H-Indol-3-ol, 5-bromo-2-[9-chloro-3-(sulfooxy)naphtho[1,2-b]thien-2-yl]-, 3-(hydrogen sulfate), sodium salt (1:2) | 168583 | 94522
[2,6':2',6''-Terbenzothiazole]-7-sulfonic acid, 2''-(4-aminophenyl)-6-methyl-, sodium salt (1:1) | 168542 | 94523
Benzeneacetic acid, .alpha.-(hydroxymethyl)-, (3-endo)-8-methyl-8-azabicyclo[3.2.1]oct-3-yl ester, (.alpha.S)- | 20024 | 94524
7-Benzothiazolesulfonic acid, 6-methyl-2-[4-[2-[2-oxo-1-[(phenylamino)carbonyl]propyl]diazenyl]phenyl]-, sodium salt (1:1) | 168500 | 94525
2-Naphthalenesulfonamide, N-[2-(4-oxo-4H-3,1-benzoxazin-2-yl)phenyl]- | 168484 | 94526
Gibbane-1,10-dicarboxylic acid, 4a-formyl-1-methyl-8-methylene-, (1.alpha.,4a.alpha.,4b.beta.,10.beta.)- | 17153610 | 94527
Benzaldehyde, 2,3,4-trichloro- | 17153602 | 94528
Benzenesulfonic acid, 5-chloro-3-[(4,5-dihydro-3-methyl-5-oxo-1-phenyl-1H-pyrazol-4-yl)azo]-2-hydroxy-, monosodium salt | 17153594 | 94529
2-Furancarboxamide, N-phenyl- | 17153586 | 94530
1-Butanol, 4-phenoxy- | 17153578 | 94531
Homoserine | 17153560 | 94532
9H-Carbazole, 9-benzoyl- | 17153552 | 94533
Thiocyanic acid, 2-oxo-1,2-diphenylethyl ester | 17153545 | 94534
Benzonitrile, 2,3,5,6-tetrafluoro-4-hydroxy- | 17153537 | 94535
Gibbane-1,10-dicarboxylic acid, 2,3-epoxy-4a-hydroxy-1-methyl-8-methylene-, 1,4a-lactone, (1.alpha.,2.beta.,3.beta.,4a.alpha.,4b.beta.,10.beta.)- | 17153529 | 94536
Gibbane-1,10-dicarboxylic acid, 2,3-epoxy-4a,7-dihydroxy-1-methyl-8-methylene-, 1,4a-lactone, (1.alpha.,2.beta.,3.beta.,4a.alpha.,4b.beta.,10.beta.)- | 17153511 | 94537
1-Naphthalenecarboxylic acid, 1,2,3,4-tetrahydro- | 17153503 | 94538
Gibbane-1,10-dicarboxylic acid, 4a,7-dihydroxy-1-methyl-8-methylene-, 1,4a-lactone, (1.alpha.,4a.alpha.,4b.beta.,10.beta.)- | 17153495 | 94539
1H-Purine-2,6,8(3H)-trione, 7,9-dihydro-, potassium salt | 17153487 | 94540
1H-3a,7-Methanoazulene, octahydro-1,4,9,9-tetramethyl- | 17153479 | 94541
Benzoic acid, 4-chloro-, (4-chlorophenyl)methyl ester | 17153461 | 94542
Phenol, pentachloro-, copper(1+) salt | 17153453 | 94543
Cyclohexanone, 2,6-bis[(4-chlorophenyl)methylene]- | 17153446 | 94544
Benzene, 1,2-dichloro-4-(2-nitroethenyl)- | 17153438 | 94545
Propanethioic acid | 17153420 | 94546
Benzene, 2,4-dimethoxy-1-(2-nitroethenyl)- | 17153412 | 94547
Ethanone, 2-phenyl-1-(2,4,6-trimethylphenyl)- | 17153404 | 94548
Molybdate(3-), tetrahydroxynitrosyloxo-, (OC-6-11)- | 17153396 | 94549
Phosphorothioic acid, S-(2,2-dichlorovinyl) O,O-diethyl ester | 17153388 | 94550
Acetic acid, (2-bromophenoxy)- | 17153370 | 94551
Acetic acid, (2-nitrophenoxy)- | 17153362 | 94552
Acetic acid, (2-methoxyphenoxy)- | 17153354 | 94553
Benzeneacetic acid, 3-bromo- | 17153347 | 94554
Benzeneacetic acid, 3-chloro- | 17153339 | 94555
Benzenemethanamine, N,N-dimethyl-, hydrochloride | 17153321 | 94556
2-Propenoic acid, 3-(5-nitro-2-furanyl)-, ethyl ester | 17153313 | 94557
2-Octenoic acid, (2E)- | 17153305 | 94558
1-Propene, 3-chloro-2-(chloromethyl)- | 17153297 | 94559
Benzeneacetic acid, 2-bromo- | 17153289 | 94560
Cyclohexanone, 2-(2-chlorophenyl)-2-(methylamino)-, hydrochloride | 17153271 | 94561
Propanedinitrile, [(4-chlorophenyl)methylene]- | 17153263 | 94562
2-Propenoic acid, 3-(3-chlorophenyl)- | 17153255 | 94563
2H-Furo[2,3-f][2]benzopyran-2,8(3H)-dione, 5a-ethenyloctahydro-4-hydroxy-3,9-bis(methylene)-, (3aR,4S,5aR,9aR,9bR)- | 17153248 | 94564
3-Quinolinecarboxylic acid, 6-(decyloxy)-7-ethoxy-4-hydroxy-, ethyl ester | 17153230 | 94565
Benzenethiol, 4-nitro- | 17153222 | 94566
2H-1-Benzopyran-2-one, 3-benzoyl- | 17153214 | 94567
2-Nonynoic acid | 17153206 | 94568
Phenol, 2-methyl-4,6-dinitro-, acetate (ester) | 17153198 | 94569
Gibb-2-ene-1,10-dicarboxylic acid, 4a,7-dihydroxy-1-(hydroxymethyl)-8-methylene-, 1,4a-lactone, (1.alpha.,4a.alpha.,4b.beta.,10.beta.)- | 17153180 | 94570
Gibbane-1,1,10-tricarboxylic acid, 4a,7-dihydroxy-8-methylene-, 1,4a-lactone, (1.alpha.,4a.alpha.,4b.beta.,10.beta.)- | 17153172 | 94571
2(1H)-Pyrimidinone, 4,4'-dithiobis[1-.beta.-D-ribofuranosyl- | 17153164 | 94572
L-Phenylalanine, N-[[(3R)-3,4-dihydro-8-hydroxy-3-methyl-1-oxo-1H-2-benzopyran-7-yl]carbonyl]-, ethyl ester | 17153156 | 94573
Silane, (decyloxy)trimethyl- | 17153149 | 94574
Pyridine, 2-chloro-6-methyl- | 17153131 | 94575
1,2-Benzenedicarbonitrile, 3,4,5,6-tetrafluoro- | 17153123 | 94576
1,4-Benzenedicarbonitrile, 2,3,5,6-tetrafluoro- | 17153115 | 94577
Phosphoric acid, diethyl 2,2,2-trichloro-1-ethoxyethyl ester | 17153107 | 94578
3,5,7-Octatrien-2-one, 8-[(1R,2R,4S)-4-(acetyloxy)-2-hydroxy-2,6,6-trimethylcyclohexylidene]-6-methyl-, (3E,5E,7R)- | 17153099 | 94579
Acetic acid, dichloro-, 1,2-ethanediyl ester | 17153081 | 94580
Benzene, 1-methyl-2,3,6-trinitro- | 17153073 | 94581
Silicic acid (H4SiO4), tetrakis(2-chloroethyl) ester | 17153065 | 94582
1H-Purine-2,6,8(3H)-trione, 7,9-dihydro-, sodium salt | 17153057 | 94583
Phenol, 2-chloro-6-methoxy-4-methyl- | 17153040 | 94584
Benzaldehyde, 2-chloro-4-hydroxy-5-methoxy- | 17153032 | 94585
Benzaldehyde, 2,3-dichloro-4-hydroxy-5-methoxy- | 17153024 | 94586
1-Propanamine, 2-methyl-N-(2-methylpropyl)-, hydrochloride | 17153016 | 94587
2,4(1H,3H)-Pyrimidinedione, 5-chloro- | 17153008 | 94588
9H-Pyrrolo[1',2':2,3]isoindolo[4,5,6-cd]indol-9-one, 10-acetyl-2,6,6a,7,11a,11b-hexahydro-11-hydroxy-7,7-dimethyl-, (6aR,11aS,11bR)-rel- | 17152992 | 94589
Phosphorodithioic acid, S-(4-chloro-3-methylphenyl) O,O-diethyl ester | 17152984 | 94590
1-Hexadecanaminium, N-hexadecyl-N,N-dimethyl-, chloride | 17152976 | 94591
Benzenesulfonic acid, 4-chloro-, 4-methoxyphenyl ester | 17152968 | 94592
Phosphonic acid, dipropyl ester | 17152950 | 94593
Phosphonic acid, dipentyl ester | 17152943 | 94594
Benzene, 1,1'-[2-butene-1,4-diylbis(oxy)]bis[4-chloro- | 17152935 | 94595
2H-Imidazol-2-one, 4,5-diphenyl- | 17152927 | 94596
Stannane, [[(diethylamino)thioxomethyl]thio]triphenyl- | 17152919 | 94597
Cyclohexane, 1,2,3,4,5,6-hexamethyl- | 17152901 | 94598
1-Cyclohexene-1-carboxylic acid, 4-[(1R)-1,5-dimethyl-3-oxohexyl]-, methyl ester, (4R)- | 17152893 | 94599
Benzenemethanol, 2-chloro- | 17152885 | 94600
Benzene, 1-bromo-2,3,4,6-tetrafluoro-5-nitro- | 17152877 | 94601
Benzonitrile, 4-amino-2,3,5,6-tetrafluoro- | 17152869 | 94602
Benzene, 1-bromo-2,3,5,6-tetrafluoro-4-nitro- | 17152851 | 94603
1,1'-Biphenyl, 4-chloro-4'-(1-methylethyl)- | 17152844 | 94604
Ethanone, 1-[4-(methylthio)phenyl]- | 17152836 | 94605
Mercury, chloro(3-methylbutyl)- | 17152828 | 94606
Quinoline, 2-methyl-, compd. with 2,4,6-trinitrophenol | 17152810 | 94607
Phos-Chek WD 881 | 17152802 | 94608
1,2,4,5-Benzenetetracarboxylic acid, 3,6-difluoro- | 1714304 | 94609
1H-Purin-2-amine, 6-chloro- | 1714303 | 94610
Acetic acid, (phenylthio)- | 1714302 | 94611
Mercurate(2-), [orthoborato(3-)-.kappa.O]phenyl-, dihydrogen | 1714301 | 94612
1-Propanesulfonic acid, 2,3-dihydroxy- | 1714300 | 94613
Benzenemethanol, 2-chloro-.alpha.-(trichloromethyl)- | 1714299 | 94614
D-chiro-Inositol, 3-O-methyl- | 1714298 | 94615
Bicyclo[3.1.1]heptane, 2,6,6-trimethyl-, (1S,2S,5S)- | 1714297 | 94616
Benzeneacetic acid, 3,4-dihydroxy- | 1714296 | 94617
Vanadium, dichlorooxo- | 1714295 | 94618
4,7-Methanoisobenzofuran-1-ol, 4,5,6,7,8,8-hexachloro-1,3,3a,4,7,7a-hexahydro- | 1714294 | 94619
Benzenamine, 3-methyl-2,4-dinitro- | 1714293 | 94620
Phosphorodithioic acid, O,O-dimethyl S-[(4-nitropyrazol-1-yl)methyl] ester | 1714292 | 94621
Urea, 1,3-dithiolan-2-ylidene- | 1714291 | 94622
1-Naphthalenol, 2,4-dinitro-, sodium salt, dihydrate | 1714290 | 94623
Phosphorodithioic acid, O,O-diethyl S-[(2-methyl-1,3-dithiolan-2-yl)methyl] ester | 1714289 | 94624
Benzoic acid, 5-bromo-2-hydroxy-3-nitro- | 1714288 | 94625
Methanone, (3-chlorophenyl)pheny- | 1714287 | 94626
Benzene, 1,1'-(methoxymethylene)bis- | 1714286 | 94627
Dibenzothiophene, 5,5-dioxide | 1714285 | 94628
6(5H)-Phenanthridinone | 1714284 | 94629
Corexit 9550 | 1714283 | 94630
Dibenzothiophene, 5-oxide | 1714282 | 94631
Pyridine, 2,6-bis(2-phenylethenyl)- | 1714281 | 94632
2-Pyridineethanol, .alpha.-(trichloromethyl)- | 1714280 | 94633
Benzoic acid, pentachloro- | 1714279 | 94634
2-Propenoic acid, 2-cyano-3-phenyl- | 1714278 | 94635
2-Propenoic acid, 3-(2-methoxyphenyl)-, (2E)- | 1714277 | 94636
1-Octanaminium, N,N,N-trimethyl-, chloride | 1714276 | 94637
Microcystin LR | 1714275 | 94638
Phenol, 3-(diethylamino)-, hydrochloride | 1714274 | 94639
Cyclopropanecarboxylic acid, 3-(2-chloro-3,3,3-trifluoro-1-propenyl)-2,2-dimethyl-, (3-phenoxyphenyl)methyl ester, (1R,3S)-rel- | 1714273 | 94640
L-Phenylalaninamide, L-tyrosyl-D-alanylglycyl-N-(2-hydroxyethyl)-N.alpha.-methyl-, monoacetate (salt) | 1714272 | 94641
3H-Purin-6-amine, 3-(3-methyl-2-butenyl)- | 1714271 | 94642
Pyridine, 2-phenyl- | 1714270 | 94643
Naphthalene, decahydro-2,3-dimethyl- | 1714269 | 94644
Urea, N-methyl-N'-phenyl- | 1714268 | 94645
4H-Pyran-4-one, 2,6-dimethyl- | 1714267 | 94646
Ethanethiol, 2-(diethylamino)- | 1714266 | 94647
Stannane, tetrachloro-, pentahydrate | 1714265 | 94648
2-Heptyn-1-ol | 1714264 | 94649
Nitric acid, cadmium salt, tetrahydrate | 1714263 | 94650
Suquin | 1714262 | 94651
Oxacyclohexadec-13-en-2-one, (13E)- | 1714261 | 94652
Cyclohexanepropanol, 2,2,3,6-tetramethyl-.alpha.-propyl- | 1714260 | 94653
6-Cyclopentadecen-1-one, 3-methyl- | 1714259 | 94654
Cyclopentadecanone, 3-methylene- | 1714258 | 94655
Cyclopentanone, 2-(1-hydroxyheptyl)- | 1714257 | 94656
Cyclooctene, (1Z)- | 1714256 | 94657
2(3H)-Benzofuranone, hexahydro-3,6-dimethyl- | 1714255 | 94658
Pyridine, 3-(2,2-dimethylpropyl)- | 1714253 | 94659
Cyclohexaneacetaldehyde, .alpha.-methyl-4-methylene- | 1714252 | 94660
Oxirane, 2,2',2''-[ethylidynetris(4,1-phenyleneoxymethylene)]tris- | 1714250 | 94661
3-Hexanone, 2-methyl-, oxime | 1714249 | 94662
3-Pentenoic acid, 2-methyl-, hexyl ester | 1714247 | 94663
Cyclopentanol, 2-pentyl- | 1714244 | 94664
1-Cyclohexene-1-butanal, .alpha.,2,6,6-tetramethyl- | 1714243 | 94665
Cyclohexanepropanol, .alpha.,.alpha.-dimethyl- | 1714242 | 94666
1-Octene, polymer with ethene and 1-hexene | 1714241 | 94667
4,7-Methano-1H-inden-6-ol, 3a,4,5,6,7,7a-hexahydro-2-methyl-5-methylene-, 6-acetate, (3aR,4R,6S,7S,7aR)-rel- | 1714240 | 94668
4,7-Methano-1H-inden-6-ol, 3a,4,5,6,7,7a-hexahydro-3-methyl-5-methylene-, 6-acetate, (3aR,4S,6R,7R,7aS)-rel- | 1714239 | 94669
Cyclohexanecarboxylic acid, 2,2-dimethyl-6-methylene-, methyl ester | 1714238 | 94670
Hexanoic acid, 2-ethyl-, methyl ester | 1714237 | 94671
Glycine, N-[2-[bis(carboxymethyl)amino]ethyl]-N-(2-hydroxyethyl)-, sodium salt (1:1) | 1714236 | 94672
1-Octadecene, polymer with 1-hexadecene and 4-methyl-1-pentene | 1714235 | 94673
Benzoic acid, 2-hydroxy-, 1,3-dimethyl-3-buten-1-yl ester | 1714233 | 94674
Propanoic acid, 2-methyl-, 1,3-dimethyl-3-buten-1-yl ester | 1714232 | 94675
1-Oxaspiro[4.5]deca-3,6-diene, 6-ethyl-2,10,10-trimethyl- | 1714229 | 94676
2,4,7-Decatrienoic acid, ethyl ester | 1714228 | 94677
Oxetane, 3-(bromomethyl)-3-methyl- | 1714227 | 94678
1,4-Cyclohexanedicarboxylic acid, 1,4-diethyl ester | 1714222 | 94679
Docosanoic acid, potassium salt (1:1) | 1714221 | 94680
Poly(oxy-1,2-ethanediyl), .alpha.-(1-oxo-2-propen-1-yl)-.omega.-([1,1'-biphenyl]-2-yloxy)- | 1714220 | 94681
Pyridine, 2-(1Z)-1-buten-1-yl- | 1714218 | 94682
Pyridine, 5-hexyl-2-methyl- | 1714217 | 94683
1-Oxaspiro[4.5]decan-2-one | 1714216 | 94684
Benzaldehyde, 2-hydroxy-4-methyl- | 1714215 | 94685
Bicyclo[2.2.1]heptan-2-ol, 1,7,7-trimethyl-, (1R,2R,4R)-rel- | 33662 | 94686
1-Propanol, 2-amino-2-methyl- | 33639 | 94687
Methanesulfonyl chloride | 33605 | 94688
Ethanol, 2-[[4-[2-(6,7-dichloro-2-benzothiazolyl)diazenyl]-3-methylphenyl]methylamino]-, 1-acetate | 623264 | 94689
Ethanimidamide, hydrochloride (1:1) | 33571 | 94690
1-Octadecanamine, N,N-dimethyl- | 33522 | 94691
1-Hexadecanaminium, N,N,N-trimethyl-, octadecanoate (1:1) | 33498 | 94692
Nonanal | 33464 | 94693
2-Propanol, 1-(2-butoxyethoxy)- | 33431 | 94694
Chromate(3-), bis[3-(hydroxy-.kappa.O)-4-[2-[2-(hydroxy-.kappa.O)-1-naphthalenyl]diazenyl-.kappa.N1]-1-naphthalenesulfonato(3-)]-, sodium hydrogen (1:2:1) | 182048 | 94695
Ferrate(2-), [rel-[N(R)]-N-[2-[bis[(carboxy-.kappa.O)methyl]amino-.kappa.N]ethyl]-N-[2-[(S)-[(carboxy-.kappa.O)methyl](carboxymethyl)amino-.kappa.N]ethyl]glycinato(5-)-.kappa.N,.kappa.O]-, sodium hydrogen (1:1:1), (PB-7-13-12564)- | 182030 | 94696
Acetic acid, 2-mercapto-, 1,1'-(1,2-ethanediyl) ester | 33191 | 94697
Pentanoic acid, 4-oxo- | 33167 | 94698
Butanal | 33134 | 94699
Hexanoic acid, 2-propen-1-yl ester | 33100 | 94700
1,3,5-Trioxane, 2,4,6-trimethyl- | 33076 | 94701
Spiro[furan-2(5H),2'(1'H)-naphtho[2,1-b]furan]-5-one, 3'a,4',5',5'a,6',7',8',9',9'a,9'b-decahydro-3,3'a,6',6',9'a-pentamethyl-, (2R,3'aR,5'aS,9'aR,9'bR)- | 1714481 | 94702
2,5-Pyrrolidinedione | 33043 | 94703
3-Heptene, 2,2,4,6,6-pentamethyl- | 33019 | 94704
2-Pentanone, 4-hydroxy-4-methyl- | 32987 | 94705
Propanal | 32953 | 94706
Pyrazine, 2,5-dimethyl- | 32912 | 94707
Propanoic acid, 3,3'-thiobis-, 1,1'-didodecyl ester | 32870 | 94708
Butanedioic acid, 1,4-diethyl ester | 32854 | 94709
4-Heptanone | 32839 | 94710
Pentanal, 2-methyl- | 32805 | 94711
1,2-Ethanediamine, N1,N1-diethyl-N2,N2-dimethyl- | 32771 | 94712
Phenol, 4-ethyl- | 32748 | 94713
Pyridinium, 1-hexadecyl-, chloride (1:1) | 32706 | 94714
Benzene, dodecyl- | 32680 | 94715
Ethanol, 2-(phenylamino)- | 32656 | 94716
Benzene, 1,4-diethoxy- | 32623 | 94717
2-Naphthalenesulfonic acid, 7-[[6-[(4-chloro-3-sulfophenyl)amino]-4,5-dihydro-4-oxo-1,3,5-triazin-2-yl]amino]-4-hydroxy-3-[2-(4-methoxy-2-sulfophenyl)diazenyl]-, potassium sodium salt (1:?:?) | 622712 | 94718
Acetic acid, 2-(4-chlorophenoxy)- | 32599 | 94719
Propanoic acid, phenylmethyl ester | 32409 | 94720
.beta.-Alanine, N-[4-[2-(4-bromo-2,6-dicyanophenyl)diazenyl]-3-hydroxyphenyl]-N-(3-methoxy-3-oxopropyl)-, methyl ester | 622696 | 94721
Oxirane, 2-(phenoxymethyl)- | 32383 | 94722
Borane, tributyl- | 32359 | 94723
Ethane, 1,1',1''-[methylidynetris(oxy)]tris- | 32326 | 94724
Benzeneacetic acid, octyl ester | 32292 | 94725
Cyclobutenediylium, 1,3-bis[(1,3-dihydro-1,3,3-trimethyl-2H-indol-2-ylidene)methyl]-2,4-dihydroxy-, bis(inner salt) | 181271 | 94726
Carbamic acid, N-phenyl-, 1-methylethyl ester | 32276 | 94727
Phenol, 4-(phenylamino)- | 32243 | 94728
1,3,5-Triazine-2,4-diamine, 6-chloro-N2,N4-diethyl- | 32219 | 94729
Benzene, 1,1'-thiobis[4-nitro- | 81430 | 94730
Phosphorodithioic acid, S-(ethylphenyl) O,O-bis(tetrapropylenephenyl) ester | 622571 | 94731
Acetamide, N-(3-nitrophenyl)- | 32193 | 94732
Benzoic acid, 3,3'-methylenebis[6-hydroxy- | 1714476 | 94733
Butanamide, N-(4-chloro-2,5-dimethoxyphenyl)-2-[2-[2,5-dimethoxy-4-[(phenylamino)sulfonyl]phenyl]diazenyl]-3-oxo- | 180869 | 94734
2-Naphthalenecarboxamide, N-(2,3-dihydro-2-oxo-1H-benzimidazol-5-yl)-3-hydroxy-4-[2-[2-methoxy-5-[(phenylamino)carbonyl]phenyl]diazenyl]- | 180844 | 94735
Benzene, 1,4-bis(1,1-dimethylethyl)- | 76588 | 94736
2-Naphthalenecarboxamide, 4,4'-[(3,3'-dimethoxy[1,1'-biphenyl]-4,4'-diyl)bis(2,1-diazenediyl)]bis[3-hydroxy-N-phenyl- | 168443 | 94737
[2,2'-Bibenzo[b]thiophene]-3,3'-diol, 6,6'-diethoxy-, 3,3'-bis(hydrogen sulfate), sodium salt (1:2) | 168427 | 94738
2-Oxetanone, 4-heptadecylidene-3-hexadecyl- | 168419 | 94739
1,3,5,7-Tetraazabicyclo[3.3.1]nonane, 3,7-dinitroso- | 20008 | 94740
Thiosulfuric acid (H2S2O3), calcium salt (1:1) | 168310 | 94741
Carbamic acid, (3-chlorophenyl)-, 1-methylethyl ester | 19984 | 94742
Phenol, 3-(phenylamino)- | 19968 | 94743
2-Quinolineethanol | 76562 | 94744
Benzamide, 3-amino-N-(3-aminophenyl)- | 19935 | 94745
Propanoic acid, 2-(3-chlorophenoxy)- | 19919 | 94746
1,3,5-Triazin-2-amine, 4,6-dichloro-N-(2-chlorophenyl)- | 19885 | 94747
Uranium, bis(nitrato-.kappa.O)dioxo-, (T-4)- | 167874 | 94748
Guanidine, N,N',N''-triphenyl- | 19869 | 94749
Cyclopropanecarboxylic acid, 2,2-dimethyl-3-[(1Z)-3-oxo-3-[2,2,2-trifluoro-1-(trifluoromethyl)ethoxy]-1-propenyl]-, (S)-cyano(3-phenoxyphenyl)methyl ester, (1R,3S)- | 17131087 | 94750
2-Butenedioic acid (2Z)-, 1,4-dipentyl ester | 167684 | 94751
Lanthanum chloride (LaCl3) | 167627 | 94752
Cyclotrisilazane, 2,2,4,4,6,6-hexamethyl- | 76539 | 94753
Benzenemethanaminium, N,N-dimethyl-N-(phenylmethyl)-, chloride (1:1) | 19836 | 94754
13-Docosenamide, N-octadecyl-, (13Z)- | 167551 | 94755
Benzene, 1-chloro-2-methoxy-4-nitro- | 76505 | 94756
1-Butanone, 1-(4-hydroxyphenyl)- | 76489 | 94757
1,3,2-Dioxaborinane, 2,2'-[(1,1,3-trimethyl-1,3-propanediyl)bis(oxy)]bis[4,4,6-trimethyl- | 19810 | 94758
Benzenemethanaminium, N,N,N-trimethyl-, hydroxide (1:1) | 19778 | 94759
Benzaldehyde, 3-hydroxy- | 19752 | 94760
Benzene, 1-ethenyl-3-methyl- | 19729 | 94761
1,3,2-Dioxaphosphorinane, 2-ethoxy-5,5-dimethyl- | 76455 | 94762
1H-Indene, 2,3-dihydro-1-methoxy- | 76422 | 94763
Sulfonium, (4-hydroxyphenyl)dimethyl-, chloride (1:1) | 76380 | 94764
4-Pyridinecarbonitrile | 19463 | 94765
4(3H)-Pyrimidinone, 2,5,6-triamino- | 76364 | 94766
Benzene, (chloromethyl)- | 19430 | 94767
2,4,6-Pyrimidinetriamine | 76331 | 94768
1-Heptanol, 2-propyl- | 167031 | 94769
Benzene, ethyl- | 19406 | 94770
5,7,12-Trioxa-6-stannaoctadeca-2,9-dienoic acid, 14-ethyl-6,6-dioctyl-4,8,11-trioxo-, 2-ethylhexyl ester | 167007 | 94771
1,2-Ethanediamine, N1,N1-diethyl- | 19364 | 94772
1,3-Dithiolan-2-imine, 4-methyl-, hydrochloride (1:1) | 76307 | 94773
Butanoic acid, 2-methyl-, hexyl ester | 166918 | 94774
Heptane, 1,1-dimethoxy- | 166884 | 94775
Cyclopropane, 1,1-diethyl- | 76273 | 94776
Benzene, 1-ethoxy-4-nitro- | 19349 | 94777
2,5-Pyridinedicarboxylic acid | 19315 | 94778
Silane, trichloro- | 166454 | 94779
Nitrogen oxide (N2O) | 166389 | 94780
Benzenamine, N,N-dimethyl-4-nitro- | 19299 | 94781
Butanedioic acid, 2,3-dihydroxy- | 17163262 | 94782
Hexanedial, 2-hydroxy- | 17163254 | 94783
Phenol, dodecyl-, branched | 17163247 | 94784
2-Butene-1,4-diol, diacetate | 17163239 | 94785
Ethanol, 2-(octyloxy)- | 17163221 | 94786
Benzenesulfonic acid, amino- | 17163213 | 94787
Benzenesulfonic acid, aminohydroxy- | 17163205 | 94788
Alkyl anthraquinones | 17163197 | 94789
Silv-Ex (fire suppressant) | 17152794 | 94790
2-Butenedioic acid (2Z)-, monodecyl ester, sodium salt | 17152786 | 94791
Benzoic acid, 3,4-dichloro-, nickel salt | 17152778 | 94792
2-Propanone, 1,1,1,3,3-pentachloro- | 17152760 | 94793
1-Dodecanamine, compd. with 2,4,6-trinitrophenol (1:1) | 17152752 | 94794
Benzenesulfonothioic acid, S,S'-[2-(dimethylamino)-1,3-propanediyl] ester | 17152745 | 94795
Benzeneacetic acid, .alpha.-phenyl-, anhydride | 17152737 | 94796
Morpholine, 4-(1-oxohexyl)- | 17152729 | 94797
Benzene, 1-(4-bromophenoxy)-2,4-dinitro- | 17152711 | 94798
1,2,4-Triazin-3-amine, 5,6-dimethyl- | 17152703 | 94799
Tin, (diethylcarbamodithioato-.kappa.S,.kappa.S')triphenyl-, (TB-5-12)- | 17152695 | 94800
Cyclohexanone, 2-(acetyloxy)- | 17152687 | 94801
Benzoic acid, p-chloro-, nickel salt | 17152679 | 94802
Propanedioic acid, dichloro-, bis(1-methylethyl) ester | 17152661 | 94803
Benzo[b]thiophene, 3-nitro- | 17152653 | 94804
9-Octadecenoic acid (9Z)-, 4-nitrophenyl ester | 17152646 | 94805
Siallon Emulsifier | 17152638 | 94806
Rubberizer | 17152620 | 94807
Pyprr | 17152612 | 94808
Pronatur Extra | 17152604 | 94809
Pronatur | 17152596 | 94810
Tesoro Pes 41 | 17152588 | 94811
Oil Spill Eater | 17152570 | 94812
Oil Gon | 17152562 | 94813
Oil Dissolver | 17152554 | 94814
Ecologic 5M10MB10 | 17152547 | 94815
Ecologic 10M10B10 | 17152539 | 94816
Ecologic 5M5B4 | 17152521 | 94817
Champion JS 10-242 | 17152513 | 94818
Champion JS 10-232 | 17152505 | 94819
Jet Gell | 17152497 | 94820
IDX 20 | 17152489 | 94821
Grabber A | 17152471 | 94822
Firezyme | 17152463 | 94823
Envirosperse OSD | 17152455 | 94824
Envirobond 403 | 17152448 | 94825
Enersperse 1037 | 17152430 | 94826
Citrikleen 1850 | 17152422 | 94827
BP 1100X-AB | 17152414 | 94828
Bioorganic | 17152406 | 94829
Biocat 145 | 17152398 | 94830
Ecologic BF 104 | 17152380 | 94831
Ecologic BF 103 | 17152372 | 94832
Ecologic BF 102 | 17152364 | 94833
Balchip 215 | 17152356 | 94834
Alcopol 60 | 17152349 | 94835
A 610 Petrobond | 17152331 | 94836
Corexit 9554 | 17152323 | 94837
Phenol, 2-bromo-4-(1,1-dimethylethyl)-6-nitro- | 17152315 | 94838
Phenol, 2-bromo-6-nitro-4-(1,1,3,3-tetramethylbutyl)- | 17152307 | 94839
Ethanol, 2-ethoxy-, benzenesulfonate | 17152299 | 94840
Phosphorothioic acid, O,O-diethyl O-[3-methyl-4-(methylthio)phenyl] ester | 17152281 | 94841
Methanone, bis(4-chlorophenyl)-, oxime | 17152273 | 94842
Decanoic acid, nickel salt | 17152265 | 94843
Benzamide, 3-chloro-N-(2-chloro-4-nitrophenyl)-5-(1,1-dimethylethyl)-6-hydroxy-2-methyl- | 17152257 | 94844
Benzenesulfonamide, N,N-diethyl- | 17152240 | 94845
Monensin | 17152232 | 94846
Marlon A 390 | 17152224 | 94847
Phosphorodiamidic acid, N,N'-dimethyl-, 3-methyl-4-(methylthio)phenyl ester | 17152216 | 94848
Platinum(2+), tetraamminedichloro-, (OC-6-12)- | 17152208 | 94849
3(2H)-Pyridazinone, 4-chloro-5-(methylamino)-2-phenyl- | 17152190 | 94850
Cyclobutaneacetic acid, 3-acetyl-2,2-dimethyl-, hexyl ester | 17152182 | 94851
Ethanimidothioic acid, N-[(aminocarbonyl)oxy]-, methyl ester | 17152174 | 94852
4H-Pyrano[2,3-b][1,4]benzodioxin-4-one, decahydro-4a,7,9-trihydroxy-2-methyl-6,8-bis(methylamino)-, (2R,4aR,5aR,6S,7S,8R,9S,9aR,10aS)- | 17152166 | 94853
Carbamimidothioic acid, hexadecyl ester, monohydrobromide | 17152158 | 94854
Carbamimidothioic acid, dodecyl ester, monohydriodide | 17152141 | 94855
Carbamimidothioic acid, decyl ester, monohydriodide | 17152133 | 94856
Benzonitrile, 4-hydroxy-3-iodo-5-nitro- | 17152125 | 94857
Verrucarin A, 2',3'-didehydro-7'-deoxo-2'-deoxy-7'-[(1R)-1-hydroxyethyl]-, (2'E,7'R)- | 17152117 | 94858
2,4-Imidazolidinedione, 1-chloro-5,5-dimethyl- | 1714214 | 94859
2-Propenoic acid, 2-methyl-, 1,2,2,6,6-pentamethyl-4-piperidinyl ester | 1714210 | 94860
Benzene, 1,4-bis(methoxymethyl)- | 1714206 | 94861
2(3H)-Furanone, 5-hexyldihydro-4-methyl- | 1714205 | 94862
1,3-Propanediol, 2-ethyl-2-[(2-propen-1-yloxy)methyl]-, 1,3-diacetate | 1714203 | 94863
3-Pyridinecarbonitrile, 4-methyl-2,6-bis[(4-methylphenyl)amino]-5-[2-[2-(trifluoromethyl)phenyl]diazenyl]- | 1714202 | 94864
Hexanedioic acid, compd. with N1-(6-aminohexyl)-N1-methyl-1,6-hexanediamine (1:1), homopolymer | 1714198 | 94865
Diphosphoric acid, compd. with piperazine (1:1) | 1714197 | 94866
1-Propanaminium, N,N-dimethyl-N-[2-[(2-methyl-1-oxo-2-propen-1-yl)oxy]ethyl]-3-sulfo-, inner salt, polymer with N-(hydroxymethyl)-2-propenamide, .alpha.-(2-methyl-1-oxo-2-propen-1-yl)-.omega.-methoxypoly(oxy-1,2-ethanediyl) and 2-propenamide | 1714195 | 94867
2H-Pyran-4-ol, tetrahydro-4-methyl-2-(2-methylpropyl)- | 1714190 | 94868
1,3-Isobenzofurandione, polymer with 1,2-ethanediol, 2,5-furandione, 2,2'-oxybis[ethanol] and 1,2-propanediol, 3a,4,5,6,7,7a-hexahydro-4,7-methano-1H-inden-5(or 6)-yl ester | 1714189 | 94869
Propanedioic acid, 2,2'-(1,4-phenylenedimethylidyne)bis-, 1,1',3,3'-tetraethyl ester | 1714188 | 94870
5-Cyclopentadecen-1-one, 3-methyl- | 1714187 | 94871
6-Octenal, (6Z)- | 1714186 | 94872
1,4-Cyclohexanedicarboxylic acid, polymer with 1,6-hexanediol, nonanedioic acid and 1,3,5-tris(2-hydroxyethyl)-1,3,5-triazine-2,4,6(1H,3H,5H)-trione | 1714179 | 94873
Poly[oxy(methyl-1,2-ethanediyl)], .alpha.,.alpha.'-[(1-methylethylidene)di-4,1-phenylene]bis[.omega.-[(1-oxo-2-propen-1-yl)oxy]- | 1714178 | 94874
Spiro[7H-dibenzo[c,h]xanthene-7,1'(3'H)-isobenzofuran]-3'-one, 3,11-dihydroxy- | 1714177 | 94875
2-Propenoic acid, 2-methyl-, 2-(dimethylamino)ethyl ester, polymer with 2-hydroxyethyl 2-methyl-2-propenoate, methyl 2-methyl-2-propenoate, .alpha.-(2-methyl-1-oxo-2-propen-1-yl)-.omega.-methoxypoly(oxy-1,2-ethanediyl) and octadecyl 2-methyl-2-propenoate | 1714176 | 94876
Manganese, [[2,2',2''-[nitrilotris[2,1-ethanediyl(nitrilo-.kappa.N)methylidyne]]tris[phenolato-.kappa.O]](3-)]-, (OC-6-22)- | 1714172 | 94877
Oxirane, 2,2'-[(1-methylethylidene)bis(4,1-phenyleneoxymethylene)]bis-, polymer with 1,1'-methylenebis[isocyanatobenzene] | 1714171 | 94878
Ethanaminium, N,N,N-trimethyl-2-[(2-methyl-1-oxo-2-propen-1-yl)oxy]-, chloride (1:1), polymer with 2-hydroxyethyl 2-methyl-2-propenoate and 2-propenamide | 1714168 | 94879
Poly(oxy-1,2-ethanediyl), .alpha.-(9Z)-9-octadecen-1-yl-.omega.-hydroxy-, phosphate, ammonium salt | 1714167 | 94880
.alpha.-D-Glucopyranoside, .beta.-D-fructofuranosyl, dioctanoate | 1714166 | 94881
Phenol, 4,4'-(1-methylethylidene)bis-, polymer with 2-(chloromethyl)oxirane and .alpha.-hydro-.omega.-hydroxypoly[oxy(methyl-1,2-ethanediyl)] | 1714165 | 94882
Pyridine, 2-methyl-5-(1-methylethenyl)- | 1714161 | 94883
3-Buten-2-one, 4-(2,2,3,6-tetramethylcyclohexyl)- | 1714158 | 94884
2-Propenoic acid, 2-methyl-, (trimethoxysilyl)methyl ester | 1714156 | 94885
1,2-Pentanediol | 1714154 | 94886
1,3-Benzenedicarboxylic acid, polymer with 2,2-dimethyl-1,3-propanediol, 2,5-furandione, 2,2'-oxybis[ethanol] and 1,2-propanediol | 1714141 | 94887
2,5-Furandione, polymer with 2-methyl-1-propene and 1-octadecene, docosyl eicosyl tetradecyl ester | 1714140 | 94888
Urea, N,N'-bis(1-hydroxy-2,2-dimethoxyethyl)- | 1714138 | 94889
Benzenesulfonic acid, 2,2'-(1,2-ethenediyl)bis[5-[[4-amino-6-(4-morpholinyl)-1,3,5-triazin-2-yl]amino]-, sodium salt (1:2) | 1714136 | 94890
[1,1'-Biphenyl]-2-ol, 5-[2-[4-[(2,4-dinitrophenyl)amino]phenyl]diazenyl]- | 180810 | 94891
Cuprate(4-), [.mu.-[[4,4'-[[3,3'-di(hydroxy-.kappa.O)[1,1'-biphenyl]-4,4'-diyl]bis(2,1-diazenediyl-.kappa.N1)]bis[3-(hydroxy-.kappa.O)-2,7-naphthalenedisulfonato]](8-)]]di-, sodium (1:4) | 180778 | 94892
Cyclopenta[g]-2-benzopyran, 1,3,4,6,7,8-hexahydro-4,6,6,7,8,8-hexamethyl- | 81414 | 94893
Benzenemethanaminium, N,N-dimethyl-N-octadecyl-, chloride (1:1) | 32169 | 94894
Phosphorothioic acid, O,O-dimethyl O-(3-methyl-4-nitrophenyl) ester | 32144 | 94895
Benzeneethanamine, .alpha.,.alpha.-dimethyl- | 32128 | 94896
Benzenesulfonamide, 4-amino-N-(6-methoxy-4-pyrimidinyl)- | 1714473 | 94897
Benzoyl chloride, 4-nitro- | 32094 | 94898
Benzoyl chloride, 4-chloro- | 32078 | 94899
Butanedioic acid, 2-[2-(4-sulfophenyl)hydrazinylidene]-, 1,4-diethyl ester | 32037 | 94900
Benzoic acid, 3-nitro- | 32011 | 94901
Ethanone, 1-(3-nitrophenyl)- | 31989 | 94902
Benzene, 2-chloro-1-methyl-4-nitro- | 31955 | 94903
L-Tryptophan, N-acetyl- | 81380 | 94904
Benzoic acid, 3,4,5-trihydroxy-, propyl ester | 31930 | 94905
Phosphorothioic acid, O-[2-chloro-1-(2,4-dichlorophenyl)ethenyl] O,O-dimethyl ester | 1714470 | 94906
Benzene, 1-chloro-3-nitro- | 31914 | 94907
1H-Indene-5-ethanol, 2,3-dihydro-.beta.,1,1,2,3,3-hexamethyl- | 81364 | 94908
Benzenamine, N,N-dimethyl- | 31880 | 94909
Benzenesulfonic acid, 4-dodecyl- | 31856 | 94910
Benzenesulfonic acid, 4-(acetylamino)- | 31831 | 94911
Acetamide, N-[4-(aminosulfonyl)phenyl]- | 1714467 | 94912
Benzenemethanaminium, N,N-dimethyl-N-[2-[2-[4-(1,1,3,3-tetramethylbutyl)phenoxy]ethoxy]ethyl]-, chloride (1:1) | 31799 | 94913
Benzenesulfonamide, 3-nitro- | 31773 | 94914
9H-Purin-6-amine, N-(phenylmethyl)- | 81331 | 94915
Ammonium fluoride ((NH4)F) | 179408 | 94916
Cyclopropanecarboxylic acid, 3-[(1E)-3-methoxy-2-methyl-3-oxo-1-propenyl]-2,2-dimethyl-, (1S)-3-(2Z)-2-butenyl-2-methyl-4-oxo-2-cyclopenten-1-yl ester, (1R,3R)- | 960989 | 94917
Benzene, 1-chloro-2-nitro-4-(trifluoromethyl)- | 31583 | 94918
Thiophene-3-ol, 2,4-dimethyl- | 622167 | 94919
Cyclopentaneacetic acid, 3-oxo-2-(2Z)-2-penten-1-yl-, methyl ester, (1R,2R)- | 81315 | 94920
Benzene, 1,2-dichloro-4-[(2,6-dichlorophenyl)methyl]-5-methyl- | 1714461 | 94921
Benzene, 1,5-dichloro-2-[(3,4-dichlorophenyl)methyl]-4-methyl- | 1714459 | 94922
Benzene, 1,3-dichloro-4-[(2,6-dichlorophenyl)methyl]-2-methyl- | 1714457 | 94923
Benzene, 1,5-dichloro-2-[(2,4-dichlorophenyl)methyl]-4-methyl- | 1714455 | 94924
Benzoic acid, 4-(acetyloxy)-3-nitro- | 1714453 | 94925
Phenol, 2,6-dimethyl-, phosphate (3:1) | 31567 | 94926
2-Propenal, 3,3-diphenyl- | 81281 | 94927
Benzenesulfonic acid, 2-methyl-5-nitro- | 31534 | 94928
1,8-Naphthalenedicarboxylic acid, potassium salt (1:2) | 81257 | 94929
Phenol, 2,4-bis(1,1-dimethylpropyl)- | 31518 | 94930
2,4,5-Imidazolidinetrione | 31476 | 94931
Benzenesulfonic acid, 4-[(2-methyl-2-propen-1-yl)oxy]-, sodium salt (1:1) | 81232 | 94932
Phenol, 2,4-dichloro- | 31443 | 94933
Benzothiazole, 2,2'-dithiobis- | 31401 | 94934
10H-Phenothiazine, 10-methyl- | 81208 | 94935
1H-Purine | 1714450 | 94936
1H-Indole | 31377 | 94937
Dibenzothiophene, 4,6-dimethyl- | 81182 | 94938
Acetamide, N-(2-methylphenyl)- | 31344 | 94939
1,4-Benzenedicarboxylic acid, 1,4-dimethyl ester | 31310 | 94940
3H-Pyrazol-3-one, 1,2-dihydro-5-methyl-2-phenyl- | 17163189 | 94941
Triazine pesticide | 17163171 | 94942
Phenoxy pesticide | 17163163 | 94943
Carbon dioxide, mixt. with oxygen | 17163155 | 94944
Argon, mixt. with carbon dioxide | 17163148 | 94945
Methane, mixt. with argon | 17163130 | 94946
Chloropicrin mixture | 17163122 | 94947
Chlordane, mixture with weed killing compound | 17163114 | 94948
Metal hydrides | 17163106 | 94949
Chromic acid mixture | 17163098 | 94950
Methylanilines | 17163080 | 94951
1-Phenyl-3-methyl-5-pyrazolones | 17163072 | 94952
2-Methylbutenes | 17163064 | 94953
1,4-Butynediols | 17163056 | 94954
Ammonium phosphates | 17163049 | 94955
Ammonium oxalates | 17163031 | 94956
Fluoroanilines | 17163023 | 94957
Ammonium chromates | 17163015 | 94958
Ethylphenols | 17163007 | 94959
Potassium metabisulfites | 17162991 | 94960
Ethyl toluenes | 17162983 | 94961
Beryllium nitrates | 17162975 | 94962
Barium chlorates | 17162967 | 94963
1,3-Diphenylureas | 17162959 | 94964
Amphotericins | 17162942 | 94965
Ammonium tartrates | 17162934 | 94966
Chlordanes | 17162926 | 94967
Cobalt carbonyls | 17162918 | 94968
Chromium nitrates | 17162900 | 94969
Divinyl benzenes | 17162892 | 94970
Dinitroresorcinols | 17162884 | 94971
Dibutylamine pyrophosphates | 17162876 | 94972
Dibromotetrafluoroethanes | 17162868 | 94973
Dihydro-2H-pyrans | 17162850 | 94974
Dinitroanilines | 17162843 | 94975
Fuel oils, [diesel] | 17162835 | 94976
Gasolines | 17162827 | 94977
Hexanitrodiphenylamines | 17162819 | 94978
Hydrazine sulfates | 17162801 | 94979
Cyanates | 17162793 | 94980
Lewisites | 17162785 | 94981
Methoxyisopropylamines | 17162769 | 94983
p-Benzoquinone monoximes | 17162751 | 94984
Pentabromotoluenes | 17162744 | 94985
Petroleum ethers | 17162736 | 94986
Phenolphthaleins | 17162728 | 94987
Pinane hydroperoxides | 17162710 | 94988
Potassium sulfides, anhydrous | 17162702 | 94989
Tetrahydrophthalic anhydrides | 17162694 | 94990
Tetranitroanilines | 17162686 | 94991
Tricresyl phosphates | 17162678 | 94992
Trihydroxybutyrophenones | 17162660 | 94993
Trinitrobenzoic acids | 17162652 | 94994
Turpentines | 17162645 | 94995
Uranyl nitrates | 17162637 | 94996
Quinoline sulfates | 17162629 | 94997
sec-Butylamines | 17162611 | 94998
Sodium hypochlorites | 17162595 | 95000
Sodium metabisulfites | 17162587 | 95001
Sodium perborates | 17162579 | 95002
Sulfolenes | 17162561 | 95003
Sodium silicates | 17162553 | 95004
Sulfur monochlorides | 17162546 | 95005
C.I. Basic Brown 1, mix | 17162538 | 95006
Chlorine dioxides | 17162520 | 95007
Bromofluorobenzenes | 17162512 | 95008
Boric acids | 17162504 | 95009
Acetic acids | 17162496 | 95010
3-Amino-9-ethylcarbazoles | 17162488 | 95011
2,4-Dichlorophenoxyacetic acids | 17162470 | 95012
Undecanols | 17162462 | 95013
Potassium arsenates | 17162454 | 95014
Xylenesulfonic acids, sodium salts | 17162447 | 95015
Urea nitrates | 17162439 | 95016
Trinitrobenzoic acids | 17162421 | 95017
Zirconium hydrides | 17162413 | 95018
Zinc acetates | 17162405 | 95019
Zinc borates | 17162397 | 95020
Zinc arsenates | 17162389 | 95021
Toluene sulfonic acids | 17162371 | 95022
Potassium sodium compds. | 17162363 | 95023
Iron oxides | 17162355 | 95024
Zinc ammonium chlorides | 17162348 | 95025
Tungsten carbides | 17162330 | 95026
Oxamyl mix | 17162322 | 95027
Nitrobromobenzenes | 17162314 | 95028
Nicotine tartrates | 17162306 | 95029
n-Hexanols | 17162298 | 95030
Nickel hydroxides | 17162280 | 95031
Nickel oxides | 17162272 | 95032
Mercurous nitrates | 17162264 | 95033
Lead acetates | 17162256 | 95034
Lead sulfates | 17162249 | 95035
Lead stearates | 17162231 | 95036
Lead chromates | 17162223 | 95037
Ferric ammonium oxalates | 17162215 | 95038
Ferrocerium alloys | 17162207 | 95039
Dinitrophenols | 17162199 | 95040
sec-Amyl alcohols | 17162181 | 95041
2(1H)-Pyridinone, 6-chloro- | 17152109 | 95042
1-Phenanthrenemethanol, 7-ethenyl-1,2,3,4,4a,4b,5,6,7,8,10,10a-dodecahydro-1,4a,7-trimethyl-, (1R,4aR,4bS,7S,10aR)- | 17152091 | 95043
1-Phenanthrenemethanol, 7-ethenyl-1,2,3,4,4a,4b,5,6,7,9,10,10a-dodecahydro-1,4a,7-trimethyl-, (1R,4aR,4bS,7S,10aR)- | 17152083 | 95044
Heptanedinitrile, 4-acetyl-4-methyl- | 17152075 | 95045
Carbonic acid, dioctyl ester | 17152067 | 95046
3-Hexyn-2-one | 17152059 | 95047
1,1'-Biphenyl, 2,2',3,3',4,4',5,5'-octafluoro-6,6'-dinitro- | 17152042 | 95048
1,1'-Biphenyl, 3-phenoxy- | 17152034 | 95049
Benzene, 1,1'-[1,2-ethanediylbis(oxy)]bis[4-chloro- | 17152026 | 95050
Carbamic acid, (2,2,2-trichloroethylidene)-, ethyl ester | 17152018 | 95051
2-Propenoic acid, 3-(3-nitrophenyl)-, methyl ester | 17152000 | 95052
Acetamide, 2-chloro-N-(4-methylphenyl)- | 17151994 | 95053
Pregn-4-en-3-one, 17,20-dihydroxy-, (20R)- | 17151986 | 95054
Benzenemethanesulfonothioic acid, S-(phenylmethyl) ester | 17151978 | 95055
Imidazo[2,1-b]thiazole, 2,3,5,6-tetrahydro-6-phenyl-, monohydrochloride, (6S)- | 17151960 | 95056
Morphinan-6-one, 17-(cyclopropylmethyl)-4,5-epoxy-3,14-dihydroxy-, (5.alpha.)- | 17151952 | 95057
Benzamide, 2,3,4,5-tetrafluoro-6-nitro- | 17151945 | 95058
Benzonitrile, 2-bromo-3,4,5,6-tetrafluoro- | 17151937 | 95059
Anthranilonitrile, 3,4,5,6-tetrafluoro- | 17151929 | 95060
[1,1'-Biphenyl]-2,2'-dicarbonitrile, 3,3',4,4',5,5',6,6'-octafluoro- | 17151911 | 95061
Benzene, 1,2,3,4-tetrafluoro-5,6-dinitro- | 17151903 | 95062
Cyclohexane, (2-bromoethyl)- | 17151895 | 95063
Acetic acid, (3-methylphenoxy)- | 17151887 | 95064
Cyclopentane, ethyl- | 17151879 | 95065
1,1'-Biphenyl, 3,3',5,5'-tetrabromo- | 17151861 | 95066
2-Buten-1-ol, 2-methyl-4-(1H-purin-6-ylamino)-, (2E)- | 17151853 | 95067
1,1'-Biphenyl, 3,5-dibromo- | 17151846 | 95068
Furan, 2-[(phenylmethoxy)methyl]- | 17151838 | 95069
Benzenemethanamine, N-cyclohexyl-, hydrochloride | 17151820 | 95070
1,3-Oxathiolan-2-one, 5-methyl-, O-(methylcarbamoyl)oxime | 17151812 | 95071
1,3-Dithiolan-2-one, O-[(methylamino)carbonyl]oxime | 17151804 | 95072
1,2-Dithiolan-4-amine, N,N-dimethyl-, hydrochloride | 17151796 | 95073
1,2-Dithiolan-4-amine, N,N-dimethyl- | 17151788 | 95074
Geranol | 17151770 | 95075
Benzene, 1,3-dimethyl-5-(4-nitrophenoxy)- | 17151762 | 95076
1-Hexen-3-one | 17151754 | 95077
Benzenamine, 4-octyl- | 17151747 | 95078
Deodorase | 17151739 | 95079
1H-Benz[f]indene, 2,3-dihydro- | 17151721 | 95080
2-Naphthalenol, 1,6-dibromo- | 17151713 | 95081
Cyclohexanol, 2-phenyl-, (1R,2R)-rel- | 17151705 | 95082
Bicyclo[3.2.1]oct-6-ene-6-carboxylic acid, 8-(hydroxymethyl)-1,7-dimethyl-4-(1-methylethyl)-, (1R,4R,5S,8S)- | 17151697 | 95083
Bicyclo[3.2.1]oct-6-ene-6-carboxaldehyde, 8-(hydroxymethyl)-1,7-dimethyl-4-(1-methylethyl)-, (1R,4R,5S,8S)- | 17151689 | 95084
2-Naphthalenol, decahydro-2,5,5,8a-tetramethyl-1-(3-methyl-2,4-pentadienyl)-, (1R,2R,4aS,8aS)- | 17151671 | 95085
2,4-Pentadienenitrile | 17151663 | 95086
2-Propenoic acid, 3-(4-chlorophenyl)- | 17151655 | 95087
Tesoro PES 51 | 17151648 | 95088
2-Propenoic acid, 3-(4-nitrophenyl)-, methyl ester | 17151630 | 95089
Tetradecane, 1-chloro-2,2-bis(chloromethyl)- | 17151622 | 95090
1-Cyclohexene-1-carboxylic acid, 4-[(1R)-1,5-dimethyl-3-oxo-4-hexenyl]-, methyl ester, (4R)- | 17151614 | 95091
Phosphorodiamidic chloride, tetramethyl- | 17151606 | 95092
Zinc, bis[2-(hydroxy-.kappa.O)propanoato-.kappa.O]-, (T-4)- | 17151598 | 95093
Benzenemethanol, 2,3,4,5,6-pentachloro- | 17151580 | 95094
Mortal | 17151572 | 95095
Pyridinium, 3-hydroxy-1-phenyl-, chloride | 17151564 | 95096
Phosphoric acid, monomethyl mono(3-methyl-4-nitrophenyl) ester | 17151556 | 95097
9H-Carbazole, 3-bromo- | 17151549 | 95098
Benzenesulfinic acid, 3-nitro-, sodium salt | 17151531 | 95099
Hydrazinecarboxamide, 2-cyclohexylidene- | 17151523 | 95100
Benzenamine, 3-chloro-N-sulfinyl- | 17151515 | 95101
Benzene, 2,4-bis(chloromethyl)-1,3,5-trimethyl- | 17151507 | 95102
Benzene, 1,5-bis(chloromethyl)-2,4-dimethyl- | 17151499 | 95103
Stannane, bis[(1-oxododecyl)oxy]diphenyl- | 17151481 | 95104
Chem-Trol | 17151473 | 95105
Pseudourea, 2-hexadecyl-1,3-dimethyl-2-thio-, monohydrobromide | 17151465 | 95106
Phenol, 4-chloro-2,3-dimethyl- | 17151457 | 95107
Iridate(3-), hexachloro-, trisodium, (OC-6-11)- | 17151440 | 95108
4-Cyclohexene-1,3-dione, 2,2,4,6,6-pentachloro- | 17151432 | 95109
Benzamide, 5-(aminosulfonyl)-N-[(1-ethyl-2-pyrrolidinyl)methyl]-2-methoxy- | 17151424 | 95110
1-Butanamine, 3,3-dimethyl- | 17151416 | 95111
Urea, (4-methoxyphenyl)- | 17151408 | 95112
Lactamide, acetate (ester) | 17151390 | 95113
Mexel 432 | 17151382 | 95114
Phosphorodifluoridic acid, sodium salt | 17151374 | 95115
Arsenate (AsO43-) | 17151366 | 95116
Propanal, 2,2'-dithiobis[2-methyl- | 17151358 | 95117
Boron, trifluoro(tetrahydrofuran)-, (T-4)-, polymer with 3-methyl-3-[(2,2,3,3,3-pentafluoropropoxy)methyl]oxetane, ether with 2,2-dimethyl-1,3-propanediol (2:1), bis(hydrogen sulfate), diammonium salt | 1714133 | 95118
Boron, trifluoro(tetrahydrofuran)-, (T-4)-, polymer with 3-methyl-3-[(2,2,2-trifluoroethoxy)methyl]oxetane, ether with 2,2-dimethyl-1,3-propanediol (2:1), bis(hydrogen sulfate), diammonium salt | 1714132 | 95119
Oxetane, 3-methyl-3-[(2,2,3,3,3-pentafluoropropoxy)methyl]- | 1714131 | 95120
1,3-Oxathiane, 2-ethyl-4,4-dimethyl- | 1714130 | 95121
1,3-Dioxolan-2-one, 4-ethenyl- | 1714128 | 95122
2-Propenoic acid, 2-methyl-, polymer with ethenylbenzene, 2-ethylhexyl 2-propenoate, 1,1'-(1,6-hexanediyl) di-2-propenoate and methyl 2-methyl-2-propenoate, ammonium salt | 1714127 | 95123
2-Propenoic acid, 2-chloro-, methyl ester, polymer with (1-methylethenyl)benzene | 1714125 | 95124
.alpha.-D-Glucopyranoside, .beta.-D-fructofuranosyl, monooctanoate | 1714124 | 95125
2,5-Furandione, 3-(dodecen-1-yl)dihydro-, polymer with 1,1'-iminobis[2-propanol] | 1714123 | 95126
1,3-Isobenzofurandione, 3a,4,7,7a-tetrahydro-, (3aR,7aS)-rel-, polymer with dihydro-2,5-furandione and 1,1'-iminobis[2-propanol] | 1714122 | 95127
1,3-Isobenzofurandione, 3a,4,7,7a-tetrahydro-, (3aR,7aS)-rel-, polymer with 1,1'-iminobis[2-propanol] | 1714121 | 95128
5-Octenal, (5Z)- | 1714120 | 95129
Formaldehyde, polymer with 2-aminoethanol, 2-methyloxirane polymer with oxirane 2-aminopropyl methyl ether, and 4-methylphenol, phosphate (salt) | 1714119 | 95130
1-Octanesulfonic acid | 1714114 | 95131
2H-2,4a-Methanonaphthalene, 1,3,4,5,6,7-hexahydro-7-methoxy-1,1,5,5-tetramethyl-, (2S,4aR,7R)- | 1714113 | 95132
2H-2,4a-Methanonaphthalene, 1,3,4,5,6,7-hexahydro-7-methoxy-1,1,5,5-tetramethyl-, (2S,4aR,7S)- | 1714112 | 95133
Cyclododecane, (1-ethoxyethoxy)- | 1714111 | 95134
Octadecanoic acid, [9-(acetyloxy)-3,8,10-triethyl-7,8,10-trimethyl-1,5-dioxa-9-azaspiro[5.5]undec-3-yl]methyl ester | 1714110 | 95135
Hexadecanoic acid, (2E)-3,7-dimethyl-2,6-octadien-1-yl ester | 1714109 | 95136
Indeno[4,5-d]-1,3-dioxin, 4,4a,5,6,7,8,9,9b-octahydro-7,7,8,9,9-pentamethyl- | 1714108 | 95137
4-Cyclopentadecen-1-one, 3-methyl- | 1714107 | 95138
1,3-Isobenzofurandione, hexahydro-, polymer with dihydro-2,5-furandione and 1,1'-iminobis[2-propanol] | 1714106 | 95139
1,3-Isobenzofurandione, polymer with dihydro-2,5-furandione and 1,1'-iminobis[2-propanol] | 1714105 | 95140
2,5-Furandione, dihydro-, polymer with 1,1'-iminobis[2-propanol] | 1714104 | 95141
2H-1,5-Benzodioxepin-3(4H)-one, 7-(3-methylbutyl)- | 1714103 | 95142
Ethane, 2-bromo-1,1-difluoro- | 1714102 | 95143
Cyclopentaneacetic acid, 3-oxo-2-pentyl- | 1714101 | 95144
Poly(oxy-1,2-ethanediyl), .alpha.-sulfo-.omega.-[[1-[(2-propen-1-yloxy)methyl]undecyl]oxy]-, ammonium salt (1:1) | 1714100 | 95145
2-Buten-1-one, 1-(2,2-dimethyl-6-methylenecyclohexyl)- | 1714099 | 95146
2-Hexen-1-ol, 3-methyl-, 1-acetate | 1714098 | 95147
Oxirane, 2-methyl-, polymer with oxirane, ether with 2,4(or 2,6)-bis[[bis(2-hydroxyethyl)amino]methyl]phenol (5:1) | 1714097 | 95148
Phosphonium, tributyl(2-methoxypropyl)-, salt with 1,1,2,2,3,3,4,4,4-nonafluoro-N-methyl-1-butanesulfonamide (1:1) | 1714095 | 95149
1,2-Cyclopentanedione, 3,4,4-trimethyl- | 1714094 | 95150
Propanol, [(1-methyl-1,2-ethanediyl)bis(oxy)]bis-, polymer with 1,1'-methylenebis[isocyanatobenzene], oxybis[propanol] and .alpha.,.alpha.',.alpha.''-1,2,3-propanetriyltris[.omega.-hydroxypoly[oxy(methyl-1,2-ethanediyl)]] | 1714093 | 95151
2H-Cyclododeca[b]pyran, 3,4,5,6,7,8,9,10,11,12,13,14-dodecahydro- | 1714092 | 95152
Propanoic acid, 2-(1,1-dimethylpropoxy)-, propyl ester, (2S)- | 1714090 | 95153
2-Propenoic acid, 2-methyl-, 2-(dimethylamino)ethyl ester, polymer with butyl 2-propenoate | 1714087 | 95154
1H-Indene-ar-propanal, 2,3-dihydro-1,1-dimethyl- | 1714086 | 95155
1-Propanesulfonic acid, 2-methyl-2-[(1-oxo-2-propen-1-yl)amino]-, polymer with N-ethenylformamide, 1-ethenyl-2-pyrrolidinone and 2-propenamide, ammonium salt | 1714085 | 95156
1H-Indene-2-methanol, 2,3-dihydro-2,5-dimethyl- | 1714084 | 95157
Heptanoic acid, 1,1'-(2,2-dimethyl-1,3-propanediyl) ester | 1714083 | 95158
2-Propenoic acid, 2-ethylhexyl ester, polymer with ethene and 1-propene | 1714082 | 95159
Xanthylium, 9-[2-(ethoxycarbonyl)phenyl]-3,6-bis(ethylamino)-2,7-dimethyl-, ethyl sulfate (1:1) | 1714081 | 95160
Pentanoic acid, 3-methyl-2-oxo-, ethyl ester | 1714080 | 95161
4,7-Methano-1H-indene, 3a,4,7,7a-tetrahydro-, polymer with ethene | 1714079 | 95162
Carbonic acid, 2-hydroxypropyl (1R,2S,5R)-5-methyl-2-(1-methylethyl)cyclohexyl ester | 1714078 | 95163
Cyclohexanol, 1-ethynyl-2,2,6-trimethyl-, (1R,6S)-rel- | 1714077 | 95164
1-Pentanol, 2-mercapto-2-methyl- | 1714076 | 95165
7-Cyclohexadecen-1-one | 1714075 | 95166
Poly(oxy-1,2-ethanediyl), .alpha.-decyl-.omega.-(phenylmethoxy)- | 1714074 | 95167
1-Decene, polymer with 4-methyl-1-pentene | 1714073 | 95168
Phosphine, (1,1-dimethylethyl)- | 1714072 | 95169
Cyclohexanol, 2-methoxy-4-propyl- | 1714071 | 95170
Acetic acid, 2-(1-oxopropoxy)-, 1-(3,3-dimethylcyclohexyl)ethyl ester | 1714070 | 95171
4,7-Methano-1H-indene, 3a,4,5,6,7,7a-hexahydro-6-methoxy- | 1714069 | 95172
Poly[oxy(methyl-1,2-ethanediyl)], .alpha.,.alpha.'-(1,6-dioxo-1,6-hexanediyl)bis[.omega.-(tetradecyloxy)- | 1714068 | 95173
Poly(oxy-1,2-ethanediyl), .alpha.-sulfo-.omega.-[[1-[(2-propen-1-yloxy)methyl]tridecyl]oxy]-, ammonium salt (1:1) | 1714067 | 95174
3-Cyclopentadecen-1-one, 3-methyl- | 1714066 | 95175
2-Cyclopentadecen-1-one, 3-methyl- | 1714065 | 95176
1,3-Isobenzofurandione, hexahydro-, polymer with 1,1'-iminobis[2-propanol] | 1714064 | 95177
1,3-Isobenzofurandione, polymer with 1,1'-iminobis[2-propanol] | 1714063 | 95178
Octadecanoic acid, 1,1'-[2-[[2,2-bis[[(1-oxooctadecyl)oxy]methyl]butoxy]methyl]-2-ethyl-1,3-propanediyl] ester | 1714060 | 95179
4-Dodecenal, (4Z)- | 1714058 | 95180
Bicyclo[4.3.1]decane, 3-methoxy-7,7-dimethyl-10-methylene- | 1714057 | 95181
2-Propenoic acid, 3-hydroxytricyclo[3.3.1.13,7]dec-1-yl ester | 1714056 | 95182
1-Cyclopentene-1-acetic acid | 1714055 | 95183
2-Pentenoic acid, 2,4-dimethyl-, ethyl ester, (2E)- | 1714052 | 95184
4-Pentenoic acid, 2-acetyl-4-methyl-, ethyl ester | 1714051 | 95185
Propanoic acid, 2,2-dimethyl-, phenylmethyl ester | 1714050 | 95186
Heptanenitrile, 2-propyl- | 1714049 | 95187
2H-1,5-Benzodioxepin-3(4H)-one, 7-propyl- | 1714048 | 95188
L-Aspartic acid, N,N'-[(1E)-1,2-ethenediylbis[(3-sulfo-4,1-phenylene)imino[6-(phenylamino)-1,3,5-triazine-4,2-diyl]]]bis-, sodium salt (1:6) | 1714047 | 95189
Phenol, 2-[4,6-bis([1,1'-biphenyl]-4-yl)-1,3,5-triazin-2-yl]-5-[(2-ethylhexyl)oxy]- | 1714046 | 95190
2-Propenoic acid, 2-methyl-, polymer with 1,1'-(1,2-ethanediyl) bis(2-methyl-2-propenoate), 1,1'-[2-ethyl-2-[[(2-methyl-1-oxo-2-propen-1-yl)oxy]methyl]-1,3-propanediyl] bis(2-methyl-2-propenoate) and methyl 2-methyl-2-propenoate | 1714045 | 95191
Oxirane, 2-ethyl-, polymer with oxirane and 2-[(2-propen-1-yloxy)methyl]oxirane | 1714044 | 95192
2H-1,5-Benzodioxepin-3(4H)-one, 7-(1,1-dimethylethyl)- | 1714043 | 95193
Cyclohexanone, 5-methyl-2-(1-methylethyl)-, oxime | 1714042 | 95194
13-Docosenoic acid, potassium salt (1:1), (13Z)- | 1714040 | 95195
7-Benzothiazolesulfonic acid, 6-methyl-2-[4-[2-[2-oxo-1-[[(4-sulfo-1-naphthalenyl)amino]carbonyl]propyl]diazenyl]-3-sulfophenyl]-, ammonium sodium salt (1:?:?) | 622001 | 95196
1H-1,2,4-Triazolium, 3(or 5)-[2-[4-[[2-[[2-chloro-4-[2-[1,4-dimethyl-1H-1,2,4-triazolium-3(or 5)-yl]diazenyl]phenyl]amino]ethyl]methylamino]phenyl]diazenyl]-1,4-dimethyl-, (T-4)-tetrakis(thiocyanato-.kappa.N)zincate(2-) (1:1) | 621961 | 95197
1,3-Benzodioxole-5-carboxaldehyde | 31294 | 95198
Methanethione, 1,1'-tetrathiobis[1-(1-piperidinyl)- | 31260 | 95199
2-Cyclohexen-1-ol, 2-methyl-5-(1-methylethenyl)-, 1-acetate, (1R,5R)-rel- | 81158 | 95200
2,5-Cyclohexadiene-1,4-dione, 1,4-bis(O-benzoyloxime) | 31245 | 95201
Benzoic acid, 4-hydroxy-, ethyl ester | 31211 | 95202
1-Piperazinecarboxylic acid, ethyl ester | 31187 | 95203
5-Isobenzofurancarbonyl chloride, 1,3-dihydro-1,3-dioxo- | 81125 | 95204
Dodecanamide, N,N-bis(2-hydroxyethyl)- | 31161 | 95205
1,2-Benzenedicarboperoxoic acid | 81091 | 95206
Phenol, 4-chloro-2-(phenylmethyl)- | 31120 | 95207
Benzaldehyde, 4-ethoxy-3-methoxy- | 31104 | 95208
2-Pyridinamine, N-2-pyridinyl- | 81075 | 95209
Benzenamine, N,N-diethyl-4-nitroso- | 31070 | 95210
2-Naphthalenesulfonic acid | 31047 | 95211
Anthracene | 31013 | 95212
1,4-Methanonaphthalene-5,8-dione, 1,4,4a,8a-tetrahydro- | 81042 | 95213
Ethanol, 2,2'-(phenylimino)bis- | 30999 | 95214
Pyridinium, 1-ethyl-4-(methoxycarbonyl)-, iodide (1:1) | 81018 | 95215
Propanenitrile, 3-[(2-hydroxyethyl)(3-methylphenyl)amino]- | 30965 | 95216
[1,1'-Biphenyl]-4,4'-diamine, 3,3'-dimethyl- | 30940 | 95217
2-Butenoic acid, 3-phenyl- | 80994 | 95218
1H-Purine-2,6,8(3H)-trione, 7,9-dihydro-, sodium salt (1:1) | 80960 | 95219
1,2-Benzenediol, 3,4,5,6-tetrachloro- | 80937 | 95220
Benzeneacetic acid, 4-amino- | 80903 | 95221
2-Propenenitrile, 2-methyl-3-phenyl- | 80887 | 95222
2-Propenoic acid, 4-(2-oxiranylmethoxy)butyl ester | 17006149 | 95223
1-Eicosanol, 2-tetradecyl- | 1650639 | 95224
Urea, N-(2-hydroxyphenyl)- | 80853 | 95225
Naphthalene, 1,2,3,4-tetrahydro- | 30783 | 95226
Methanone, dicyclohexyl- | 30759 | 95227
Ethanone, 2-hydroxy-1,2-diphenyl- | 30726 | 95228
Phenol, 2,2'-methylenebis[6-(1,1-dimethylethyl)-4-methyl- | 30692 | 95229
Phenol, 2-cyclohexyl- | 30676 | 95230
1,2-Benzenedicarboxylic acid, 4,4'-carbonylbis-, 1,1',2,2'-tetraisodecyl ester | 621441 | 95231
1(2H)-Phthalazinone | 30650 | 95232
Phenol, 4-amino-2-nitro- | 30627 | 95233
2(1H)-Pyridinone, 5-methyl- | 1714440 | 95234
2-Naphthalenesulfonic acid, 8-amino- | 30593 | 95235
Hydrazine, (2,4-dinitrophenyl)- | 30577 | 95236
Cyclopentanone, oxime | 80614 | 95237
Benzene, 1-chloro-2,4-dimethoxy-5-nitro- | 30544 | 95238
9-Octadecenoic acid (9Z)-, mercury(2+) salt (2:1) | 80572 | 95239
Phenol, 4-[(2,4-dinitrophenyl)amino]- | 30528 | 95240
Magnesium, dibutyl- | 80549 | 95241
Aluminum, hydrobis(2-methylpropyl)- | 80515 | 95242
1,2-Benzenedicarboxylic acid, 1-decyl 2-octyl ester | 30494 | 95243
Octadecanoic acid, hexadecyl ester | 80473 | 95244
Trisiloxane, 1,1,3,3,5,5-hexamethyl- | 80440 | 95245
Sodium phosphates, dibasic | 17162173 | 95246
Sodium phosphates, tribasic | 17162165 | 95247
Zinc fluorides | 17162157 | 95248
Dodecylphenol, mixt. with didodecylphenol | 17162140 | 95249
1,2-Ethanediamine, N-(2-aminoethyl)-, mixt. with dimethyl benzene and 1-methoxy-2-propanol | 17162132 | 95250
1,2-Ethanediamine, N-(2-aminoethyl)-, mixt. with dimethyl benzene and ethylbenzene | 17162124 | 95251
1,2-Ethanediamine, N-(2-aminoethyl)-, mixt. with dimethyl benzene and 2-ethoxyethanol | 17162116 | 95252
1,2-Ethanediamine, N-(2-aminoethyl)-, mixt. with methyl benzene and 2-hexanone | 17162108 | 95253
1,2-Ethanediamine, N-(2-aminoethyl)-, mixt. with methyl benzene and 2-propanol | 17162090 | 95254
1,2-Ethanediamine, N-(2-aminoethyl)-, mixt. with phenol | 17162082 | 95255
1,2-Ethanediamine, N-(2-aminoethyl)-, mixt. with 4-methyl-2-pentanone and dimethyl benzene | 17162074 | 95256
1,2-Ethanediamine, N-(2-aminoethyl)-, mixt. with 4-methyl-2-pentanone | 17162066 | 95257
Diethyl phosphite, mixt. with triethyl phosphite | 17162058 | 95258
1-Decene, mixt. with 1-undecene and 1-dodecene | 17162041 | 95259
Dicyclopentadiene, mixt. with xylene | 17162033 | 95260
Dichlorodifluoromethane, mixt. with trichlorofluoromethane and chlorodifluoromethane | 17162025 | 95261
Dichlorodifluoromethane, mixt. with chlorodifluoromethane | 17162017 | 95262
Dichlorodifluoromethane, mixt. with trichlorotrifluoroethane | 17162009 | 95263
Dichlorodifluoromethane, mixt. with trichlorofluoromethane | 17161993 | 95264
Dichlorodifluoromethane, mixt. with dichlorotetrafluoroethane | 17161985 | 95265
Oxirane, mixt. with dichlorodifluoromethane | 17161977 | 95266
Dichlorodifluoromethane, azeotropic mixt. with difluoroethane (74:26) | 17161969 | 95267
Dichlordifluoromethane, mixt. with dichlorodifluoromethane and dichlorotetrafluoroethane | 17161951 | 95268
Decene, mixt. with decane | 17161944 | 95269
Decane, mixt. with undecane | 17161936 | 95270
Cyclohexane, mixt. with hydrogen cyanide | 17161928 | 95271
Copper sulfide, mixt. with lead sulfide | 17161910 | 95272
Chlorotrifluoromethane, azeotropic mixt. with trifluoromethane (60:40) | 17161902 | 95273
Oxirane, mixt. with chlorotetrafluoroethane | 17161894 | 95274
Chlorosulfonic acid, mixt. with sulfur trioxide | 17161886 | 95275
Chloropicrin, mixt. with methyl bromide | 17161878 | 95276
1-Decene, mixt. with 1-dodecene | 17161860 | 95277
Chlorodifluoromethane, mixt. with pentafluoroethane | 17161852 | 95278
Chlorodifluoromethane, mixt. with difluoroethane | 17161845 | 95279
Chlorodifluoromethane, mixt. with difluoroethane and dichlorotetrafluoroethane | 17161837 | 95280
Chlorodifluoromethane, mixt. with chloropentafluoroethane | 17161829 | 95281
Chlorobenzyl chlorides | 17161811 | 95282
Carbon dioxide, mixt. with propylene oxide | 17161803 | 95283
Calcium arsenate, mixt. with calcium arsenite | 17161795 | 95284
Butyllithium, mixt. with cyclohexane | 17161787 | 95285
1-Butanol, mixt. with 4-methyl-2-pentanol | 17161779 | 95286
1-Butanol, mixt. with isooctanol | 17161761 | 95287
Methane, sulfonylbis[trichloro-, mixt. with hexylene glycol | 17161753 | 95288
Methane, sulfonylbis[trichloro-, mixt. with dimethylformamide | 17161746 | 95289
Benzo[a]pyrene, mixt. with dibenzo[a,h]anthracene and naphthalene | 17161738 | 95290
1-Decene, mixt. with 1-dodecene and 1-tetradecene | 17161720 | 95291
Benzo[a]pyrene , mixt. with dibenzo[a,h]anthracene, | 17161712 | 95292
Benzo[a]anthracene, mixt. with benzo[b]fluoroanthene | 17161704 | 95293
Diisobutylene, isomeric compounds | 17161696 | 95294
Antimony pentachloride, mixt. with arsenic trichloride | 17161688 | 95295
Aniline, mixt. with pyridine | 17161670 | 95296
Aniline, mixt. with o-toluidine | 17161662 | 95297
Nitric acid ammonium salt, mixt. with sodium nitrate | 17161654 | 95298
Nitric acid ammonium salt, mixt. with ammonium hydroxide | 17161647 | 95299
Ammonia, mixt. with zinc chloride and zinc sulfate | 17161639 | 95300
Aluminum chloride, mixt. with hydrochloric acid | 17161621 | 95301
Butyl acid phosphate, mixt. with xylene | 17161613 | 95302
Chlorites, inorganic, n.o.s. | 17161605 | 95303
Acetylene, mixt. with ethylene and propylene | 17161597 | 95304
Acetonitrile, mixt. with hydrogen cyanide | 17161589 | 95305
Dodecyl methacrylate, mixt. with pentadecyl methacrylate | 17161571 | 95306
Nicotine compound | 17161563 | 95307
Cyclooctadienes | 17161555 | 95308
V, M & P Naphtha, mixt. with nonylphenol | 17161548 | 95309
Sulfur nitrogen | 17161530 | 95310
Mercury bromides | 17161522 | 95311
2-Propanone, mixt. with methylbenzene | 17161514 | 95312
Chloronitrotoluenes | 17161506 | 95313
Bromobenzyl cyanides | 17161498 | 95314
Ammonium polysulfide, mixt. with ammonium hydroxide | 17161480 | 95315
Ethanol, mixt. with 2-butanone Registry | 17161472 | 95316
Nitric acid ammonium salt, mixt. with urea | 17161464 | 95317
Ethylene dibromide, mixt. with methyl bromide | 17161456 | 95318
2-Propanone, mixt. with naphtha | 17161449 | 95319
Dimethylchlorosilane, mixt. with trichlorosilane | 17161431 | 95320
Dimethylchlorosilane, mixt. with dimethyldichlorosilane | 17161423 | 95321
Sodium hydroxide, mixt. with ammonia | 17161415 | 95322
Tetraisopropyl titanate, mixt. with isopentane | 17161407 | 95323
Tetraisopropyl titanate, mixt. with heptane | 17161399 | 95324
Sodium chlorate, mixt. with sodium perchlorate | 17161381 | 95325
Sodium hydroxide, mixt. with sodium borohydride | 17161373 | 95326
Methyl hexanoate, mixt. with methyl octanoate | 17161365 | 95327
Cupric chloride, mixt. with hydrochloric acid | 17161357 | 95328
Acetone mixt. with isopropanol | 17161340 | 95329
Carbon dioxide, mixt. with nitrogen | 17161332 | 95330
Zinc sulfate, mixt with ferric sulfate | 17161324 | 95331
Zinc chloride, mixt. with ammonia | 17161316 | 95332
Xylene, mixt. with toluene | 17161308 | 95333
Xylene, mixt. with Stoddard solvent | 17161290 | 95334
Xylene, mixt. with propylbenzene | 17161282 | 95335
Xylene, mixt. with normal paraffins >C10 | 17161274 | 95336
Xylene, mixt. with naphthalene | 17161266 | 95337
Xylene, mixt. with n-butyl alcohol and triethylenetetramine, amines or polyamines | 17161258 | 95338
Xylene, mixt. with n-butanol and diethylenetriamine | 17161241 | 95339
Methanol, mixt. with 2-propanol and 2-propanone | 17161233 | 95340
Xylene, mixt. with isopropanol | 17161225 | 95341
Xylene, mixtl. with ethyl benzene and petroleum paraffins | 17161217 | 95342
Xylene, mixt. with ethyl benzene and methyl isobutyl ketone | 17161209 | 95343
Xylene, mixt. with ethyl benzene | 17161191 | 95344
Xylene, mixt. with butanol | 17161183 | 95345
Xylene, mixt. with 1,2,3-trimethyl benzene | 17161175 | 95346
Vinylidene chloride, mixt. with carbon tetrachloride | 17161167 | 95347
Cyclohexanol, 1-ethynyl-2-methyl- | 17151341 | 95348
Acetic acid, (2-chloro-5-methylphenoxy)- | 17151333 | 95349
Cyclohexanone, 2-(3-methoxyphenyl)- | 17151325 | 95350
2-Naphthalenecarboxylic acid, 3-hydroxy-7-sulfo- | 17151317 | 95351
Benzenepropanoic acid, .beta.-bromo- | 17151309 | 95352
Octadecanamide, N,N'-1,3-phenylenebis- | 17151291 | 95353
Aggregated ingredients | 17151283 | 95354
C3-MW 178 PAH | 17151275 | 95355
C2-MW 178 PAH | 17151267 | 95356
C1-MW 228 PAH | 17151259 | 95357
C1-MW 226 PAH | 17151242 | 95358
C1-MW 202 PAH | 17151234 | 95359
C1-MW 178 PAH | 17151226 | 95360
Volatile organic compounds, aggregated | 17151218 | 95361
Aggregated compounds, exempt | 17151200 | 95362
Paraffin, C13 | 17151192 | 95363
Paraffin, C12 | 17151184 | 95364
Paraffin, C11 | 17151176 | 95365
Paraffin, C10 | 17151168 | 95366
Paraffin, C9 | 17151150 | 95367
Paraffin, C8 | 17151143 | 95368
Paraffin, C7 | 17151135 | 95369
Pyrene, methyl- or Fluoranthere, methyl- | 17151127 | 95370
Aldehydes, C5 | 17151119 | 95371
Alkene ketone | 17151101 | 95372
Steroid-w | 17151093 | 95373
Steroid-m | 17151085 | 95374
Organic ingredients | 17151077 | 95375
Aldehydes, C6 | 17151069 | 95376
Fragrances | 17151051 | 95377
20R-5.alpha.(H),14.alpha.(H),17.alpha.(H)-Cholestane | 17151044 | 95378
18.alpha.(H),21.beta.(H)-22,29,30-Trisnorhopane | 17151036 | 95379
Volatile organic compounds, proprietary | 17151028 | 95380
VOC ingredients | 17151010 | 95381
Undecyne isomers | 17151002 | 95382
Total organic gases, vinyl/acrylic and other copolymers | 17150996 | 95383
Total organic gases, urethane-containing material | 17150988 | 95384
Total organic gases, styrene-containing material | 17150970 | 95385
Total organic gases, linseed, tung, soy, and other oils | 17150962 | 95386
Total organic gases, hydrocarbon resins | 17150954 | 95387
Total organic gases, copolymers, surfactants, resins | 17150947 | 95388
Total organic gases, asphalt mixtures | 17150939 | 95389
Total organic gases, alkyd, acrylic and related resins | 17150921 | 95390
Total organic gases, acetates and esters | 17150913 | 95391
Sugars, other than sucrose | 17150905 | 95392
Siloxanes, methyl-, volatile | 17150897 | 95393
Silanes | 17150889 | 95394
Santosol, dimethyl ester | 17150871 | 95395
Propellants, exempt | 17150863 | 95396
Phenol, C11-alkyl derivs. | 17150855 | 95397
Phenol, C10-alkyl derivs. | 17150848 | 95398
Pentane, perfluoro-, mixt with perfluorohexane | 17150830 | 95399
Oxygenated compounds | 17150822 | 95400
Nonfumigants | 17150814 | 95401
Napththalene, 2,6(and 2,7)-dimethyl- | 17150806 | 95402
Naphthalene, 1,6(and 1,3)(and 1,7)-dimethyl- | 17150798 | 95403
Naphthalene, 1,4(and 1,5)(and 2,3)-dimethyl- | 17150780 | 95404
Naphthalene, 1(and 2)-ethyl- | 17150772 | 95405
Hydrocarbon propellants | 17150764 | 95406
Glycols, glycol ethers and acetates | 17150756 | 95407
Glycol ethers, other than those regulated by CAA 112B. | 17150749 | 95408
Glycol ethers and acetates | 17150731 | 95409
Esters | 17150723 | 95410
Distillates, low vapor pressure volatile organic compounds | 17150715 | 95411
Diethylbenzene isomers | 17150707 | 95412
Dibenz[a,h]anthracene, mixt with dibenz[a,c]anthracene | 17150699 | 95413
Decyne isomers | 17150681 | 95414
Chrysene, 5(and 6)-methyl- | 17150673 | 95415
C4-Benzene | 17150665 | 95416
Hydroperoxide, (4aR,14aR)-tetradecahydro-14aH-cyclododeca[b]pyran-14a-yl, rel- | 1714039 | 95417
1,3-Dioxane, 4,4-dimethyl-2,6-diphenyl- | 1714038 | 95418
Dodecanedioic acid, 1,12-dimethyl ester | 1714037 | 95419
3-Cyclopentene-1-butanal, .alpha.,2,2,3-tetramethyl-.gamma.-methylene- | 1714036 | 95420
1,3-Undecadien-5-yne | 1714035 | 95421
7-Oxa-1-thia-4-azaspiro[4.4]nonane, 6-methyl- | 1714034 | 95422
3-Hexenoic acid, 4-methyl-6-(2,6,6-trimethyl-1-cyclohexen-1-yl)-, methyl ester | 1714033 | 95423
Propanedioic acid, 2-[2-methyl-4-(2,6,6-trimethyl-1-cyclohexen-1-yl)butylidene]-, 1,3-dimethyl ester | 1714032 | 95424
1-Penten-3-one, 1-(4-chlorophenyl)-4,4-dimethyl- | 1714030 | 95425
Oxetane, 3-methyl-3-[(2,2,2-trifluoroethoxy)methyl]- | 1714029 | 95426
2H-Pyran, tetrahydro-4-methyl-2-phenyl-, (2R,4R)-rel- | 1714028 | 95427
2H-Pyran, tetrahydro-4-methyl-2-phenyl-, (2R,4S)-rel- | 1714027 | 95428
2-Propenoic acid, 2-methyl-, polymer with ethenylbenzene, 2-ethylhexyl 2-propenoate, 1,1'-(1,6-hexanediyl) di-2-propenoate and methyl 2-methyl-2-propenoate | 1714026 | 95429
Benzoic acid, 2-[(1-hydroxy-3-phenylbutyl)amino]-, methyl ester | 1714025 | 95430
1-Propanol, 2-[1-(3,3-dimethylcyclohexyl)ethoxy]-2-methyl-, 1-propanoate | 1714024 | 95431
Phosphoric acid, yttrium(3+) salt (1:1) | 1714023 | 95432
Potassium zinc fluoride (KZnF3) | 1714022 | 95433
2-Naphthalenecarboxaldehyde, 5,6,7,8-tetrahydro-3,5,5,6,7,8,8-heptamethyl-, (6R,7R)-rel- | 1714020 | 95434
Phenol, 4,4'-(1-methylethylidene)bis-, polymer with 2-(chloromethyl)oxirane and N1,N1-diethyl-1,3-propanediamine | 1714019 | 95435
Poly(oxy-1,2-ethanediyl), .alpha.-(2-methyl-1-oxo-2-propen-1-yl)-.omega.-(2-propen-1-yloxy)- | 1714018 | 95436
2-Propenoic acid, 2-methyl-, (dimethoxymethylsilyl)methyl ester | 1714017 | 95437
Propanol, [(1-methyl-1,2-ethanediyl)bis(oxy)]bis-, polymer with 1,1'-methylenebis[isocyanatobenzene] and 2-methyloxirane polymer with oxirane ether with 1,2,3-propanetriol (3:1) | 1714016 | 95438
Benzene, (3-methoxy-2-methylpropyl)- | 1714015 | 95439
2-Imidazolidinone, 4,5-dihydroxy-1,3-bis(1-hydroxy-2,2-dimethoxyethyl)- | 1714014 | 95440
2-Propenethioic acid, 2-methyl-, S1,S1'-(thiodi-2,1-ethanediyl) ester | 1714013 | 95441
2-Propenoic acid, 2-methyl-, 3-hydroxytricyclo[3.3.1.13,7]dec-1-yl ester | 1714012 | 95442
Oxacyclohexadec-13-en-2-one, (13Z)- | 1714011 | 95443
Oxacyclohexadec-12-en-2-one, (12E)- | 1714010 | 95444
Oxacyclohexadec-12-en-2-one, (12Z)- | 1714009 | 95445
4-Penten-2-ol, 3,3-dimethyl-5-(2,2,3-trimethyl-3-cyclopenten-1-yl)- | 1714008 | 95446
2-Propenoic acid, 1,1'-(1,9-nonanediyl) ester | 1714007 | 95447
Cyclohexanepropanol, .alpha.-methyl- | 1714006 | 95448
3-Cyclopentene-1-butanol, .beta.,2,2,3-tetramethyl-.delta.-methylene- | 1714005 | 95449
Tellurium, tetrakis[N,N-bis(2-methylpropyl)carbamodithioato-.kappa.S,.kappa.S']- | 1714004 | 95450
1-Tetradecene, polymer with 1-dodecene and 4-methyl-1-pentene | 1714003 | 95451
1-Naphthalenol, 1,2,3,4,4a,5,8,8a-octahydro-2,2,6,8-tetramethyl- | 1714002 | 95452
Propanoic acid, 2-hydroxy-, (2R)- | 1714001 | 95453
Heavy metals | 17135716 | 95454
Hazardous waste | 17135708 | 95455
Furniture stripping solvents | 17135690 | 95456
Freon compounds | 17135682 | 95457
Dithiocarbamates | 17135674 | 95458
Cyclohexanone (waste solvents) | 17135666 | 95459
Corrosives | 17135658 | 95460
Corrosive waste (solid) | 17135641 | 95461
Corrosive waste (sludge) | 17135633 | 95462
Corrosive waste (liquid) | 17135625 | 95463
Copper concentrate | 17135617 | 95464
Contaminated water ( ground & surface) | 17135609 | 95465
Contaminated wastewater | 17135591 | 95466
Contaminated soil | 17135583 | 95467
Contaminated sediment | 17135575 | 95468
Contaminated landfill waste | 17135567 | 95469
Contaminated groundwater | 17135559 | 95470
Benzoic acid, 4-chloro-3,5-dinitro- | 30478 | 95471
Ethanone, 1-(2-hydroxyphenyl)- | 30452 | 95472
2,6-Octadienoic acid, 3,7-dimethyl-, methyl ester, (2E)- | 80424 | 95473
Benzoic acid, 2-methyl- | 30429 | 95474
Benzenesulfonic acid, 5-amino-2-methyl- | 30403 | 95475
L-Glutamic acid, N-acetyl- | 80390 | 95476
L-Leucine, N-acetyl- | 80374 | 95477
Phenol, 4,4'-methylenebis[2,6-bis(1,1-dimethylethyl)- | 30387 | 95478
Ethene, 1,1,2-trifluoro-2-(trifluoromethoxy)- | 80341 | 95479
Benzene, 1,2,3,4,5,6-hexachloro- | 30346 | 95480
Propanamide, N,N-dibutyl- | 80309 | 95481
Benzene, 1,3-dichloro-2-methyl- | 30312 | 95482
Benzoic acid, 2-hydroxy-, ethyl ester | 30296 | 95483
Stannane, dibutylbis(dodecylthio)- | 80267 | 95484
Benzoic acid, 2-hydroxy-, 3,3,5-trimethylcyclohexyl ester | 30262 | 95485
1,3-Propanediol, 2-amino-2-(hydroxymethyl)-, hydrochloride (1:1) | 80226 | 95486
2-Naphthalenesulfonic acid, 4-hydroxy-7-[(4-methoxyphenyl)amino]- | 30239 | 95487
2H-3,1-Benzoxazine-2,4(1H)-dione | 30213 | 95488
2-Naphthalenol, 8-amino- | 30197 | 95489
Germane, trichloro- | 80192 | 95490
Silane, dimethoxy(1-methylethoxy)(2-methylpropyl)- | 620898 | 95491
1,3-Naphthalenedisulfonic acid, 6-amino- | 30163 | 95492
1-Naphthalenemethanamine | 30148 | 95493
Cholest-5-en-3-ol (3.beta.)-, 3-decanoate | 80143 | 95494
Cholest-5-en-3-ol (3.beta.)-, 3-(4-methylbenzenesulfonate) | 80127 | 95495
Benzoic acid, 2,2'-[[2,4(3,5 or 4,6)-dihydroxyphenylene]bis(2,1-diazenediyl)]bis-, 1,1'-bis[2-(dimethylamino)ethyl] ester, hydrochloride (1:2) | 620815 | 95496
11H,13H-Oxireno[d]pyrano[4',3':3,3a]isobenzofuro[5,4-f][2]benzopyran-4,6,13(2H,5aH)-trione, 8-(3-furanyl)decahydro-2,2,4a,8a-tetramethyl-, (2aR,4aR,4bR,5aS,8S,8aS,10aR,10bR,14aS)- | 1714435 | 95497
1,5-Naphthalenedisulfonic acid, 3-[2-[2-(acetylamino)-4-aminophenyl]diazenyl]- | 29983 | 95498
Stannane, chlorotris(2-methyl-2-phenylpropyl)- | 80101 | 95499
1,2-Benzenedicarboxylic acid, 1,2-bis(2-butoxyethyl) ester | 29959 | 95500
1,2-Benzenedicarboxylic acid, 1,2-bis(2-ethylhexyl) ester | 29934 | 95501
1-Heptanesulfonic acid, 1,1,2,2,3,3,4,4,5,5,6,6,7,7,7-pentadecafluoro-, lithium salt (1:1) | 620724 | 95502
[1,1'-Biphenyl]-2,5-diol, 2'-chloro- | 29900 | 95503
Benzoic acid, 2-[(3,5-dibromo-4-hydroxyphenyl)(3,5-dibromo-4-oxo-2,5-cyclohexadien-1-ylidene)methyl]-, ethyl ester | 80085 | 95504
[1,1'-Biphenyl]-2,2'-disulfonic acid, 4,4'-diamino- | 29876 | 95505
4-Quinolinecarboxylic acid, 3-hydroxy-2-methyl- | 29850 | 95506
Silicic acid (H4SiO4), tetraphenyl ester | 80069 | 95507
2,7-Naphthalenedisulfonic acid, 4-(benzoylamino)-5-hydroxy- | 29835 | 95508
1,6-Naphthalenedisulfonic acid, 8-hydroxy- | 29819 | 95509
4H-1-Benzopyran-4-one, 2-(3,4-dihydroxyphenyl)-3,5,7-trihydroxy- | 29793 | 95510
1,3-Naphthalenedisulfonic acid, 7-hydroxy-8-[2-[4'-[2-(4-hydroxyphenyl)diazenyl][1,1'-biphenyl]-4-yl]diazenyl]- | 29777 | 95511
Benzene, 1,1'-(2-nitrobutylidene)bis[4-chloro- | 960963 | 95512
Adenosine 5'-(trihydrogen diphosphate), sodium salt (1:1) | 80044 | 95513
3H-Pyrazol-3-one, 2-(2-chloro-6-methylphenyl)-2,4-dihydro-5-methyl- | 29751 | 95514
Benzoic acid, 4,4'-[2,2,2-trifluoro-1-(trifluoromethyl)ethylidene]bis- | 80028 | 95515
1,5-Anthracenedisulfonic acid, 9,10-dihydro-9,10-dioxo- | 29728 | 95516
9,10-Anthracenedione, 1-amino-5-chloro- | 29702 | 95517
Vinyl acetate, mixt. with butyl acrylate | 17161159 | 95518
Acetone, mixt. with cyclohexane and isopropanol | 17161142 | 95519
Urea, mixt. with ammonium nitrate and ammonia | 17161134 | 95520
Trinitrotoluene, mixt. with trinitrobenzene or hexanitrostilbene | 17161126 | 95521
Boric acid (H3BO3), trimethyl ester, mixt. with methanol | 17161118 | 95522
1,2-Ethanediamine, N,N'-bis(2-aminoethyl)-, mixt. with 1-butanol | 17161100 | 95523
1,2-Ethanediamine, N,N'-bis(2-aminoethyl)-, mixt. with ethanol | 17161092 | 95524
1,2-Ethanediamine, N,N'-bis(2-aminoethyl)-, mixt. with N-(2-aminoethyl)-1,2-ethanediamine | 17161084 | 95525
1,3-Propanediamine, N-(3-(tridecyloxy)propyl)- mixt. with .alpha.-(2-Aminomethylethyl)-.omega.-(2-aminomethylethoxy)poly[oxy(methyl-1,2-ethanediyl)] | 17161076 | 95526
Trichlorofluoromethane, mixt. with nitrogen | 17161068 | 95527
Toluene, mixt. with xylene and petroleum naphtha | 17161050 | 95528
Toluene, mixt. with methanol | 17161043 | 95529
Toluene, mixt. with isopropanol, amines or polyamines | 17161035 | 95530
Titanium tetrachloride, complex with magnesium chloride and isopentane | 17161027 | 95531
Titanium tetrachloride, complex with magnesium chloride | 17161019 | 95532
Titanium tetrachloride, mixt. with hexane | 17161001 | 95533
Titanium tetrachloride, mixt. with vanadium oxytrichloride | 17160995 | 95534
Tar, liquid | 17160987 | 95535
Sulfates, ethyl-, mixed | 17160979 | 95536
Styrene, mixt. with ethylbenzene | 17160961 | 95537
Styrene, mixt. with toluene, ethylbenzene, and xylene | 17160953 | 95538
Sodium nitrite, mixt. with potassium nitrate | 17160946 | 95539
Methanol, sodium salt, mixt. with ethanol | 17160938 | 95540
Sodium hydroxide, mixt. with petroleum distillates and cresols | 17160920 | 95541
Sodium hydroxide, mixt. with cresol and xylenol | 17160912 | 95542
Sodium hydroxide, mixt. with sodium sulfide | 17160904 | 95543
2-Butanol, mixt. with 4-methyl-2-pentanol | 17160896 | 95544
1,4-Dioxane, mixt. with ethylene glycol | 17160888 | 95545
Lead arsenates | 17160870 | 95546
Potassium nitrate, mixt. with sodium nitrite | 17160862 | 95547
Potassium nitrate, mixt. with sodium nitrate | 17160854 | 95548
Phosphoric acid, mixt. with hydrochloric acid | 17160847 | 95549
Phenol, mixt. with formaldehyde | 17160839 | 95550
Petroleum naphtha, mixt. with xylene | 17160821 | 95551
Petroleum naphtha, mixt. with toluene | 17160813 | 95552
Petroleum naphtha, mixt. with sec-butanol | 17160805 | 95553
1,2-Diaminocyclohexane, mixt. with isophorone diamine, amines or polyamines | 17160797 | 95554
Petroleum naphtha, mixt. with n-butanol | 17160789 | 95555
Petroleum naphtha, mixt. with isopropanol | 17160771 | 95556
Petroleum naphtha, mixt. with isoprene | 17160763 | 95557
Petroleum naphtha, mixt. with isooctyl alcohol | 17160755 | 95558
Perchloroethylene, mixt. with trichloroethane | 17160748 | 95559
Pentafluoroethane, mixt. with tetrafluoroethane | 17160730 | 95560
1-Octanol, mixt. with 1-hexanol | 17160722 | 95561
1-Octanol, mixt. with 1-decanol | 17160714 | 95562
1-Decanol, mixt. with 1-undecanol | 17160706 | 95563
1,1,2,2-Tetrachloroethane, mixt. with 1,1,2-trichloroethane, pentachloroethane and hexachloroethane | 17160698 | 95564
Nitric oxide, mixt. with nitrogen tetroxide | 17160680 | 95565
Nickel sulfate, mixt. with copper | 17160672 | 95566
Naphtha, mixt. with xylene | 17160664 | 95567
n-Heptane, mixt. with diisobutylene | 17160656 | 95568
1-Butanol, mixt. with 2-butoxyethanol | 17160649 | 95569
N,N-Dimethylformamide, mixt. with toluene | 17160631 | 95570
1,1,2-Trichloroethane, mixt. with tetrachloroethylene and dichloroethyl ether | 17160623 | 95571
Morpholine, mixt. with sodium hydroxide | 17160615 | 95572
Methanol, mixt. with 2-propanone | 17160607 | 95573
Methylene chloride, mixt. with chloroform | 17160599 | 95574
Methylchlorosilane, mixt. with dimethylchlorosilane | 17160581 | 95575
Methyl isobutyl ketone, mixt. with xylene | 17160573 | 95576
Methyl isobutyl carbinol, mixt. with isopropanol | 17160565 | 95577
Methyl ethyl ketone mixt. with xylene | 17160557 | 95578
Methyl ethyl ketone, mixt. with toluene and xylene | 17160540 | 95579
Methyl ethyl ketone, mixt. with toluene | 17160532 | 95580
Methyl ethyl ketone, mixt. with methyl isobutyl ketone and heptane | 17160524 | 95581
Methyl ethyl ketone, mixt. with methyl isobutyl ketone | 17160516 | 95582
Methyl ethyl ketone, mixt. with acetone | 17160508 | 95583
Methyl ethyl ketone, mixt. with 2-ethoxyethanol | 17160490 | 95584
Methyl chloroform, mixt. with 1,1,2-trichloro-1,2,2-trifluoroethane | 17160482 | 95585
Methyl chloride, mixt. with methylene chloride | 17160474 | 95586
Acetic acid, methyl ester, mixt. with methanol | 17160466 | 95587
Methanol, mixt. with dimethylbenzene and organic amines | 17160458 | 95588
Methanol, mixt. with dimethylbenzene and octyl nitrate | 17160441 | 95589
Methanol, mixt. with dimethylbenzene and 2-(1,1-dimethylethyl)-4,6-dimethylphenol | 17160433 | 95590
1,1,2-Trichloroethane, mixt. with ethylene dichloride | 17160425 | 95591
Methanol, mixt. with methyl octanoate | 17160417 | 95592
Methanol, mixt. with 1-hexanol and alcohols | 17160409 | 95593
Lead, mixt. with benzene | 17160391 | 95594
Asparaginase, mixture with glycerol | 17160383 | 95595
Kerosene, mixt. with isopropanol | 17160375 | 95596
Isopropropanol, mixt. with triethylenetetramine, amines, or polyamines | 17160367 | 95597
Isopropanol, mixt. with methanol | 17160359 | 95598
Isopropanol, mixt. with methyl ethyl ketone | 17160342 | 95599
Isopropanol, mixt. with toluene | 17160334 | 95600
1-Undecene, mixt. with 1-dodecene | 17160326 | 95601
Isopropanol, mixt. with butanol | 17160318 | 95602
Isoprene, mixt. with pentene | 17160300 | 95603
Hydrofluoric acid, mixt. with antimony pentafluoride | 17160292 | 95604
1-Hexanol, mixt. with 1-decanol and 1-octanol | 17160284 | 95605
Hexanoic acid, mixt. with octanoic acid | 17160276 | 95606
1-Octene, mixt. with 1-decene | 17160268 | 95607
Hexane, mixt. with vanadium oxytrichloride | 17160250 | 95608
Hexane, mixt. with toluene | 17160243 | 95609
Hexane, mixt. with tetraisopropyl titanate | 17160235 | 95610
Hexadecamine, mixt. with 2-propanol | 17160227 | 95611
Helium, mixt. with isobutane | 17160219 | 95612
1-Octene, mixt. with 1-decene, and 1-nonene | 17160201 | 95613
Helium, mixt. with butane | 17160193 | 95614
Geraniol, mixt. with nerol | 17160185 | 95615
1,2-Ethylenediamine, mixt. with 1-ethoxy-2-propanol | 17160177 | 95616
1,2-Ethanediamine, mixt. with 4-methyl-2-pentanone | 17160169 | 95617
Oxirane, mixt. with nitrogen | 17160151 | 95618
Oxirane, mixt. with tetrafluoroethane | 17160144 | 95619
C29-20S-5.alpha.(H),14.alpha.(H),17.alpha.(H)-Stigmastane | 17150657 | 95620
C29-20R-5.alpha.(H),14.beta.(H),17.beta.(H)-Stigmastane | 17150640 | 95621
C29-20R-13.alpha.(H),17.beta.(H)-Diasterane | 17150632 | 95622
C28-20S-5.alpha.(H),14.alpha.(H),17.alpha.(H)-Ergostane | 17150624 | 95623
C28-20S-13.beta.(H),17.alpha.(H)-Diasterane | 17150616 | 95624
C28-20-R5.alpha.(H),14.alpha.(H),17.alpha.(H)-Ergostane | 17150608 | 95625
C28 Tetracyclic terpane | 17150590 | 95626
C27-20S-5.alpha.(H),14.beta.(H),17.beta.(H)-Cholestane | 17150582 | 95627
C27-20S-5.alpha.(H),14.alpha.(H)-Cholestane | 17150574 | 95628
C27-20S-13.beta.(H),17.alpha.(H)-Diasterane | 17150566 | 95629
C27-20S-13.alpha.(H),17.beta.(H)-Diasterane | 17150558 | 95630
C27-20R-5.alpha.(H),14.beta.(H),17.beta.(H)-Cholestane | 17150541 | 95631
C27-20R-5.alpha.(H),14.alpha.(H),17.alpha.(H)-Cholestane | 17150533 | 95632
C27-20R-13.beta.(H),17.beta.(H)-Diasterane | 17150525 | 95633
C27-20R-13.alpha.(H),17.beta.(H)-Diasterane | 17150517 | 95634
C27 Tetracyclic terpane | 17150509 | 95635
Benzo[b}fluoranthene, mixt with benzo[j]fluoranthene and benzo[k]fluoranthene | 17150491 | 95636
Benzene, C12-dialkyl- derivs. | 17150483 | 95637
Benzene, C11-dialkyl- derivs. | 17150475 | 95638
Benzene, 1-methyl-4-propyl-, mixt with 1,4-diethylbenzene | 17150467 | 95639
Benzene, 1,4-diethyl-, mixt with n-butylbenzene | 17150459 | 95640
Benzaldehyde, m(and p)-methyl- | 17150442 | 95641
Benz(a)anthracene, nitro- | 17150434 | 95642
Aromatics, C9 | 17150426 | 95643
Aromatics, C12 | 17150418 | 95644
Aromatics, C11 | 17150400 | 95645
Aromatics, C10 | 17150392 | 95646
Anteisotriacontane | 17150384 | 95647
Anteisodotriacontane | 17150376 | 95648
Amines | 17150368 | 95649
Alkenes, C12 internal- | 17150350 | 95650
Alkenes, C11 internal- | 17150343 | 95651
Alkenes, C10 internal- | 17150335 | 95652
Alcohols | 17150327 | 95653
Abieta-6,8,11,13,15-pentaen-18-oic acid | 17150319 | 95654
8.beta.,13.alpha.-Dimethyl-14.beta.-Butylpodocarpane | 17150301 | 95655
8.beta.,13.alpha.-Dimethyl-14.beta.-(3-methylbutyl)podocarpane | 17150293 | 95656
22S-17.beta.(H),21.beta.(H)-Hopane | 17150285 | 95657
22S-17.alpha.(H),21.beta.(H)-30-Homohopane | 17150277 | 95658
22S-17.alpha.(H),21.beta.(H)-30,31-Bishomohopane | 17150269 | 95659
22S-17.alpha.(H),21.beta.(H)-30,31,32-Trisomohopane | 17150251 | 95660
22R-17.alpha.(H),21.beta.(H)-30-Homohopane | 17150244 | 95661
22R-17.alpha.(H),21.beta.(H)-30,31-Bishomohopane | 17150236 | 95662
22R-17.alpha.(H),21.beta.(H)-30,31,32-Trishomohopane | 17150228 | 95663
22R&S-17.alpha.(H),21.beta.(H)-30-Homohopane | 17150210 | 95664
22R&S-17.alpha.(H),21.beta.(H)-30-Bishomohopane | 17150202 | 95665
20R-5.alpha.(H),14.beta.(H),17.beta.(H)-Cholestane | 17150194 | 95666
20R&S-5.alpha.(H),14.beta.(H),17.beta.(H)-Sitostane | 17150186 | 95667
20R&S-5.alpha.(H),14.beta.(H),17.beta.(H)-Ergostane | 17150178 | 95668
18,19-Dinorcholestane, 5,14-dimethyl-, (5.beta.,8.alpha.,9.beta.,10.alpha.,14.beta.,20R)- | 17150160 | 95669
Cyclohexane, 2-ethyl-1,1,3-trimethyl- | 17150152 | 95670
Perfluorocarbons | 17150145 | 95671
Cyclohexane, ethylpropyl- | 17150137 | 95672
Octane, ethyl- | 17150129 | 95673
Pentene, 3-ethyl- | 17150111 | 95674
Stigmastane, 28-methyl-, (5.alpha.)- | 17150103 | 95675
Phenol, 2,6-dimethoxy(2-propenyl)- | 17150095 | 95676
A'-Neo-28,30-dinorgammacerane, 17-methyl-, (17.alpha.)- | 17150087 | 95677
Pentadecenal | 17150079 | 95678
Benzenediol, ethenyl- | 17150061 | 95679
Octane, trimethyl- | 17150053 | 95680
Hexene, trimethyl- | 17150046 | 95681
Hydrocarbons, C13 | 17150038 | 95682
Hydrocarbons, C11 | 17150020 | 95683
Hydrocarbons, C9 | 17150012 | 95684
Hydrocarbons, C7 | 17150004 | 95685
Isohentriacontane | 17149998 | 95686
A'-Neo-25,28,30-trinorgammacerane, (17.alpha.,21.beta.)- | 17149980 | 95687
Cyclohexane, dimethyl(methylpropyl)- | 17149972 | 95688
2-Propenal, 3-(4-hydroxy-3,5-dimethoxyphenyl)- | 17149964 | 95689
Cyclopentenone, trimethyl- | 17149956 | 95690
1-Phenanthrenecarboxylic acid, 1,2,3,4,4a,9,10,10a-octahydro-1,4a-dimethyl-7-(1-methylethenyl)-, (1R,4aS,10aR)- | 17149949 | 95691
Cyclohexane, methylpentyl- | 17149931 | 95692
Cyclohexane, diethylmethyl- | 17149923 | 95693
Dodecenal | 17149915 | 95694
Benzenediol, methyl- | 17149907 | 95695
Hexane, ethylmethyl- | 17149899 | 95696
Decene, methyl- | 17149881 | 95697
Nonadiene | 17149873 | 95698
Benzo[a]pyrene, nitro- | 17149865 | 95699
Cholestane, (5.alpha.,14.beta.,20S)- | 17149857 | 95700
1-Butanone, 1-(4-hydroxy-3,5-dimethoxyphenyl)- | 17149840 | 95701
Cyclopentane, tetramethyl- | 17149832 | 95702
A'-Neo-30-norgammacerane, 22-butyl-, (17.alpha.,22S)- | 17149824 | 95703
A'-Neo-28,30-dinorgammacerane, (17.alpha.)- | 17149816 | 95704
A'-Neo-22,29,30-trinorgammacer-17(21)-ene | 17149808 | 95705
20,29,30-Trinorlup-13(18)-ene, (17.alpha.)- | 17149790 | 95706
Octane, dimethyl- | 17149782 | 95707
Dibenz[a,h]anthracene, 7-nitro- | 17149774 | 95708
Benzo[a]pyrene, 6-nitro- | 17149766 | 95709
Pyrene, nitro- | 17149758 | 95710
Nonane, 5-(1-methylethyl)- | 17149741 | 95711
Contaminated debris | 17135542 | 95712
Chrome waste | 17135534 | 95713
Caustic salts | 17135526 | 95714
Brine | 17135518 | 95715
Bardac | 17135500 | 95716
Automotive runoff | 17135492 | 95717
Asphaltic oil | 17135484 | 95718
Arsenic contaminated oil | 17135476 | 95719
Algae-Tron | 17135468 | 95720
Aircraft stripping waste | 17135450 | 95721
Actisalt #6 | 17135443 | 95722
Asphalt, cutback | 17135435 | 95723
1H-Imidazole-4-carboxaldehyde, 2-butyl-5-chloro- | 17135427 | 95724
Alfol | 17135419 | 95725
Carbamodithioic acid, 1,2-ethanediyl ester | 17135401 | 95726
Permanganic acid (HMnO4), zinc salt | 17135393 | 95727
Sodium hydroxide (Na(OH)), tetrahydrate | 17135385 | 95728
Antimonate(1-), hexafluoro-, (OC-6-11)- | 17135377 | 95729
Sulfuric acid, magnesium potassium salt (3:2:2) | 17135369 | 95730
Sulfur oxide | 17135351 | 95731
Benzene, 1,2,4-triethyl- | 17135302 | 95732
Benzamide, N-[(2-amino-6-methyl-3-pyridinyl)methyl]-3,4,5-trimethoxy- | 17135344 | 95733
Thiourea, S,S-dioxide | 17135336 | 95734
Hydroxyl | 17135328 | 95735
Diphosphoric acid | 17135310 | 95736
Ignitables (TPH) | 17135724 | 95737
Unregistered pesticide | 17136094 | 95738
Treating solution (diesel) | 17136086 | 95739
Tce contaminated groundwater | 17136078 | 95740
Synthetic organic chemicals | 17136060 | 95741
Sulfides | 17136052 | 95742
Strychnine compounds | 17136045 | 95743
Storm water | 17136037 | 95744
Spilled catalyst | 17136029 | 95745
Spent stripper wastewater (metals) | 17136011 | 95746
Spent nitric acid wastewater | 17136003 | 95747
Spent HCL wastewater | 17135997 | 95748
Solvents | 17135989 | 95749
Sodium polyborate | 17135971 | 95750
Septage (domestic) | 17135963 | 95751
Semi-volatile organic compounds | 17135955 | 95752
Semi-volatile inorganic compounds | 17135948 | 95753
Salt water | 17135930 | 95754
Restricted use pesticide | 17135922 | 95755
Registered use pesticide | 17135914 | 95756
9,10-Anthracenedione, 1-amino-2-chloro- | 29678 | 95757
9,10-Anthracenedione, 1,5-bis[(9,10-dihydro-9,10-dioxo-1-anthracenyl)amino]- | 29645 | 95758
[3,3'-Bi-7H-benz[de]anthracene]-7,7'-dione | 29637 | 95759
9,10-Anthracenedione, 1-amino-4-hydroxy- | 29611 | 95760
2-Anthracenesulfonic acid, 1-amino-4-bromo-9,10-dihydro-9,10-dioxo- | 29595 | 95761
9,10-Anthracenedione, 1,4-bis[(9,10-dihydro-9,10-dioxo-1-anthracenyl)amino]- | 29579 | 95762
9,10-Anthracenedione, 1,4-bis[(2,4,6-triethylphenyl)amino]- | 29553 | 95763
Anthra[9,1,2-cde]benzo[rst]pentaphene-5,10-dione | 29546 | 95764
2-Naphthalenesulfonamide, 4-hydroxy- | 29520 | 95765
1H,12H-Furo[3',2':4,5]furo[2,3-h]pyrano[3,4-c][1]benzopyran-1,12-dione, 3,4,7a,10a-tetrahydro-5-methoxy-, (7aR,10aS)- | 1714432 | 95766
Butanoic acid, 2-methyl- | 29496 | 95767
Benzenesulfonamide, 2-amino-N-ethyl-5-nitro-N-phenyl- | 29470 | 95768
Methanaminium, N,N,N-trimethyl-, 6-amino-4-hydroxy-3-[2-[7-sulfo-4-[2-(4-sulfophenyl)diazenyl]-1-naphthalenyl]diazenyl]-2,7-naphthalenedisulfonate (4:1) | 620260 | 95769
Benzene, 1,1'-oxybis[2,3,4,5,6-pentabromo- | 79996 | 95770
1-Phenanthrenecarboxylic acid, 1,2,3,4,4a,4b,5,6,7,9,10,10a-dodecahydro-1,4a-dimethyl-7-(1-methylethyl)-, 1,1'-(oxydi-2,1-ethanediyl) ester, (1R,1'R,4aS,4'aS,4bS,4'bS,7S,7'S,10aR,10'aR)- | 29439 | 95771
2-Propanone, 1,1,1,3,3,3-hexachloro- | 29413 | 95772
1,2-Benzenediol, 4,4'-(1,1-dioxido-3H-2,1-benzoxathiol-3-ylidene)bis- | 29181 | 95773
Phenol, 4,4'-(1,1-dioxido-3H-2,1-benzoxathiol-3-ylidene)bis[2,6-dibromo- | 29165 | 95774
Acetic acid, 2-thiocyanato-, (1R,2R,4R)-1,7,7-trimethylbicyclo[2.2.1]hept-2-yl ester, rel- | 29140 | 95775
4,7-Methanoisobenzofuran-1,3-dione, 4,5,6,7,8,8-hexachloro-3a,4,7,7a-tetrahydro- | 29116 | 95776
Cyclobutane, 1,1,2,2,3,3,4,4-octafluoro- | 29090 | 95777
Ethanol, 2,2,2-trichloro- | 29066 | 95778
Acetaldehyde, 2,2,2-tribromo- | 29033 | 95779
L-Serine, diazoacetate (ester) | 28993 | 95780
Benzenaminium, 3-[[(dimethylamino)carbonyl]oxy]-N,N,N-trimethyl-, bromide | 28969 | 95781
2,7-Naphthalenedisulfonic acid, 5-[[4-fluoro-6-(4-morpholinyl)-1,3,5-triazin-2-yl]amino]-4-hydroxy-3-[2-(1-sulfo-2-naphthalenyl)diazenyl]-, potassium sodium salt (1:?:?) | 619114 | 95782
Spiro[2H-indole-2,3'-[3H]naphth[2,1-b][1,4]oxazine], 6'-(2,3-dihydro-1H-indol-1-yl)-1,3-dihydro-1,3,3-trimethyl- | 619098 | 95783
Benzeneacetic acid, .alpha.-(hydroxymethyl)-, (1.alpha.,2.beta.,4.beta.,5.alpha.,7.beta.)-9-methyl-3-oxa-9-azatricyclo[3.3.1.02,4]non-7-yl ester, hydrobromide (1:1), (.alpha.S)- | 28936 | 95784
Butanoic acid, 3-oxo-, 5-methyl-2-(1-methylethyl)cyclohexyl ester | 79822 | 95785
Phenol, 2-(1-methylethoxy)-, methylcarbamate | 28928 | 95786
Benzoic acid, 4-(hexyloxy)- | 79806 | 95787
1,3-Benzenediol, 4-[2-(2-pyridinyl)diazenyl]- | 79772 | 95788
4-Thia-1-azabicyclo[3.2.0]heptane-2-carboxylic acid, 3,3-dimethyl-7-oxo-6-[(2-phenylacetyl)amino]- (2S,5R,6R)-, potassium salt (1:1) | 28902 | 95789
Glycine, N-[(phenylmethoxy)carbonyl]- | 79749 | 95790
2-Propen-1-one, 1-(1H-imidazol-1-yl)-3-phenyl-, (2E)- | 79723 | 95791
4-Isoxazolecarboxylic acid, 5-methyl-3-phenyl- | 79699 | 95792
1,3,2-Dioxaborolane, 2,2'-[1,2-ethanediylbis(oxy)]bis- | 79673 | 95793
5H-Dibenz[b,f]azepine-5-propanamine, 10,11-dihydro-N,N-dimethyl-, hydrochloride (1:1) | 28886 | 95794
[1,1'-Biphenyl]-4-ol, 3-amino- | 79640 | 95795
Pyridine, 2,3,4,5-tetrachloro-6-(trichloromethyl)- | 79616 | 95796
Propanoic acid, 2-oxo-, sodium salt (1:1) | 28860 | 95797
Benzoic acid, 3,5-dimethoxy- | 79582 | 95798
Pyridine, 4-phenyl-, 1-oxide | 79566 | 95799
1H-Pyrazol-5-amine, 3-methyl-1-phenyl- | 79533 | 95800
Benzamide, N-[[[4-[[[[(4-chlorophenyl)cyclopropylmethylene]amino]oxy]methyl]phenyl]amino]carbonyl]-2,6-difluoro- | 17131152 | 95801
Octadecane, 1-isocyanato- | 28837 | 95802
1-Dodecene, mixt. with 1-tetradecene | 17160136 | 95803
Oxirane, mixt. with propylene oxide | 17160128 | 95804
Oxirane, mixt. with pentafluoroethane | 17160110 | 95805
Ethyl chloride, mixt. with vinyl chloride, ethylene dichloride and chloroform | 17160102 | 95806
Ethyl benzene, mixt. with 4,6-dinitro-o-cresol | 17160094 | 95807
Ethanol, mixt. with 2-ethoxy-2-methylpropane | 17160086 | 95808
Ethanol, mixt. with tetraethyl silicate (H4SiO4) | 17160078 | 95809
Ethyl acrylate, mixt. with butyl acrylate | 17160060 | 95810
Ethane, mixt. with propane | 17160052 | 95811
1-Dodecene, mixt. with 1-tetradecene and 1-hexadecene | 17160045 | 95812
Decanol | 17160037 | 95813
Marble | 17160029 | 95814
Acetic acid, isoheptyl ester | 17160011 | 95815
Carbon monoxide, mixt. with hydrogen | 17160003 | 95816
Sulfuric acid, iron(3+) salt (3:2), pentahydrate | 17159997 | 95817
Amsco solvent F | 17159989 | 95818
Methane, mixt. with hydrogen | 17159971 | 95819
Nitric acid, didymium salt | 17159963 | 95820
Air | 17159955 | 95821
Methanol, mixt. with dimethylbenzene | 17159948 | 95822
Nitric acid, mixt. with phosphoric acid | 17159930 | 95823
Alkanes, C22-26, chloro | 17159922 | 95824
Tar, brown-coal | 17159914 | 95825
Guanidine, nitro-, mononitrate | 17159906 | 95826
Acetaldehyde, bromochloro- | 17159898 | 95827
Oxamyl (starch derivative) | 17159880 | 95828
Benzenamine, N-ethyl-2-methyl-4-nitro- | 17159872 | 95829
Benzenamine, ar-fluoro- | 17159864 | 95830
Hydroperoxide, (1R,2S,5S)-2,6,6-trimethylbicyclo[3.1.1]hept-2-yl, rel- | 17159856 | 95831
Carbonochloridic acid, cyclobutyl ester | 17159849 | 95832
Cyclopentaphenanthrene | 17159831 | 95833
Propanethiol | 17159823 | 95834
1,3,5,7-Tetrazocine, octahydro-1,3,5,7-tetranitro-, mixt. with aluminum and 2-methyl-1,3,5-trinitrobenzene | 17159815 | 95835
Steel, (JIS DFM) | 17159807 | 95836
3H-Imidazo[4,5-f]quinolin-2-amine, 3,4-dimethyl- | 17159799 | 95837
Arsenic acid (H3AsO4), potassium salt | 17159781 | 95838
1,3-Benzenediamine, 2,4(or 4,6)-diethyl-6(or 2)-methyl- | 17159773 | 95839
Phenol, dinitro-, ion(1-)- | 17159765 | 95840
Zinc fluoride, hydrate | 17159757 | 95841
Lithium ferrosilicon | 17159740 | 95842
Chlorine oxide (ClO2), hydrate | 17159732 | 95843
Nitrogen, mixed with oxygen | 17159724 | 95844
Hydrogen, mixed with nitrogen | 17159716 | 95845
Helium, mixed with oxygen | 17159708 | 95846
Helium, mixed with nitrogen | 17159690 | 95847
Argon, mixed with oxygen | 17159682 | 95848
Argon, mixed with nitrogen | 17159674 | 95849
Argon, mixed with hydrogen | 17159666 | 95850
Argon, mixed with helium | 17159658 | 95851
Triphenylene, 2,3,6,7,10,11-hexabutoxy- | 17159641 | 95852
Carbon dioxide, mixt. with helium and nitrogen | 17159633 | 95853
Hydrofluoric acid, mixt. with sulfuric acid | 17159625 | 95854
Carbonochloridic acid, (1,1-dimethylethyl)cyclohexyl ester | 17159617 | 95855
Selenic acid, copper salt | 17159609 | 95856
Tar, petroleum | 17159591 | 95857
Inosine, 2',3'-dideoxy- | 17159583 | 95858
Ferrocerium | 17159575 | 95859
Isoheptene | 17159567 | 95860
Lithium alloy, nonbase, Li,Si | 17159559 | 95861
Fats and Glyceridic oils, fish, bisulfited | 17159542 | 95862
1,3,5-Triazine, hexahydro-1,3,5-trinitro-, mixt. with aluminum and 2-methyl-1,3,5-trinitrobenzene | 17159534 | 95863
Arsenic bromide | 17159526 | 95864
Iron arsenite oxide (Fe2(AsO3)2O3), pentahydrate | 17159518 | 95865
Nitrous acid, ammonium zinc salt (3:1:1) | 17159500 | 95866
Propanenitrile, 3-(dimethylamino)-, mixt. with 2,2'-oxybis[N,N-dimethylethanamine] | 17159492 | 95867
1,3,5-Triazin-2(1H)-one, 4-amino-3,6-dihydro-1-.beta.-D-ribofuranosyl- | 17159484 | 95868
Benzene, methyl-, monochloro mononitro deriv. | 17159476 | 95869
Benzene, bromonitro- | 17159468 | 95870
Benzenamine, ar-methyl-ar-nitro- | 17159450 | 95871
Iron alloy, base, (Ferrocerium) | 17159443 | 95872
Ethanol, 2-[[2-(2-hydroxyethoxy)-4-nitrophenyl]amino]- | 17159435 | 95873
Diphosphoric acid, compd. with N-butyl-1-butanamine | 17159427 | 95874
Diphosphoric acid, compd. with N-butyl-1-butanamine (1:4) | 17159419 | 95875
Ammonium nitrate phosphate | 17159401 | 95876
1,3,5,7-Tetrazocine, octahydro-1,3,5,7-tetranitro-, mixt. with 2-methyl-1,3,5-trinitrobenzene | 17159393 | 95877
9H-Carbazol-3-amine, 9-ethyl-, hydrochloride | 17159385 | 95878
Imidazo[4,5-d]imidazole-2,5(1H,3H)-dione, tetrahydro-1,4-dinitro- | 17159377 | 95879
Diselenious acid, zinc salt (1:1) | 17159369 | 95880
Benzene, 2-methyl-1,3,5-trinitro-, mixt. with aluminum | 17159351 | 95881
Butyne-1,4-diol | 17159344 | 95882
Carbon dioxide, mixt. with nitrogen oxide (N2O) | 17159336 | 95883
Octane, 6-ethyl-2-methyl- | 17149733 | 95884
Benzene, 1-ethyl-2,3,4-trimethyl- | 17149725 | 95885
Benzonaphthothiophene | 17149717 | 95886
Cyclohexane, 1-ethyl-2,4-dimethyl- | 17149709 | 95887
Cyclohexane, 1,2-diethyl-1-methyl- | 17149691 | 95888
Naphtho[1,2-b]furan-2,8(3H,4H)-dione, 3a,5,5a,9b-tetrahydro-3,5a,9-trimethyl-, monosodium salt, [3S-(3.alpha.,3a.alpha.,5a.beta.,9b.beta.)]- | 17149683 | 95889
18,19-Dinorcholestane, 5,14-dimethyl-, (5.beta.,8.alpha.,9.beta.,10.alpha.,14.beta.)- | 17149675 | 95890
18,19-Dinorcholestane, 5,14-dimethyl-, (5.beta.,8.alpha.,9.beta.,10.alpha.,14.beta.,20S)- | 17149667 | 95891
20,29,30-Trinorlupane, (17.alpha.)- | 17149659 | 95892
Benzene, chloro-1-methyl-4-(1-methylethyl)- | 17149642 | 95893
A'-Neo-30-norgammacerane, (17.alpha.)- | 17149634 | 95894
A'-Neo-22,29,30-trinorgammacerane, (17.alpha.)- | 17149626 | 95895
Cyclohexane, methyl(1-methylethyl)- | 17149618 | 95896
Isononacosane | 17149600 | 95897
Pyridine, phenyl- | 17149592 | 95898
A'-Neo-22,29,30-trinorgammacerane | 17149584 | 95899
Cyclohexane, pentylidene- | 17149576 | 95900
3(2H)-Phenanthrenone, dodecahydro-2,4b,8,8,10a-pentamethyl-, [2R-(2.alpha.,4a.alpha.,4b.beta.,8a.alpha.,10a.beta. | 17149568 | 95901
Decane, dimethyl- | 17149550 | 95902
Isotriacontane | 17149543 | 95903
Cyclohexane, ethyldimethyl- | 17149535 | 95904
Phenol, ethenyl- | 17149527 | 95905
Heptane, dimethyl- | 17149519 | 95906
Naphthalene, dihydro- | 17149501 | 95907
Phenol, ethyl-2-methoxy- | 17149493 | 95908
Benzenemethanol, ar,ar-dimethyl- | 17149485 | 95909
Phenol, 2-methoxymethyl- | 17149477 | 95910
Naphthalene, decahydromethyl- | 17149469 | 95911
Pyridinol | 17149451 | 95912
Cyclohexane, heneicosyl- | 17149444 | 95913
2-Pentene, 4,4-dimethyl- | 17149436 | 95914
Naphthalene, 2-ethyl-1-methyl- | 17149428 | 95915
2-Furancarboxaldehyde, (hydroxymethyl)- | 17149410 | 95916
Ergostane | 17149402 | 95917
Cyclohexane, 1,1,3,4-tetramethyl- | 17149394 | 95918
Heptane, 2,2,5-trimethyl- | 17149386 | 95919
Benz[a]anthracene, 7-nitro- | 17149378 | 95920
Cyclopentane, 1,2,3-trimethyl-, (1.alpha.,2.beta.,3.alpha.)- | 17149360 | 95921
2-Propanone, 1-(4-hydroxy-3,5-dimethoxyphenyl)- | 17149352 | 95922
7-Hexadecene | 17149345 | 95923
1-Phenanthrenecarboxylic acid, 1,2,3,4,4a,9,10,10a-octahydro-1,4a-dimethyl-7-(1-methylethyl)-9-oxo-, (1R,4aS,10aR)- | 17149337 | 95924
Decane, 2,7-dimethyl- | 17149329 | 95925
Decane, 4,5-dimethyl- | 17149311 | 95926
Undecane, 6-methyl- | 17149303 | 95927
Nonane, 3,5-dimethyl- | 17149295 | 95928
Octane, 3-ethyl-3-methyl- | 17149287 | 95929
Nonane, 3-ethyl- | 17149279 | 95930
Benzene, 1,3-dipropyl- | 17149261 | 95931
Naphthalene, 1-ethyl-2-methyl- | 17149253 | 95932
Phenanthrene, 3-nitro- | 17149246 | 95933
1,3-Benzenediol, 4-(2-pyridinylazo)-, monosodium salt, monohydrate | 17149238 | 95934
Cyclohexane, 1-methyl-3-(1-methylethyl)- | 17149220 | 95935
Cyclohexane, 1-methyl-2-(1-methylethyl)- | 17149212 | 95936
Cyclopentane, 1,2,3-trimethyl-, (1.alpha.,2.alpha.,3.beta.)- | 17149204 | 95937
Phenol, 4-ethyl-2,6-dimethoxy- | 17149196 | 95938
A'-Neogammacerane, (17.alpha.)- | 17149188 | 95939
Benz[a]anthracene, 10-nitro- | 17149170 | 95940
Fluoranthene, 2-nitro- | 17149162 | 95941
Sitosterols | 17149154 | 95942
Socal No. 2 | 17149147 | 95943
Zinc, bis(dimethylcarbamodithioato-.kappa.S,.kappa.S')-, (T-4)-, mixt. with 2(3H)-benzothiazolethione zinc salt | 17149121 | 95945
1-Phenanthrenecarboxylic acid, 7-ethenyl-1,2,3,4,4a,5,6,7,8,9,10,10a-dodecahydro-1,4a,7-trimethyl-, (1R,4aS,7R,10aR)- | 17149113 | 95946
Cyclohexane, 1,2,4-trimethyl-, (1R,2R,4R)-rel- | 17149105 | 95947
Cyclohexane, 1,2,4-trimethyl-, (1R,2S,4R)-rel- | 17149097 | 95948
2(3H)-Furanone, dihydro-5-undecyl- | 17149089 | 95949
2(3H)-Furanone, dihydro-5-nonyl- | 17149071 | 95950
Heptacosanoic acid | 17149063 | 95951
Cyclohexane, 1-ethyl-2,3-dimethyl- | 17149055 | 95952
Cyclohexane, 2-ethyl-1,3-dimethyl- | 17149048 | 95953
Undecane, 2,6,10-trimethyl- | 17149030 | 95954
Cyclohexane, hexadecyl- | 17149022 | 95955
Cyclohexane, 1,1,2,3-tetramethyl- | 17149014 | 95956
Phenol, 2,6-dimethoxy-4-propyl- | 17149006 | 95957
Phenol, 2,6-dimethoxy-4-(1-propenyl)- | 17148990 | 95958
Nonadecanedioic acid | 17148982 | 95959
1-Phenanthrenecarboxylic acid, 1,2,3,4,4a,10a-hexahydro-1,4a-dimethyl-7-(1-methylethyl)-, (1R,4aS,10aR)- | 17148974 | 95960
Cyclohexane, 1-propenyl- | 17148966 | 95961
Cyclohexane, 1-ethyl-3-methyl-, (1R,3R)-rel- | 17148958 | 95962
Benzene, 2,4-dimethyl-1-(1-methylethyl)- | 17148941 | 95963
Cyclohexane, eicosyl- | 17148933 | 95964
Radiation waste | 17135906 | 95965
Pyrolysis oil | 17135898 | 95966
Phosphates | 17135880 | 95967
Petroleum waste | 17135872 | 95968
Petroleum products | 17135864 | 95969
PCP residue/ash | 17135856 | 95970
PCP & treating solution | 17135849 | 95971
PCB transformer fluid | 17135831 | 95972
PCB oil | 17135823 | 95973
PCB contaminated soil | 17135815 | 95974
PCB contaminated debris | 17135807 | 95975
Paint related material | 17135799 | 95976
Organophosphates | 17135781 | 95977
Organic chemicals in drinking water | 17135773 | 95978
Olefinic hydrocarbon | 17135765 | 95979
Oil refinery waste | 17135757 | 95980
Inorganic toxic waste | 17135740 | 95981
Inorganic chemicals in drinking water | 17135732 | 95982
Plant hormones and regulators, cytokinins | 17136532 | 95983
1-Naphthalenol, 4-amino-2-methyl- | 17136524 | 95984
Oxirane, 2-decyl-3-(5-methylhexyl)-, (2S,3R)- | 17136516 | 95985
C1-C3 Fluorenes | 17136508 | 95986
C1-C4 Fluoranthenes | 17136490 | 95987
C1-C4 Phenanthrenes | 17136482 | 95988
Pitch, asphaltic | 17136474 | 95989
4-Amino-3,5,6-trichloro-2-pyridinecarboxylic acid compd with 1,1',1"-nitrilotris[2-propanol] mixture with (2,4-dichlorophenoxy)acetic acid cmpd with 1,1',1"-nitrilotris[2-propanol (1:1) | 17136458 | 95990
Untreated drinking water | 17136102 | 95991
1,4-Benzenedicarboxylic acid, 2,3,5,6-tetrachloro-, monoacid and diacid degradates, total | 17136441 | 95992
Public Notice | 17136433 | 95993
Lead contaminated material | 17136417 | 95994
Lead contaminated soil | 17136409 | 95995
Manure wastewater | 17136391 | 95996
Lead paint | 17136383 | 95997
Microbiology | 17136375 | 95998
Light Non-Aqueous Phase Liquids | 17136367 | 95999
Methane, isocyano- | 17136359 | 96000
Various lab chemicals | 17136342 | 96001
UV inhibitors | 17136334 | 96002
Unleaded fuel | 17136326 | 96003
2-Butanone, 2-phenylhydrazone | 79509 | 96004
Carbamic acid, N-methyl-, 3-methylphenyl ester | 79467 | 96005
9-Octadecenenitrile, (9Z)- | 28803 | 96006
1-Octadecene | 28779 | 96007
2(3H)-Benzothiazolone, 3-methyl-, hydrazone | 79442 | 96008
13-Docosenamide, (13Z)- | 28746 | 96009
Propanoyl fluoride, 2-[1-[difluoro(1,1,2,2,3,3,3-heptafluoropropoxy)methyl]-1,2,2,2-tetrafluoroethoxy]-2,3,3,3-tetrafluoro- | 617787 | 96010
Naphthalene, 1-ethyl- | 79418 | 96011
9-Octadecenoyl chloride, (9Z)- | 28712 | 96012
1-Tetradecanamine, N,N-dimethyl- | 28696 | 96013
Tetradecane, 1-bromo- | 28662 | 96014
Benzenamine, N-butyl- | 79392 | 96015
Hexadecanoyl chloride | 28639 | 96016
Benzenesulfonic acid, 3-amino-, sodium salt (1:1) | 79368 | 96017
2-Cyclohexene-1,4-dione, 2,6,6-trimethyl- | 79335 | 96018
2,7-Naphthalenedisulfonic acid, 4-amino-6-[2-[4-[[[4-[2-(2,4-diaminophenyl)diazenyl]phenyl]amino]sulfonyl]phenyl]diazenyl]-5-hydroxy-3-[2-(4-nitrophenyl)diazenyl]-, potassium sodium salt (1:?:?) | 617670 | 96019
Pyrazine, 2,3,5,6-tetramethyl- | 79301 | 96020
Hexadecanoic acid, methyl ester | 28399 | 96021
Benzeneethanol, .beta.-methyl- | 79285 | 96022
Ethane, 1,1'-oxybis[2-ethoxy- | 28365 | 96023
Formic acid, octyl ester | 28324 | 96024
Phenol, 4-methoxy-, potassium salt (1:1) | 79251 | 96025
Ethanol, 2,2'-[1,2-ethanediylbis(oxy)]bis- | 28282 | 96026
1,2-Ethanediamine, N1,N2-bis(2-aminoethyl)- | 28258 | 96027
2-Butene-1,4-diamine, N1,N4-diethyl- | 28225 | 96028
1-Dodecanamine, N,N-dimethyl- | 28191 | 96029
Ethanol, 2-(2-ethoxyethoxy)-, 1-acetate | 28167 | 96030
9-Octadecenoic acid (9Z)-, 1-methylethyl ester | 28126 | 96031
Pyridine, 4-bromo- | 79038 | 96032
Ethanol, 2-butoxy-, 1-acetate | 28100 | 96033
1-Decanamine, N-decyl- | 78998 | 96034
Silane, trichlorooctadecyl- | 28076 | 96035
9-Octadecenoic acid (9Z)-, lead(2+) salt (2:1) | 78972 | 96036
1-Tetradecene | 78956 | 96037
1-Decanamine, N,N-dimethyl- | 78923 | 96038
Propane, 1,1'-[(1E)-1,2-ethenediylbis(thio)]bis- | 78899 | 96039
1-Dodecanaminium, N,N,N-trimethyl-, chloride (1:1) | 28043 | 96040
1-Octadecanaminium, N,N,N-trimethyl-, bromide (1:1) | 78865 | 96041
1-Tetradecanaminium, N,N,N-trimethyl-, bromide (1:1) | 78840 | 96042
Hexanedioic acid, 1,6-dioctadecyl ester | 78816 | 96043
Ethane, 1,1'-oxybis[2-methoxy- | 28027 | 96044
1-Pentene, 5-bromo- | 78790 | 96045
1,6,10-Dodecatrien-3-ol, 3,7,11-trimethyl-, (3S,6E)- | 78758 | 96046
Pentanal, 4-methyl- | 78733 | 96047
Ethane, 1,1'-[methylenebis(oxy)]bis[2-chloro- | 27987 | 96048
3,5-Heptanedione, 2,2,6,6-tetramethyl- | 78709 | 96049
1-Octanamine | 27946 | 96050
1,3-Pentadiene, 2-methyl- | 78675 | 96051
7-Octen-2-ol, 2-methyl-6-methylene-, 2-acetate | 78642 | 96052
Octane, 1-bromo- | 27912 | 96053
Urea, N-(1,1-dimethylethyl)- | 78618 | 96054
2-Nonynoic acid, methyl ester | 27888 | 96055
Octane, 3-chloro- | 78576 | 96056
Phosphoric acid, dibutyl ester, mixt. with butyl dihydrogen phosphate | 17159328 | 96057
Acetic acid, copper(2+) salt, basic | 17159310 | 96058
Methanetetrathiol, sodium salt | 17159302 | 96059
Peroxydicarbonic acid, dioctadecyl ester | 17159294 | 96060
1-Butanone, 1-phenyl-, trihydroxy deriv. | 17159286 | 96061
Ammonium chromium oxide | 17159278 | 96062
Boric acid (H3BO3), ethyl ester | 17159260 | 96063
Isoheptanol | 17159252 | 96064
Guanidine, N-cyano-N'-methyl-N''-[2-[[(5-methyl-1H-imidazol-4-yl)methyl]thio]ethyl]- | 17159245 | 96065
1,3-Benzenediol, nitro-, lead salt | 17159237 | 96066
Oxirane, 2,3-bis(chloromethyl)-, (2R,3S)-rel- | 17159229 | 96067
2-Propanamine, 1(or 2)-methoxy- | 17159211 | 96068
Cyclohexanamine, 2,3-dimethyl- | 17159203 | 96069
9H-Fluoren-9-one, 3-nitro- | 17159195 | 96070
Quinoline, sulfate | 17159187 | 96071
Benzenamine, chloronitro- | 17159179 | 96072
Propanedinitrile, [(2-chlorophenyl)methyl]- | 17159161 | 96073
Lead sulfide | 17159153 | 96074
Metaldehyde | 17159146 | 96075
Naphthalene, mixt. with benzene | 17159138 | 96076
Cobalt carbonyl | 17159120 | 96077
Chromium potassium zinc oxide | 17159112 | 96078
Potassium hydroxide (K(OH)), mixt. with sodium hydroxide (Na(OH)) | 17159104 | 96079
1,3-Benzenediol, dinitro- | 17159096 | 96080
Benzoic acid, trinitro- | 17159088 | 96081
Benzenamine, N-phenyl-, hexanitro deriv. | 17159070 | 96082
Cyclohexanamine, trimethyl- | 17159062 | 96083
Benzeneacetonitrile, 3-bromo- | 17159054 | 96084
D-Streptamine, O-6-amino-6-deoxy-L-glycero-D-galacto-heptopyranosylidene-(1.fwdarw.2-3)-O-.beta.-D-talopyranosyl-(1.fwdarw.5)-2-deoxy-N3-methyl- | 17159047 | 96085
Benzenesulfonic acid, nitro- | 17159039 | 96086
Heptane, pentamethyl- | 17159021 | 96087
Thiourea, naphthalenyl- | 17159013 | 96088
Thymidine, 3'-azido-3'-deoxy- | 17159005 | 96089
Hydroperoxide, 1-[(1,1-dimethylethyl)phenyl]-1-methylethyl | 17158999 | 96090
Cyclooctadiene | 17158981 | 96091
Benzoic acid, 2-hydroxy-, compd. with 3-[(2S)-1-methyl-2-pyrrolidinyl]pyridine (1:1) | 17158973 | 96092
Ethane, tetrafluoro- | 17158965 | 96093
Benzenemethanesulfonic acid, ar-methyl-, sodium salt | 17158957 | 96094
Pentane, chloro- | 17158940 | 96095
Pyridine, trimethyl- | 17158932 | 96096
Phenol, 2-methyl-, dinitro deriv., ammonium salt | 17158924 | 96097
Benzene, 1,1'-thiobis-, hexanitro deriv. | 17158916 | 96098
Diarsenic acid, zinc salt (1:2) | 17158908 | 96099
Arsenenic acid, zinc salt | 17158890 | 96100
Phenol, butyl- | 17158882 | 96101
Undecene | 17158874 | 96102
Benzene, methylpropyl- | 17158866 | 96103
Propanoic acid, chloro- | 17158858 | 96104
Thiophene, dihydro-, 1,1-dioxide | 17158841 | 96105
Benzene, chlorotrinitro- | 17158833 | 96106
Propanol, chloro- | 17158825 | 96107
Benzene, butylmethyl- | 17158817 | 96108
Naphthalene, nitro- | 17158809 | 96109
Pentene, 2-methyl- | 17158791 | 96110
Benzenamine, trinitro- | 17158783 | 96111
Propane, iodo- | 17158775 | 96112
Urea, diphenyl- | 17158767 | 96113
sec-Pentanol | 17158759 | 96114
Chloric acid, copper salt | 17158742 | 96115
Plaster of Paris (Ca(SO4).1/2H2O) | 17158734 | 96116
Pyridinamine | 17158726 | 96117
Benzene, methyl-, pentabromo deriv. | 17158718 | 96118
Benzene, chloromethylnitro- | 17158700 | 96119
Benzene, dinitroso- | 17158692 | 96120
2H-Pyran, dihydro- | 17158684 | 96121
Ethane, difluoro- | 17158676 | 96122
D-Mannitol, dianhydro-, mono-(9Z)-9-octadecenoate | 17158668 | 96123
Decene | 17158650 | 96124
1(3H)-Isobenzofuranone, 3-[(1,1-dimethylethyl)dioxy]-3-phenyl- | 17158643 | 96125
Benzene, dimethylnitro- | 17158635 | 96126
Sodium phosphide | 17158627 | 96127
Acetic acid, fluoro-, potassium salt | 17158619 | 96128
Arsinous cyanide, diphenyl- | 17158601 | 96129
Barium hydroxide (Ba(OH)2), monohydrate | 17158593 | 96130
Hexaneperoxoic acid, 2-ethyl-, 1,1,3,3-tetramethylbutyl ester | 17158585 | 96131
2-Naphthalenecarboxylic acid, 4,4'-methylenebis[3-hydroxy-, compd. with 1,4,5,6-tetrahydro-1-methyl-2-[(1E)-2-(2-thienyl)ethenyl]pyrimidine (1:1) | 17158577 | 96132
Propanoic acid, 2-[(4'-chloro[1,1'-biphenyl]-4-yl)oxy]-2-methyl-, methyl ester | 17158569 | 96133
2-Propenoic acid, 3-[4-[[[4-(decyloxy)phenyl]methylene]amino]phenyl]-, pentyl ester, (E,E)- | 17158551 | 96134
1,3-Benzenediol, 2,4,6-trinitro-, barium salt (2:1) | 17158544 | 96135
Benzene, 1,2,3-trichloro-5-nitro- | 17158536 | 96136
Benzeneacetonitrile, 2-bromo- | 17158528 | 96137
D-Gluconic acid, monoammonium salt | 17158510 | 96138
Benzoic acid, 2-hydroxy-6-(8,11-pentadecadienyl)- | 17158502 | 96139
Benzenamine, 4-(6-benzothiazolylazo)-N,N-dimethyl- | 17158494 | 96140
Butanal, 2-oxo- | 17148925 | 96141
2-Propenal, 3-(4-hydroxy-3,5-dimethoxyphenyl)-, (2E)- | 17148917 | 96142
Pentadecane, 2,6,10-trimethyl- | 17148909 | 96143
Tridecane, 2,6,10-trimethyl- | 17148891 | 96144
Naphthalene, 1,2,8-trimethyl- | 17148883 | 96145
Cyclopentane, 1-ethyl-3-methyl- | 17148875 | 96146
Cyclopentane, 1-ethyl-2-methyl- | 17148867 | 96147
A'-Neo-30-norgammacerane, (21.beta.)- | 17148859 | 96148
Naphthalene, decahydro-2-methyl- | 17148842 | 96149
2-Heptadecanone | 17148834 | 96150
Cyclopentane, 1,2,3-trimethyl- | 17148826 | 96151
2(3H)-Furanone, 5-decyldihydro- | 17148818 | 96152
Cyclopentane, 1-ethyl-3-methyl-, (1R,3S)-rel- | 17148800 | 96153
2-Propanone, 1-(4-hydroxy-3-methoxyphenyl)- | 17148792 | 96154
9,12-Octadecadienoic acid | 17148784 | 96155
9,12,15-Octadecatrienoic acid | 17148776 | 96156
6,8-Nonadien-2-one, 8-methyl-5-(1-methylethyl)-, (5S,6E)- | 17148768 | 96157
1-Propanone, 1-(4-hydroxy-3-methoxyphenyl)- | 17148750 | 96158
Cyclohexane, 1,3,5-trimethyl-, (1.alpha.,3.alpha.,5.beta.)- | 17148743 | 96159
Cyclohexane, 1,2,4-trimethyl-, (1.alpha.,2.alpha.,4.alpha.)- | 17148735 | 96160
Decane, 4-ethyl- | 17148727 | 96161
Benzene, 1-methyl-4-(1-methylpropyl)- | 17148719 | 96162
Benzene, 1-methyl-4-pentyl- | 17148701 | 96163
A'-Neogammacerane, (21.beta.)- | 17148693 | 96164
Benzene, 1-(1,1-dimethylethyl)-2-methyl- | 17148685 | 96165
Stigmast-4-en-3-one | 17148677 | 96166
Cyclopentane, 1-ethyl-2-methyl-, (1R,2R)-rel- | 17148669 | 96167
Cyclohexane, 1-ethyl-1,2-dimethyl- | 17148651 | 96168
2(3H)-Furanone, 5-dodecyldihydro- | 17148644 | 96169
Pentalene, octahydro- | 17148636 | 96170
Ethenamine | 17148628 | 96171
Triacontanoic acid | 17148610 | 96172
Octacosanoic acid | 17148602 | 96173
Hexacosanoic acid | 17148594 | 96174
Pentacosanoic acid | 17148586 | 96175
1-Hexadecene, 7,11,15-trimethyl-3-methylene- | 17148578 | 96176
1H-Indene, octahydro- | 17148560 | 96177
Pyridine, 3-[(2S)-1-methyl-1-oxido-2-pyrrolidinyl]- | 17148552 | 96178
Pyridine, 3-(1-methyl-1H-pyrrol-2-yl)- | 17148545 | 96179
A'-Neogammacerane | 17148537 | 96180
2-Propenal, 3-(4-hydroxy-3-methoxyphenyl)- | 17148529 | 96181
1H-Pyrrolo[2,3-b]pyridine | 17148511 | 96182
Acephenanthrylene | 17148503 | 96183
Yucca, ext. | 760660 | 96184
Ethanol, 2-[2-[4-(1,1,3,3-tetramethylbutyl)phenoxy]ethoxy]- | 17148495 | 96185
Ethanol, 2-[4-(1,1,3,3-tetramethylbutyl)phenoxy]- | 17148487 | 96186
Polyphosphate | 17148479 | 96187
Organic nitrogen plus ammonia | 17148461 | 96188
Phosphorus, organic | 17148453 | 96189
Nitrogen compounds, inorganic | 17148446 | 96190
Nitrogen, organic | 17148438 | 96191
Underground storage tank | 17136318 | 96193
Spent PPE/respirator cartridges | 17136300 | 96194
Sewage/sewage sludge | 17136292 | 96195
Sediment | 17136284 | 96196
Sanitary sewage | 17136276 | 96197
General debris | 17136268 | 96198
Fill material | 17136250 | 96199
Fecal matter | 17136243 | 96200
Explosive wastes | 17136235 | 96201
Earthen fill material | 17136227 | 96202
Dredged material | 17136219 | 96203
Chromium Maximum Achievable Control Technology (MACT) | 17136201 | 96204
Bacteriological quality | 17136193 | 96205
Wastewater | 17136185 | 96206
Waste paint related material | 17136177 | 96207
Waste cyanide solution | 17136169 | 96208
Waste corrosive liquid | 17136151 | 96209
VHAP | 17136144 | 96210
Vehicle fluids | 17136136 | 96211
Uranium contaminated material | 17136128 | 96212
Untreated sewage | 17136110 | 96213
Cytex | 17136540 | 96214
Cotton dust, raw | 17136706 | 96215
Acetic acid, 2,4-dichlorophenoxy-, mixed butyl and isopropyl esters | 17136698 | 96216
Cevadilline | 17136680 | 96217
Cevane-3,4,12,14,16,17,20-heptol, 3-acetate, (3.beta.,4.alpha.,16-.beta.)- | 17136672 | 96218
Asagraea officinalis | 17136664 | 96219
Benzenamine, N-phenyl-, reaction products with isobutylene and 2,4,4-trimethylpentene | 17136649 | 96220
Extractable hydrocarbons-diesel oil | 17136623 | 96221
Diesel engine exhaust | 17136615 | 96222
D-Alanine, N-benzoyl-N-(3-chloro-4-fluorophenyl)-, methyl ester | 17136607 | 96223
Engine exhaust, gasoline | 17136599 | 96224
1H-Imidazole-1-ethanol, 4,5-dihydro-, 2-nortall-oil alkyl derivs., acetates (salts) | 17136581 | 96225
Ashes (residues), fly | 17136573 | 96226
Propanoic acid, 2-(4-chloro-2-methylphenoxy)-, compd. with 2,2',2''-nitrilotris[ethanol] (1:1) | 17136557 | 96227
2-Naphthacenecarboxamide, 4-(dimethylamino)-1,4,4a,5,5a,6,11,12a- octahydro-3,5,6,10,12,12a-hexahydroxy-6-methyl-1,11-dioxo-, calcium salt, [4S-(4.alpha.,4a.alpha.,5.alpha.,5a.alpha.,6.beta.,12a.alpha.)]- | 17134214 | 96228
Copper 90th percentile exceedance | 17134180 | 96230
Nonmethane hydrocarbons | 17134172 | 96231
Benz[a]anthracene mixt. with chrysene | 17134164 | 96233
Cyclonaphthenes | 17134156 | 96234
Ceramic fibers, man-made | 17134149 | 96235
Extractable organic matter (EOM) | 17134131 | 96236
Ethanol, 2-(2-methoxyethoxy)- | 27854 | 96237
Pentanoic acid, hexyl ester | 78543 | 96238
3,5,9-Undecatrien-2-one, 3,6,10-trimethyl- | 78519 | 96239
2-Butene-1,4-diamine, N1,N4-dimethyl- | 27813 | 96240
Acetic acid, 2-cyano-, 1,1-dimethylethyl ester | 78493 | 96241
Hexanedinitrile | 27789 | 96242
Aluminum, tributyl- | 78469 | 96243
Ethanol, 2,2'-thiobis- | 27573 | 96244
Ethanol, 2-(2-propen-1-yloxy)- | 27540 | 96245
Ethanol, 2-[(2-aminoethyl)amino]- | 27508 | 96246
Butane, 1-isocyanato- | 27466 | 96247
1-Hexanethiol | 27433 | 96248
Silane, dimethyldi-2-propen-1-yl- | 78238 | 96249
1-Hexanol | 27391 | 96250
Silane, tetraethenyl- | 78204 | 96251
Silane, dimethoxydimethyl- | 78188 | 96252
Ethanol, 2,2'-[(1,2-ethanediyl)bis(oxy)]bis-, 1,1'-dinitrate | 27359 | 96253
Benzenesulfonic acid, 4-amino-2-[(4,6-dichloro-1,3,5-triazin-2-yl)amino]-5-[2-[4-[[2-(sulfooxy)ethyl]sulfonyl]phenyl]diazenyl]-, potassium salt (1:2) | 617183 | 96254
1H-Pyrazole-3-carboxylic acid, 4-[2-[5-[[4-chloro-6-[[4-[[2-(sulfooxy)ethyl]sulfonyl]phenyl]amino]-1,3,5-triazin-2-yl]amino]-2-sulfophenyl]diazenyl]-4,5-dihydro-5-oxo-1-(4-sulfophenyl)-, potassium salt (1:4) | 617167 | 96255
Decanedioic acid | 27334 | 96256
Propanoic acid, 3,3'-thiobis- | 27300 | 96257
Thiocyanic acid, copper(1+) salt (1:1) | 78147 | 96258
Heptanoic acid | 27276 | 96259
Octanoic acid, methyl ester | 27243 | 96260
Hexadecanoic acid, 2-methoxyethyl ester | 27219 | 96261
9-Octadecenoic acid (9Z)-, 2,3-dihydroxypropyl ester | 27185 | 96262
Tetracosane, 2,6,10,15,19,23-hexamethyl- | 27169 | 96263
2-Propanol, 1,1'-oxybis- | 27144 | 96264
1,3-Propanediamine, N1,N1,N3,N3-tetramethyl- | 27110 | 96265
Morpholine | 27086 | 96266
Antimonate(2-), bis[.mu.-[(2R,3R)-2,3-di(hydroxy-.kappa.O)butanedioato(4-)-.kappa.O1:.kappa.O4]]di-, potassium (1:2) | 172916 | 96267
1,3-Isobenzofurandione, 5,5'-[2,2,2-trifluoro-1-(trifluoromethyl)ethylidene]bis- | 78121 | 96268
Phenol, isononyl- | 172882 | 96269
2-Butene, 1,4-dichloro-, (2E)- | 26765 | 96270
Butane, 1,4-dibromo- | 26724 | 96271
Nitrous acid, 3-methylbutyl ester | 26682 | 96272
2-Heptanone | 26658 | 96273
Decanedioic acid, 1,10-diethyl ester | 26625 | 96274
Tetradecanoic acid, butyl ester | 26591 | 96275
1-Naphthalenesulfonic acid, 2-[2-(2-hydroxy-1-naphthalenyl)diazenyl]-, calcium salt (2:1) | 78105 | 96276
9-Octadecenamide, N,N'-1,2-ethanediylbis-, (9Z,9'Z)- | 26567 | 96277
Santalol | 172833 | 96278
Hexanedioic acid, 1-decyl 6-octyl ester | 26542 | 96279
Glycine, N-methyl-N-[(9Z)-1-oxo-9-octadecen-1-yl]- | 26518 | 96280
Hydrazinecarboxamide, 2-(1-methylethylidene)- | 26484 | 96281
2-Butenedioic acid (2E)- | 26450 | 96282
Butanediamide | 26427 | 96283
Phosphonium, triphenyl(phenylmethyl)-, chloride (1:1) | 78089 | 96284
1-Octadecanaminium, N-ethyl-N,N-dimethyl-, ethyl sulfate (1:1) | 26385 | 96285
Peroxide, bis(1,1-dimethylethyl) | 26369 | 96286
Thiophene, tetrahydro- | 26336 | 96287
Fluoride (HF21-) | 17158486 | 96288
Nitrous acid, nickel(2+) salt | 17158478 | 96289
Nitric acid, chromium(2+) salt | 17158460 | 96290
Silicate(2-), hexafluoro- | 17158452 | 96291
Borate(1-), tetrahydro-, aluminum (3:1) | 17158445 | 96292
Peroxydicarbonic acid, dibutyl ester | 17158437 | 96293
D-Glucitol, 1,4:3,6-dianhydro-, 5-nitrate | 17158429 | 96294
Phosphorodithioic acid | 17158411 | 96295
Carbamic acid, ethenyl ester | 17158403 | 96296
Dithionous acid, calcium salt (1:1) | 17158395 | 96297
Sulfurous acid, zinc salt (2:1) | 17158387 | 96298
Mercury iodide (Hg2I2) | 17158379 | 96299
Acetic acid, lead salt | 17158361 | 96300
Sulfite, hydrogen | 17158353 | 96301
Peroxide (O2(2-)) | 17158346 | 96302
Chlorous acid, calcium salt | 17158338 | 96303
Peroxydicarbonic acid, diethyl ester | 17158320 | 96304
Bromic acid, magnesium salt | 17158312 | 96305
Phosphorodiamidic acid, N,N-bis(2-chloroethyl)-N'-(3-hydroxypropyl)- | 17158304 | 96306
Permanganate (MnO41-) | 17158296 | 96307
Zirconium, bis(acetato-.kappa.O)dihydroxy- | 17158288 | 96308
Selenic acid (H2Se2O7), dipotassium salt | 17158270 | 96309
Dithionous acid, dipotassium salt | 17158262 | 96310
Selenic acid, zinc salt (1:1) | 17158254 | 96311
Phosphorofluoridic acid | 17158247 | 96312
Uranium, bis(nitrato-.kappa.O)dioxo-, hexahydrate, (T-4)- | 17158239 | 96313
Arsenic acid (H3AsO4), zinc salt (1:1) | 17158221 | 96314
Chloric acid, thallium(1+) salt | 17158213 | 96315
Calcium silicide | 17158205 | 96316
Triazine | 17158197 | 96317
Antimony sulfide | 17158189 | 96318
Potassium, compd. with sodium (2:1) | 17158171 | 96319
Strontium phosphide (SrP) | 17158163 | 96320
Sodium oxide (NaO) | 17158155 | 96321
Hydride | 17158148 | 96322
Phenol, methylnitro- | 17158130 | 96323
Phosphorus sulfide (P2S3) | 17158122 | 96324
Potassium sulfide (K2(S4)) | 17158114 | 96325
Phosphorus sulfide (P4S7) | 17158106 | 96326
Sodium superoxide (Na(O2)) | 17158098 | 96327
Mercurol | 17158080 | 96328
Potassium alloy, nonbase, K,Na | 17158072 | 96329
Tungsten carbide | 17158064 | 96330
Chromium lead oxide | 17158056 | 96331
Copper sulfide | 17158049 | 96332
Nickel hydroxide | 17158031 | 96333
Zirconium hydride | 17158023 | 96334
Ethene, 1,1,2-trifluoro-2-(1,1,2,2,2-pentafluoroethoxy)- | 17158015 | 96335
2-Octanol, dihydrogen phosphate | 17158007 | 96336
Chloric acid, barium salt, monohydrate | 17157991 | 96337
1-Pentanol, 2,3-dimethyl- | 17157983 | 96338
Nitric acid, chromium salt | 17157975 | 96339
Arsenic acid (H3AsO4), iron(2+) salt (2:3) | 17157967 | 96340
Arsenic acid (H3AsO4), iron(3+) salt (1:1) | 17157959 | 96341
Asparaginase | 17157942 | 96342
Oxirane, mixt. with carbon dioxide | 17157934 | 96343
Sulfuric acid, mixt. with phosphoric acid | 17157926 | 96344
1,3-Propanediol, 2,2-bis[(nitrooxy)methyl]-, dinitrate (ester), mixt. with 2-methyl-1,3,5-trinitrobenzene | 17157918 | 96345
Iron alloy, base, Fe,P (Ferrophosphorus) | 17157900 | 96346
Cerium alloy, base, (Ferrocerium) | 17157892 | 96347
Ferrosilicon | 17157884 | 96348
Casanthranol | 17157876 | 96349
London purple | 17157850 | 96350
Aqua regia | 17157843 | 96351
Sodium hydroxide (Na(OH)), mixt. with lime | 17157835 | 96352
Nitric acid ammonium salt, mixt. with 2-methyl-1,3,5-trinitrobenzene | 17157827 | 96353
C.I. Basic Brown 1 | 17157819 | 96354
Magnesium amide (Mg(NH2)2) | 17157801 | 96355
Disulfuryl chloride | 17157793 | 96356
Arsenic acid (H3AsO4), mercury(2+) salt (1:1) | 17157785 | 96357
Arsenous acid, trisilver(1+) salt | 17157777 | 96358
5(2H)-Isoxazolone, 3-phenyl- | 17157769 | 96359
Hydrazine, 1,2-diethyl-, dihydrochloride | 17157751 | 96360
Magnesium hydride (MgH2) | 17157744 | 96361
Cytidine, 2',3'-dideoxy- | 17157736 | 96362
Sulfuric acid, zinc salt (1:1), heptahydrate | 17157728 | 96363
Dodecane, 1-ethoxy- | 17157710 | 96364
1H-Purine-2,6-diamine, N6-hydroxy- | 17157702 | 96365
Phenothiazin-5-ium, 3,7-bis(dimethylamino)-, chloride, trihydrate | 17157694 | 96366
Urea, 1-naphthalenyl- | 17157686 | 96367
Benzeneacetic acid, .alpha.-hydroxy-.alpha.-phenyl-, 1-azabicyclo[2.2.2]oct-3-yl ester | 17157678 | 96368
Pyridine, 3-[(2S)-1-methyl-2-pyrrolidinyl]-, (2R,3R)-2,3-dihydroxybutanedioate (1:1) | 17157660 | 96369
Pyridine, 2-[1-(4-methylphenyl)-3-(1-pyrrolidinyl)-1-propenyl]-, monohydrochloride, monohydrate, (E)- | 17157652 | 96370
Citrus, ext. | 17130998 | 96371
Ethane, chlorofluoro- | 17148396 | 96372
Ethanol, 2-[2-(octylphenoxy)ethoxy]- | 17148370 | 96373
C1-Fluoranthenes/pyrenes | 17148362 | 96374
C3-Fluoranthenes/pyrenes | 17148354 | 96375
C2-Fluoranthenes/pyrenes | 17148347 | 96376
C4-Phenanthrenes/anthracenes | 17148339 | 96377
C3-Phenanthrenes/anthracenes | 17148321 | 96378
C2-Phenanthrenes/anthracenes | 17148313 | 96379
C1-Phenanthrenes/anthracenes | 17148305 | 96380
Estra-1,3,5,7,9-pentaen-17-one, 3-hydroxy- | 17148271 | 96381
2-Pyrrolidinone, 1-methyl-5-(3-pyridinyl)-, (5S)- | 17148263 | 96382
Stigmastan-3-ol, (3.beta.)- | 17148255 | 96383
Stigmast-5-en-3-ol, (3.beta.)- | 17148248 | 96384
Cholestan-3-ol, (3.beta.,5.beta.)- | 17148230 | 96385
HAN | 17148214 | 96386
Stannane, chlorotriethyl- | 17148206 | 96387
Acetic acid, (2,4-dichlorophenoxy)-, 2-butoxypropyl ester | 17148198 | 96388
Strontium arsenite (Sr(As2O4)) | 1714818 | 96389
Neochromium | 1714817 | 96390
Zirconium, tetrakis(2-amino-4,6-dinitrophenolato)- | 1714816 | 96391
Magnesium hydride | 1714815 | 96392
Benzenamine, tetranitro- | 1714814 | 96393
Total organic gases | 17134123 | 96394
Sulfur oxides | 17134115 | 96395
Nitrogen oxides (NO2 + NO, expressed as the molecular wgt of NO2) | 17134099 | 96397
Nonmethane organic gases | 17134081 | 96398
Monoterpenes | 17134073 | 96399
Alkylated lead | 17134065 | 96400
Radon and its decay products | 17134040 | 96401
Lead compounds (other than inorganic) | 17134032 | 96402
2,3,7,8-Tetrachlorodibenzo-p-dioxin, TEQ | 17134024 | 96403
Phosphorus and compounds | 17134008 | 96404
Dioxins | 17133992 | 96405
Methylene chloride soluble organics | 17133984 | 96406
Aroclor 1060 | 17133976 | 96407
Alkenes, C4-9 | 17133968 | 96408
Birdin | 17133950 | 96409
Benz[e]acephenanthrylene and/or Benzo[k]fluoranthene | 17133943 | 96410
Oxidants, total | 17133935 | 96411
Benzene soluble organics | 17133927 | 96412
Nonmethane organic compounds | 17133919 | 96413
Undecane isomers | 17133901 | 96415
Tridecane isomers | 17133893 | 96416
1H-Pyrrole, 2,5-dihydro- | 26294 | 96418
Ethane, isocyanato- | 26252 | 96419
Copper, [C,C,C,C,C,C,C,C,C,C,C,C,C,C,C-pentadecakis(2-naphthalenylthio)-29H,31H-phthalocyaninato(2-)-.kappa.N29,.kappa.N30,.kappa.N31,.kappa.N32]- | 616011 | 96420
Zirconate(2-), bis[P,P-diisooctyl diphosphato(2-)-.kappa.O'',.kappa.O''''][2,2-dimethyl-1,3-propanediolato(2-)-.kappa.O1,.kappa.O3]-, hydrogen, compd. with N-[3-(dimethylamino)propyl]-2-methyl-2-propenamide (1:2:2) | 615971 | 96421
2H-Tetrazolium, 2,3,5-triphenyl-, bromide (1:1) | 78063 | 96422
Carbamic acid, N-(2-aminoethyl)- | 25957 | 96423
Benzenamine, 4,4'-[2,2,2-trifluoro-1-(trifluoromethyl)ethylidene]bis- | 78048 | 96424
1,3-Propanediamine, N1,N1-dimethyl- | 25924 | 96425
5-Hexen-2-one | 25882 | 96426
Decanedioic acid, 1,10-dibutyl ester | 25858 | 96427
1H,4H,5H,8H-2,3a,4a,6,7a,8a-Hexaazacyclopenta[def]fluorene-4,8-dione, hexahydro-2,6-bis(2,2,6,6-tetramethyl-4-piperidinyl)- | 615765 | 96428
9-Octadecenoic acid (9Z)-, 2-butoxyethyl ester | 25833 | 96429
Octadecanoic acid, octyl ester | 25809 | 96430
Octadecanoic acid, 1,1'-(oxydi-2,1-ethanediyl) ester | 25775 | 96431
9-Octadecenamide, N-[3-(dimethylamino)propyl]-, (9Z)- | 25759 | 96432
Octadecanamide, N,N'-methylenebis- | 25726 | 96433
Butanoic acid, 3-methyl-, butyl ester | 25692 | 96434
2-Propenoic acid, 2-methyl-, 1,1'-[1,2-ethanediylbis(oxy-2,1-ethanediyl)] ester | 25676 | 96435
2-Pyrimidinamine | 25643 | 96436
Pyridinium, 3-carboxy-1-[4-[(4-chloro-3-sulfophenyl)amino]-6-[[5-hydroxy-6-[2-(4-methoxy-2-sulfophenyl)diazenyl]-7-sulfo-2-naphthalenyl]amino]-1,3,5-triazin-2-yl]-, inner salt, potassium sodium salt (1:?:?) | 615716 | 96437
Piperazine, 2-methyl- | 25619 | 96438
Morpholine, 4-methyl- | 25577 | 96439
5,12-Naphthacenedione | 78014 | 96440
Benzenethiol | 25536 | 96441
Cyclohexanone | 25502 | 96442
Pyridine, 4-methyl- | 25460 | 96443
Cyclohexane, bromo- | 25429 | 96444
4-Heptanol, 2,6-dimethyl- | 25395 | 96445
Ethanol, 2,2'-[[6,13-dichloro-3,10-bis[[2-(sulfooxy)ethyl]amino]triphenodioxazinediyl]bis(sulfonyl)]bis-, 1,1'-bis(hydrogen sulfate), potassium sodium salt (1:?:?) | 615401 | 96446
Benzoic acid, 4-hydroxy-, heptyl ester | 77990 | 96447
Xanthylium, 3,6-bis(ethylamino)-9-[2-(methoxycarbonyl)phenyl]-2,7-dimethyl-, 2(or 5)-dodecyl-5(or 2)-(sulfophenoxy)benzenesulfonate (2:1) | 615369 | 96448
Pyridine, 2,6-dimethyl- | 25155 | 96449
1,3-Benzenediamine | 25122 | 96450
Benzenamine, 3-chloro- | 25098 | 96451
Benzene, 1,3-dimethyl- | 25056 | 96452
1-Propanone, 1,3-diphenyl- | 77966 | 96453
1,3-Dioxolan-2-one, 4-methyl- | 25023 | 96454
1,4-Piperazinediethanesulfonic acid, potassium salt (1:2) | 615260 | 96455
2(3H)-Furanone, dihydro-5-methyl- | 24992 | 96456
Carbonochloridic acid, 1-methylethyl ester | 24968 | 96457
Imidodicarbonic diamide | 24927 | 96458
1,2-Propanediamine, N1,N1-dimethyl- | 24893 | 96459
2-Pentanol, 4-methyl- | 24869 | 96460
Acetic acid ethenyl ester | 24828 | 96461
3-Buten-2-one, 4-(4-hydroxy-3-methoxyphenyl)- | 77933 | 96462
1,2-Ethanediamine, N1,N1-dimethyl- | 24794 | 96463
Glycine, N-methyl- | 24760 | 96464
Butanoic acid | 24729 | 96465
Mercury, [2-(hydroxy-.kappa.O)benzoato(2-)-.kappa.O]- | 17157645 | 96466
Propanoic acid, 2-methyl-, ion(1-) | 17157637 | 96467
1,10-Phenanthroline, monohydrate | 17157629 | 96468
L-Phenylalanine, N-[[(3R)-3,4-dihydro-8-hydroxy-3-methyl-1-oxo-1H-2-benzopyran-7-yl]carbonyl]- | 17157611 | 96469
Tetradecane, 1-ethoxy- | 17157603 | 96470
[1,4]Dioxino[2,3-b]-1,4-dioxin-2,3,6,7-tetrol, hexahydro- | 17157595 | 96471
Ethanone, 2-chloro-1-(2,4-dichlorophenyl)- | 17157587 | 96472
Adenosine, 2',3'-dideoxy- | 17157579 | 96473
Phosphorochloridothioic acid, O,S-diethyl ester | 17157561 | 96474
Benzenamine, 2,3,4,6-tetranitro- | 17157553 | 96475
Quinolinium, 6-(dimethylamino)-2-[2-(2,5-dimethyl-1-phenyl-1H-pyrrol-3-yl)ethenyl]-1-methyl-, salt with 4,4'-methylenebis[3-hydroxy-2-naphthalenecarboxylic acid] (2:1) | 17157546 | 96476
Pyridine, 3-[(2S)-1-methyl-2-pyrrolidinyl]-, (2R,3R)-2,3-dihydroxybutanedioate | 17157538 | 96477
Peroxide, bis(1-oxopropyl) | 17157520 | 96478
2H-Pyran, 3,6-dihydro- | 17157512 | 96479
Nonanal, 8-methyl- | 17157504 | 96480
Thymidine, 2',3'-didehydro-3'-deoxy- | 17157496 | 96481
Pyridine, 3-[(2S)-1-methyl-2-pyrrolidinyl]-, hydrochloride | 17157488 | 96482
Glycine, N-(4-nitrobenzoyl)- | 17157470 | 96483
Hydroperoxide, (1-methylethylidene)bis- | 17157462 | 96484
Cyclohexanamine, 4-methyl-, cis- | 17157454 | 96485
1,3-Isobenzofurandione, 4,5,6,7-tetrahydro- | 17157447 | 96486
Propane, 1,1,1,2,2,3,3-heptafluoro- | 17157439 | 96487
Naphthalene, 1,3,5-trinitro- | 17157421 | 96488
Peroxydicarbonic acid, bis(phenylmethyl) ester | 17157413 | 96489
Phenoxy | 17157405 | 96490
Propane, 1-isocyanato-2-methyl- | 17157397 | 96491
Oxirane, 2-ethenyl-2-methyl- | 17157389 | 96492
Carbonimidic dichloride, hydroxy- | 17157371 | 96493
Benzenemethanol, 4-(dimethylamino)-.alpha.,.alpha.-diphenyl- | 17157363 | 96494
Peroxide, bis(3-methylbenzoyl) | 17157355 | 96495
9-Acridinamine, 1,2,3,4-tetrahydro-, monohydrochloride | 17157348 | 96496
Diphosphoric acid, P,P'-dioctyl ester | 17157330 | 96497
Phosphonous dichloride, ethyl- | 17157322 | 96498
Lead hydroxide oxide phosphite (Pb3(OH)O(PO3)), hydrate (2:1) | 17157314 | 96499
Pyridine, ethenyl- | 17157306 | 96500
Lewisite (mineral) | 17157298 | 96501
Hydrazine, sulfate | 17157280 | 96502
3H-1,2,4-Triazol-3-one, 1,2-dihydro-5-nitro- | 17157272 | 96503
Benzene, 1,2,3,4-tetrachloro-5,6-dimethyl- | 17157264 | 96504
Borate(1-), difluorobis(propanoato-O)-, hydrogen fluoride (1:2:1), (T-4)- | 17157256 | 96505
Hydroperoxide, 1,2,3,4-tetrahydro-1-naphthalenyl | 17157249 | 96506
2-Heptanethiol, 2-methyl- | 17157231 | 96507
Pyridine, 1,2,3,6-tetrahydro- | 17157223 | 96508
Butanoic acid, 1-methylethyl ester | 17157215 | 96509
2,5-Cyclohexadiene-1,4-dione, monooxime | 17157207 | 96510
Propane, 1-ethoxy- | 17157199 | 96511
Phenol, 3-methyl-2,4,6-trinitro- | 17157181 | 96512
Mercurate(2-), tetrakis(cyano-.kappa.C)-, dipotassium, (T-4)- | 17157173 | 96513
Cyclohexane, 1,4-dimethyl- | 17157165 | 96514
Benzoic acid, mercury(2+) salt | 17157157 | 96515
Magnesium, diphenyl- | 17157140 | 96516
Nitrous acid, propyl ester | 17157132 | 96517
Phenol, 4,4'-[(1E)-1,2-diethyl-1,2-ethenediyl]bis-, bis(dihydrogen phosphate) | 17157124 | 96518
1,3-Benzenediol, 2,4-dinitro- | 17157116 | 96519
9,10-Anthracenedione, 1,8-dihydroxy-3-methyl- | 17157108 | 96520
2-Anthracenecarboxylic acid, 9,10-dihydro-4,5-dihydroxy-9,10-dioxo- | 17157090 | 96521
Benzene, 1-nitro-4-(trifluoromethyl)- | 17157082 | 96522
Ethanamine, N,N-dimethyl-2-[(2-methylphenyl)phenylmethoxy]-, hydrochloride | 17157074 | 96523
2-Propenoic acid, 3-(3,4-dihydroxyphenyl)- | 17157066 | 96524
Phosphonofluoridic acid, methyl-, cyclohexyl ester | 17157058 | 96525
Benzeneethanamine, N,.alpha.-dimethyl-, hydrochloride | 17157041 | 96526
1H-Tetrazole | 17157033 | 96527
Ethanesulfonic acid, 2-hydroxy-, compd. with 4,4'-[1,5-pentanediylbis(oxy)]bis[benzenecarboximidamide] (2:1) | 17157025 | 96528
Benzoic acid, 2,4,6-trinitro- | 17157017 | 96529
1,2-Ethanediol, dipropanoate | 17157009 | 96530
1,2,3-Benzoxadiazole, 5,7-dinitro- | 17156993 | 96531
1,3-Isobenzofurandione, 4-bromo- | 17156985 | 96532
Ethane, 1,1',1'',1'''-[methanetetrayltetrakis(oxy)]tetrakis- | 17156977 | 96533
Pyridine, 3-[(2S)-1-methyl-2-pyrrolidinyl]-, (2R,3R)-2,3-dihydroxybutanedioate (1:2) | 17156969 | 96534
Adenosine, 3'-[[(2S)-2-amino-3-(4-methoxyphenyl)-1-oxopropyl]amino]-3'-deoxy-N,N-dimethyl-, dihydrochloride | 17156951 | 96535
Ergoline-8-carboxamide, 9,10-didehydro-N,N-diethyl-6-methyl-, (8.beta.)- | 17156944 | 96536
Benzoic acid, 2,6-dichloro- | 17156936 | 96537
Formaldehyde, reaction products with sulfonated 1,1'-oxybis[methylbenzene], sodium salts | 17156928 | 96538
1-Propanol, 2-(2-methoxy-1-methylethoxy)- | 17156910 | 96539
1-Propanol, 2-(2-methoxypropoxy)- | 17156902 | 96540
2-Propanol, 1-(2-methoxypropoxy)- | 17156894 | 96541
Propanoic acid, 2-methyl-, 1-methylethyl ester | 17156886 | 96542
Benzeneacetonitrile, .alpha.-bromo- | 17156878 | 96543
Octadiene | 17156860 | 96544
CR 733 | 17156852 | 96545
Azafluorene | 17156845 | 96546
Naphthalene, methylphenyl- | 17156837 | 96547
Benzene, chloro(trifluoromethyl)- | 1714813 | 96548
Hexadiene | 1714812 | 96549
Benzene, 1,2-dichloro-3-isocyanato- | 1714811 | 96550
Benzene, 1,3-dichloro-2-isocyanato- | 1714810 | 96551
Magnesium silicide | 1714809 | 96552
Phenol, amino- | 1714808 | 96553
Ethene, dichlorodifluoro- | 1714807 | 96554
Silane, trichloro(chlorophenyl)- | 1714806 | 96555
Benzenamine, ar,ar-dinitro- | 1714805 | 96556
Propane, bromo- | 1714804 | 96557
Benzene, fluoromethyl- | 1714803 | 96558
Furan, tetrahydromethyl- | 1714802 | 96559
Carbonochloridic acid, chloromethyl ester | 1714801 | 96560
Silicate(2-), hexafluoro-, magnesium (1:1), hexahydrate | 1714800 | 96561
Uranate(1-), dioxo[phosphato(3-)-.kappa.O,.kappa.O']-, hydrogen, (T-4)- | 1714799 | 96562
Silane, dichlorobis(phenylmethyl)- | 1714798 | 96563
Copper cyanide (Cu(CN)2) | 1714797 | 96564
Sulfuric acid, chromium salt | 1714796 | 96565
Chlorine fluoride (ClF5) | 1714795 | 96566
Hypochlorous acid, barium salt | 1714794 | 96567
Permanganic acid (HMnO4), ammonium salt | 1714793 | 96568
Borane, trifluoro-, dihydrate | 1714792 | 96569
Phosphoric acid, pentyl ester | 1714791 | 96570
Isooctene | 1714790 | 96571
Arsenenous acid, zinc salt | 1714789 | 96572
Permanganic acid (HMnO4), calcium salt | 1714788 | 96573
Mercury bromide (HgBr) | 1714787 | 96574
Uranium chloride (UCl3) | 1714786 | 96575
Arsenic acid (H3AsO4), diammonium salt | 1714785 | 96576
Uranium fluoride (UF6), (OC-6-11)- | 1714784 | 96577
Sulfuric acid, dimercury(1+) salt | 1714783 | 96578
Mercury iodide (HgI) | 1714782 | 96579
1-Undecanethiol | 1714781 | 96580
1-Propene, 3,3-diethoxy- | 1714780 | 96581
Phenol, 2-methyl-4,6-dinitro-, ammonium salt | 1714779 | 96582
Benzene, 2,4-dichloro-1-isocyanato- | 1714778 | 96583
3,5,7-Trithia-1,2,4,6-tetraphosphatricyclo[2.2.1.02,6]heptane | 1714777 | 96584
Mercury oxide sulfate (Hg3O2(SO4)) | 1714776 | 96585
Lithium hydroxide (Li(OH)), monohydrate | 1714775 | 96586
Platinate(2-), hexachloro-, disodium, tetrahydrate, (OC-6-11)- | 1714774 | 96587
Benzoyl chloride, methoxy- | 1714773 | 96588
Peroxide, acetyl benzoyl | 1714772 | 96589
Cycloheptene | 1714771 | 96590
Butane, 1-methoxy- | 1714770 | 96591
Lead cyanide (Pb(CN)2) | 1714769 | 96592
Propane, 1-methoxy- | 1714768 | 96593
Ethane, methoxy- | 1714767 | 96594
Phenol, 2,4,6-trinitro-, silver(1+) salt | 1714766 | 96595
Urea, mononitrate | 1714765 | 96596
Butanoic acid, ethenyl ester | 1714764 | 96597
Ethene, 1,1'-oxybis- | 1714763 | 96598
Ethanol, 1-amino- | 1714761 | 96599
Phosphorothioic acid, O-[1-(4-chlorophenyl)-1H-pyrazol-4-yl] O-ethyl S-propyl ester | 1714759 | 96600
Ethanone, 2-[[4-(2,4-dichlorobenzoyl)-1,3-dimethyl-1H-pyrazol-5-yl]oxy]-1-phenyl- | 1714757 | 96601
.alpha.-D-Glucopyranoside, (4R,5R,6R,6aS,9R,10aR)-1,2,4,5,6,6a,7,8,9,10a-decahydro-5,9-dihydroxy-9-(methoxymethyl)-6,10a-dimethyl-3-(1-methylethyl)dicyclopenta[a,d]cycloocten-4-yl 3,4-O-[(1R,2S)-2-hydroxy-1-(hydroxymethyl)-1-methyl-1,3-propanediyl]-6-O-methyl- | 1714756 | 96602
Benzoic acid, 3,6-dichloro-2-methoxy-, (phenylimino)di-2,1-ethanediyl ester | 1714755 | 96603
Propanedioic acid, 1,3-dithiolan-2-ylidene-, bis(1-methylethyl) ester | 1714754 | 96604
Phosphoric acid, tris[2-(diethylamino)ethyl] ester, trihydrochloride | 1714753 | 96605
.alpha.-D-Glucopyranoside, 3-[2-(acetyloxy)-1-methylethyl]-1,2,4,5,6,6a,7,8,9,10a-decahydro-1,5-dihydroxy-9-(methoxymethyl)-6,10a-dimethyldicyclopenta[a,d]cycloocten-4-yl 6-O-(1,1-dimethyl-2-propenyl)-, 2-acetate, [1S-[1.alpha.,3(R*),4.alpha.,5.beta.,6.beta.,6a.alpha.,9.beta.,10a.beta.]]- | 1714752 | 96606
Phosphoramidothioic acid, (1-methylpropyl)-, O-ethyl O-(5-methyl-2-nitrophenyl) ester | 1714750 | 96607
Glycine, N-(phosphonomethyl)-, compd. with N-methylmethanamine (1:1) | 1714748 | 96608
Urea, N'-[3-chloro-4-(trifluoromethoxy)phenyl]-N,N-dimethyl- | 1714747 | 96609
.alpha.-D-Glucopyranoside, (1S,4R,5R,6R,6aS,9S,10aR)-3-[(1S)-2-(acetyloxy)-1-methylethyl]-1,2,4,5,6,6a,7,8,9,10a-decahydro-1,5-dihydroxy-9-(methoxymethyl)-6,10a-dimethyldicyclopenta[a,d]cycloocten-4-yl 6-O-(1,1-dimethyl-2-propenyl)-, 4-acetate | 1714746 | 96610
Propanoic acid, 2,3-dichloro-2-methyl-, sodium salt | 1714745 | 96611
D-erythro-.alpha.-D-galacto-Octopyranoside, methyl 6,8-dideoxy-6-[[[(2S,4R)-1-methyl-4-propyl-2-pyrrolidinyl]carbonyl]amino]-1-thio- | 1714744 | 96612
2-Propenoic acid, 3-(3,4-dioxo-1,5-cyclohexadien-1-yl)- | 1714743 | 96613
Selcote | 1714742 | 96614
4-Thiazolidinone, 5-(3-phenyl-2-propenylidene)-2-thioxo- | 1714741 | 96615
Acetamide, 2,2-dichloro-N-[(1R,2R)-2-hydroxy-1-(hydroxymethyl)-2-[4-(methylsulfonyl)phenyl]ethyl]- | 1714740 | 96616
2,4-Cresotic acid, 6-anilino-, ethyl ester | 1714739 | 96617
Undecanamide, N-hydroxy- | 1714738 | 96618
Plumbane, triethylhydroxy- | 1714737 | 96619
Ferrate(1-), [[N,N'-1,2-ethanediylbis[N-[(carboxy-.kappa.O)methyl]glycinato-.kappa.N,.kappa.O]](4-)]-, (OC-6-21)- | 1714736 | 96620
Phenol, 4-methoxy-, benzoate | 1714734 | 96621
2-Naphthalenol, 6-bromo- | 1714733 | 96622
Benzamide, 3,4-dimethoxy- | 1714731 | 96623
Plumbane, chlorotrimethyl- | 1714730 | 96624
Plumbane, dichlorodimethyl- | 1714729 | 96625
MBC 120 | 1714728 | 96626
1-Octanaminium, N,N-dimethyl-N-(3-sulfopropyl)-, inner salt | 1714727 | 96627
1-Decanaminium, N,N-dimethyl-N-(3-sulfopropyl)-, inner salt | 1714725 | 96628
Fastusol C Blue 77P | 1714724 | 96629
Indiara | 1714723 | 96630
Tetradecane isomers | 17133885 | 96631
Propylbenzene isomers | 17133877 | 96632
Pentene isomers | 17133869 | 96634
Pentadecane isomers | 17133851 | 96636
Octane isomers | 17133844 | 96637
Nonane isomers | 17133836 | 96639
Heptane isomers | 17133810 | 96642
Dodecane isomers | 17133802 | 96643
Decane isomers | 17133794 | 96645
Butylbenzene isomers | 17133786 | 96647
Butene isomers | 17133778 | 96648
Isoheptane, mixt with 2-3-dimethylpentane | 17133760 | 96650
Ethyne, mixt with 2-methylpropane | 17133752 | 96651
Ethene, mixt with acetylene | 17133745 | 96653
Ethanol, mixt with acetonitrile | 17133737 | 96654
Ethane, mixt with acetylene | 17133729 | 96656
Volatile organic compounds, C2 | 17133711 | 96658
Benzene, (chloromethyl)-, mixt with 1,3-dichlorobenzene | 17133703 | 96659
Acids, unsaturated | 17133695 | 96661
Ethene, trichloro-, mixt with bromochloromethane | 17133687 | 96662
Ethene, trichloro-, mixt with bromodichloromethane | 17133679 | 96664
Terpenes | 17133661 | 96665
Benzene, ethenyl-, mixt with 1,2-dimethylbenzene | 17133653 | 96666
Nitrogen oxides, reactive | 17133646 | 96668
Pollutant X | 17133638 | 96669
Pinene, mixt with p-ethyltoluene | 17133620 | 96671
Distillates, petroleum, heavy | 17133612 | 96673
Benzene, 1,2-dimethyl-, mixt with 1,1,2,2-tetrachloroethane | 17133604 | 96674
Benzene, 1,2-dimethyl-, mixt with n-nonane | 17133596 | 96676
[1,1'-Biphenyl]-2,5-diol | 77917 | 96677
Butanenitrile, 4-(dichlorophenylsilyl)- | 77883 | 96678
1,3-Butanediol | 24695 | 96679
Butane, 1-chloro-3-methyl- | 24653 | 96680
Borate(1-)-11B, tetrafluoro-, potassium (1:1) | 615146 | 96681
Benzenepropanoic acid, .beta.-(aminomethyl)- | 77859 | 96682
Pentane, 2-bromo- | 24620 | 96683
Benzenesulfonamide, N-ethyl-2-methyl- | 77834 | 96684
Silane, trichloropentyl- | 24588 | 96685
1,4-Cyclohexanedicarboxylic acid | 77800 | 96686
Phosphoric acid, dibutyl ester | 24554 | 96687
Benzene, 2-methoxy-4-methyl-1-(1-methylethyl)- | 77776 | 96688
Benzene-1,2,3,4,5,6-d6 | 77750 | 96689
1,4-Oxathiane, 4,4-dioxide | 24539 | 96690
Titanium, tris[2-[(2-aminoethyl)amino]ethanolato-.kappa.O][2,2-bis[(2-propen-1-yloxy-.kappa.O)methyl]-1-butanolato-.kappa.O]-, (OC-6-22)- | 615104 | 96691
1H-Isoindole-1,3(2H)-dione, potassium salt (1:1) | 77727 | 96692
Carbamodithioic acid, N-phenyl-, ammonium salt (1:1) | 77693 | 96693
Benzene, 1-methyl-2-propyl- | 77669 | 96694
1-Pentene, 2,4,4-trimethyl- | 24349 | 96695
Ethanesulfonic acid, 2-amino- | 24315 | 96696
Ethene, methoxy- | 24273 | 96697
Acetaldehyde, 2-chloro- | 24240 | 96698
Propanenitrile, 3-(dichlorosilyl)- | 77412 | 96699
1,2-Ethanediamine | 24208 | 96700
Ethanol, 2-amino-, 1-(dihydrogen phosphate) | 77388 | 96701
2-Propen-1-amine | 24166 | 96702
Butanenitrile, 4,4'-(dichlorosilylene)bis- | 77354 | 96703
Propane, 1-iodo- | 24133 | 96704
Butanoic acid, 3,3-dimethyl- | 77339 | 96705
5-Decyne-4,7-diol | 77305 | 96706
1-Propanethiol | 24083 | 96707
1-Hexanol, 2-ethyl-, titanium(4+) salt (4:1) | 77271 | 96708
1-Butyne | 24059 | 96709
Aluminum, trioctyl- | 77248 | 96710
1-Propyne, 3-bromo- | 24018 | 96711
Ornithine, hydrochloride (1:1) | 77214 | 96712
Oxirane, 2-[(2-propen-1-yloxy)methyl]- | 23978 | 96713
Oxirane, 2-(chloromethyl)- | 23945 | 96714
Magnesium, chloro(1-methylethyl)- | 77172 | 96715
2-Oxiraneoctanoic acid, 3-octyl-, octyl ester | 23903 | 96716
Decanedioic acid, 1,10-dimethyl ester | 23887 | 96717
12-Oxa-4,7-diaza-11-silatridecanoic acid, 11,11-dimethoxy-, methyl ester | 77149 | 96718
2,5,7,10-Tetraoxa-6-silaundecane, 6-ethenyl-6-(2-methoxyethoxy)- | 77115 | 96719
Silicic acid (H4SiO4), tetra-2-propen-1-yl ester | 77099 | 96720
Heptanoic acid, methyl ester | 23853 | 96721
Distannoxane, 1,1,1,3,3,3-hexapropyl- | 77065 | 96722
Hexanoic acid, methyl ester | 23820 | 96723
1-Pentanol, 2-ethyl-4-methyl- | 23796 | 96724
Silane, 1,1',1'',1'''-methanetetrayltetrakis[1,1,1-trimethyl- | 77024 | 96725
Stannane, chlorotrimethyl- | 77008 | 96726
Carbonic acid, ammonium salt (1:1) | 76968 | 96727
Sodium acetylide (Na(C2H)) | 76943 | 96728
Naphtho[1,2-d]thiazolium, 1-methyl-2-[3-(1-methylnaphtho[1,2-d]thiazol-2(1H)-ylidene)-2-phenyl-1-propen-1-yl]-, chloride (1:1) | 76919 | 96729
Propanoic acid, propyl ester | 23523 | 96730
2-Naphthalenol, amino- | 17156829 | 96731
Dibenzofuran, 1,2,3,4,8,9-hexachloro- | 17156811 | 96732
Dibenzofuran, 1,2,3,6,7,9-hexachloro- | 17156803 | 96733
Dibenzofuran, 1,3,4,6,7,9-hexachloro- | 17156795 | 96734
Dibenzofuran, 1,2,3,4,7,9-hexachloro- | 17156787 | 96735
Dibenzofuran, 1,2,3,4,6,9-hexachloro- | 17156779 | 96736
3,6,9,12,15-Pentaoxaheneicosan-1-ol | 17156761 | 96737
1,4-Pentanediamine, N4-(6-chloro-2-methoxy-9-acridinyl)-N1,N1-diethyl- | 17156753 | 96738
Thiophene, 2-phenyl- | 17156746 | 96739
Poly(difluoromethylene), .alpha.-fluoro-.omega.-[2-(sulfooxy)ethyl]-, ammonium salt | 17156738 | 96740
Benzene, tetrachlorofluoro- | 17156720 | 96741
Dibenzofuran, 1,2,3,4,6,7-hexachloro- | 17156712 | 96742
Advastab TM 692 | 17156704 | 96743
Dibenzo[c,e][1,2]dioxin, 1,2,3,4,7,8,9,10-octachloro- | 17156696 | 96744
Dibenzofuran, 1,2,4,6,7,9-hexachloro- | 17156688 | 96745
Pyrene, 1,3,6-trinitro- | 17156670 | 96746
Benzene, 1-ethenyl-3-ethyl- | 17156662 | 96747
Dibenzofuran, 1,2,3,6,8,9-hexachloro- | 17156654 | 96748
1-Propanaminium, N,N-diethyl-3-[[3-hydroxy-4-(methoxycarbonyl)phenyl]amino]-N-methyl-3-oxo-, iodide | 17156647 | 96749
Benzene, methyl(methylsulfonyl)- | 17156639 | 96750
Dibenzofuran, 1,3,4,6,7,8-hexachloro- | 17156621 | 96751
Chrysene, tetramethyl- | 17156613 | 96752
Cholestadiene | 17156605 | 96753
Dibenzofuran, 1,2,3,4,6,8,9-heptachloro- | 17156597 | 96754
Dibenzofuran, 1,2,3,4,8-pentachloro- | 17156589 | 96755
A'-Neo-30-norgammacerane, 22-butyl-, (17.alpha.,22R)- | 17156571 | 96756
A'-Neo-30-norgammacerane, 22-propyl-, (17.alpha.,22R)- | 17156563 | 96757
A'-Neo-30-norgammacerane, 22-propyl-, (17.alpha.,22S)- | 17156555 | 96758
Sulfur, (bromomethyl)pentafluoro-, (OC-6-21)- | 17156548 | 96759
Phenol, 2,3-dinitro- | 17156530 | 96760
1,3-Dioxolane, 4,5-dichloro-4,5-difluoro-2,2-bis(trifluoromethyl)-, trans- | 17156522 | 96761
1,3-Dioxolane, 4,4,5,5-tetrafluoro-2,2-bis(trifluoromethyl)- | 17156514 | 96762
2,4,6(1H,3H,5H)-Pyrimidinetrione, 5-(4-aminophenyl)-5-ethyl-1-methyl- | 17156506 | 96763
Benzenecarboximidamide, 4,4'-methylenebis- | 17156498 | 96764
Epon 562 | 17156480 | 96765
Ethanone, 2-chloro-1-(4-hydroxyphenyl)- | 17156472 | 96766
2-Phenanthrenamine, 7-nitro- | 17156464 | 96767
1H-Indole-3-carboxamide, N,N-bis(phenylmethyl)- | 17156456 | 96768
Quinoline, 6-nitro- | 17156449 | 96769
Anthracene, 9,10-dihydro- | 17156431 | 96770
Quinoline, 5-nitro- | 17156423 | 96771
A'-Neo-30-norgammacerane, 22-ethyl-, (17.alpha.,22S)- | 17156415 | 96772
A'-Neo-30-norgammacerane, 22-ethyl-, (17.alpha.,22R)- | 17156407 | 96773
Anthracene, 9-phenyl- | 17156399 | 96774
Terasil Black S-RL | 17156381 | 96775
Rhoplex | 17156373 | 96776
Benzenepropanamide, .alpha.-[(4-chlorobenzoyl)amino]-4-[2-(4-methyl-1-piperazinyl)ethoxy]-N,N-dipropyl-, 2-hydroxy-1,2,3-propanetricarboxylate | 17156365 | 96777
Pigment Transparent Yellow O | 17156357 | 96778
Thiophene, phenyl- | 17156340 | 96779
2-Hexanone, 5-hydroxy- | 17156332 | 96780
Grotan | 17156324 | 96781
Benzenepropanamine, N-methyl-.gamma.-[4-(trifluoromethyl)phenoxy]-, hydrochloride | 17156316 | 96782
1H-Pyrrole-1-hexanoic acid, 2,5-dihydro-2,5-dioxo- | 17156308 | 96783
VEL 4411 | 17156290 | 96784
Ruthenium(1+), hexakis[.mu.-(acetato-.kappa.O:.kappa.O')]-.mu.3-oxotri-, acetate | 17156282 | 96785
9H-Fluorene, nitro- | 17156274 | 96786
Oxirane, 2,2'-[(2,2-dimethyl-1,3-propanediyl)bis(oxymethylene)]bis-, homopolymer | 17156266 | 96787
2-Propanol, 1-ethoxy-, acetate | 17156258 | 96788
A'-Neogammacer-17(21)-ene | 17156241 | 96789
1,3-Benzenediol, 4-nitroso-, monosodium salt | 17156233 | 96790
9H-Fluorene, 2,7-dinitro- | 17156225 | 96791
Hydrazinecarbothioamide, 2-[4-[(aminoiminomethyl)hydrazono]-2,5-cyclohexadien-1-ylidene]- | 17156217 | 96792
Benzoic acid, 5-(2,4-dichlorophenoxy)-2-nitro-, potassium salt | 17156209 | 96793
2-Cyclopenten-1-one, 3-chloro- | 17156191 | 96794
Pyridine, 2-chloro-5-(trifluoromethyl)- | 17156183 | 96795
9,10-Anthracenedione, 1,3,8-trihydroxy-6-methyl- | 17156175 | 96796
3,6,9,12,15,18-Hexaoxaoctacosan-1-ol | 17156167 | 96797
Oxiranemethanaminium, N,N,N-tributyl-, chloride | 17156159 | 96798
Ethane, 1-ethoxy-1,1,2,2-tetrafluoro- | 17156142 | 96799
Cyclohexane, 1,1,3,5-tetramethyl-, cis- | 17156134 | 96800
Cyclohexane, 1,1,3,5-tetramethyl-, (3R,5R)-rel- | 17156126 | 96801
1,2-Benzenediol, 4-[2-[[3-(4-hydroxyphenyl)-1-methylpropyl]amino]ethyl]-, hydrochloride | 17156118 | 96802
Siloxanes and Silicones, 3-[(2-aminoethyl)amino]-2-methylpropyl Me, di-Me, reaction products with N,N,N-trimethyloxiranemethanaminium chloride | 17156100 | 96803
1-Propene, 1-bromo-3,3,3-trifluoro- | 17156092 | 96804
Phenanthrene, 1-phenyl- | 17156084 | 96805
Cyclohexane, 1,1,3,5-tetramethyl- | 17156076 | 96806
Naphthalenol, amino- | 17156068 | 96807
Octane, 1-chloro-1,1,2,2,3,3,4,4,5,5,6,6,7,7,8,8-hexadecafluoro- | 17156050 | 96808
Butane, 1-chloro-1,1,2,2,3,3,4,4-octafluoro- | 17156043 | 96809
Propane, 1,1,1-trichloro-2,2,3,3-tetrafluoro- | 17156035 | 96810
2-Propenoic acid, 2-(bromomethyl)-, methyl ester | 17156027 | 96811
Propanoic acid, 2-[2-[2-(aminosulfonyl)-1,1,2,2-tetrafluoroethoxy]-1,1,2,3,3,3-hexafluoropropoxy]-2,3,3,3-tetrafluoro-, monoammonium salt | 17156019 | 96812
3-Pyridinol, 2-nitro- | 1714722 | 96813
Iodonium, bis(4-fluorophenyl)-, iodide | 1714721 | 96814
6H-Indolo[3,2,1-de][1,5]naphthyridin-6-one, 5-methoxy- | 1714719 | 96815
Selenic acid, nickel(2+) salt (1:1) | 1714718 | 96816
2-Propyn-1-ol, 3-phenyl- | 1714717 | 96817
Furan, tetrahydro-2,2,5,5-tetramethyl- | 1714716 | 96818
Benzoic acid, 2-(acetyloxy)-5-bromo- | 1714714 | 96819
Cyclopenta[c]furo[3',2':4,5]furo[2,3-h][1]benzopyran-11(1H)-one, 2,3,6a,8,9,9a-hexahydro-4-methoxy-, (6aR,9aS)- | 1714713 | 96820
[1,1'-Biphenyl]-4-ol, 2',4',6'-trichloro- | 1714712 | 96821
1-Tetradecanaminium, N,N-dimethyl-N-(3-sulfopropyl)-, inner salt | 1714711 | 96822
1,2,3,4-Butanetetrol, (2R,3S)-rel- | 1714710 | 96823
1,3-Pentanediol, 2-methyl- | 1714709 | 96824
1-Propanol, 3-(dibutylamino)-, 4-aminobenzoate (ester) | 1714706 | 96825
Platinum, diamminedichloro-, (SP-4-1)- | 1714705 | 96826
Nitric acid, plutonium salt | 1714704 | 96827
2-Butyne-1,4-diol, 1,1,4,4-tetraphenyl- | 1714702 | 96828
Methanone, [4-(2-hydroxyethoxy)phenyl]phenyl- | 1714700 | 96829
Ethane, 1,1'-sulfinylbis[1,2,2-trichloro- | 1714699 | 96830
1H-Indole-3-acetic acid, .alpha.-oxo- | 1714698 | 96831
Imidazo[2,1-b]thiazole, 2,3,5,6-tetrahydro-6-phenyl-, (6S)- | 1714697 | 96832
2-Propenoic acid, 3-(3-hydroxyphenyl)-, (2E)- | 1714696 | 96833
Benzene, 1,1'-(2,2,2-trichloroethylidene)bis[5-chloro-2-methoxy- | 1714695 | 96834
P,P-Diamidodiphosphoric acid, N,N,N',N'-tetramethyl-, diethyl ester | 1714694 | 96835
Diphosphoric acid, tetrabutyl ester | 1714693 | 96836
Remazol Green C 4B | 1714692 | 96837
Hydrazine, compd. with copper sulfate (CuH2(SO4)2) (2:1) | 1714691 | 96838
Verrucarin A, 7'-deoxo-7'-[(1R)-1-hydroxyethyl]-, (7'R)- | 1714690 | 96839
1,3-Dioxolo[4,5-g]quinoline-7-carboxylic acid, 5-ethyl-5,8-dihydro-8-oxo- | 1714689 | 96840
Morpholine, 4-benzoyl- | 1714688 | 96841
5-Isoxazolamine | 1714687 | 96842
2,4-Pentadienoic acid, 5-(1-hydroxy-2,6,6-trimethyl-4-oxo-2-cyclohexen-1-yl)-3-methyl-, (E,Z)- | 1714686 | 96843
1-Piperazineethanol, 4-[3-[2-(trifluoromethyl)-10H-phenothiazin-10-yl]propyl]-, dihydrochloride | 1714685 | 96844
Butanoic acid, 2-amino-4-(methylseleno)- | 1714684 | 96845
Chromium, tris(2-pyridinecarboxylato-.kappa.N1,.kappa.O2)- | 1714683 | 96846
Sandozin NIS | 1714682 | 96847
Propanedioic acid, ethylidene-, diethyl ester | 1714681 | 96848
3-Pyridinecarboxamide, N-(4-chlorophenyl)- | 1714680 | 96849
Tetradecanoic acid, 4-nitrophenyl ester | 1714679 | 96850
Carbamic acid, [5-(4-fluorobenzoyl)-1H-benzimidazol-2-yl]-, methyl ester, mixt. with 1,4,5,6-tetrahydro-1-methyl-2-[(1E)-2-(2-thienyl)ethenyl]pyrimidine (2R,3R)-2,3-dihydroxybutanedioate (1:1) | 1714678 | 96851
Benzene, [(2-propenyloxy)methyl]- | 1714677 | 96852
Phenol, 2-chloro-4-(1,1-dimethylethyl)-6-nitro- | 1714676 | 96853
Acetic acid, oxo(phenylamino)-, ethyl ester | 1714675 | 96854
Morpholine, 2,6-dimethyl-4-nitroso- | 1714674 | 96855
Benzo[b]thiophene, 3-methyl- | 1714673 | 96856
Methanone, (4-bromophenyl)-3-pyridinyl- | 1714672 | 96857
Carbamimidothioic acid, methyl ester, sulfate (1:1) | 1714671 | 96858
Bromamide | 1714670 | 96859
Pyridazine, 3-(2-methylphenoxy)- | 1714669 | 96860
2,7-Octanedione, 1,8-bis(diazo)- | 1714668 | 96861
2-Propenoic acid, 3-(3-bromophenyl)-, (2E)- | 1714667 | 96862
Benzene, 1,1'-[1,2-ethanediylbis(oxy)]bis[4-nitro- | 1714666 | 96863
21H,23H-Porphine-2,18-dipropanoic acid, 7,12-bis(1-hydroxyethyl)-3,8,13,17-tetramethyl- | 1714665 | 96864
1,4:5,8-Dimethanophthalazine, 5,6,7,8,9,9-hexachloro-1,4,4a,5,8,8a-hexahydro-, 2-oxide | 1714664 | 96865
Benzoic acid, 2-[(chloroacetyl)amino]- | 1714663 | 96866
Phenol, pentachloro-, acetate | 1714662 | 96867
Oxirane, 2,3-diphenyl-, (2R,3R)-rel- | 1714661 | 96868
Benzoic acid, 2-(phenylmethoxy)- | 1714660 | 96869
1H-Pyrrole-2-carboxamide, 4-[[[(aminoiminomethyl)amino]acetyl]amino]-N-[5-[[(3-amino-3-iminopropyl)amino]carbonyl]-1-methyl-1H-pyrrol-3-yl]-1-methyl- | 1714659 | 96870
Pregn-5-ene-16-carbonitrile, 3-hydroxy-20-oxo-, (3.beta.,16.alpha.)- | 1714658 | 96871
Benzeneacetic acid, 3-amino- | 1714657 | 96872
Pyridinium, 2-chloro-1-methyl-, iodide | 1714656 | 96873
Aurate(1-), tetrachloro-, (SP-4-1)- | 1714655 | 96874
Mercury, iodomethyl- | 1714654 | 96875
Vanadate (VO43-), (T-4)- | 1714653 | 96876
Benzo[b]thiophene, 5-methyl- | 1714652 | 96877
Benzenemethanamine, N-(4-nitrophenyl)- | 1714651 | 96878
Benzeneacetic acid, 2,4,5-trichloro-.alpha.-hydroxy- | 1714649 | 96879
3-Pyrrolidineacetic acid, 2-carboxy-4-[(1Z,3E,5R)-5-carboxy-1-methyl-1,3-hexadienyl]-, (2S,3S,4S)- | 1714648 | 96880
2-Naphthalenol, decahydro-, (2R,4aR,8aS)-rel- | 1714647 | 96881
3-Butyn-2-one | 1714646 | 96882
Mercury, [.mu.-[[3,3'-methylenebis[2-naphthalenesulfonato-.kappa.O]](2-)]]diphenyldi- | 1714645 | 96883
9-Octadecenoic acid, 12-hydroxy-, 2-methoxyethyl ester, [R-(Z)]- | 1714644 | 96884
Strychnidin-10-one, monohydrochloride | 1714643 | 96885
Benzeneacetic acid, 4-[2-(diethylamino)-2-oxoethoxy]-3-methoxy-, propyl ester | 1714642 | 96886
Purigal P 21 | 1714640 | 96887
Propionic acid, 3-ethoxy-, hexyl ester | 1714639 | 96888
Selenate | 1714637 | 96889
Selenite | 1714636 | 96890
2H-Oxacyclotetradecino[2,3-d]isoindole-2,5,18-trione, 6,7,8,9,10,12a,13,14,15,15a,16,17-dodecahydro-13-hydroxy-9,15-dimethyl-14-methylene-16-(phenylmethyl)-, (3E,9R,11E,12aS,13S,15S,15aS,16S,18aS)- | 1714635 | 96891
Copper(2+), bis(1,2-ethanediamine-.kappa.N,.kappa.N')-, sulfate (1:1) | 1714634 | 96892
Benzoic acid, 3-amino-, hydrazide | 1714632 | 96893
Pinene, mixt with benzaldehyde | 17133588 | 96894
Volatile organic compounds, non-reactive | 17133570 | 96895
n-Octane, mixt with trans-1,3-dichloropropylene | 17133562 | 96896
n-Decane and p-dichlorobenzene | 17133554 | 96897
n-Decane and 1,2,4-timethylbenzene | 17133547 | 96898
Propane, 2-methoxy-2-methyl-, mixt with isohexane and cis-4-methyl-2-pentene | 17133539 | 96899
Cyclopentane, methyl-, mixt with 2,4-dimethylpentane | 17133521 | 96900
2-Butanone, mixt with methacrolein | 17133513 | 96901
Benzene, 1-ethyl-3-methyl-, mixt with .alpha.-pinene | 17133505 | 96902
Benzene, 1-ethyl-3-methyl-, mixt with 1-ethyl-4-methylbenzene | 17133497 | 96903
Benzene, 1,3-dimethyl-, mixt with 1,4-dimethylbenzene and bromoform | 17133489 | 96904
Benzaldehyde, 3-methyl-, mixt with 4-methylbenzaldehyde | 17133471 | 96905
Cyclopentane, mixt with isopentane | 17133463 | 96907
1-Butene, mixt with isobutene | 17133455 | 96908
2-Propanol, mixt with diethyl ether | 17133448 | 96910
Cyclopentane, mixt with 2,3-dimethylbutane | 17133430 | 96911
2-Pentene, (Z)-, mixt with 2-methylpentane | 17133422 | 96913
Cycloparaffins, C-9 | 17133414 | 96915
Cycloparaffins, C-8 | 17133406 | 96916
Cycloparaffins, C-7 | 17133398 | 96918
Alkylbenzenes, C2 | 17133380 | 96919
Butanal, mixt with 2-methylpropanal | 17133372 | 96921
Butanal, mixt with methyl ethyl ketone | 17133364 | 96923
Benzene, 1,2,3-trimethyl-, mixt with .beta.-pinene | 17133356 | 96924
Aliphatic ketones | 17133349 | 96926
Aliphatic acids | 17133331 | 96927
Pentene, 3(and 4)-methyl- | 17133323 | 96929
1-Butene, 3-methyl-, mixt with cyclopentane | 17133315 | 96930
Hexane, 2-methyl-, mixt with cyclohexane | 17133307 | 96932
Hexane, 2-methyl-, mixt with 2,3-dimethylpentane | 17133299 | 96933
Heptane, 2-methyl-, mixt with 3-methylheptane | 17133281 | 96934
1-Pentene, mixt with 2-methyl-2-butene | 17133273 | 96935
1-Hexene and 2-methyl-1-pentene | 17133265 | 96936
1-Butanol, mixt with cyclohexane | 17133257 | 96937
1,4-Dioxane mixt with 2,2,4-trimethylpentane | 17133240 | 96938
Benzene, 1,2,4-trimethyl-, mixt with .beta.-pinene | 17133232 | 96939
Benzene, 1,2,4-trimethyl-, mixt with tert-butylbenzene | 17133224 | 96940
Benzene, 1,2,4-trimethyl-, mixt with sec-butylbenzene | 17133216 | 96941
Dodecanoic acid, ethyl ester | 23499 | 96942
Heptanoic acid, ethyl ester | 23465 | 96943
2,6-Octadienal, 3,7-dimethyl-, (2Z)- | 23432 | 96944
6-Octenal, 3,7-dimethyl- | 23408 | 96945
1-Hexanamine, 2-ethyl-N-(2-ethylhexyl)- | 23374 | 96946
9-Octadecenoic acid, 12-hydroxy-, 2-hydroxyethyl ester, (9Z,12R)- | 23341 | 96947
Octadecanamide, 12-hydroxy-N-(2-hydroxyethyl)- | 23325 | 96948
9-Octadecenoic acid (9Z)-, 2-(2-hydroxyethoxy)ethyl ester | 23291 | 96949
Octanoic acid, 1,1'-[1,2-ethanediylbis(oxy-2,1-ethanediyl)] ester | 23275 | 96950
Octadecanoic acid, 2-[2-[2-(2-hydroxyethoxy)ethoxy]ethoxy]ethyl ester | 23242 | 96951
Silane, chloro(3-chloropropyl)dimethyl- | 172775 | 96952
Oxacyclohexadecan-2-one | 23226 | 96953
Hexanedioic acid, 1,6-dibutyl ester | 23192 | 96954
Ethanamine, N-methyl-N-nitroso- | 172718 | 96955
Propanoic acid, 3,3'-thiobis-, 1,1'-ditridecyl ester | 172684 | 96956
2-Propenamide, N-[2-(diethylamino)ethyl]- | 172650 | 96957
1,4-Dioxacycloheptadecane-5,17-dione | 23176 | 96958
2,6-Octadien-1-ol, 3,7-dimethyl-, 1-propanoate, (2E)- | 23143 | 96959
21H,23H-Porphine-2,18-dipropanoic acid, 3,7,12,17-tetramethyl-, 2,18-dimethyl ester | 172627 | 96960
2,7-Naphthalenedisulfonic acid, 3-[2-(5-chloro-2-hydroxyphenyl)diazenyl]-4,5-dihydroxy-, sodium salt (1:2) | 76893 | 96961
Chromic acid (H2Cr2O7), sodium salt (1:2) | 172593 | 96962
2,6-Octadien-1-ol, 3,7-dimethyl-, 1-formate, (2E)- | 23119 | 96963
1,2-Ethanediamine, N1,N2-dimethyl-N1-[2-(methylamino)ethyl]- | 23093 | 96964
Nonanedioic acid, 1,9-bis(2-methylpropyl) ester | 23051 | 96965
Thioperoxydicarbonic acid ([(HO)C(S)]2S2), C,C'-dibutyl ester | 23028 | 96966
2-Butenedioic acid (2E)-, 1,4-dibutyl ester | 23002 | 96967
Phenol, 2,4-dimethyl- | 22970 | 96968
Peroxydicarbonic acid, C,C'-bis(1-methylethyl) ester | 22947 | 96969
1,4-Benzenediol, 2,5-dioctyl- | 172387 | 96970
Pyridinium, 2-methyl-1-(2-phenylethyl)-, bromide (1:1) | 172361 | 96971
Acetamide, N,N'-1,2-ethanediylbis[N-acetyl- | 172304 | 96972
Ethanone, 1-(4-octylphenyl)- | 172288 | 96973
1H-Pyrrole-2,5-dione, 1,1'-[methylenebis(2-ethyl-6-methyl-4,1-phenylene)]bis- | 614131 | 96974
2-Propenoic acid, 2-methyl-, (tetrahydro-2H-pyran-2-yl)methyl ester | 172254 | 96975
Cobalt(3+), hexaammine-, (OC-6-11)-, nitrate (1:3) | 172213 | 96976
1-Butanaminium, N,N,N-tributyl-, acetate (1:1) | 172197 | 96977
Butanenitrile, 4-chloro-3-hydroxy- | 22715 | 96978
Propanamide, N-[3-[[4-(diethylamino)-2-methylphenyl]imino]-6-oxo-1,4-cyclohexadien-1-yl]-2-methyl- | 614115 | 96979
2-Penten-4-yn-1-ol, 3-methyl- | 22681 | 96980
2-Propenoic acid, 2-(phosphonooxy)-, compd. with cyclohexanamine (1:1) | 172163 | 96981
Benzenamine, 3,3'-[1,3-phenylenebis(oxy)]bis- | 172148 | 96982
2-Pentene, 5-chloro-, (2E)- | 172122 | 96983
1,3-Benzenediamine, 4,4'-[1,3-phenylenebis(2,1-diazenediyl)]bis- | 76877 | 96984
Pentanoic acid, (2Z)-3,7-dimethyl-2,6-octadien-1-yl ester | 172098 | 96985
Ethenol, 2-phenyl-, 1-acetate | 172064 | 96986
Ethanol, 2-[(3a,4,5,6,7,7a-hexahydro-4,7-methano-1H-inden-6-yl)oxy]- | 172031 | 96987
3-Decen-2-one | 172007 | 96988
2-Naphthalenol, decahydro-, 2-formate | 171975 | 96989
Benzene, 1-butoxy-4-methyl- | 171959 | 96990
2-Butyne-1,4-diamine, N1,N1,N4,N4-tetraethyl- | 22657 | 96991
Benzenemethanol, 4-methoxy- | 22624 | 96992
Silane, (isocyanatomethyl)dimethoxymethyl- | 17156001 | 96993
1-Hexanol, 6-amino- | 17155995 | 96994
Cyclohexane, 1,1-dinitro- | 17155987 | 96995
Benzenemethanol, .alpha.-methyl-4-(2-methylpropyl)- | 17155979 | 96996
2-Butanone, 1,1,1,4,4,4-hexafluoro- | 17155961 | 96997
3H-1,2,3-Triazolo[4,5-b]pyridine, 3-hydroxy- | 17155953 | 96998
2-Propenoic acid, ester with 2,2'-oxybis[ethanol] | 17155946 | 96999
Kenplast G | 17155938 | 97000
Benzenemethanol, .alpha.-ethynyl-.alpha.-phenyl- | 17155920 | 97001
Acetyl chloride, methoxy- | 17155912 | 97002
Benzenamine, 2,3,4-trifluoro-C198 | 17155904 | 97003
Propanoyl fluoride, 3,3,3-trifluoro-2-(trifluoromethyl)- | 17155896 | 97004
Propanoic acid, methoxy- | 17155888 | 97005
Stannane, hydroxytris(4-methylphenyl)- | 17155870 | 97006
2-Propenoic acid, 2,2,3,3,4,4,5,5-octafluoropentyl ester | 17155862 | 97007
Freon C 51-12 | 17155854 | 97008
Cyclohexane, 1,2,3,4-tetramethyl- | 17155847 | 97009
Cyclohexane, 1,2,3,5-tetramethyl- | 17155839 | 97010
A'-Neo-30-norgammacerane | 17155821 | 97011
Ethene, nitro- | 17155813 | 97012
Pyrazole, dihydro- | 17155805 | 97013
[1,1'-Biphenyl]-4-methanol | 17155797 | 97014
Silane, triethoxyfluoro- | 17155789 | 97015
Cyclohexane, dodecafluoro- | 17155771 | 97016
Carbonic acid, methyl 2-propenyl ester | 17155763 | 97017
Ethane, 1,1,1-trichloro-2,2-difluoro- | 17155755 | 97018
Silicic acid (H4SiO4), tetrakis(2,2,2-trifluoroethyl) ester | 17155748 | 97019
Pyridine, tetrachloro- | 17155730 | 97020
Hexane, 1,1,2,2,3,3,4,4,5,5,6,6-dodecafluoro- | 17155722 | 97021
Pyridinecarboxylic acid | 17155714 | 97022
Oxirane, 2,2-bis(trifluoromethyl)- | 17155706 | 97023
Benzene, 1-methyl-4-(methylsulfonyl)- | 17155698 | 97024
3,5-Dioxa-2,6-disilaheptane, 2,2,6,6-tetramethyl-4-(1-methylethylidene)- | 17155680 | 97025
Benzene, (methylsulfonyl)- | 17155672 | 97026
9-Octadecenediamine, (9Z)- | 17155664 | 97027
Phenanthro[4,5-bcd]thiophene | 17155656 | 97028
2-Propenoic acid, 2-methyl-, (1-methylethylidene)bis(4,1-phenyleneoxycarbonyloxy-2,1-ethanediyl) ester | 17155649 | 97029
Cyclotetrasiloxane, hexamethyldiphenyl- | 17155631 | 97030
Hydroperoxide, phenylcyclohexyl- | 17155623 | 97031
Dibenz[a,e]acephenanthrylene | 17155615 | 97032
Benzene, trichlorodifluoro- | 17155607 | 97033
Phenol, 4,4'-(1-methylethylidene)bis-, polymer with (butoxymethyl)oxirane and (chloromethyl)oxirane | 17155599 | 97034
Naphthalene, 1,3,6,8-tetranitro- | 17155581 | 97035
Benzene, bromochloro- | 17155573 | 97036
Pyrene, 1,3,6,8-tetranitro- | 17155565 | 97037
Cyclobutane, hexafluorobis(trifluoromethyl)- | 17155557 | 97038
1,3,5-Triazine-2,4,6-triamine, N,N,N',N',N'',N''-hexaethyl- | 17155540 | 97039
Oxazolidine, 3-methyl- | 17155532 | 97040
Benzoic acid, o-(octyloxy)-, hydrazide monohydrochloride | 17155524 | 97041
10-Undecynoic acid | 17155516 | 97042
1,3,4-Thiadiazole, 2-(dibromomethyl)-5-(methylsulfonyl)- | 17155508 | 97043
Cyclobutane, dichlorohexafluoro- | 17155490 | 97044
Pyrimidinamine | 17155482 | 97045
Benzene, trichlorotrifluoro- | 17155474 | 97046
1-Naphthalenol, 4-(1-naphthalenylazo)- | 17155466 | 97047
Poly[oxy(2,6-dibromo-1,4-phenylene)] | 17155458 | 97048
Benzeneacetonitrile, .alpha.-[[[(dimethylamino)carbonyl]oxy]imino]-C145 | 17155441 | 97049
1,4-Benzenediol, 2,5-dicyclohexyl- | 17155433 | 97050
9-Tridecen-12-ynal, (Z)- | 17155425 | 97051
3-Buten-2-one, 4-(2-furanyl)-, homopolymer | 17155417 | 97052
Quinazoline | 17155409 | 97053
2H-Imidazole-2-thione, 1-(2,6-diethylphenyl)-1,3-dihydro- | 17155391 | 97054
Phosphonothioic acid, ethyl-, O-(2,5-dichloro-4-iodophenyl) O-ethyl ester | 17155383 | 97055
Phosphoric acid, dimethylphenyl diphenyl ester | 17155375 | 97056
9H-Fluorene, 2-nitroso- | 17155367 | 97057
Poly(imino-1,3-phenyleneiminocarbonyl-1,3-phenylenecarbonyl) | 17155359 | 97058
Urea, N-[5-(1,1-dimethylethyl)-1,3,4-thiadiazol-2-yl]-N'-methyl- | 17155342 | 97059
Benzeneacetic acid, .alpha.-(hydroxymethyl)- (3-endo)-8-methyl-8-azabicyclo[3.2.1]oct-3-yl ester, sulfate (1:1) (salt) | 17155334 | 97060
5H-Indeno[1,2-b]pyridine | 17155326 | 97061
3,6,9,12,15,18,21,24-Octaoxatetratriacontan-1-ol | 17155318 | 97062
Ethanone, 1-[4-(acetyloxy)-3-[(acetyloxy)methyl]phenyl]- | 17155300 | 97063
Lithium cyanide (Li(CN)) | 17155292 | 97064
2-Imidazolidinone, 1,3,4-trimethyl- | 17155284 | 97065
Aziridine, 1,1',1''-methylidynetris- | 17155276 | 97066
Benzo[b]naphtho[2,1-d]thiophene | 17155268 | 97067
11H-Benzo[a]carbazole | 17155250 | 97068
11H-Benzo[a]fluorene | 17155243 | 97069
Benz[c]acridine, 7,10-dimethyl- | 17155235 | 97070
Zinc, ion (Zn2+) | 17155227 | 97071
1H-Benz[g]indole | 17155219 | 97072
3,6,9,12,15-Pentaoxapentacosan-1-ol | 17155201 | 97073
Benzenecarboperoxoic acid, 2-carboxy- | 17155193 | 97074
Benzo[h]quinoline | 17155185 | 97075
Polymyxin B, sulfate | 1714631 | 97076
Pleocidin | 1714630 | 97077
Mitomycin | 1714629 | 97078
1-Naphthalenecarboxylic acid, 3-methoxy-5-methyl-, (1S)-2-[[(1E)-1-[(3R,4R,5S)-3-(acetyloxy)-4-hydroxy-1-azabicyclo[3.1.0]hex-2-ylidene]-2-[[(1Z)-1-(hydroxymethylene)-2-oxopropyl]amino]-2-oxoethyl]amino]-1-[(2S)-2-methyloxiranyl]-2-oxoethyl ester | 1714627 | 97079
Candicidin B | 1714626 | 97080
Candicidin A | 1714625 | 97081
Actinomycin | 1714624 | 97082
3-Pyridinecarboxamide, N-[(butylamino)carbonyl]- | 1714623 | 97083
Diphosphate | 1714622 | 97084
Phenol, 4-chloro-2-(2-propenyl)- | 1714621 | 97085
2-Pentenoic acid, (2E)- | 1714620 | 97086
Benzaldehyde, 3,4-dihydroxy- | 1714619 | 97087
DP 70 | 1714618 | 97088
Spillwash L.T. | 1714617 | 97089
Ethanone, 1-(2,3,4-trimethoxyphenyl)- | 1714615 | 97090
Tornado (surfactant) | 1714614 | 97091
Rawflex | 1714613 | 97092
Penmul R 740 | 1714612 | 97093
Oil Sponge | 1714611 | 97094
Oil Bond 100 | 1714610 | 97095
Gran Control | 1714609 | 97096
Corexit 9580 | 1714608 | 97097
Con-Lei | 1714607 | 97098
Citrikleen XPC | 1714606 | 97099
Citrikleen FC 1160 | 1714605 | 97100
Citrikleen 1855 | 1714604 | 97101
Breaker 4 | 1714603 | 97102
Bioversal | 1714602 | 97103
Biosolve | 1714601 | 97104
Hypobromous acid, sodium salt | 1714600 | 97105
3-Cyclohexen-1-one, 2,2,3,4,5,5,6,6-octachloro- | 1714599 | 97106
Butanedioic acid, hydroxy-, disodium salt, (S)- | 1714598 | 97107
Phenol, 2,4-dipentyl- | 1714597 | 97108
Butanoic acid, 2-phenoxy- | 1714596 | 97109
Pyridinium, 1-[(4-amino-2-propyl-5-pyrimidinyl)methyl]-2-methyl-, chloride, monohydrochloride | 1714595 | 97110
Sulfuric acid, ammonium iron salt (2:1:1), decahydrate | 1714594 | 97111
Gibbane-1,10-dicarboxylic acid, 4a-(hydroxymethyl)-1-methyl-8-methylene-, 1,4a-lactone, (1.alpha.,4a.alpha.,4b.beta.,10.beta.)- | 1714593 | 97112
1,2-Pyrrolidinedicarboxylic acid, 4-hydroxy-, 1-(1,1-dimethylethyl) ester, (2S,4R)- | 1714592 | 97113
Benzoic acid, 2,4-dihydroxy-5-nitro- | 1714591 | 97114
Technetate (TcO41-), potassium, (T-4)- | 1714590 | 97115
Ethanone, 1-(2,3,4-trichlorophenyl)- | 1714588 | 97116
Technetate (TcO41-), ammonium, (T-4)- | 1714587 | 97117
1,4:5,8:9,10-Trimethanoanthracene, 1,2,3,4,5,6,7,8,12,12,13,13-dodecachloro-1,4,4a,5,8,8a,9,9a,10,10a-decahydro- | 1714586 | 97118
Bicyclo[2.2.1]heptan-2-one, 1,7,7-trimethyl-, oxime | 1714585 | 97119
1H-Purine-2,6-dione, 8-chloro-3,7-dihydro- | 1714584 | 97120
Quinolinium, 6,6'-(carbonyldiimino)bis[1-methyl-, bis(methyl sulfate) | 1714583 | 97121
Actinomycindioic D acid | 1714582 | 97122
7H-1,2,3-Triazolo[4,5-d]pyrimidin-7-one, 5-amino-1,4-dihydro- | 1714581 | 97123
Morpholine, 3-methyl-2-phenyl- | 1714580 | 97124
Stannane, [phosphinylidynetris(oxy)]tris[triphenyl- | 1714579 | 97125
2-Pyridinemethanol, 6-[2-(5-nitro-2-furanyl)ethenyl]- | 1714578 | 97126
Inipol EAP 22 | 1714577 | 97127
Metaphosphoric acid (H4P4O12), tetrasodium salt | 1714576 | 97128
Benzene, 1,1'-(chloromethylene)bis[4-methyl- | 1714575 | 97129
2,7-Naphthalenedisulfonic acid, 6-(acetylamino)-3-[[4-(aminosulfonyl)phenyl]azo]-4-hydroxy-, disodium salt | 1714574 | 97130
Benzenemethanol, .alpha.-methyl-, benzoate | 1714573 | 97131
D-Glucitol, 1-deoxy-1-(methylamino)-, trioxoantimonate(1-) | 1714572 | 97132
Benzoic acid, methoxy- | 1714571 | 97133
2,4,7-Metheno-1H-cyclopenta[a]pentalene, 1,1,2,3,3a,7a-hexachloro-2,3,3a,3b,4,6a,7,7a-octahydro-, (2R,3R,3aS,3bS,4S,6aR,7S,7aS)-rel- | 1714570 | 97134
Benzo[a]pyren-3-ol | 1714569 | 97135
Benzene, 1-chloro-4-(phenylthio)- | 1714568 | 97136
2-Butenedioic acid, 2,3-dihydroxy-, (2E)- | 1714567 | 97137
Benzoic acid, amino-, ethyl ester | 1714566 | 97138
Benzenemethanamine, N,N,.alpha.,.alpha.-tetraphenyl- | 1714565 | 97139
Sulfonic acids, sodium salts | 1714564 | 97140
1-Hexadecanaminium, N,N,N-triethyl-, bromide | 1714563 | 97141
Benzoic acid, 4-amino-2-hydroxy-, phenyl ester | 1714562 | 97142
Phosphorothioic acid, O-(4-amino-3-methylphenyl) O,O-dimethyl ester | 1714561 | 97143
Stannane, tributyl[(methylsulfonyl)oxy]- | 1714560 | 97144
Thiocyanic acid, (4-nitrophenyl)methyl ester | 1714559 | 97145
Phosphorothioic acid, O,O-diethyl S-(phenylmethyl) ester | 1714558 | 97146
Phenol, 2-(1,1-dimethylethyl)-4,6-dinitro-, carbamate (ester) | 1714557 | 97147
Urea, N,N'-dimethyl-N-nitroso- | 1714556 | 97148
Naphthalene, 1-(2-bromoethoxy)- | 1714555 | 97149
2,7-Naphthalenedisulfonic acid, 6-(acetylamino)-3-[[4-(aminosulfonyl)phenyl]azo]-4-hydroxy- | 1714554 | 97150
Glycine, N,N'-1,2-ethanediylbis[N-(carboxymethyl)-, tetrasodium salt, tetrahydrate | 1714553 | 97151
Plumbane, dichlorodiethyl- | 1714552 | 97152
.alpha.-D-Glucopyranose, 3-O-methyl- | 1714551 | 97153
Benzene, ethenylnitro- | 1714550 | 97154
Inosine 5'-(tetrahydrogen triphosphate) | 1714549 | 97155
Naphthalenecarboxylic acid | 1714548 | 97156
D-Alanine, N-benzoyl-N-(3-chloro-4-fluorophenyl)-, 1-methylethyl ester | 17133166 | 97157
Ethane, 1,2-dichloro-1-fluoro- | 17133158 | 97158
Ethane, 1-chloro-1,2,2-trifluoro- | 17133141 | 97159
Ethane, 1,1,2-trichloro-2-fluoro- | 17133133 | 97160
Propane, 2-chloro-1,1,1,3,3,3-hexafluoro- | 17133125 | 97161
Propane, 1,1,3,3-tetrachloro-1,2,2-trifluoro- | 17133109 | 97162
Propane, 1,3,3-trichloro-1,1,2,2-tetrafluoro- | 17133117 | 97163
Glycine, N,N-bis(carboxymethyl)-, compd. with N,N-diethylethanamine (1:3) | 17133067 | 97164
Stannylium, tributyl- | 17133042 | 97165
Zirconium alloy, base, (Zircaloy) | 17133034 | 97166
Vanadium, metal and alloys | 17133026 | 97167
Glass fibers, micro- | 17133018 | 97168
Fiberglass | 17133000 | 97169
Glass fibers | 17132994 | 97170
Glass fibers, wool | 17132986 | 97171
Silane, chloromethyl- | 17132978 | 97172
9H-Fluorene-9-carboxylic acid, 9-hydroxy- | 17132960 | 97173
Avanel S 150 | 17131277 | 97174
Casamid 362 | 17131038 | 97175
Foamaster FGA | 17130972 | 97176
Polyflo 130 | 17129677 | 97177
Arsenic compounds, inorganic | 17132945 | 97178
Benzenamine, 2(and 4)-methoxy- | 17132929 | 97179
2-Propenoic acid, 2-methyl-, 2-ethyl-2-[[(2-methyl-1-oxo-2-propenyl)oxy]methyl]-1,3-propanediyl ester, polymer with 1-ethenyl-2-pyrrolidinone, 1,2-propanediol mono(2-methyl-2-propenoate) and tridecyl 2-methyl-2-propenoate | 17131731 | 97180
Oils, orange-juice, Citrus sinensis | 17131475 | 97181
Zeolites, Ag | 17131418 | 97182
Formaldehyde, polymer with (3-methylbutyl)phenol and oxirane | 17130899 | 97183
Acrysol RM 5 | 17130659 | 97184
Poly(oxy-1,2-ethanediyl), .alpha.-(tetradecylphenyl)-.omega.-hydroxy- | 17129867 | 97185
Plurafac RA 40 | 17129594 | 97186
2(3H)-Benzothiazolethione, 5-chloro-, zinc salt | 17129123 | 97187
2(3H)-Benzothiazolethione, iron(3+) salt | 17128844 | 97188
Poly(oxy-1,2-ethanediyl), .alpha.-[3-[[(2,4-dichlorophenoxy)acetyl]oxy]propyl]-.omega.-butoxy- | 17128539 | 97189
Oils, Macadamia tetraphylla | 17131376 | 97190
Betaines, C12-C18-alkyldimethyl | 17129933 | 97191
Benzenecarbothioamide, 4-[4,5-dihydro-4-methyl-5-oxo-3-(trifluoromethyl)-1H-1,2,4-triazol-1-yl]-2-[(ethylsulfonyl)amino]-5-fluoro- | 17131822 | 97192
Decanoic acid, monoester with 1,2-propanediol | 17130063 | 97193
Acetic acid, (2,4,5-trichlorophenoxy)-, ester with 1(or 2)-(2-methylpropoxy)propanol | 17129222 | 97194
Acetic acid, (2,4-dichlorophenoxy)-, ester with 1(or 2)-(2-methylpropoxy)propanol | 17129172 | 97195
Acetic acid, (2,4,5-trichlorophenoxy)-, compd. with (Z,Z)-N,N-dimethyl-9,12-octadecadien-1-amine (1:1) | 17129073 | 97196
Silver tarnishing | 17132911 | 97197
6-Thia-1-azatricyclo[5.2.0.02,4]nonane-2-carboxylic acid, 8-amino-4-methyl-9-oxo-,[2R&#8722;2.alpha.,4.alpha.,7.alpha.,8.beta.)]- | 17132895 | 97198
Carbamodithioic acid, cyano-, disodium salt, mixt. with 1,2-ethanediamine and methylcarbamodithioic acid monopotassium salt | 17132887 | 97199
Alkenes, >=C10 | 17132879 | 97200
C.I. Pigment Blue 27 | 17132861 | 97201
C.I. Acid Brown 97 | 17132853 | 97202
Bicyclo[2.2.1]heptane, 2,2-dimethyl-3-methylene-, octachloro deriv. | 17132838 | 97203
Arsonic acid, ammonium salt | 17132820 | 97204
2,4-Oxazolidinedione, 3-(3,4-dichlorophenyl)-5,5-dimethyl- | 17132812 | 97205
Guazatine, triacetate | 17132804 | 97206
Silanediol, dimethyl-, homopolymer | 17132788 | 97207
Benzoic acid, 2-amino-3,6-dichloro- | 17132770 | 97208
1,2,3-Propanetricarboxylic acid, 2-hydroxy-, trisodium salt, dihydrate | 17132762 | 97209
Technetium | 17132747 | 97210
Poly[oxy(dimethylsilylene)], .alpha.-(trimethylsilyl)-.omega.-[(trimethylsilyl)oxy]- | 17132739 | 97211
Rubber, silicone, di-Me | 17132721 | 97212
Particle size | 17132713 | 97213
96hr acu Ceriodaphnia dubia % srv | 17132705 | 97214
Water usage | 17132697 | 97215
Operating tubes | 17132689 | 97216
P/F sub-lethal 7 Daypinephales promelas | 17132671 | 97217
P/F sub-lethal 7 day Menidia menidia | 17132663 | 97218
P/F sub-lethal 7 day Mysidopsis bahia | 17132655 | 97219
P/F sub-lethal 7 day Ceriodaphnia dubia | 17132648 | 97220
1,4-Benzenedimethanethiol | 22590 | 97221
Propanamide, 3,3'-thiobis[N-dodecyl- | 171926 | 97222
Benzene, 1,4-diethenyl- | 22566 | 97223
4-Oxazolidinone, 3-ethyl-5-[2-(3-ethyl-2-thiazolidinylidene)ethylidene]-2-thioxo- | 171892 | 97224
Hexanedioic acid, 1,6-bis[(tetrahydro-2-furanyl)methyl] ester | 22533 | 97225
2,5-Furandione, 3-(2-hexen-1-yl)dihydro- | 171876 | 97226
2-Propenoic acid, 3-(1H-imidazol-5-yl)- | 22509 | 97227
Benzene, 1-methoxy-4-methyl- | 22475 | 97228
Benzenepropanoic acid, 3,5-bis(1,1-dimethylethyl)-4-hydroxy-, 1,1'-(2,2-dimethyl-1,3-propanediyl) ester | 171843 | 97229
Pyridine, 5-ethyl-2-methyl- | 22442 | 97230
Benzaldehyde, 4-methyl- | 22418 | 97231
Phenol, 4-amino-2,6-dimethyl-, hydrochloride (1:1) | 171801 | 97232
Benzene, 1-chloro-4-(chloromethyl)- | 22376 | 97233
Benzene, 1-(bromomethyl)-4-methyl- | 22350 | 97234
Germane, tetraphenyl- | 76851 | 97235
3-Cyclohexene-1-carboxylic acid, 6-methyl-, (1R,6R)-rel- | 171637 | 97236
2-Propene-1,1-diol, 2-methyl-, 1,1-diacetate | 171603 | 97237
Pyridinium, 1-dodecyl-, chloride (1:1) | 22301 | 97238
Pentanoic acid, 1-ethenyl-1,5-dimethyl-4-hexen-1-yl ester | 171553 | 97239
1,2-Ethanediamine, N1,N2-bis(phenylmethylene)- | 22285 | 97240
Benzene, 1-phenoxy-2-(3-phenoxyphenoxy)- | 171512 | 97241
2-Pyridinecarboxylic acid, 3,4,5,6-tetrachloro- | 171496 | 97242
2(3H)-Furanone, 5-heptyldihydro- | 22251 | 97243
1,2,4-Triazine, 5,6-diphenyl-3-(2-pyridinyl)- | 76836 | 97244
Benzenepropanol, 1-formate | 22228 | 97245
Benzeneacetonitrile, .alpha.-cyclohexylidene- | 171454 | 97246
2(3H)-Furanone, dihydro-5-pentyl- | 22194 | 97247
2-Propenal, 3-phenyl- | 22160 | 97248
Cyclopropanecarboxylic acid, 2,2-dimethyl-3-(2-methyl-1-propen-1-yl)- | 171421 | 97249
Benzene, butyl- | 22137 | 97250
Aluminum, trihexacosyl- | 171389 | 97251
Benzenesulfonic acid, 2,2'-[(9,10-dihydro-4,8-dihydroxy-9,10-dioxo-1,5-anthracenediyl)diimino]bis[5-methyl- | 171371 | 97252
Benzeneacetonitrile, 4-methoxy- | 22103 | 97253
1,3-Dioxolane, 2-(2,6-dimethyl-1,5-heptadien-1-yl)-4-methyl- | 171348 | 97254
1,3-Benzenedicarboxylic acid, 5-sulfo-, 1,3-dimethyl ester, potassium salt (1:1) | 171298 | 97255
2-Furanmethanol, tetrahydro-, 2,2',2''-phosphate | 171256 | 97256
Phenol, 5-amino-2-methyl-, sulfate (2:1) | 171223 | 97257
Butanedioic acid, 2-acetyl-, 1,4-dimethyl ester | 171199 | 97258
Ethanimidic acid, N-(trimethylsilyl)-, trimethylsilyl ester | 171173 | 97259
Benzenepropanol, .alpha.-ethyl-.alpha.-methyl- | 171140 | 97260
Hexanenitrile, 5-oxo- | 171116 | 97261
Benzenemethanamine, 4-chloro-N-methyl- | 21907 | 97262
Acetamide, N-(4-nitrophenyl)- | 21873 | 97263
Octadecanamide, N-(4-hydroxyphenyl)- | 21840 | 97264
1,4-Benzenediamine, N1,N4-bis(1-methylheptyl)- | 21824 | 97265
Propanoic acid, 2-methyl-, 4-methylphenyl ester | 21790 | 97266
Acetamide, N-(4-hydroxyphenyl)- | 21774 | 97267
Phosphine, tris(4-methylphenyl)- | 76802 | 97268
Phenol, 4-[(dimethylamino)methyl]- | 21741 | 97269
Benzenemethanamine, N,N-dimethyl- | 21717 | 97270
Benzeneacetyl chloride | 21683 | 97271
2,8,9-Trioxa-5-aza-1-silabicyclo[3.3.3]undecane, 1-methyl-3,7-bis[(2-propenyloxy)methyl]- | 17155177 | 97272
Propane, 2-ethoxy-1,1,1,2,3,3,3-heptafluoro-C128 | 17155169 | 97273
Ethanone, 2-chloro-1-(4-methoxyphenyl)- | 17155151 | 97274
Cyclopenta[c]pyran-1(4aH)-one, 5,6,7,7a-tetrahydro-4,7-dimethyl-, (4aS,7S,7aR)- | 17155144 | 97275
Cyclopenta[c]pyran-1(4aH)-one, 5,6,7,7a-tetrahydro-4,7-dimethyl-, (4aR,7S,7aS)- | 17155136 | 97276
2-Imidazolidinethione, 4-methyl- | 17155128 | 97277
1,4-Dioxane, 2-(chloromethyl)- | 17155110 | 97278
Cyclohexane, 1,2,4,5-tetramethyl- | 17155102 | 97279
Benzo[b]perylene | 17155094 | 97280
Methylene, nitro- | 17155086 | 97281
1H-Benzimidazole, 6-(methylsulfonyl)-4-nitro-2-(trifluoromethyl)- | 17155078 | 97282
3,6,9,12,15,18,21,24,27,30-Decaoxaoctatriacontan-1-ol | 17155060 | 97283
3,6,9,12,15-Pentaoxatricosan-1-ol | 17155052 | 97284
Benzene, 1,1',1''-(1-methylene-1,3,5-pentanetriyl)tris- | 17155045 | 97285
Methanone, (3,5-diaminophenyl)[4-(phenylethynyl)phenyl]- | 17155037 | 97286
Oxiranemethanol, phosphate (3:1) | 17155029 | 97287
Nonanoic acid, 2,2,3,3,4,4,5,5,6,6,7,7,8,8,9,9-hexadecafluoro-, ammonium salt | 17155011 | 97288
2-Propenoic acid, 2-methyl-, ion(1-) | 17155003 | 97289
1-Octanesulfinic acid, 1,1,2,2,3,3,4,4,5,5,6,6,7,7,8,8,8-heptadecafluoro-, ammonium salt | 17154998 | 97290
Naugard PS 40 | 17154980 | 97291
Cyclopenta[c]pyran-1(4aH)-one, 5,6,7,7a-tetrahydro-4,7-dimethyl-, (4aS,7S,7aS)- | 17154972 | 97292
1-Octene, dimer, hydrogenated | 17154964 | 97293
Nickel, bis[2-[[1-[(4-fluorophenyl)azo-.kappa.N2]-2-methylbutyl]azo-.kappa.N2]-5-nitropyridinato-.kappa.N]- | 17154956 | 97294
2-Bornanol, 3-[[[2-(diethylamino)ethyl]ethylamino]methyl]-, benzilate (ester) | 17154949 | 97295
1,3,4-Oxadiazol-2(3H)-one, 5-(1-methylethyl)- | 17154931 | 97296
Poly(oxy-1,2-ethanediyl), .alpha.-[2-(2,5-dihydro-2,5-dioxo-1H-pyrrol-1-yl)ethyl]-.omega.-hydroxy-, C13-15-alkyl ethers | 17154923 | 97297
3-Pentenoyl chloride, (3E)- | 17154915 | 97298
Silicic acid, 1,2-ethanediyl ethyl ester | 17154907 | 97299
1H-Tetrazole-1-acetamide, N,N-dibutyl-2,5-dihydro-5-thioxo- | 17154899 | 97300
1,1'-Biphenyl, 4-(chloromethyl)- | 17154881 | 97301
Propane, 1,1,3-trichloro-1,2,2,3,3-pentafluoro- | 17154873 | 97302
Propane, 1-bromo-1-chloro-2,2,3,3-tetrafluoro- | 17154865 | 97303
1,4-Benzenediamine, N,N'-bis(1,3-dimethylbutyl)- | 17154857 | 97304
A'-Neogammacer-22(29)-ene | 17154840 | 97305
1,6-Hexanediamine, N,N'-bis(2-methylpropyl)- | 17154832 | 97306
Cobalt, bis[2-(hydroxy-.kappa.O)propanoato-.kappa.O]- | 17154824 | 97307
Zinc, bis[O,O-bis(4-methylpentyl) phosphorodithioato-S,S']-, (T-4)- | 17154816 | 97308
Phosphonic acid, monoethyl ester | 17154808 | 97309
1-Propanol, 2-(2-ethoxypropoxy)- | 17154790 | 97310
Bicyclo[2.2.1]hept-2-ene, 5-ethyl- | 17154782 | 97311
Troysol LAC | 17154774 | 97312
Copper, ion (Cu2+) | 17154766 | 97313
Methanediimine | 17154758 | 97314
1-Propene, 2-bromo-3,3,3-trifluoro- | 17154741 | 97315
Magnesium chloride (MgCl) | 17154733 | 97316
Ethane, 1,1'-sulfonylbis[1,1,2,2,2-pentafluoro- | 17154725 | 97317
1H-1,2,3-Triazolo[4,5-b]pyridinium, 1-[bis(dimethylamino)methylene]-, hexafluorophosphate(1-), 3-oxide | 17154717 | 97318
2-Propenoic acid, 2-methyl-, C2-18-alkyl esters, polymers with .alpha.-fluoro-.omega.-[2-[(1-oxo-2-propenyl)oxy]ethyl]poly(difluoromethylene) and vinylidene chloride | 17154709 | 97319
Guanidine, N,N,N',N'-tetrabutyl- | 17154691 | 97320
Hycar 26171 | 17154683 | 97321
Benzene, 2-bromo-1,4-dichloro- | 17154675 | 97322
Propanedinitrile, [[1,2,3,4-tetrahydro-1-(2-hydroxyethyl)-6-quinolinyl]methylene]- | 17154667 | 97323
Tetratriacontane | 17154659 | 97324
Carbamic acid, [(1S)-2-methyl-1-[[[(1R)-1-(4-methylphenyl)ethyl]amino]carbonyl]propyl]-, 1-methylethyl ester | 17154642 | 97325
2-Propenoic acid, 2-isocyanatoethyl ester | 17154634 | 97326
Professional Fiberglass | 17154626 | 97327
1,3-Dioxolane, 4-chloro-4,5,5-trifluoro-2,2-bis(trifluoromethyl)- | 17154618 | 97328
Brucite (Mg(OH)2) | 17154600 | 97329
2-Propenoic acid, 4-[[(4-benzoylphenoxy)carbonyl]oxy]butyl ester | 17154592 | 97330
Propanoic acid, 2,3,3,3-tetrafluoro-2-[1,1,2,3,3,3-hexafluoro-2-(heptafluoropropoxy)propoxy]-, ammonium salt | 17154584 | 97331
Amines, C12-14-alkyl | 17154576 | 97332
5-Thiazolecarboxamide, N-[2,6-dibromo-4-(trifluoromethoxy)phenyl]-2-methyl-4-(trifluoromethyl)- | 17154568 | 97333
Resin X | 17154550 | 97334
1H-Pyrrolo[1,2-a]benzimidazolium, 2,3-dihydro-4-octadecyl-, tetrafluoroborate(1-) | 17154543 | 97335
Bicycloheptane | 17154535 | 97336
3-Pentenoyl chloride, (Z)- | 17154527 | 97337
Chabazite (Al2Ca(SiO3)4.6H2O) | 17154519 | 97338
C.I. Disperse Orange 21 | 17154501 | 97339
1H-1,2,4-Triazole-1-ethanol, .alpha.-(1-chlorocyclopropyl)-.alpha.-[(2-chlorophenyl)methyl]- | 17154493 | 97340
Potassium titanium oxide (KTi4O8) | 17154485 | 97341
Furan, 2,2'-methylenebis- | 17154477 | 97342
Saytex 111 | 17154469 | 97343
Cyclopropanecarboxylic acid, 3-(2,2-dichloroethenyl)-2,2-dimethyl-, (2,3,5,6-tetrafluorophenyl)methyl ester, (1R,3S)- | 17154451 | 97344
Mondur CB | 17154444 | 97345
16(15H)-Oxaerythrinan-15-one, 14,17-dihydro-3-methoxy-, (3.beta.)- | 17154436 | 97346
Benzene, dibromodichloro- | 17154428 | 97347
Guanidine, pentabutyl- | 17154410 | 97348
1,2-Ethanediamine, N-[1-(1-piperazinyl)ethyl]- | 17154402 | 97349
UC 75118 | 17154394 | 97350
Spiro[5.6]dodecan-7-ol | 17154386 | 97351
Zeolites | 1714547 | 97352
2-Naphthalenamine, 1-[(2-methylphenyl)azo]- | 1714546 | 97353
2-Pentadecanamine | 1714545 | 97354
Urea, (3-ethoxyphenyl)- | 1714544 | 97355
Blast (insecticide) | 1714543 | 97356
Urea, (2-bromophenyl)- | 1714542 | 97357
Urea, 2-naphthalenyl- | 1714541 | 97358
Phosphoric acid, 2-bromo-1-(2,4-dichlorophenyl)ethenyl dimethyl ester | 1714540 | 97359
4,4'-Bipyridinium, 1,1'-bis(phenylmethyl)- | 1714539 | 97360
Benzene, 1,3-dichloro-2-(3,4-dichlorophenoxy)- | 1714538 | 97361
Phenol, 2-methyl-6-nitro- | 1714537 | 97362
Phenol, 2-bromo-6-nitro- | 1714536 | 97363
Morpholine, 4-octyl- | 1714535 | 97364
10H-Phenothiazine, 10-[2-(1-methyl-2-piperidinyl)ethyl]-2-(methylthio)-, monohydrochloride | 1714534 | 97365
2-Naphthaleneacetic acid, 5,6,7,8-tetrahydro- | 1714533 | 97366
Phenol, 4-(2-butenyl)- | 1714532 | 97367
1,1'-Biphenyl, 2,2'-dibromo- | 1714531 | 97368
Carbamic acid, cyclohexyl-, 2-hydroxyethyl ester | 1714530 | 97369
Guanidine, N-butyl-N'-nitro-N-nitroso- | 1714529 | 97370
Guanidine, N'-nitro-N-nitroso-N-propyl- | 1714528 | 97371
Phenol, 4,4'-(2,2-dichloroethylidene)bis- | 1714527 | 97372
[1,6]Dioxacyclododecino[2,3,4-gh]pyrrolizine-2,7-dione, 3-ethylidene-3,4,5,6,9,11,13,14,14a,14b-decahydro-6-hydroxy-5,6-dimethyl-, (3Z,5R,6R,14aR,14bR)- | 1714526 | 97373
Benzene, 1-chloro-4-(2-chloroethoxy)- | 1714525 | 97374
4-Pyridazinecarboxylic acid, 2-(4-chlorophenyl)-3-ethyl-2,5-dihydro-5-oxo- | 1714524 | 97375
Houghto-Safe 1120 | 1714523 | 97376
1,8-Naphthyridine-3-carboxylic acid, 7-[(3S)-3-amino-1-pyrrolidinyl]-1-cyclopropyl-6-fluoro-1,4-dihydro-4-oxo- | 1714522 | 97377
Syntaryl A 990 | 1714521 | 97378
Oxane Z | 1714520 | 97379
Lensex TA 01 | 1714519 | 97380
Lensex LE 40 | 1714518 | 97381
Hexaryl L 30 | 1714517 | 97382
Cemulsol NPT 9 | 1714516 | 97383
Celanol PS 19 | 1714515 | 97384
Copper silver oxide | 1714514 | 97385
Corexit 7664 | 1714513 | 97386
Cutrine | 1714512 | 97387
Micoluteina destacina | 1714511 | 97388
Oil Herder | 1714510 | 97389
Toxicol FLC | 1714509 | 97390
Rodine 213 | 1714508 | 97391
Kanechlor 400 | 1714507 | 97392
Jansolve | 1714506 | 97393
Icoshine | 1714505 | 97394
Enersperse 700 | 1714504 | 97395
Corexit CRX 8 | 1714503 | 97396
Santicizer HB 40 | 1714502 | 97397
Dicyclopenta[a,d]cyclooctene-1,5-diol, 1,2,3,3a,4,5,6,8,9,9a-decahydro-1-(methoxymethyl)-4-methyl-7-(1-methylethyl)-6-[[(2S,3S,4aS,5R,7S,8R,8aR)-tetrahydro-8-hydroxy-5-(methoxymethyl)-3-methyl-3-[(2S)-oxiranyl]-7H-2,4a-epoxy-5H-pyrano[3,4-b]-1,4-dioxin-7-yl]oxy]-, (1R,3aS,4R,5R,6R,9aR)- | 1714501 | 97398
Arquard | 1714500 | 97399
Naphthalenedion | 1714499 | 97400
Sancowad AN | 1714498 | 97401
Sulfanol | 1714497 | 97402
1,3,2-Dioxastibolane-4,5-dicarboxylic acid, 2-hydroxy-, 2-oxide | 1714496 | 97403
Amberlite LA 1 | 1714495 | 97404
D-Streptamine, O-2-amino-2-deoxy-.alpha.-D-glucopyranosyl-(1.fwdarw.4)-O-[O-2,6-diamino-2,6-dideoxy-.beta.-L-idopyranosyl-(1.fwdarw.3)-.beta.-D-ribofuranosyl-(1.fwdarw.5)]-2-deoxy-, sulfate (salt) | 1714494 | 97405
Bisoflex L 79P | 1714493 | 97406
Dowfax 2A1 | 1714492 | 97407
Distannoxane, hexaphenyl- | 1714491 | 97408
Halowax 1014 | 1714490 | 97409
Halowax 1013 | 1714489 | 97410
1H-3-Benzazepin-7-ol, 8-chloro-2,3,4,5-tetrahydro-3-methyl-5-phenyl-, hydrochloride, (5R)- | 1714488 | 97411
Benzeneacetonitrile, .alpha.-[2-(dimethylamino)propyl]-.alpha.-phenyl- | 1714487 | 97412
1,2-Ethanedisulfonic acid, compd. with 2-chloro-10-[3-(4-methyl-1-piperazinyl)propyl]-10H-phenothiazine (1:1) | 1714486 | 97413
Gossypol acetic acid | 1714485 | 97414
Stannane, tributyl[(2-chloro-1-oxo-2-propenyl)oxy]- | 1714484 | 97415
Phenanthridinium, 3,8-diamino-5-ethyl-6-phenyl-, bromide | 1714483 | 97416
Nopco 1535 | 1714482 | 97417
Thalassiosira pseudonana mar.diat | 17132630 | 97418
TUA flth 96hr Gasterosteus aculeatus | 17132622 | 97419
TUA stat 96hr acu Citharichthys stigmaeus | 17132614 | 97420
TUA statre 96hr Gasterosteus aculeatus | 17132606 | 97421
% surv statre 96hr acu Atherinops affinis | 17132598 | 97422
% surv statre 48hr acu Pimepha promelas | 17132580 | 97423
P/F statre 7day chr Cyprinodon | 17132572 | 97424
Discharge Monitoring Report | 17132564 | 97425
Technical information 2 R | 17132556 | 97426
Production, daily | 17132549 | 97427
Rainfall events | 17132531 | 97428
BetzDearborn DG 5671 | 17132523 | 97429
Volume, daily | 17132515 | 97430
Volume, total | 17132507 | 97431
Wastewater, volume of injected | 17132499 | 97432
Turbidity, increase over background | 17132481 | 97433
Turbidity, change | 17132473 | 97434
Irrigation water | 17132465 | 97435
Total water accumulations | 17132457 | 97436
Solids, total dissolved (inorganic) | 17132440 | 97437
Solids, total suspended, loading rate | 17132432 | 97438
Sludge, depth | 17132424 | 97439
Pressure, casing | 17132416 | 97440
Mix ratio | 17132408 | 97441
Infiltration capacity | 17132390 | 97442
Freeboard | 17132382 | 97443
Overflow volume (SS0 volume, CSO volume) | 17132374 | 97444
Excess thermal load | 17132366 | 97445
Solids, total suspended non-volatile | 17132358 | 97446
Flow, return factor | 17132341 | 97447
Flow, as a portion of stream flow | 17132333 | 97448
Dewatering effluent TSS | 17132325 | 97449
Dewatering effluent TDS | 17132317 | 97450
Dewatering effluent pH | 17132309 | 97451
Dewatering effluent oil and grease | 17132291 | 97452
Dewatering effluent free oil | 17132283 | 97453
Dewatering effluent COD | 17132275 | 97454
Dewatering effluent chlorides tidal | 17132267 | 97455
Produced water, TDS | 17132259 | 97456
Whole Effluent Toxicity, sublethal retest | 17132242 | 97457
Coliform, total colony forming units | 17132234 | 97458
Organic carbon, percent removal | 17132226 | 97459
Free oil, dewatering effluent | 17132218 | 97460
Oxygen demand, nitrogenous, ultimate | 17132200 | 97461
Sulfide, mixt. with hydrogen sulfide (H2S) | 17132192 | 97462
Total petroleum hydrocarbon - gasoline | 17132184 | 97463
Total petroleum hydrocarbon - diesel | 17132176 | 97464
Oil & grease , polar | 17132168 | 97465
Halogens, total combined | 17132150 | 97466
Oil & grease, nonpolar | 17132143 | 97467
Glycols | 17132135 | 97468
Nonyl phenoxypoly ethanol | 17132127 | 97469
2,4-D Dioxin congener/chlorophen | 17132119 | 97470
Mixture of 10-carbon trialkylacetic acids: 2,5-dimethyl-2-ethylhexanoic acid, 2,2,3,5-tetramethylhexanoic acid, 2,4-dimethyl-2-isopropylpentanoic acid and related compounds | 17132101 | 97471
Poly(oxy-1,2-ethanediyl),.alpha.,.alpha.'-[[[3-methyl-4-[(4-methyl-2-benzothiazolyl)azo]phenyl] | 17132093 | 97472
Poly(oxy-1,2-ethanediyl),.alpha.-[4-[6-[(2-hydroxyethyl)amino]-1,3-dioxo-1H-benz[de]isoquinolin | 17132085 | 97473
1,3-Pentadiene, (3Z)- | 88922 | 97474
1-Naphthalenol, 5,8-dichloro- | 88898 | 97475
Iron(2+), tris(4,4'-dimethyl-2,2'-bipyridine-.kappa.N1,.kappa.N1')-, (OC-6-11)-, perchlorate (1:2) | 201178 | 97476
Sulfuric acid, lead salt (1:?) | 201160 | 97477
1,8-Octanediamine, 4-(aminomethyl)- | 88864 | 97478
Benzenamine, 4-(1,1,3,3-tetramethylbutyl)-N-[4-(1,1,3,3-tetramethylbutyl)phenyl]- | 201129 | 97479
Decanoyl fluoride, 2,2,3,3,4,4,5,5,6,6,7,7,8,8,9,10,10,10-octadecafluoro-9-(trifluoromethyl)- | 201103 | 97480
2-Propenoic acid, 3-sulfopropyl ester, sodium salt (1:1) | 201079 | 97481
1H-Isoindole-1,3(2H)-dione, 4,5,6,7-tetrachloro-2-dodecyl- | 88831 | 97482
Benzoic acid, 4-formyl-, methyl ester | 88815 | 97483
Magnesate(2-), [[N,N'-1,2-ethanediylbis[N-[(carboxy-.kappa.O)methyl]glycinato-.kappa.N,.kappa.O]](4-)]-, potassium (1:2), (OC-6-21)- | 201046 | 97484
Cadmate(2-), [[N,N'-1,2-ethanediylbis[N-[(carboxy-.kappa.O)methyl]glycinato-.kappa.N,.kappa.O]](4-)]-, potassium (1:2), (OC-6-21)- | 201020 | 97485
Pyrazine, 2-ethyl-3-methyl- | 201004 | 97486
4-Pyridinecarboxylic acid, ethyl ester | 88781 | 97487
3-Penten-2-ol | 88757 | 97488
Palladate(2-), [[N,N'-1,2-cyclohexanediylbis[N-(carboxymethyl)glycinato-.kappa.N,.kappa.O]](4-)]-, hydrogen (1:2), (SP-4-2)- | 200915 | 97489
Platinum, di-.mu.-chlorodichlorobis(tributylphosphine)di- | 200873 | 97490
Distannathiane, 1,3-dibutyl-1,3-dithioxo- | 200840 | 97491
Platinum, diamminedichloro-, (SP-4-2)- | 200808 | 97492
2-Propenoic acid, 2-methyl-, 1,1'-[(1-methylethylidene)bis[4,1-phenyleneoxy(2-hydroxy-3,1-propanediyl)]] ester | 88716 | 97493
2-Oxiranepentanol, .gamma.,3,3-trimethyl- | 88690 | 97494
Acetamide, N,N-dibutyl- | 88674 | 97495
Benzenesulfonic acid, 3-[2-[4-(diethylamino)-2-hydroxyphenyl]diazenyl]-4-hydroxy- | 88641 | 97496
Benzoic acid, 4-(2-phenyldiazenyl)- | 88625 | 97497
Cyclohexanol, 2-chloro- | 687012 | 97498
Disulfide, dihexadecyl | 88583 | 97499
Hexanoic acid, 4-methyl- | 88567 | 97500
Disilane, 1-chloro-1,1,2,2,2-pentamethyl- | 88526 | 97501
Ethanol, 2-[(2-ethylhexyl)oxy]- | 88492 | 97502
Hexanoic acid, 2-ethyl-, lithium salt (1:1) | 200444 | 97503
Silane, dichloro(dichloromethyl)methyl- | 88468 | 97504
Ethanol, 2-mercapto-, 1,1',1''-triester with boric acid (H3BO3) | 200394 | 97505
Pyrimidine, 4,6-dimethyl- | 88435 | 97506
1-Tridecanol, 1-(dihydrogen phosphate), compd. with 2-ethyl-1-hexanamine (1:1) | 200329 | 97507
Iron(2+), tris(4,7-diphenyl-1,10-phenanthroline-.kappa.N1,.kappa.N10)-, (OC-6-11)-, perchlorate (1:2) | 200295 | 97508
2,7-Naphthalenedisulfonic acid, 5-[[4-chloro-6-(ethylphenylamino)-1,3,5-triazin-2-yl]amino]-3-[2-[5-[(2,3-dibromo-1-oxopropyl)amino]-2-sulfophenyl]diazenyl]-4-hydroxy-, sodium salt (1:?) | 638759 | 97509
9,10-Anthracenedione, 6-ethyl-1,2,3,4-tetrahydro- | 200279 | 97510
2-Butenedioic acid (2Z)-, 1,1'-(dibutylstannylene) 4,4'-dibutyl ester | 200253 | 97511
2-Butenedioic acid (2Z)-, 1,1'-(dibutylstannylene) 4,4'-dimethyl ester | 200238 | 97512
Urea, N'-(3-chloro-4-methylphenyl)-N,N-dimethyl- | 200212 | 97513
.beta.-D-Galactopyranoside, methyl 1-thio- | 40352 | 97514
Iron(2+), tris(5-methyl-1,10-phenanthroline-.kappa.N1,.kappa.N10)-, perchlorate (1:2) | 200154 | 97515
Propanoic acid, 2,2-dimethyl-, cobalt(2+) salt (2:1) | 200113 | 97516
1,5-Pentanediamine, 2-methyl- | 200097 | 97517
Benzenediazonium, 4-(benzoylamino)-2,5-diethoxy- | 200063 | 97518
Phosphoric acid, mono(2-ethylhexyl) ester, sodium salt (1:2) | 200014 | 97519
D-Fructose, 1,6-bis(dihydrogen phosphate), potassium salt (1:4) | 199984 | 97520
Propanenitrile, 3-[(1,1-dimethyl-2-propyn-1-yl)oxy]- | 199968 | 97521
Urea, N,N'-bis(2-chloroethyl)-N-nitroso- | 17002643 | 97522
Thiazolium, 3-[(4-amino-2-methyl-5-pyrimidinyl)methyl]-4-methyl-5-(4,6,6-trihydroxy-4,6-dioxido-3,5-dioxa-4,6-diphosphahex-1-yl)-, chloride (1:1) | 40337 | 97523
Cyclohexanemethanol, 4-amino-.alpha.-(4-aminocyclohexyl)-, 1-carbamate | 199893 | 97524
1H-Phosphole, 2,3-dihydro-1,4-dimethyl-, 1-oxide | 199729 | 97525
Furo[2,3-b]furan-2(3H)-one, tetrahydro-6a-methyl- | 199687 | 97526
2-Pyrrolidinone, 1-(hydroxymethyl)- | 199653 | 97527
2,4-Pentanedione, ion(1-), sodium (1:1) | 199612 | 97528
Diazene, bis(3-chlorophenyl)- | 710939 | 97529
Benzenecarbohydrazonoyl chloride, N-phenyl- | 690354 | 97530
D-Tryptophan | 40303 | 97531
1,4-Benzenedicarboxylic acid, 1,4-diphenyl ester | 88245 | 97532
Iron(2+), tris(5-nitro-1,10-phenanthroline-.kappa.N1,.kappa.N10)-, perchlorate (1:2) | 199513 | 97533
Iron(2+), tris(2,2'-bipyridine-.kappa.N1,.kappa.N1')-, (OC-6-11)-, perchlorate (1:2) | 199505 | 97534
Manganate(2-), [[N,N'-1,2-ethanediylbis[N-[(carboxy-.kappa.O)methyl]glycinato-.kappa.N,.kappa.O]](4-)]-, sodium (1:2), (OC-6-21)- | 199471 | 97535
1,2-Benzenedicarboxylic acid, 3-(acetylamino)- | 199455 | 97536
Bicyclo[3.1.1]heptan-3-one, 2,6,6-trimethyl-, (1R,2R,5S)-rel- | 199406 | 97537
Acetamide, N-[5-[bis[2-(acetyloxy)ethyl]amino]-2-[2-(2-chloro-4-nitrophenyl)diazenyl]phenyl]- | 88211 | 97538
Propanamide, N-[5-[bis[2-(acetyloxy)ethyl]amino]-2-[2-(4-nitrophenyl)diazenyl]phenyl]- | 88195 | 97539
Zinc, bis(N,N-dipentylcarbamodithioato-.kappa.S,.kappa.S')-, (T-4)- | 199331 | 97540
2,4-Imidazolidinedione, 5,5-dimethyl-1,3-bis(2-oxiranylmethyl)- | 199307 | 97541
Benzoxazole, 2,2'-(1,2-ethenediyldi-4,1-phenylene)bis- | 88161 | 97542
Phosphonium, triphenyl(3-phenyl-2-propen-1-yl)-, chloride (1:1) | 88138 | 97543
Trisiloxane, 1,3,5-triethenyl-1,1,3,5,5-pentamethyl- | 88112 | 97544
Aluminum, tritetradecyl- | 88096 | 97545
Benzene, [(trimethylsilyl)oxy]- | 88070 | 97546
1,2,4-Benzenetricarboxylic acid, 1,2,4-trihexyl ester | 88054 | 97547
Benzoic acid, 2-(phenylthio)- | 88021 | 97548
Carbamothioic acid, S,S'-[2-(dimethylamino)-1,3-propanediyl] ester | 1714735 | 97549
Carbamothioic acid, S,S'-(2-(dimethylamino)-1,3-propanediyl) ester, monohydrochloride | 17126392 | 97550
Pregn-4-ene-3,20-dione, 6-fluoro-11,21-dihydroxy-16,17-[(1-methylethylidene)bis(oxy)]-, (6.alpha.,11.beta.,16.alpha.)- | 686972 | 97551
1,4-Benzenediamine, N1-(1-methylheptyl)-N4-phenyl- | 198937 | 97552
Acetic acid, 3-nitrophenyl ester | 1714732 | 97553
2,4-Pentanedione, 1,1,1,5,5,5-hexafluoro- | 87999 | 97554
2H-1-Benzopyran-2-one, 4-methyl-7-(sulfooxy)-, potassium salt (1:1) | 198903 | 97555
1H-Benzotriazole, sodium salt (1:1) | 198879 | 97556
Diphosphoramide, N,N,N',N',N'',N'',N''',N'''-octamethyl- | 40287 | 97557
Glycine, N,N-bis[2-[(carboxymethyl)amino]ethyl]-, potassium salt (1:?) | 636910 | 97558
Octadecanoic acid, 1,1'-(2,2-dimethyl-1,3-propanediyl) ester | 198838 | 97559
9,10-Anthracenedione, 1,4-dimethyl- | 87940 | 97560
Furan, 3-methyl-2-(3-methyl-2-buten-1-yl)- | 198788 | 97561
Carbamodithioic acid, N,N-diethyl-, compd. with N-ethylethanamine (1:1) | 87924 | 97562
Benzene, 1-ethyl-3,5-bis(1-methylethyl)- | 198762 | 97563
Benzenemethanol, 4-methyl-.alpha.-phenyl- | 87890 | 97564
Decanoic acid, 2-chloroethyl ester | 1714726 | 97565
Pregna-1,4-diene-3,20-dione, 9-fluoro-11,17-dihydroxy-16-methyl-21-(phosphonooxy)-, disodium salt, (11.beta.,16.beta.)- | 685263 | 97566
Ethane, 2-bromo-2-chloro-1,1,1-trifluoro- | 685255 | 97567
1H-Benzimidazole, 2-azido- | 87874 | 97568
2-Propen-1-aminium, N,N,N-trimethyl-, chloride (1:1) | 87841 | 97569
1H-Isoindole-1,3(2H)-dione, 2-butyl- | 87817 | 97570
Quinolinium, 2-methyl-1-(2-propen-1-yl)-, bromide (1:1) | 198705 | 97571
Benzenediazonium, 4-nitro-, hexafluorophosphate(1-) (1:1) | 87783 | 97572
Sulfuric acid, monododecyl ester | 40253 | 97573
Benzeneethanol, 2-nitro- | 198622 | 97574
Sulfuric acid monododecyl ester sodium salt (1:1) | 40220 | 97575
9,10-Anthracenedione, 4,8-diamino-2-(4-ethoxyphenyl)-1,5-dihydroxy- | 198564 | 97576
9-Octadecenoic acid, 12-hydroxy-, butyl ester, (9Z,12R)- | 40196 | 97577
3-Cyclohexene-1-carboxylic acid, ethyl ester | 198531 | 97578
2-Butenedioic acid (2E)-, 1,4-bis(2,3,4,5,6-pentabromophenyl) ester | 198515 | 97579
Bicyclo[4.1.0]hept-4-ene-3-methanol, 4,7,7-trimethyl-, 3-acetate | 198499 | 97580
Carbonodithioic acid, O-ethyl ester | 40162 | 97581
2-Hexadecen-1-ol, 3,7,11,15-tetramethyl-, (2E,7R,11R)- | 40139 | 97582
9-Octadecenoic acid (9Z)-, (tetrahydro-3-furanyl)methyl ester | 40113 | 97583
Phenol, 4-methoxy- | 40089 | 97584
Phenol, 4-(methylamino)- | 1714720 | 97585
Urea, (4-ethoxyphenyl)- | 17002619 | 97586
Disulfide, bis(phenylmethyl) | 40055 | 97587
Glycine, N,N'-1,2-ethanediylbis[N-(carboxymethyl)-, sodium salt (1:3) | 40014 | 97588
Phenol, 2,2'-sulfonylbis- | 198242 | 97589
Benzoic acid, 2-(acetyloxy)-5-iodo- | 1714715 | 97590
Quino[2,3-b]acridine-6,7,13,14(5H,12H)-tetrone | 87734 | 97591
Glycine, N,N-bis(2-hydroxyethyl)- | 39990 | 97592
Guanidine, N-(2,2-diethoxyethyl)-, sulfate (1:1) | 198218 | 97593
Cyclodecanol | 87718 | 97594
1,2-Benzenedicarboxylic acid, ester with 2,2-bis(hydroxymethyl)-1,3-propanediol | 198184 | 97595
1,3-Benzenedicarboxylic acid, 5-sulfo-, 1,3-bis(2-hydroxyethyl) ester, lithium salt (1:1) | 635201 | 97596
Pyridinium, 1,1'-(1,14-tetradecanediyl)bis-, perchlorate (1:2) | 198150 | 97597
Benzenesulfonic acid, 4-ethyl-, sodium salt (1:1) | 198101 | 97598
Arsonium, methyltriphenyl-, iodide (1:1) | 87684 | 97599
Ethanol, 2-methoxy-, 1,1',1''-triester with boric acid (H3BO3) | 197988 | 97600
Carbamodithioic acid, N,N-dibutyl-, compd. with N,N-dimethylcyclohexanamine (1:1) | 39958 | 97601
Methane, trimethoxy- | 39933 | 97602
Benzothiazolium, 6-methoxy-3-methyl-2-[3-methyl-3-(4-nitrophenyl)-1-triazenyl]-, chloride (1:1) | 197897 | 97603
1-Naphthalenesulfonic acid, 4-[2-(4,5-dihydro-3-methyl-5-oxo-1-phenyl-1H-pyrazol-4-yl)diazenyl]-3-hydroxy- | 197822 | 97604
Ethanesulfonic acid, 2-[methyl(1-oxooctadecyl)amino]-, sodium salt (1:1) | 39891 | 97605
Phenol, 4-pentyl- | 197780 | 97606
2H-Oxacyclotetradecino[2,3-d]isoindole-2,18(5H)-dione, 6,7,8,9,10,12a,13,14,15,15a,16,17-dodecahydro-5,13-dihydroxy-9,15-dimethyl-14-methylene-16-(phenylmethyl)-, (3E,5R,9R,11E,12aS,13S,15S,15aS,16S,18aS)- | 1714708 | 97607
4H-Furo[3,2-c]pyran-2(6H)-one, 4-hydroxy- | 1714707 | 97608
Ethanol, 2-(2,4-dichlorophenoxy)-, hydrogen sulfate | 17122524 | 97609
Copper, bis[1-(hydroxy-.kappa.O)-2(1H)-pyridinethionato-.kappa.S2]- | 690297 | 97610
Hexanoic acid, 2-ethyl-, copper(2+) salt (2:1) | 39875 | 97611
[1,1'-Biphenyl]-4-carboxylic acid, 4',4'''-(1,2-diazenediyl)bis- | 39842 | 97612
2,7-Naphthalenedisulfonic acid, 3-hydroxy- | 39818 | 97613
1,4-Benzenediamine, N4,N4-diethyl-2-methyl- | 39792 | 97614
Benzenamine, 4-(2,4-dichlorophenoxy)- | 197517 | 97615
Spiro[2H-1-benzopyran-2,2'-[2H]indole], 1',3'-dihydro-1',3',3'-trimethyl- | 87460 | 97616
Silane, ethoxydimethyl- | 197467 | 97617
Piperidine, 2-ethyl- | 87437 | 97618
2-Naphthalenol, 1-[2-(2-hydroxy-5-nitrophenyl)diazenyl]- | 197418 | 97619
Benzenamine, 3-(phenylmethoxy)- | 1714703 | 97620
9H-Carbazole, 9-(1-methylethyl)- | 87403 | 97621
Benzenemethanol, .alpha.-[(1R)-1-aminoethyl]-, (.alpha.S)-rel- | 197376 | 97622
Cyclohexanamine, N,N-di-2-propen-1-yl-, hydrochloride (1:1) | 197327 | 97623
3,5-Dioxa-6-aza-4-phosphaoct-6-ene-8-nitrile, 7-(2-chlorophenyl)-4-ethoxy-, 4-sulfide | 1714701 | 97624
Quartz (SiO2) | 197293 | 97625
Ethanol, 2,2'-[[2-(acetyloxy)ethyl]imino]bis- | 197269 | 97626
Phosphonic acid, P-(2-ethylhexyl)-, mono(2-ethylhexyl) ester | 197236 | 97627
Nitrate | 197186 | 97628
Phenol, 4,4'-[2,2,2-trifluoro-1-(trifluoromethyl)ethylidene]bis- | 87361 | 97629
Ethanimidic acid, methyl ester, hydrochloride (1:1) | 197111 | 97630
2-Benzothiazolamine, 4-methyl- | 87346 | 97631
2-Imidazolidinethione, 1,1'-[1,4-piperazinediylbis(methylene)]bis- | 197053 | 97632
1-Propene, 3-isocyanato- | 87312 | 97633
Tridecanedioic acid, 1,13-dimethyl ester | 87288 | 97634
Ethanamine, 2-(diphenylmethoxy)-N,N-dimethyl-, hydrochloride | 17002585 | 97635
1-Propanol, 3-(2-propen-1-yloxy)-2,2-bis[(2-propen-1-yloxy)methyl]- | 686931 | 97636
1H-Inden-5-ol, 2,3-dihydro- | 87254 | 97637
9,10[1',2']-Benzenoanthracene-9(10H)-methanol | 87221 | 97638
Zirconium, bis(4-aminobenzoato-.kappa.O)bis[2,2-bis[(2-propen-1-yloxy)methyl]-1-butanolato-.kappa.O]-, (T-4)- | 633388 | 97639
Rhodium, chlorotris(triphenylphosphine)-, (SP-4-2)- | 196741 | 97640
Zincate(2-), [[N,N'-1,2-ethanediylbis[N-[(carboxy-.kappa.O)methyl]glycinato-.kappa.N,.kappa.O]](4-)]-, potassium (1:2), (OC-6-21)- | 196675 | 97641
2-Heptene, (E)- | 524670213 | 97642
1,2-Propanediol, 3-[(2-hydroxyethyl)thio]- | 87205 | 97643
1-Propanamine, 3-(tridecyloxy)- | 196642 | 97644
1,3,5-Pentanetrione, 1,5-diphenyl- | 87171 | 97645
2H-Tetrazolium, 2-(4-iodophenyl)-3-(4-nitrophenyl)-5-phenyl-, chloride (1:1) | 39586 | 97646
Pyrazine, 2,3,5-trimethyl- | 196626 | 97647
Urea, N,N'-bis(phenylmethyl)- | 87148 | 97648
Benzenesulfonamide, 4-methyl-N-(methylsulfonyl)- | 196568 | 97649
2,3-Pyrrolidinedione, 4-[(4-hydroxy-3-methoxyphenyl)methylene]-1-methyl- | 196527 | 97650
2,2'-Bioxirane | 87114 | 97651
Benzothiazolium, 2-[2-[(3-ethyl-5-methoxy-2(3H)-benzothiazolylidene)methyl]-1-buten-1-yl]-5-methoxy-3-(3-sulfopropyl)-, inner salt | 196428 | 97652
Iron(2+), tris(1,10-phenanthroline-.kappa.N1,.kappa.N10)-, (OC-6-11)-, sulfate (1:1) | 196394 | 97653
.beta.-Alanine, N-dodecyl- | 87080 | 97654
1-Dodecanol, aluminum salt (3:1) | 196378 | 97655
Dodecane, 1,1-dimethoxy- | 196337 | 97656
1,2-Cyclopentanedicarboxylic acid, (1R,2R)-rel- | 87064 | 97657
Glycine, N,N'-[(3',6'-dihydroxy-3-oxospiro[isobenzofuran-1(3H),9'-[9H]xanthene]-2',7'-diyl)bis(methylene)]bis[N-(carboxymethyl)- | 87023 | 97658
Benzenesulfonamide, 4-[2-[4-[bis(2-hydroxyethyl)amino]-2-methylphenyl]diazenyl]-N-(2-chloroethyl)- | 196303 | 97659
Pentadecanedioic acid | 1648831 | 97660
1,3-Benzenedicarboxylic acid, 1,3-dimethyl ester | 87015 | 97661
2-Butanol, 2-methyl-, sodium salt (1:1) | 196253 | 97662
4-Thiazolidinone, 3-phenyl-2-thioxo- | 86983 | 97663
1H-1,2,4-Triazole-3,5-diamine | 86967 | 97664
1(4H)-Naphthalenone, 4-[(4-hydroxy-1-naphthalenyl)phenylmethylene]- | 39552 | 97665
Methanol, 1-(phenylmethoxy)- | 196030 | 97666
Ethanesulfonic acid, 2-[[(3.alpha.,5.beta.,7.alpha.,12.alpha.)-3,7,12-trihydroxy-24-oxocholan-24-yl]amino]-, sodium salt (1:1) | 39529 | 97667
2-Anthracenesulfonic acid, 1-amino-4-[[3-(ethenylsulfonyl)phenyl]amino]-9,10-dihydro-9,10-dioxo-, sodium salt (1:1) | 195990 | 97668
Benzene, 1-(1,1-dimethylethyl)-3,4,5-trimethyl-2,6-dinitro- | 39503 | 97669
4-Pyridinecarboxamide | 86934 | 97670
Nickel, (1-butanamine)[[2,2'-(thio-.kappa.S)bis[4-(1,1,3,3-tetramethylbutyl)phenolato-.kappa.O]](2-)]- | 195909 | 97671
Ethanone, 1-(2-hydroxy-5-methylphenyl)- | 86892 | 97672
Disilane, 1,1,1,2,2,2-hexaphenyl- | 86876 | 97673
9H-Carbazole-3-carboxylic acid, 2-hydroxy- | 195859 | 97674
Disilane, 1,1,1,2,2,2-hexamethyl- | 86850 | 97675
Pyridinium, 1-[2-oxo-2-[[2-[(1-oxooctadecyl)oxy]ethyl]amino]ethyl]-, chloride (1:1) | 195826 | 97676
Benzenesulfonamide, 4-amino-N-(5-methyl-1,3,4-thiadiazol-2-yl)- | 39487 | 97677
Butanoic acid, 4-(octadecylamino)-4-oxo-2-sulfo-, sodium salt (1:2) | 195743 | 97678
Benzenesulfonamide, 4-amino-N-2-thiazolyl-, sodium salt (1:1) | 39453 | 97679
Cristobalite (SiO2) | 195651 | 97680
Dysprosium bromide (DyBr3) | 195586 | 97681
Carbonic acid sodium salt (1:1) | 39438 | 97682
Phenol, 2,4-dimethyl-6-nitro- | 195537 | 97683
Nonanoic acid, 1,1'-[2,2-bis[[(1-oxononyl)oxy]methyl]-1,3-propanediyl] ester | 195495 | 97684
Acetic acid, cyano-, propyl ester | 690263 | 97685
1,4-Cyclohexadiene-1-carbonitrile, 4-chloro-2,5-dihydroxy-3,6-dioxo-, sodium salt (1:2) | 195461 | 97686
Phosphorodithioic acid, O,O-dimethyl S-2-(4-morpholinyl)-2-oxoethyl ester | 961011 | 97687
Benzamide, 2-(acetyloxy)-N-(4-chlorophenyl)-3,5-diiodo- | 195446 | 97688
2,4,8,10-Tetraoxa-3,9-diphosphaspiro[5.5]undecane, 3,9-diphenoxy- | 39396 | 97689
1,2,3-Propanetricarboxylic acid, 2-hydroxy-, sodium salt (1:2) | 39370 | 97690
1,3-Pentanediol, 2,2,4-trimethyl- | 39347 | 97691
Pyridinium, 1-hexadecyl-2-methyl-, chloride (1:1) | 195248 | 97692
Benzene, 1-methyl-4-(1-methylethyl)-2-(1-propen-1-yl)- | 195214 | 97693
Benzenediazonium, 4-nitro- | 195180 | 97694
Borate(1-), tetraphenyl-, sodium (1:1) | 39321 | 97695
Butanamide, 2,2'-[(2,2',5,5'-tetrachloro[1,1'-biphenyl]-4,4'-diyl)bis(2,1-diazenediyl)]bis[N-(4-chloro-2-methylphenyl)-3-oxo- | 195149 | 97696
Benzenesulfonic acid, 4-dodecyl-, compd. with cyclohexanamine (1:1) | 195123 | 97697
Octadecanamide, N-[2-(sulfooxy)ethyl]-, sodium salt (1:1) | 195081 | 97698
1H-Imidazolium, 1-[2-(carboxymethoxy)ethyl]-1-(carboxymethyl)-4,5-dihydro-2-undecyl-, hydroxide, sodium salt (1:1:2) | 195065 | 97699
1H-Imidazolium, 1-(carboxymethyl)-4,5-dihydro-1-(2-hydroxyethyl)-2-nonyl-, hydroxide, sodium salt (1:1:1) | 195040 | 97700
Octadecanoic acid, 9-(sulfooxy)-, 1-(1-methylethyl) ester, sodium salt (1:1) | 195024 | 97701
5,8,11,13,16,19-Hexaoxatricosane | 39297 | 97702
2,5,8,11,14-Pentaoxapentadecane | 39263 | 97703
Ruthenium(2+), tris(2,2'-bipyridine-.kappa.N1,.kappa.N1')-, chloride (1:2), (OC-6-11)- | 194902 | 97704
9-Octadecenoic acid (9Z)-, sodium salt (1:1) | 39230 | 97705
Dodecane, 1-bromo- | 39206 | 97706
2-Propenoic acid, 2-methyl-, 2-(diethylamino)ethyl ester, hydrochloride (1:1) | 194860 | 97707
1-Decanethiol | 39172 | 97708
1-Decanamine, hydrochloride | 1714650 | 97709
Sulfuric acid, monooctadecyl ester | 39131 | 97710
Sulfuric acid, monododecyl ester, compd. with 2,2'-iminobis[ethanol] (1:1) | 39115 | 97711
Octadecanoic acid, 2-bromo- | 39073 | 97712
2-Propenoic acid, 2-methyl-, dodecyl ester | 39040 | 97713
Dodecanamide, N-[2-(sulfooxy)ethyl]-, sodium salt (1:1) | 39016 | 97714
6,11-Dioxa-5,12-distannahexadec-8-ene, 5,5,12,12-tetrabutyl-7,10-dioxo-, (8Z)- | 194530 | 97715
Sulfite | 194472 | 97716
Benzenediazonium, 4-chloro-2-nitro-, (T-4)-tetrachlorozincate(2-) (2:1) | 194399 | 97717
1H-Benzimidazole-1-carboxylic acid, 5,6-dichloro-2-(trifluoromethyl)-, phenyl ester | 17126244 | 97718
2-Naphthalenecarboxamide, 4-[2-[5-(aminocarbonyl)-2-methylphenyl]diazenyl]-3-hydroxy-N-(4-methoxyphenyl)- | 194308 | 97719
Stannane, butoxydibutylchloro- | 194282 | 97720
Benzene, 1,2,4-trichloro-3-(chloromethyl)- | 86660 | 97721
L-Glutamic acid, sodium salt (1:1) | 38794 | 97722
Glycine, N-(1-oxooctyl)- | 194233 | 97723
2-Propenenitrile, 3-(phenylsulfonyl)- | 686881 | 97724
Benzenediazonium, 2,5-dichloro-, (T-4)-tetrachlorozincate(2-) (2:1) | 194183 | 97725
2-Butenedioic acid (2Z)-, 1,4-bis(2-methylpropyl) ester | 194167 | 97726
3-Cyclohexene-1-carboxaldehyde, 2,4,6-trimethyl- | 86637 | 97727
Sulfuric acid, monooctyl ester, sodium salt (1:1) | 38760 | 97728
Propane, 1,3-dichloro- | 38737 | 97729
2,5,8,10-Tetraoxatridec-12-enoic acid, 9-oxo-, 2-propen-1-yl ester | 38703 | 97730
Platinum, tetrakis(triphenylphosphine)-, (T-4)- | 194100 | 97731
Palladium, tetrakis(triphenylphosphine)-, (T-4)- | 194092 | 97732
Dodecanoic acid, 2,3-dihydroxypropyl ester | 38679 | 97733
2-Butenedioic acid (2Z)-, 1,4-bis(2-ethylhexyl) ester | 38653 | 97734
2-Propenoic acid, 2-methyl-, 2-(ethylthio)ethyl ester | 194035 | 97735
Benzoic acid, 3,5-bis(1,1-dimethylethyl)-4-hydroxy- | 86603 | 97736
Cholesta-4,6-dien-3-ol, (3.beta.)- | 193995 | 97737
2-Propenoic acid, 2-methyl-, hexyl ester | 38638 | 97738
Aluminum, bis(acetato-.kappa.O)hydroxy- | 38604 | 97739
Propanedioic acid, sodium salt (1:2) | 38570 | 97740
2-Octanol, 8,8-dimethoxy-2,6-dimethyl- | 38547 | 97741
2,6-Pyridinediamine | 38513 | 97742
Urea, N-(aminoiminomethyl)- | 38489 | 97743
Propanoic acid, 3-iodo- | 38448 | 97744
Heptane, 2,2,6,6-tetramethyl-4-methylene- | 38414 | 97745
4,7-Methano-1H-indene, 2,4,5,6,7,8,8-heptachloro-2,3,3a,4,7,7a-hexahydro-, (2.alpha.,3a.alpha.,4.beta.,7.beta.,7a.alpha.)- | 1714641 | 97746
Copper, [[2,2'-[1,2-ethanediylbis[(nitrilo-.kappa.N)methylidyne]]bis[phenolato-.kappa.O]](2-)]-, (SP-4-2)- | 193763 | 97747
4-Quinolinamine, N-(2-phenylethyl)- | 690222 | 97748
Tetrasiloxane, 1,1,1,3,3,5,5,7,7,7-decamethyl- | 38372 | 97749
Silane, trichloropropyl- | 38356 | 97750
Mercury, iodo(iodomethyl)- | 38323 | 97751
Propanoic acid, 3-ethoxy-, propyl ester | 1714638 | 97752
2-Pyridinecarbonitrile, 4-amino-3,5,6-trichloro- | 193714 | 97753
Carbonodithioic acid, O-butyl ester, sodium salt (1:1) | 38299 | 97754
2-Anthracenesulfonic acid, 1,4-diamino-9,10-dihydro-9,10-dioxo-, phenyl ester | 193680 | 97755
4-Octen-3-one | 193664 | 97756
Hexanedioic acid, 1,6-diethyl ester | 38265 | 97757
7-Octen-1-ol, 3,7-dimethyl- | 38232 | 97758
9-Octadecenoic acid, 12-hydroxy-, (9Z,12R)- | 38208 | 97759
1H,3H-Thioxantheno[2,1,9-def]-2-benzopyran-1,3-dione | 193615 | 97760
Decanedioic acid, 1,10-bis(2-butoxyethyl) ester | 38174 | 97761
1,2-Benzenedicarboxylic acid, 1,2-dioctadecyl ester | 193581 | 97762
2,5-Cyclohexadien-1-one, 4,4'-(1,2-ethenediylidene)bis[2,6-bis(1,1-dimethylethyl)- | 193565 | 97763
Butanedioic acid, cadmium salt (1:1) | 37994 | 97764
Ethanaminium, 2-[[4-[2-(2-chloro-4-nitrophenyl)diazenyl]phenyl]ethylamino]-N,N,N-trimethyl- | 193524 | 97765
Carbonodithioic acid, O-(1-methylethyl) ester, potassium salt (1:1) | 37952 | 97766
Benzenemethanol, 4-chloro-.alpha.-(4-chlorophenyl)-.alpha.-cyclopropyl- | 1714633 | 97767
2-Propenoic acid, ethyl ester | 37929 | 97768
Piperazine, 1,4-dinitroso- | 37895 | 97769
Cyclohexanone, 5-methyl-2-(1-methylethyl)-, (2S,5R)- | 193482 | 97770
1,6-Hexanediamine, N1,N6-bis(3-phenyl-2-propen-1-ylidene)- | 37853 | 97771
Hexanamide, N-[3-(2,5-dihydro-5-thioxo-1H-tetrazol-1-yl)phenyl]- | 193466 | 97772
Benzene, 1-methoxy-4-(2-propen-1-yl)- | 37838 | 97773
Benzenesulfonic acid, 4-decyl- | 37812 | 97774
Acetamide, N,N'-1,4-phenylenebis- | 37788 | 97775
Urea, (4-chlorophenyl)- | 1714628 | 97776
1-Piperazineethanamine | 37747 | 97777
Butanoic acid, 3-methyl-, 3-phenyl-2-propen-1-yl ester | 37713 | 97778
Dodecanoic acid, phenylmethyl ester | 37697 | 97779
Acetic acid, 2-chloro-, phenylmethyl ester | 37663 | 97780
Ethanol, 2-chloro-, 1,1',1''-phosphite | 37630 | 97781
1H-Imidazole, 4-methyl-5-nitro- | 192971 | 97782
Methanol, 1-(dimethylamino)- | 192955 | 97783
Glycine, N,N-bis[2-[bis(carboxymethyl)amino]ethyl]-, sodium salt (1:5) | 37598 | 97784
Octadecanoic acid, 10-(sulfooxy)-, 1-propyl ester, sodium salt (1:1) | 37580 | 97785
Sulfuric acid, monododecyl ester, compd. with 2,2',2''-nitrilotris[ethanol] (1:1) | 37564 | 97786
Glycine, N-[2-[bis(carboxymethyl)amino]ethyl]-N-(2-hydroxyethyl)-, sodium salt (1:3) | 37531 | 97787
2,5,8-Benzotrioxacycloundecin-1,9-dione, 3,4,6,7-tetrahydro- | 192922 | 97788
Hexanoic acid, 5-oxo-, ethyl ester | 192880 | 97789
Benzeneacetic acid, 3,7-dimethyl-6-octen-1-yl ester | 37507 | 97790
Benzenamine, 4,4'-thiobis- | 37481 | 97791
Aluminum, tris(2,4-pentanedionato-.kappa.O2,.kappa.O4)-, (OC-6-11)- | 192674 | 97792
2-Butanol, 1-[[2-(1,1-dimethylethyl)cyclohexyl]oxy]- | 630285 | 97793
Propanoic acid, 2-(1-naphthalenyloxy)- | 192633 | 97794
1,2,3-Propanetriol, 1,2,3-tripropanoate | 37457 | 97795
Glycine, N,N'-1,2-ethanediylbis[N-(carboxymethyl)-, sodium salt (1:2) | 37408 | 97796
Benzene, 1,1'-methylenebis[4-isocyanato-3-methyl- | 37382 | 97797
Propanamide, N-(5-chloro-4-methyl-2-thiazolyl)- | 1714616 | 97798
9-Phosphabicyclo[4.2.1]nonane, 9-eicosyl- | 192302 | 97799
1,3,6-Octatriene, 3,7-dimethyl- | 192252 | 97800
Benzenesulfonic acid, 2,2'-(1,2-ethenediyl)bis[5-[[4-[(2-hydroxyethyl)methylamino]-6-(phenylamino)-1,3,5-triazin-2-yl]amino]-, sodium salt (1:2) | 192096 | 97801
2-Propanone, 1-(3-ethyl-2(3H)-benzothiazolylidene)- | 192088 | 97802
1H-Indole-5,7-disulfonic acid, 2-(1,3-dihydro-3-oxo-5-sulfo-2H-indol-2-ylidene)-2,3-dihydro-3-oxo- | 629899 | 97803
1,3-Benzenedicarboxylic acid, 5-sulfo-, 1,3-dimethyl ester | 37176 | 97804
Propanoic acid, 2-methyl-, 3,7-dimethyl-7-octen-1-yl ester | 37150 | 97805
Benzonitrile, 4-(1-methylethyl)- | 191494 | 97806
Phenol, 2,4-dinonyl- | 37119 | 97807
1,3-Benzenedicarboxylic acid, 1,3-bis(2-ethylhexyl) ester | 37093 | 97808
Sulfamic acid, nickel(2+) salt (2:1) | 190868 | 97809
Benzoic acid, 2-amino-5-(aminosulfonyl)- | 37077 | 97810
Erbium fluoride (ErF3) | 190645 | 97811
Magnesium chloride hydroxide (MgCl(OH)) | 190561 | 97812
Acetic acid, (dodecylthio)- | 690198 | 97813
2-Naphthalenecarboxamide, N-(5-chloro-2-methoxyphenyl)-3-hydroxy- | 37044 | 97814
1H-Imidazole, 2-methyl-1-(phenylmethyl)- | 190504 | 97815
Benzenesulfonamide, 4-chloro-3-nitro-N-phenyl- | 37010 | 97816
Benzenesulfonamide, 4-chloro-N,N-dimethyl-3-nitro- | 36996 | 97817
2(1H)-Pyrimidinone, tetrahydro-1,3-bis(hydroxymethyl)-4-methoxy-5,5-dimethyl- | 190462 | 97818
Carbamodithioic acid, methyl-, monosodium salt | 36970 | 97819
Zinc, bis(N,N-dimethylcarbamodithioato-.kappa.S,.kappa.S')-, (T-4)- | 36939 | 97820
Thioperoxydicarbonic diamide ([(H2N)C(S)]2S2), N,N,N',N'-tetramethyl- | 36913 | 97821
Cyclohexanepropanol, .alpha.,2,2-trimethyl-6-methylene- | 190231 | 97822
2,5-Cyclohexadiene-1,4-dione, 2,5-dimethyl- | 36889 | 97823
Boric acid (H3BO3), indium(3+) salt (1:1) | 190124 | 97824
Phenol, 2,4-diamino-, hydrochloride (1:2) | 36863 | 97825
Quinoxaline, 5-methyl- | 190017 | 97826
Benzenethiol, 2-amino- | 36848 | 97827
3,4-Heptanedione | 189993 | 97828
Benzenamine, 2-chloro-, hydrochloride (1:1) | 36814 | 97829
1H-Imidazole-1-ethanol, 4,5-dihydro-2-undecyl- | 36780 | 97830
2-Propenoic acid, 2-methyl-, 2,2,3,3,4,4,4-heptafluorobutyl ester | 189902 | 97831
Pyridinium, 2-methyl-1-(phenylmethyl)-, chloride (1:1) | 189837 | 97832
Carbamic acid, (3-methylphenyl)-, 3-[(methoxycarbonyl)amino]phenyl ester | 189811 | 97833
2-Imidazolidinone, 1,3-bis(hydroxymethyl)- | 36756 | 97834
Phenol, 2,2',2''-(1,3,5-triazine-2,4,6-triyl)tris[5-(octyloxy)- | 189720 | 97835
Furan, 2-ethenyltetrahydro-2-methyl-5-(1-methylethenyl)- | 189704 | 97836
2-Furancarbothioic acid, S-methyl ester | 189670 | 97837
Furan, 2,2'-[thiobis(methylene)]bis- | 189647 | 97838
1,3-Benzenediol, 4-hexyl- | 36723 | 97839
1,2-Benzenediol, 3,5-dichloro- | 1714589 | 97840
Peroxide, 1,1'-(1-methylpropylidene)bis[2-(1,1-dimethylpropyl) | 189480 | 97841
Hexanoic acid, 2-ethyl-, cobalt(2+) salt (2:1) | 36699 | 97842
Cyclohexanimine, 2,6-dimethyl- | 189464 | 97843
Benzoic acid, 4-(butylamino)-, 2-(dimethylamino)ethyl ester, monohydrochloride | 36673 | 97844
1,2,3-Propanetriol, 1-(4-aminobenzoate) | 36657 | 97845
Perchloric acid, nickel(2+) salt (2:1) | 189407 | 97846
Phenol, 2,4,5-trichloro-, sodium salt (1:1) | 36624 | 97847
Pyridinium, 2-ethenyl-1-methyl-, 4-methylbenzenesulfonate (1:1) | 189365 | 97848
Zinc, bis(dibutylcarbamodithioato-.kappa.S,.kappa.S')-, (T-4)- | 36590 | 97849
Methylium, triphenyl-, tetrakis(2,3,4,5,6-pentafluorophenyl)borate(1-) (1:1) | 1650761 | 97850
Benzenamine, 4,4'-methylenebis[N,N-diethyl- | 36566 | 97851
3(2H)-Benzothiazoleethanol, 4,5,6,7-tetrahydro-2-imino-.alpha.-[4-(methylsulfonyl)phenyl]- | 188755 | 97852
2-Naphthalenesulfonic acid, 5,6,7,8-tetrahydro-, sodium salt (1:1) | 36541 | 97853
Acetamide, 2-(dimethylamino)-N,N-dimethyl- | 188730 | 97854
Dysprosium fluoride (DyF3) | 188649 | 97855
Rhenium chloride (ReCl3) | 188581 | 97856
Butanoic acid, 3-oxo-, hexyl ester | 188466 | 97857
1,4:7,10-Dimethanodibenzo[a,e]cyclooctene, 1,2,3,4,7,8,9,10,13,13,14,14-dodecachloro-1,4,4a,5,6,6a,7,10,10a,11,12,12a-dodecahydro- | 188433 | 97858
Diazene, 1,2-bis(2-chlorophenyl)-, 1-oxide | 188417 | 97859
Benzoic acid, 2-[2-[[2-(2-hydroxy-5-sulfophenyl)diazenyl]phenylmethylene]hydrazinyl]- | 36376 | 97860
2,7-Naphthalenedisulfonic acid, 3-amino-, sodium salt (1:2) | 36350 | 97861
Pentacene | 36335 | 97862
Cyclohexene, 1-chloro-4-(1-chloroethenyl)- | 690156 | 97863
Disilane, 1,1,2-trichloro-1,2,2-trimethyl- | 188060 | 97864
1,2-Ethanediamine, N1,N1-dimethyl-N2-2-pyridinyl-N2-(2-thienylmethyl)-, hydrochloride (1:1) | 36319 | 97865
Glycine, N-methyl-, methyl ester, hydrochloride (1:1) | 187997 | 97866
Benzene, 4-chloro-1-(4-chlorophenoxy)-2-nitro- | 36285 | 97867
Propanoic acid, 3-chloro-2,2-dimethyl- | 187971 | 97868
Benzoic acid, 2-amino-5-[[(2-carboxyphenyl)amino]sulfonyl]- | 36269 | 97869
Silane, (chloromethyl)ethoxydimethyl- | 187898 | 97870
1,3,5-Triazin-2(1H)-one, 5-ethyltetrahydro-1,3-bis(hydroxymethyl)- | 36236 | 97871
Butanedioic acid, 2,2'-[(dibutylstannylene)dithio]di-, 1,1',4,4'-tetrabutyl ester | 187831 | 97872
1-Propanamine, 3-(triethoxysilyl)-N-[3-(triethoxysilyl)propyl]- | 187823 | 97873
1,2-Cyclopentanedione, 3,4-dimethyl- | 187765 | 97874
Cyclohexanesulfonic acid, 1-hydroxy-, sodium salt (1:1) | 187724 | 97875
Benzenemethanamine, N-ethyl-N-[4-[2-(1H-1,2,4-triazol-5-yl)diazenyl]phenyl]- | 187690 | 97876
Methanone, (4-chlorophenyl)phenyl- | 36202 | 97877
1,2-Ethanedione, 1,2-diphenyl- | 36178 | 97878
Benzenemethanol, .alpha.-[(1R)-1-(methylamino)ethyl]-, hydrochloride (1:1), (.alpha.S)-rel- | 36152 | 97879
Uranium iodide (UI4) | 187336 | 97880
1,4-Dioxa-7,9-dithia-8-stannacycloundecane-5,11-dione, 8,8-dibutyl- | 187245 | 97881
Octaneperoxoic acid, 1,1-dimethylethyl ester | 187229 | 97882
Pyrazolo[1,5-a]pyrimidine-6-carboxylic acid, 2-[(diethoxyphosphinothioyl)oxy]-5-methyl-, ethyl ester | 17126053 | 97883
2-Propenoic acid, 2-methyl-, 3,5,5-trimethylhexyl ester | 186551 | 97884
Germane, tetraiodo- | 186478 | 97885
Benzoic acid, 2-(3-chlorobenzoyl)- | 186411 | 97886
2-Naphthalenesulfonic acid, 7,7'-(carbonyldiimino)bis[4-hydroxy- | 36111 | 97887
Ethanaminium, N-(2-hydroxyethyl)-N-[2-[(2-hydroxyethyl)(1-oxooctadecyl)amino]ethyl]-N-methyl-2-[(1-oxooctadecyl)oxy]-, methyl sulfate (1:1) | 186247 | 97888
Benzenesulfonic acid, 4-methyl-, zinc salt (2:1) | 186221 | 97889
1,3-Benzodioxole, 5-(5-methyl-1,3-dioxan-4-yl)- | 36103 | 97890
Silanediamine, 1,1-dimethyl-N,N'-diphenyl- | 186197 | 97891
Stibine, tris(2,3-dibromopropoxy)- | 186171 | 97892
8-Quinolinol, sulfate (2:1) | 36079 | 97893
1-Propene, 1,1,2,3,3,3-hexafluoro-, dimer | 186130 | 97894
Benzenamine, 2-methoxy-, hydrochloride | 36053 | 97895
Benzoic acid, 2-amino-, methyl ester | 36020 | 97896
Benzoxazolium, 3-(2-methoxyethyl)-2-[2-[[3-(2-methoxyethyl)-5-phenyl-2(3H)-benzoxazolylidene]methyl]-1-buten-1-yl]-5-phenyl-, iodide (1:1) | 185942 | 97897
Benzofuran, 2,3-dihydro-2,2-dimethyl-7-nitro- | 185918 | 97898
Benzoic acid, 2-ethoxy- | 36004 | 97899
L-Ascorbic acid, sodium salt (1:1) | 35972 | 97900
Butanoic acid, 2-[2,4-bis(1,1-dimethylpropyl)phenoxy]- | 185868 | 97901
2-Propenoic acid, hexadecyl ester | 185843 | 97902
Copper, bis(2,4-pentanedionato-.kappa.O2,.kappa.O4)-, (SP-4-1)- | 185793 | 97903
Benzenesulfonic acid, 2,2'-thiobis[5-[2-(4-ethoxyphenyl)diazenyl]-, sodium salt (1:2) | 185736 | 97904
Sorbitan, monooctadecanoate | 85993 | 97905
5-Benzothiazolamine, 2-methyl- | 185710 | 97906
Octadecanoic acid, ester with 1,2,3-propanetriol 2-hydroxypropanoate | 85944 | 97907
4,7-Methano-1H-inden-5-ol, octahydro- | 185694 | 97908
Undecenal | 85910 | 97909
Phosphonium, butyltriphenyl-, chloride (1:1) | 185660 | 97910
2H-1,2,4-Benzothiadiazine-7-sulfonamide, 6-chloro-3-(dichloromethyl)-3,4-dihydro-, 1,1-dioxide | 35949 | 97911
Pyridine, 4,4'-(1E)-1,2-ethenediylbis- | 185629 | 97912
Ammonium hydroxide ((NH4)(OH)) | 85860 | 97913
Acetic acid, 2-cyano-, 2-ethylhexyl ester | 185595 | 97914
Phosphinodithioic acid, P,P-bis(2-methylpropyl)-, sodium salt (1:1) | 185561 | 97915
Pyrazine, 2-ethyl-5-methyl- | 185538 | 97916
Isocyclocitral | 85829 | 97917
Distannoxane, 1,1,1,3,3,3-hexakis(2-methyl-2-phenylpropyl)- | 185488 | 97918
Stannane, butylchlorodihydroxy- | 185470 | 97919
1,4-Benzenedicarboxamide, N1,N4-dimethyl-N1,N4-dinitroso- | 35915 | 97920
Hexadecanoic acid, 1-carboxyethyl ester, monoester with 1,2,3-propanetriol | 85803 | 97921
Ethanone, 1-(dimethylphenyl)- | 85779 | 97922
Octadecanoic acid, monoester with butanediol | 85704 | 97923
1-Propanol, phenyl- | 85688 | 97924
Benzene, bromoethenyl- | 85654 | 97925
1-Imidazolidineacetic acid, 5-[2-(3-ethyl-2(3H)-benzoxazolylidene)ethylidene]-4-oxo-3-phenyl-2-thioxo- | 185454 | 97926
Furancarboxylic acid, methyl ester | 85621 | 97927
Piperazine, 2,5-dimethyl-, (2R,3R)-2,3-dihydroxybutanedioate (1:1) | 35881 | 97928
Phenol, 2,6-dimethyl-4-nitroso- | 185421 | 97929
Octadecanoic acid, 12-hydroxy-, aluminum salt (3:1) | 185389 | 97930
2-Anthracenesulfonic acid, 1-amino-4-[[3-[(4,6-dichloro-1,3,5-triazin-2-yl)amino]-4-sulfophenyl]amino]-9,10-dihydro-9,10-dioxo- | 185348 | 97931
Benzoic acid, 2-amino-, 2-phenylethyl ester | 35857 | 97932
Benzenemethanol, ar-methoxy- | 85217 | 97933
Cyclohexane, diethyl- | 686824 | 97934
Propanedioic acid, 2-ethyl-, 1,3-diethyl ester | 35832 | 97935
Cyclohexanone, methyl- | 85142 | 97936
1H-Isoindole-1,3(2H)-dione, 2-[(trichloromethyl)thio]- | 35808 | 97937
Cuprate(2-), [29H,31H-phthalocyanine-C,C-disulfonato(4-)-.kappa.N29,.kappa.N30,.kappa.N31,.kappa.N32]-, sodium (1:2) | 84996 | 97938
4-Thia-1-azabicyclo[3.2.0]heptane-2-carboxylic acid, 3,3-dimethyl-7-oxo-6-[(2-phenoxyacetyl)amino]-, potassium salt (1:1), (2S,5R,6R)- | 35782 | 97939
1,3-Benzenedicarboxylic acid, 5-nitro-, 1,3-dimethyl ester | 185165 | 97940
Phenol, 4,4'-sulfonylbis[2,6-dimethyl- | 185124 | 97941
2-Naphthalenesulfonic acid, 7-(benzoylamino)-4-hydroxy- | 35766 | 97942
2-Propenoic acid, 2-methyl-, 1,1'-[2,2-dimethyl-1-(1-methylethyl)-1,3-propanediyl] ester | 185090 | 97943
Benzene, 1-(3-phenoxyphenoxy)-3-(4-phenoxyphenoxy)- | 185058 | 97944
Benzene, 1,4-bis[2-(2-methylphenyl)ethenyl]- | 185033 | 97945
Octadecanamide, N-octadecyl- | 185009 | 97946
1,3-Dioxane, 2,5,5-trimethyl-2-pentyl- | 184978 | 97947
1H-1,2,3-Triazole, 1-(trimethylsilyl)- | 184929 | 97948
2-Nonyne, 1,1-dimethoxy- | 184903 | 97949
2-Heptanol, 2,6-dimethyl- | 184879 | 97950
Benzoic acid, 2-[2-(2-hydroxy-3,6-disulfo-1-naphthalenyl)diazenyl]-, barium salt (1:2) | 84228 | 97951
Benzenesulfonamide, 5-amino-N-(2-hydroxyethyl)-2-methyl- | 184838 | 97952
Benzenesulfonic acid, [[4-[[4-(phenylamino)phenyl][4-(phenylimino)-2,5-cyclohexadien-1-ylidene]methyl]phenyl]amino]- | 84194 | 97953
Benzo[rst]phenanthro[10,1,2-cde]pentaphene-9,18-dione, dichloro- | 84152 | 97954
Benzenamine, 2-chloro-4-(methylsulfonyl)- | 184804 | 97955
5,9,14,18-Anthrazinetetrone, chloro-6,15-dihydro- | 84079 | 97956
Ethanethiol, 2-(dimethylamino)-, hydrochloride (1:1) | 184788 | 97957
Benzo[rst]phenanthro[10,1,2-cde]pentaphene-9,18-dione, bromo- | 84038 | 97958
Octadecanoic acid, diester with 1,2,3-propanetriol | 83972 | 97959
Phenol, dinonyl- | 83956 | 97960
Oxirane, 2,2',2''-[1,2,3-propanetriyltris(oxymethylene)]tris- | 184762 | 97961
Octadecanoic acid, monoester with 1,2-propanediol | 83931 | 97962
1(4H)-Naphthalenone, 4-[[4-(dimethylamino)phenyl]imino]- | 35600 | 97963
Santalol, acetate | 83899 | 97964
1,2-Benzenedicarboxylic acid, 1-(dimethylcyclohexyl) ester | 83873 | 97965
Undecen-2-one, 6,10-dimethyl- | 83840 | 97966
Cyclobutane, 1,1,2,3,3,4-hexafluoro-2,4-bis(trifluoromethyl)- | 184739 | 97967
10-Undecenoic acid, calcium salt (2:1) | 83808 | 97968
Isodecanal | 83774 | 97969
Piperidine, 4-(diphenylmethoxy)-1-methyl-, hydrochloride (1:1) | 35568 | 97970
Naphthalenol | 686790 | 97971
2-Undecanamine | 184697 | 97972
1-Dodecanaminium, N-(2-hydroxy-3-sulfopropyl)-N,N-dimethyl-, inner salt | 184663 | 97973
Phosphorodithioic acid, O-ethyl S,S-dipropyl ester | 184630 | 97974
Benzamide, N,N'-(10,15,16,17-tetrahydro-5,10,15,17-tetraoxo-5H-dinaphtho[2,3-a:2',3'-i]carbazole-4,9-diyl)bis- | 35535 | 97975
Phenol, 2-cyclohexyl-4,6-dinitro- | 35519 | 97976
1,3-Propanediol, 2,2'-[oxybis(methylene)]bis[2-[(nitrooxy)methyl]-, 1,1',3,3'-tetranitrate | 184598 | 97977
5H-Tetrazole-5-thione, 1,2-dihydro-1-methyl- | 184580 | 97978
1-Octadecanaminium, N,N-dimethyl-N-(3-sulfopropyl)-, inner salt | 184549 | 97979
Calcium hydroxide oxide silicate (Ca6(OH)2O2(Si2O5)3) | 17006347 | 97980
Benzoic acid, 2-[[[4-[(acetylamino)sulfonyl]phenyl]amino]carbonyl]- | 35477 | 97981
Methanone, (2-methylphenyl)phenyl- | 35451 | 97982
Methanone, (2,4-dihydroxyphenyl)phenyl- | 35436 | 97983
3-Azetidinol, 1-cyclohexyl- | 184382 | 97984
Methanone, (2-hydroxy-4-methoxyphenyl)(2-hydroxyphenyl)- | 35402 | 97985
Neuraminic acid, N-acetyl- | 35386 | 97986
Carbamodithioic acid, N-cyano-, potassium salt (1:2) | 184358 | 97987
L-Isoleucine, N-[(1,1-dimethylethoxy)carbonyl]- | 184309 | 97988
Carbonic acid, 1,1-dimethylethyl 2,5-dioxo-1-pyrrolidinyl ester | 184275 | 97989
Nitric acid, nickel(2+) salt (2:1) | 184259 | 97990
9-Undecenenitrile, (9Z)- | 17006321 | 97991
Ethanol, 2,2'-[(9Z)-9-octadecen-1-ylimino]bis- | 184226 | 97992
1,5-Naphthalenedisulfonic acid, 3-amino- | 35360 | 97993
Hexaneperoxoic acid, 3,5,5-trimethyl-, 1,1-dimethylethyl ester | 184184 | 97994
1,2-Benzenedicarboxylic acid, 1,2-dipentyl ester | 35345 | 97995
1,2-Benzenedicarboxylic acid, 1,2-bis(1-methylheptyl) ester | 35311 | 97996
Urea, N-[3-(trifluoromethyl)phenyl]- | 184150 | 97997
1,2-Benzenedicarboxylic acid, 1,2-dimethyl ester | 35295 | 97998
Pyridine, 2,3,5,6-tetrachloro-4-(methylsulfonyl)- | 184127 | 97999
Pyridinium, 1-hexadecyl-4-methyl-, chloride (1:1) | 184093 | 98000
Propanoic acid, 3-[[3-(dodecyloxy)-3-oxopropyl]thio]-, octadecyl ester | 184051 | 98001
Guanidine, N-cyano-N'-(hydroxymethyl)- | 184036 | 98002
Cinchonan-9-ol, 6'-methoxy-, (8.alpha.,9R)- | 35261 | 98003
1,6-Hexanediamine, N1,N6-dimethyl- | 183988 | 98004
2-Naphthalenecarboxylic acid, 4,4'-methylenebis[3-hydroxy- | 35246 | 98005
Silane, 1,1'-(1,6-hexanediyl)bis[1,1,1-trichloro- | 183947 | 98006
Benzenamine, 4,4'-[sulfonylbis(4,1-phenyleneoxy)]bis- | 183905 | 98007
Pentanamide, 2-amino-4-methyl- | 183889 | 98008
Anthracene, 1,4-dimethoxy- | 183863 | 98009
Phosphonothioic acid, phenyl-, O-(4-cyanophenyl) O-ethyl ester | 17125980 | 98010
Riboflavin 5'-(dihydrogen phosphate), sodium salt (1:1) | 35220 | 98011
Phenol, 4-(heptyloxy)- | 183624 | 98012
1,3,5-Triazine, 1,3,5-tributylhexahydro- | 183582 | 98013
2-Propenamide, N-(ethoxymethyl)- | 183558 | 98014
Gold oxide (Au2O) | 82107 | 98015
2H-Naphtho[1,2-d]triazole-6,8-disulfonic acid, 2-(4-nitrophenyl)- | 35204 | 98016
4-Imidazolidinone, 3-ethyl-5-[2-(3-ethyl-2(3H)-benzoxazolylidene)ethylidene]-1-phenyl-2-thioxo- | 183517 | 98017
1(3H)-Isobenzofuranone, 4,5,6,7-tetrabromo-3,3-bis(4-hydroxyphenyl)- | 183475 | 98018
2-Tetradecanamine, N,N-dimethyl-, N-oxide | 183459 | 98019
2-Anthracenesulfonic acid, 9,10-dihydro-3,4-dihydroxy-9,10-dioxo-, sodium salt (1:1) | 35170 | 98020
2-Pyridinamine, 4-methyl-N-(phenylmethyl)- | 183426 | 98021
9-Decen-1-ol | 183400 | 98022
7-Benzothiazolesulfonic acid, 2-(4-aminophenyl)-6-methyl- | 35154 | 98023
1,2,3-Propanetriol, mono(dihydrogen phosphate), iron(3+) salt (3:2) | 81877 | 98024
1-Propanamine, 3-(diethylmethylsilyl)- | 183368 | 98025
1-Naphthalenesulfonic acid, sodium salt (1:1) | 35121 | 98026
Cobaltate(1-), bis[2-[2-[2-(hydroxy-.kappa.O)-5-nitrophenyl]diazenyl-.kappa.N1]-3-(oxo-.kappa.O)-N-phenylbutanamidato(2-)]-, hydrogen (1:1) | 183301 | 98027
1,3,5-Triazine, 2,4,6-tris(2-methyl-1-aziridinyl)- | 183277 | 98028
Benzenesulfonic acid, dimethyl-, sodium salt (1:1) | 81844 | 98029
1,3-Benzenedicarboxylic acid, 1,3-bis[4-(ethenyloxy)butyl] ester | 626812 | 98030
2,7-Naphthalenedisulfonic acid, 4,5-dihydroxy-, sodium salt (1:2) | 35097 | 98031
1,6-Naphthalenedisulfonic acid, 8-amino- | 35071 | 98032
Benzenediazonium, 4-(6-methyl-7-sulfo-2-benzothiazolyl)-2-sulfo-, sulfate (1:1) | 626663 | 98033
9H-Fluoren-9-one, 2,4,7-trinitro- | 35055 | 98034
Cyclopentane, 1,2,4-tris(2-octyldodecyl)- | 1650720 | 98035
Aceanthryleno[2,1-a]aceanthrylene-5,13-dione | 35022 | 98036
[3,3'-Bianthra[1,9-cd]pyrazole]-6,6'(2H,2'H)-dione | 34991 | 98037
9,10-Anthracenedione, 1,5-diamino- | 34975 | 98038
9,10-Anthracenedione, 1,8-diamino- | 34959 | 98039
9,10-Anthracenedione, 1,4-diamino- | 34801 | 98040
9,10-Anthracenedione, 1-bromo-4-(methylamino)- | 34785 | 98041
2,7-Anthracenedisulfonic acid, 9,10-dihydro-1,8-dihydroxy-4,5-dinitro-9,10-dioxo- | 34769 | 98042
Atyidae (Mollusca) | 17294166 | 98043
Eurystethidae | 17293739 | 98044
Ophiolepididae | 17292400 | 98045
Scaphandridae | 17292285 | 98046
Notarchinae | 17292137 | 98047
Engraulididae | 17291436 | 98048
Laseadae | 17291212 | 98049
Gerarcinidae | 17291188 | 98050
Heleidae | 17291139 | 98051
Protococcaceae | 17291105 | 98052
Erycinidae | 17290982 | 98053
Melanellidae | 17290743 | 98054
Cooperellidae | 17290644 | 98055
Thaidinae | 17290560 | 98056
Melitidae | 17290404 | 98057
Euchlanidae | 17281916 | 98058
Chaetopleuridae | 17281908 | 98059
Tetanoceridae | 17281767 | 98060
Schoenobiinae | 17281718 | 98061
Brachioninae | 17281619 | 98062
Callistoplacidae | 17281601 | 98063
Bogueidae | 17281429 | 98064
Crepidulidae | 17281247 | 98065
Geocoridae | 17281114 | 98066
Agriidae | 17280850 | 98067
Scirtidae | 17280827 | 98068
Myodochidae | 17280801 | 98069
Dodecanedioic acid, lithium salt (1:2) | 17274069 | 98070
1-Propanesulfonic acid, 2-methyl-2-[(1-oxo-2-propen-1-yl)amino]-, polymer with 2-propenamide, sodium salt | 17274051 | 98071
2-Propenoic acid, 2-methyl-, dodecyl ester, polymer with 1-ethenyl-2-pyrrolidinone and 2-propenoic acid | 17274044 | 98072
[1,1'-Biphenyl]-4,4'-diol, polymer with 1,1'-sulfonylbis[4-chlorobenzene] and 4,4'-sulfonylbis[phenol] | 17274036 | 98073
Methanesulfonic acid, bismuth(3+) salt (3:1) | 17274028 | 98074
2-Propenoic acid, polymer with 2-methyl-2-[(1-oxo-2-propen-1-yl)amino]-1-propanesulfonic acid and 2-propenamide, sodium salt | 17274010 | 98075
2-Propenoic acid, 2-methyl-, butyl ester, polymer with methyl 2-methyl-2-propenoate and 3-(trimethoxysilyl)propyl 2-methyl-2-propenoate | 17274002 | 98076
Hexanedioic acid, polymer with 1,4-butanediol, 1,5-diisocyanatonaphthalene, 1,2-ethanediol and 1,1'-methylenebis[4-isocyanatobenzene] | 17273996 | 98077
6-Nonen-1-ol, 1-acetate, (6Z)- | 17273988 | 98078
9-Cycloheptadecen-1-one | 17273970 | 98079
Carbamodithioic acid, N,N-dipentyl-, compd. with N-pentyl-1-pentanamine (1:1) | 17273962 | 98080
Poly(oxy-1,2-ethanediyl), .alpha.-phosphono-.omega.-methoxy- | 17273954 | 98081
1,3-Dioxane-2-ethanol, 5-ethyl-5-(hydroxymethyl)-.beta.,.beta.-dimethyl- | 17273947 | 98082
1-Propanesulfonic acid, 2-methyl-2-[(1-oxo-2-propen-1-yl)amino]-, ammonium salt (1:1) | 17273939 | 98083
Phenol, tetrapropylene- | 17273921 | 98084
4-Penten-1-one, 1-(3,3-dimethylcyclohexyl)- | 17273913 | 98085
Niobate(1-), diaquabis[ethanedioato(2-)-.kappa.O1,.kappa.O2]oxo-, ammonium (1:1), (PB-7-23-111'1'2)- | 17273905 | 98086
Cyclohexanone, 2-ethyl-4,4-dimethyl- | 17273897 | 98087
2-Oxetanone, 3-decyl-4-undecylidene- | 17273889 | 98088
1H-Inden-1-one, 2,3-dihydro-2,3,3-trimethyl- | 17273871 | 98089
Poly[oxy(methyl-1,2-ethanediyl)], .alpha.-(3-aminopropyl)-.omega.-(3-aminopropoxy)- | 17273863 | 98090
Pentadecane, 7-(bromomethyl)- | 17273855 | 98091
2-Propenoic acid, 2-methyl-, polymer with butyl 2-propenoate, ethenylbenzene, methyl 2-methyl-2-propenoate and 2-methylpropyl 2-methyl-2-propenoate | 17273848 | 98092
2,5-Furandione, polymer with 2-methyl-1-propene, sodium salt | 17273830 | 98093
Poly[oxy(methyl-1,2-ethanediyl)], .alpha.-(2-cyanoethyl)-.omega.-(2-cyanoethoxy)- | 17273822 | 98094
Benzenepentanal, .alpha.-methyl- | 17273814 | 98095
Propanol, 1(or 2)-(2-butoxymethylethoxy)- | 17273806 | 98096
Octadecanoic acid, 12-hydroxy-, zinc salt (2:1) | 17273798 | 98097
Silane, ethenyltrimethoxy-, polymer with ethene | 17273780 | 98098
Tricyclo[2.2.1.02,6]heptane, 1-ethyl-3-methoxy- | 17273772 | 98099
Pentasulfide, di-tert-dodecyl | 17273764 | 98100
2(5H)-Furanone, 3-hydroxy-4,5-dimethyl- | 17273756 | 98101
2-Propenoic acid, butyl ester, polymer with 1,3-butadiene, ethenylbenzene and 2-propenenitrile | 17273749 | 98102
Cyclohexanamine, N-[(triethoxysilyl)methyl]- | 17273731 | 98103
Carbamic acid, N-[(trimethoxysilyl)methyl]-, methyl ester | 17273723 | 98104
Dodecanoic acid, 1-methyl-1,2-ethanediyl ester | 17273715 | 98105
2-Propanol, 1-chloro-3-(1,1-dimethylethoxy)- | 17273707 | 98106
2-Cyclopenten-1-one, 3-ethyl-2-hydroxy- | 17273699 | 98107
Formic acid, potassium salt (2:1) | 17273681 | 98108
Oxetane, 3,3'-[oxybis(methylene)]bis[3-ethyl- | 17273673 | 98109
Bicyclo[2.2.1]heptan-2-ol, 2-ethyl-1,3,3-trimethyl- | 17273665 | 98110
Silicic acid (H4SiO4), tris(1,1-dimethylpropyl) ester | 17273657 | 98111
Phosphonic acid, (1-hydroxyethylidene)di-, ion(4-), monopotassium | 17273640 | 98112
Phosphonic acid, (1-hydroxyethylidene)di-, ion(4-), monosodium | 17273632 | 98113
Acetic acid, 2-[2-(2-methoxyethoxy)ethoxy]- | 17273624 | 98114
Phosphonic acid, [nitrilotris(methylene)]tris-, hexasodium salt | 17273616 | 98115
Sulfuric acid magnesium salt (1:1), monohydrate | 17273608 | 98116
Phosphonic acid, (1-hydroxyethylidene)bis-, pentasodium salt | 17273590 | 98117
Silicic acid (H2SiO3), disodium salt, nonahydrate | 17273582 | 98118
Glycine, N,N'-(1R,2R)-1,2-cyclohexanediylbis[N-(carboxymethyl)-, rel- | 17273574 | 98119
Tin chloride (SnCl2), dihydrate | 17273566 | 98120
Propanenitrile, 3-(octadecylamino)- | 17273558 | 98121
2-Propenoic acid, 2-methyl-, (triethoxysilyl)methyl ester | 17273541 | 98122
8-Cycloheptadecen-1-one | 17273533 | 98123
Phosphonic acid, [nitrilotris(methylene)]tris-, disodium salt | 17273525 | 98124
Dodecanedioic acid, 1,12-dihydrazide | 17273517 | 98125
1,3-Cyclohexanedimethanol | 17273509 | 98126
4-Penten-1-one, 1-phenyl- | 17273491 | 98127
1,3-Butanediol, 3-methyl- | 17273483 | 98128
Carbonic acid, aluminum salt, basic | 17273475 | 98129
Androst-16-en-3-ol, (3.alpha.,5.alpha.)- | 17273467 | 98130
Borane, tris(1-methylpropyl)- | 17273459 | 98131
1-Octanol, 8-fluoro- | 17273442 | 98132
Phenol, 2-fluoro-4-nitro- | 17273434 | 98133
Phenol, 4-(trifluoromethyl)- | 17273426 | 98134
Benzenaminium, 4,4'-(3-oxo-1,5-pentanediyl)bis[N,N-dimethyl-N-2-propenyl-, dibromide | 17273418 | 98135
Benzenamine, 4-fluoro-2-(trifluoromethyl)- | 17273400 | 98136
Benzoic acid, 2,6-difluoro- | 17273392 | 98137
Benzonitrile, 3-(trifluoromethyl)- | 17273384 | 98138
Benzene, 1,2-difluoro- | 17273376 | 98139
Glycine, N-(aminoiminomethyl)- | 17273368 | 98140
Methanone, (2-fluorophenyl)phenyl- | 17273350 | 98141
4,6(1H,5H)-Pyrimidinedione, dihydro-5-(1-methylbutyl)-5-(2-propenyl)-2-thioxo-, monosodium salt | 17273343 | 98142
Phosphoramidothioic acid, 1,3-dithiolan-2-ylidene-, O,O-diethyl ester | 17273335 | 98143
Cyclohexanecarboxylic acid, 3-[[3-(3,4-dihydroxyphenyl)-1-oxo-2-propenyl]oxy]-1,4,5-trihydroxy-, (1S,3R,4R,5R)- | 17273327 | 98144
D-Isoleucine | 17273319 | 98145
2-Propanol, 1-[(1-methylethyl)amino]-3-(1-naphthalenyloxy)-, hydrochloride | 17273301 | 98146
Benzene, 1,2,3,5-tetrafluoro-4-nitro- | 17273293 | 98147
Benzenesulfonamide, 4-fluoro-N-phenyl- | 17273285 | 98148
Phosphoric acid, 2-chloroethenyl diethyl ester | 17273277 | 98149
2,7-Naphthalenedisulfonic acid, 3,3'-[(1-oxido-1,2-diazenediyl)bis[(2-methoxy-4,1-phenylene)-2,1-diazenediyl]]bis[4,5-dihydroxy-, lithium sodium salt (1:?:?) | 597625 | 98150
3-Hexen-1-ol, 2-ethyl-2-(3-methyl-2-buten-1-yl)- | 1650167 | 98151
6-Octen-3-ol, 4-ethenyl-4,7-dimethyl- | 597617 | 98152
1-Naphthalenemethanesulfonic acid, 2-amino- | 10249 | 98153
1-Naphthaleneacetamide, 2-methyl- | 10223 | 98154
Phenanthrene | 10199 | 98155
Hexanedioic acid, 1,6-dicyclohexyl ester | 72140 | 98156
1-Naphthalenamine, N,N-diethyl- | 10173 | 98157
1-Naphthalenesulfonic acid, 5,6-diamino- | 10157 | 98158
1-Naphthalenesulfonic acid, 5-amino- | 10132 | 98159
Propanoic acid, 3,3'-[(dibutylstannylene)bis(thio)]bis-, 1,1'-diisotridecyl ester | 714204 | 98160
1-Naphthalenesulfonic acid, 4-amino- | 10108 | 98161
Cuprate(3-), [29H,31H-phthalocyanine-C,C,C-trisulfonato(5-)-.kappa.N29,.kappa.N30,.kappa.N31,.kappa.N32]-, hydrogen, compd. with 2,2',2''-nitrilotris[ethanol] (1:3:3) | 597260 | 98162
1,4-Naphthalenedione, 2-methyl-3-[(2E,7R,11R)-3,7,11,15-tetramethyl-2-hexadecen-1-yl]- | 10074 | 98163
1H-Indazolium, 3-[2-[4-(diethylamino)phenyl]diazenyl]-1,2-dimethyl-, methyl sulfate (1:1) | 597187 | 98164
1,2-Benzenedicarboxylic acid, 1,2-didecyl ester | 10058 | 98165
1,2-Benzenedicarboxylic acid, 1,2-dihexyl ester | 10033 | 98166
Butanamide, N-(4-amino-2-hydroxyphenyl)-2,2,3,3,4,4,4-heptafluoro- | 72124 | 98167
2-Naphthalenesulfonic acid, 5-[2-(4-hydroxyphenyl)diazenyl]-8-[2-(3-methylphenyl)diazenyl]-, sodium salt (1:1) | 597021 | 98168
Oxazole, 2-(1-naphthalenyl)-5-phenyl- | 72108 | 98169
2H-1,4-Benzodiazepin-2-one, 7-chloro-1,3-dihydro-3-hydroxy-1-methyl-5-phenyl- | 17000845 | 98170
Phenol, (1-methylhexyl)-, 1,1'-(hydrogen phosphorodithioate) | 596601 | 98171
Propanol, 1(or 2)-methoxy-, acetate | 760629 | 98172
Benzoic acid, 2-[2-[4-(dimethylamino)phenyl]diazenyl]-, sodium salt (1:1) | 72082 | 98173
Isononanoic acid, potassium salt (1:1) | 596551 | 98174
2,7-Anthracenedisulfonic acid, 9,10-dihydro-9,10-dioxo- | 9878 | 98175
9,10-Anthracenedione, 2-(1,1-dimethylethyl)- | 9852 | 98176
Butanamide, N,2-dimethyl-N-phenyl- | 596494 | 98177
Benzenepropanoic acid, 3-(2H-benzotriazol-2-yl)-5-(1,1-dimethylethyl)-4-hydroxy-, methyl ester | 596379 | 98178
1,3-Naphthalenedisulfonic acid, 7-hydroxy-, sodium salt (1:2) | 72066 | 98179
3'-Adenylic acid | 9829 | 98180
1,3-Naphthalenedisulfonic acid, 7-amino-, potassium salt (1:1) | 72033 | 98181
Cuprate(5-), [.mu.-[2-[2-[1-[4-[2-[4-[[4-[[4-[2-[4-[4-[2-[2-(carboxy-.kappa.O)phenyl]diazenyl-.kappa.N1]-4,5-dihydro-3-methyl-5-(oxo-.kappa.O)-1H-pyrazol-1-yl]-2-sulfophenyl]ethenyl]-3-sulfophenyl]amino]-6-(phenylamino)-1,3,5-triazin-2-yl]amino]-2-sulfophenyl]ethenyl]-3-sulfophenyl]-4,5-dihydro-3-methyl-5-(oxo-.kappa.O)-1H-pyrazol-4-yl]diazenyl-.kappa.N1]-5-sulfobenzoato(9-)-.kappa.O]]di-, sodium (1:5) | 596304 | 98182
Phenol, 4,4'-(1,2-diethylidene-1,2-ethanediyl)bis- | 17002239 | 98183
Benzeneacetic acid, .alpha.-phenyl-.alpha.-propyl- | 72017 | 98184
9,10-Phenanthrenedione | 9803 | 98185
1,3,5-Triazine-2,4-diamine, N-(3-methoxypropyl)-N'-(1-methylethyl)-6-(methylthio)- | 17122920 | 98186
Spiro[5.5]undecan-3-one, 7,9-dimethyl- | 17005752 | 98187
myo-Inositol, 1,2,3,4,5,6-hexakis(dihydrogen phosphate) | 9787 | 98188
Benzoic acid, 4-(dodecyloxy)-, 4-[(2S)-2-methylbutyl]phenyl ester | 595967 | 98189
1,2-Benzenedicarboxamide, N1,N1,N2,N2-tetraethyl- | 9761 | 98190
Silane, tris[(1,1-dimethyl-2-propyn-1-yl)oxy]methyl- | 595926 | 98191
[1]Benzopyrano[3,4-b]furo[2,3-h][1]benzopyran-6(6aH)-one, 1,2,12,12a-tetrahydro-8,9-dimethoxy-2-(1-methylethenyl)-, (2R,6aS,12aS)- | 9746 | 98192
Pyrimidine, 2,4-diethoxy-5-methyl- | 147629 | 98193
1,4-Benzenedicarbonyl dichloride, 2,3,5,6-tetrachloro- | 68783 | 98194
Dibenzo[b,e][1,4]dioxin, 1,2,3,8,9-pentachloro- | 713677 | 98195
Dibenzo[b,e][1,4]dioxin, 1,2,3,6,8-pentachloro- | 713651 | 98196
Benzeneacetic acid, ammonium salt (1:1) | 147603 | 98197
Poly[[6-[(1,1,3,3-tetramethylbutyl)amino]-1,3,5-triazine-2,4-diyl][(2,2,6,6-tetramethyl-4-piperidinyl)imino]-1,6-hexanediyl[(2,2,6,6-tetramethyl-4-piperidinyl)imino]] | 651000 | 98198
Cuprate(4-), [.mu.-[7-[2-[3,3'-di(hydroxy-.kappa.O)-4'-[2-[4-(hydroxy-.kappa.O)-2-sulfobenzo[a]phenazin-3-yl]diazenyl-.kappa.N1][1,1'-biphenyl]-4-yl]diazenyl-.kappa.N1]-8-(hydroxy-.kappa.O)-1,3,6-naphthalenetrisulfonato(8-)]]di-, sodium (1:4) | 551929 | 98199
C.I. Leuco Sulphur Brown 26 | 1650019 | 98200
Benzenesulfonamide, N,N'-dithiobis[N-methyl- | 550863 | 98201
1,3,6-Trioxocane, 2-[(hexyloxy)methyl]dimethyl- | 550772 | 98202
Carbamic acid, N-[4-[(4-isocyanatophenyl)methyl]phenyl]-, C,C'-(oxydi-2,1-ethanediyl) ester | 550715 | 98203
Benzenamine, N-(1,4-dimethylpentyl)- | 550624 | 98204
2-Cyclohexen-1-ol, 3-methyl-5-[(2,2,3-trimethyl-3-cyclopenten-1-yl)methyl]- | 550574 | 98205
Cyclohexanol, 3-methyl-5-[(2,2,3-trimethyl-3-cyclopenten-1-yl)methyl]- | 550541 | 98206
4-Heptanone, 3-(phenylmethylene)- | 550525 | 98207
Benzene, 1-methoxy-4-(1-octen-1-yl)- | 550491 | 98208
4-Thia-1-azabicyclo(3.2.0)heptane-2-carboxylic acid, 6-[[(2R)-aminophenylacetyl]amino]-3,3-dimethyl-7-oxo-, trihydrate, (2S,5R,6R)- | 689380 | 98209
Cyclohexanamine, N-cyclohexyl-N-ethyl- | 147561 | 98210
1,5-Cyclododecadienecarboxaldehyde, trimethyl- | 548966 | 98211
2-Buten-1-one, 1-[1,5,9(or 1,5,10)-trimethyl-1,5,9-cyclododecatrienyl]- | 548933 | 98212
Ethanone, 1-(1,5,10-trimethyl-1,5,9-cyclododecatrienyl)- | 548917 | 98213
2-Buten-1-one, 1-[dimethyl-1,5,9(or 2,6,10)-cyclododecatrien-1-yl]- | 548875 | 98214
Propanoic acid, 3-[[bis(1-methylethoxy)phosphinothioyl]thio]-, ethyl ester | 548834 | 98215
Sulfur bromide (SBr6), (OC-6-11)- | 548800 | 98216
1-Naphthalenesulfonic acid, 6-diazo-5,6-dihydro-5-oxo-, 4-(1-methyl-1-phenylethyl)phenyl ester | 548636 | 98217
2H-Pyran, 2-[(11Z,13Z)-11,13-hexadecadien-1-yloxy]tetrahydro- | 548198 | 98218
1,11-Hexadecadiyne | 548172 | 98219
2H-Pyran, 2-[(10-chloro-3-decyn-1-yl)oxy]tetrahydro- | 548149 | 98220
3,13-Octadecadiyn-1-ol, 1-acetate | 548115 | 98221
3,5-Hexadecadiene, 16,16-diethoxy-, (3Z,5Z)- | 548081 | 98222
Quinoline, 1-[2-(2-ethoxyethoxy)ethyl]-1,2,3,4-tetrahydro-2,2,4-trimethyl- | 548057 | 98223
9,10-Anthracenedione, 1,5-bis[[[4-(hydroxymethyl)cyclohexyl]methyl]amino]- | 548032 | 98224
Acetamide, N-[6-[2-(2-bromo-4,6-dinitrophenyl)diazenyl]-1-[2-(2-ethoxyethoxy)ethyl]-1,2,3,4-tetrahydro-2,2,4-trimethyl-7-quinolinyl]- | 547984 | 98225
Dibenzo(b,e)(1,4)dioxin, 1,2,4,7-tetrachloro- | 695817 | 98226
Dibenzo[b,e][1,4]dioxin, 1,2,4,6-tetrachloro- | 713594 | 98227
Dibenzo[b,e][1,4]dioxin, 1,3,6,9-tetrachloro- | 713578 | 98228
Card-20(22)-enolide, 3-[(O-2,6-dideoxy-.beta.-D-ribo-hexopyranosyl-(1.fwdarw.4)-O-2,6-dideoxy-.beta.-D-ribo-hexopyranosyl-(1.fwdarw.4)-2,6-dideoxy-.beta.-D-ribo-hexopyranosyl)oxy]-14-hydroxy-, (3.beta.,5.beta.)- | 4812 | 98229
Alanine, N-(2,6-dimethylphenyl)-N-(phenylacetyl)-, methyl ester | 17130345 | 98230
2-Butenedioic acid (2Z)-, 1,1'-[oxybis(methyl-2,1-ethanediyl)] ester | 546770 | 98231
Propanamide, N-[5-[bis[2-(2-cyanoethoxy)ethyl]amino]-2-[2-(2-bromo-4,6-dinitrophenyl)diazenyl]-4-methoxyphenyl]- | 546614 | 98232
Benzenesulfonamide, N-(4-amino-9,10-dihydro-3-methoxy-9,10-dioxo-1-anthracenyl)-2-methyl- | 546606 | 98233
Pregn-4-ene-3,20-dione, 17-(acetyloxy)-6-methyl-, (6.alpha.)- | 4804 | 98234
1H-Indene-1,3(2H)-dione, 4,7-dichloro-2-(3-hydroxy-2-quinolinyl)-5,6-bis(phenylthio)- | 546515 | 98235
8-Hexadecene, 1,1-diethoxy-14-methyl-, (8Z)- | 546432 | 98236
Phosphonic acid, P-[chloro(dimethylamino)methyl]- | 546176 | 98237
Cyclohexane, undecafluoro- | 17273269 | 98238
Guanidine, (4-aminobutyl)- | 17273251 | 98239
2H-1-Benzopyran-2-one, 6,7-dihydroxy- | 17273244 | 98240
Benzoic acid, 2-iodosyl- | 17273236 | 98241
3H-Pyrido[3,4-b]indole, 4,9-dihydro-7-methoxy-1-methyl- | 17273228 | 98242
[2,2'-Binaphthalene]-8,8'-dicarboxaldehyde, 1,1',6,6',7,7'-hexahydroxy-3,3'-dimethyl-5,5'-bis(1-methylethyl)- | 17273210 | 98243
Benzoic acid, 2,3-dihydroxy- | 17273202 | 98244
Butanoic acid, 2-hydroxy-2-[(1R)-1-methoxyethyl]-3-methyl-, [(1S,7aR)-2,3,5,7a-tetrahydro-1-hydroxy-1H-pyrrolizin-7-yl]methyl ester, (2S)- | 17273194 | 98245
Guanidine, N,N'''-1,10-decanediylbis-, dihydrochloride | 17273186 | 98246
Ethanesulfinic acid, 2-amino- | 17273178 | 98247
3-Pyridinecarboxylic acid, 1,2,5,6-tetrahydro-1-methyl-, methyl ester, hydrobromide | 17273160 | 98248
Benzenesulfonic acid, 3,3'-(4,5,6,7-tetrabromo-3-oxo-1(3H)-isobenzofuranylidene)bis[6-hydroxy- | 17273152 | 98249
Cyclooctane | 17273145 | 98250
Bicyclo[2.2.1]heptane | 17273137 | 98251
1H-Imidazo[4,5-b]pyridine | 17273129 | 98252
1H-Indazole | 17273111 | 98253
13H-Dibenzo[a,i]carbazole | 17273103 | 98254
Dibenz[a,i]acridine | 17273095 | 98255
Benz[a]acridine | 17273087 | 98256
Benzo[b]naphtho[1,2-d]thiophene | 17273079 | 98257
1H-Phenalene | 17273061 | 98258
Thiodicarbonic diamide ([(H2N)C(S)]2S), tetraethyl- | 17273053 | 98259
2H-1-Benzopyran-2-one, 7-hydroxy- | 17273046 | 98260
2H-1-Benzopyran-2-one, 7-hydroxy-6-methoxy- | 17273038 | 98261
Benzenemethanol, 4-chloro-.alpha.-(4-chlorophenyl)- | 17273020 | 98262
Methanone, (4-bromophenyl)phenyl- | 17273012 | 98263
1-Propanone, 2-(diethylamino)-1-phenyl- | 17273004 | 98264
Benzaldehyde, 3,5-dibromo-2-hydroxy- | 17272998 | 98265
Benzamide, N,2-dihydroxy- | 17272980 | 98266
Carbamothioic chloride, diethyl- | 17272972 | 98267
1,3,5-Benzenetriol, 2-methyl- | 17272964 | 98268
Phenol, 2-chloro-6-methyl- | 17272956 | 98269
Acetamide, N-(4,5-dihydro-4-methyl-5-oxo-1,2-dithiolo[4,3-b]pyrrol-6-yl)- | 17272949 | 98270
2H-1-Benzopyran-2-one, 7-hydroxy-4-methyl-3-(phenylmethyl)- | 17272931 | 98271
Benzoic acid, 2-(4-hydroxybenzoyl)- | 17272923 | 98272
Ibogamine, 12-methoxy- | 17272915 | 98273
Stigmasta-5,22-dien-3-ol, (3.beta.,22E)- | 17272907 | 98274
Benzeneacetic acid, 4-chloro-.alpha.-(4-chlorophenyl)- | 17272899 | 98275
9,10-Anthracenedione, 1,2,3,5,6,7-hexahydroxy- | 17272881 | 98276
5H-Furo[3,2-g][1]benzopyran-5-one, 4,9-dimethoxy-7-methyl- | 17272873 | 98277
9,10-Anthracenedione, 1,2,4-trihydroxy- | 17272865 | 98278
Propanedioic acid, hydroxy- | 17272857 | 98279
Benzenesulfonic acid, butyl ester | 17272840 | 98280
Phosphorodithioic acid, O,O-diethyl S-[[(1-methylethyl)thio]methyl] ester | 17272832 | 98281
Benzenemethanaminium, N,N-diethyl-N-[2-[4-(1,1,3,3-tetramethylbutyl)phenoxy]ethyl]-, chloride | 17272824 | 98282
Cyclohexanecarboxylic acid, 1,3,4,5-tetrahydroxy-, (1.alpha.,3R,4.alpha.,5R)- | 17272816 | 98283
Distannathiane, hexaphenyl- | 17272808 | 98284
Propanedioic acid, ethyl(1-methylbutyl)-, diethyl ester | 17272790 | 98285
Phosphorothioic acid, O,O-bis(1-methylethyl) O-(4-nitrophenyl) ester | 17272782 | 98286
Adenosine, 3'-deoxy- | 17272774 | 98287
Glutamic acid, 2-methyl- | 17272766 | 98288
4,6(1H,5H)-Pyrimidinedione, 5-ethyldihydro-5-(1-methylbutyl)-2-thioxo-, monosodium salt | 17272758 | 98289
L-Tyrosine, 3-iodo- | 17272741 | 98290
Butanediamide, N'-[5-[[4-[[5-(acetylhydroxyamino)pentyl]amino]-1,4-dioxobutyl]hydroxyamino]pentyl]-N-(5-aminopentyl)-N-hydroxy- | 17272733 | 98291
Benzaldehyde, 4-phenoxy- | 17272725 | 98292
2-Naphthalenecarboxaldehyde | 17272717 | 98293
4-Pyridinecarboxaldehyde, 3-hydroxy-5-(hydroxymethyl)-2-methyl- | 17272709 | 98294
Pregn-4-ene-3,20-dione, 21-hydroxy- | 17272691 | 98295
2-Naphthacenecarboxamide, 7-chloro-4-(dimethylamino)-1,4,4a,5,5a,6,11,12a-octahydro-3,6,10,12,12a-pentahydroxy-6-methyl-1,11-dioxo-, monohydrochloride, (4S,4aS,5aS,6S,12aS)- | 17272683 | 98296
Urea, (3-methylphenyl)- | 17272675 | 98297
Uridine 5'-(tetrahydrogen triphosphate) | 17272667 | 98298
Benzeneacetic acid, .alpha.-phenyl-.alpha.-propyl-, 2-(diethylamino)ethyl ester, hydrochloride | 17272659 | 98299
Nonylphenol diethoxylate | 17164740 | 98300
Suspended sediment concentration (SSC) | 17164666 | 98301
Precipitation (choice list) | 17164658 | 98302
Absorption, UV, relative conc. of organic constituents | 17164641 | 98303
Probe, rhodamine WT | 17164633 | 98304
Acid-base potential | 17164625 | 98305
Acid neutralization potential acidity (ANPA) | 17164617 | 98306
Acid generation potential | 17164609 | 98307
Suspended sediment discharge | 17164591 | 98308
Height, gage | 17164583 | 98309
Individuals examined, actual number | 17164575 | 98310
Individuals measured, actual number | 17164567 | 98311
Individuals weighed, actual number | 17164559 | 98312
Fish anomalies, tumors | 17164542 | 98313
Fish anomalies, multiples | 17164534 | 98314
2,7-Naphthalenedisulfonic acid, 5-amino-3-[2-[4-[2-[4-[2-(7-amino-1-hydroxy-3-sulfo-2-naphthalenyl)diazenyl]-2-sulfophenyl]ethenyl]-3-sulfophenyl]diazenyl]-4-hydroxy-, lithium sodium salt, compd. with 2,2'-(methylimino)bis[ethanol] (1:?:?:?) | 595876 | 98315
2,7-Naphthalenedisulfonic acid, 3,3'-[1,2-ethenediylbis[(3-sulfo-4,1-phenylene)-2,1-diazenediyl]]bis[5-amino-4-hydroxy-, lithium sodium salt, compd. with 2,2'-(methylimino)bis[ethanol] (1:?:?:?) | 595850 | 98316
Benzenediazonium, 4-(dimethylamino)-, 5-sulfo-1,3-benzenedicarboxylate (1:1) | 595843 | 98317
Benzenediazonium, 2,5-dibutoxy-4-(4-morpholinyl)-, 5-sulfo-1,3-benzenedicarboxylate (1:1) | 595819 | 98318
3-Pyridinecarbonitrile, 5-[2-(4-chloro-2-nitrophenyl)diazenyl]-1,6-dihydro-2-hydroxy-4-methyl-6-oxo-1-propyl- | 595793 | 98319
1H-Purine-2,6-dione, 3,7-dihydro-3,7-dimethyl- | 9712 | 98320
1-Naphthalenesulfonic acid, 4,5-dihydroxy- | 9696 | 98321
1H-1,2,4-Triazole-1-ethanol, .beta.-[(4-chlorophenyl)methylene]-.alpha.-(1,1-dimethylethyl)-, (.beta.E)- | 17121930 | 98322
2-Anthracenesulfonic acid, 1-amino-9,10-dihydro-9,10-dioxo- | 9670 | 98323
2-Naphthalenesulfonic acid, 7-[[4-chloro-6-[ethyl[3-[[2-(sulfooxy)ethyl]sulfonyl]phenyl]amino]-1,3,5-triazin-2-yl]amino]-4-hydroxy-3-[2-(4-methoxy-2-sulfophenyl)diazenyl]-, sodium salt (1:3) | 595637 | 98324
Naphthalene, 1,4-dibromo- | 9647 | 98325
Pregna-1,4-diene-3,20-dione, 11,17,21-trihydroxy-6-methyl-, (6.alpha.,11.beta.)- | 9621 | 98326
Imidodicarbonimidic diamide, N-(2-phenylethyl)-, monohydrochloride | 17003393 | 98327
Benzoic acid, 2-hydroxy-3-methyl- | 9597 | 98328
4-Pyridinecarboxylic acid, 3-[2-[4-[7-[(5-chloro-2,6-difluoro-4-pyrimidinyl)amino]-5,9-disulfo-2H-naphtho[1,2-d]triazol-2-yl]-2-sulfophenyl]diazenyl]-1,2-dihydro-6-hydroxy-2-oxo-, sodium salt (1:?) | 595561 | 98329
1H-Indole, 3-methyl- | 9571 | 98330
Naphth[1,8-cd]-1,2-oxathiole, 2,2-dioxide | 9548 | 98331
Phenanthrene, 4-methyl- | 709329 | 98332
1H-Pyrrole, 2,5-dimethyl-1-phenyl- | 9514 | 98333
Phosphoric acid, 2-(1,1-dimethylethyl)phenyl diphenyl ester | 714121 | 98334
2-Propenal, 2-methyl-3-[4-(1-methylethyl)phenyl]- | 71837 | 98335
1H-Pyrrole-3-carboxaldehyde, 2,5-dimethyl-1-phenyl- | 9498 | 98336
2-Naphthaleneethanol, 5,6,7,8-tetrahydro-.beta.,5,5,8,8-pentamethyl- | 595371 | 98337
1,3-Benzenedisulfonic acid, sodium salt (1:2) | 71795 | 98338
Phenol, 2-amino-4,6-dinitro-, sodium salt (1:1) | 71779 | 98339
1H-Indene-1,3(2H)-dione, 2-(2-quinolinyl)- | 9472 | 98340
Cyclododecanone | 71746 | 98341
Acetic acid, 4-nitrophenyl ester | 71720 | 98342
Benzenaminium, 4-[[4-(dimethylamino)phenyl][4-(dimethyliminio)-2,5-cyclohexadien-1-ylidene]methyl]-N,N,N-trimethyl-, chloride (1:2) | 9449 | 98343
Quinolinium, 1-ethyl-6-methyl-, iodide (1:1) | 71696 | 98344
1,2-Acenaphthylenedione | 9423 | 98345
1,3-Dioxan-4-ol, 2,6-dimethyl-, 4-acetate | 71662 | 98346
Benzenamine, 2,6-dibromo-4-nitro- | 71647 | 98347
1-Naphthalenesulfonic acid, 8-amino- | 9399 | 98348
1H-Purine-2,6,8(3H)-trione, 7,9-dihydro-, calcium salt (2:1) | 71605 | 98349
Benzenesulfonic acid, 2,4-dimethyl-, sodium salt (1:1) | 71589 | 98350
Ethanone, 2-[[4-(2,4-dichloro-3-methylbenzoyl)-1,3-dimethyl-1H-pyrazol-5-yl]oxy]-1-(4-methylphenyl)- | 1714760 | 98351
Benzene, 1,2,3,4,5-pentachloro-6-nitro- | 9373 | 98352
4,7-Methanoisobenzofuran-1,3-dione, 3a,4,7,7a-tetrahydro- | 71555 | 98353
2H-Naphth[1,8-cd]isothiazole-3,5-disulfonic acid, 1,1-dioxide | 9357 | 98354
Benzenesulfonic acid, 4-hydroxy-, sodium salt (1:1) | 71522 | 98355
2-Naphthalenol, decahydro- | 71506 | 98356
1-Anthracenesulfonic acid, 9,10-dihydro-9,10-dioxo- | 9332 | 98357
Benzenesulfinic acid, 4-methyl-, sodium salt (1:1) | 71472 | 98358
1,3-Naphthalenedisulfonic acid, 4-amino-5-hydroxy- | 9316 | 98359
Benzoic acid, 2-[2-[2-amino-5-hydroxy-6-[2-[4'-[2-(2-hydroxy-6-sulfo-1-naphthalenyl)diazenyl]-3,3'-dimethoxy[1,1'-biphenyl]-4-yl]diazenyl]-7-sulfo-1-naphthalenyl]diazenyl]-5-nitro-, sodium salt (1:3) | 546150 | 98360
2,5,7,10-Tetraoxaundecane, 6-ethyl- | 545947 | 98361
Ethanamine, N,N-dimethyl-2-[2-[2-methyl-4-(1,1,3,3-tetramethylbutyl)phenoxy]ethoxy]- | 545897 | 98362
Benzenamine, 3-[3-(trimethoxysilyl)propoxy]- | 545863 | 98363
2-Propenoic acid, 1,1',1'',1'''-[(2,4,6,8-tetramethylcyclotetrasiloxane-2,4,6,8-tetrayl)tetra-3,1-propanediyl] ester | 545848 | 98364
2-Butenedioic acid (2Z)-, 1,1'-(1-methyl-1,2-ethanediyl) ester | 545814 | 98365
1,4-Benzenediamine, 2-chloro-N1,N1-dimethyl-, hydrochloride (1:1) | 545798 | 98366
Pyrrolidine, 1-(4-nitro-2,5-dipropoxyphenyl)- | 545764 | 98367
Benzenesulfonic acid, 3,5-dichloro-2-hydroxy-4-methyl- | 545731 | 98368
Ethanone, 1-[[1-[(1,1-dimethylethyl)dioxy]-1-methylethyl]phenyl]- | 544866 | 98369
2-Hexadecenoic acid, 1,1'-anhydride | 544817 | 98370
Acetic acid, ion(1-) | 684910 | 98371
Acetamide, N-(3-chloro-4-methylphenyl)- | 147405 | 98372
Benzoic acid, 2-hydroxy-, 1-ethenyl-1,5-dimethyl-4-hexen-1-yl ester | 147389 | 98373
Benzene, [2,2-bis[[(2E)-3,7-dimethyl-2,6-octadien-1-yl]oxy]ethyl]- | 147355 | 98374
1,3-Dioxan-2-one, 5-methyl-5-propyl- | 147330 | 98375
Carbamic acid, N,N-bis(hydroxymethyl)-, 2-(2-hydroxyethoxy)ethyl ester | 544049 | 98376
Butanoic acid, 3-methyl-, 5-methyl-2-(1-methylethenyl)cyclohexyl ester | 544015 | 98377
3-Cyclohexene-1-methanol, .alpha.-butyl-2,4-dimethyl- | 543991 | 98378
4,7-Methano-1H-indene, 5(or 6)-(2,2-dimethoxyethoxy)-3a,4,5,6,7,7a-hexahydro- | 543967 | 98379
Butanamide, 2,2'-[(3,3'-dimethoxy[1,1'-biphenyl]-4,4'-diyl)bis(2,1-diazenediyl)]bis[N-(2-methylphenyl)-3-oxo- | 147298 | 98380
Phosphonic acid, P-[3-[ethyl[(1,1,2,2,3,3,4,4,5,5,6,6,7,7,7-pentadecafluoroheptyl)sulfonyl]amino]propyl]-, diethyl ester | 543926 | 98381
Phosphonic acid, P-[3-[ethyl[(1,1,2,2,3,3,4,4,5,5,6,6,7,7,7-pentadecafluoroheptyl)sulfonyl]amino]propyl]- | 543900 | 98382
Benzenesulfonic acid, 4-methyl-, copper(2+) salt (2:1) | 147272 | 98383
4-Piperidinemethanamine | 147256 | 98384
Benzene | 4754 | 98385
Benzamide, N-[[[3,5-dichloro-4-[[3-chloro-5-(trifluoromethyl)-2-pyridinyl]oxy]phenyl]amino]carbonyl]-2,6-difluoro- | 695783 | 98386
9,10-Anthracenedione, 1-amino-5-hydroxy-4-[(2-methoxyphenyl)amino]-8-nitro- | 543512 | 98387
Lithium, [.mu.-[1,3-phenylenebis(3-methyl-1-phenylpentylidene)]]di- | 543421 | 98388
1,4-Benzenedisulfonic acid, 2,5-diamino- | 147223 | 98389
Butane, chlorooctafluoro- | 713545 | 98390
1,4-Cyclohexadiene-1,4-dicarboxylic acid, 2,5-bis[(4-methylphenyl)amino]-, 1,4-dimethyl ester | 542308 | 98391
1-Hexadecanamine, N,N-dimethyl-, N-oxide | 147207 | 98392
Arsinous chloride, diphenyl- | 17000779 | 98393
Benzamide, N-(4-amino-7-hydroxy-1-naphthalenyl)- | 540518 | 98394
Carbonic acid, C,C'-[(1-methylethylidene)bis(2,6-dibromo-4,1-phenylene)] C,C'-bis(2,3,4,5,6-pentabromophenyl) ester | 540492 | 98395
Urea, N,N''-1,5-naphthalenediylbis[N'-[3-[(2-ethylhexyl)oxy]propyl]- | 540476 | 98396
Carbamic chloride, N-methyl-N-[4-[[(4-methylphenyl)sulfonyl]amino]-2-[[methyl(2,2,2-trifluoroacetyl)amino]methyl]phenyl]- | 540427 | 98397
Quinolinium, 1-butyl-4-[2-(phenylamino)ethenyl]-, iodide (1:1) | 540377 | 98398
Thiocyanic acid, 4-methyl-2-nitrophenyl ester | 540344 | 98399
2-Propen-1-one, 1,3-bis[4-(pentyloxy)phenyl]- | 540328 | 98400
Benzothiazolium, 2-[2-[4-[ethyl(2-hydroxypropyl)amino]phenyl]diazenyl]-6-methoxy-3-methyl-, chloride (1:1) | 540302 | 98401
3,6-Etheno-1,8-benzodioxecin-2,7-dione, 9,10,11,12-tetrabromo- | 540260 | 98402
6H-Benzotriazolo[2,1-a]benzotriazol-5-ium, inner salt | 147181 | 98403
1,3-Naphthalenedisulfonic acid, 6-amino-5-[2-[4-[2-(4-amino-2-sulfophenyl)ethenyl]-3-sulfophenyl]diazenyl]- | 540096 | 98404
Fish anomalies, lesions | 17164526 | 98405
Fish anomalies, erosions | 17164518 | 98406
Fish anomalies, deformities | 17164500 | 98407
Discharge, mine | 17164492 | 98408
Probe, compass or tilt | 17164484 | 98409
Probe, water level | 17164476 | 98410
Species rank | 17164468 | 98411
Volume, cell | 17164450 | 98412
Relative density, species | 17164443 | 98413
Substrate, sediment thickness | 17164435 | 98414
Substrate, grain size | 17164427 | 98415
Biological diversity, Lloyd-Zar-Karr species index | 17164419 | 98416
Depth, below bottom surface | 17164401 | 98417
Particulate organic material, carbon fraction | 17164393 | 98418
Biological integrity, North Carolina biotic index | 17164385 | 98419
Biological integrity, Hilsenhoff biotic index | 17164377 | 98420
Biological integrity, Beck biotic index | 17164369 | 98421
Taxonomic richness, Ephemeroptera, Plecoptera, Tricoptera | 17164351 | 98422
Taxonomic richness | 17164344 | 98423
Taxonomic evenness | 17164336 | 98424
Biological diversity, Margalef index | 17164328 | 98425
Biological diversity, Brillouin index | 17164310 | 98426
Biological diversity, Simpson index | 17164302 | 98427
Taxonomic redundancy | 17164294 | 98428
Stendomycin, 2-hydroxybenzoate | 17294323 | 98429
18,19-Dinorpregn-4-en-20-yn-3-one, 13-ethyl-17-hydroxy-, (8.alpha.,9.beta.,10.alpha.,13.alpha.,14.beta.)- | 17294331 | 98430
1-Propanamine, 3-dibenz[b,e]oxepin-11(6H)-ylidene-N-methyl- | 17294349 | 98431
3-Quinolinecarboxylic acid, 1-cyclopropyl-6-fluoro-1,4-dihydro-8-methoxy-7-[(4aS,7aS)-octahydro-6H-pyrrolo[3,4-b]pyridin-6-yl]-4-oxo- | 17294356 | 98432
Benzenesulfonamide, 4-amino-N-(5-methyl-3-isoxazolyl)-, mixt. with 5-[(3,4,5-trimethoxyphenyl)methyl]-2,4-pyrimidinediamine | 17294364 | 98433
Hartmannella | 17294372 | 98434
Hartmannella limax | 17294380 | 98435
Hartmannella vermiformis | 17294398 | 98436
Vahlkampfia | 17294406 | 98437
Vahlkampfia limax | 17294414 | 98438
Acinetobacter | 17294422 | 98439
Flavobacterium | 17294430 | 98440
Acanthamoeba | 17294448 | 98441
Acanthamoeba astronyxis | 17294455 | 98442
Acanthamoeba comandoni | 17294463 | 98443
Acanthamoeba culbertsoni | 17294471 | 98444
Acanthamoeba griffini | 17294489 | 98445
Acanthamoeba hyalina | 17294497 | 98446
Acanthamoeba lenticulata | 17294505 | 98447
Acanthamoeba palestinensis | 17294513 | 98448
Acanthamoeba polyphaga | 17294521 | 98449
Acanthamoeba rhysodes | 17294539 | 98450
Acanthamoeba royreba | 17294547 | 98451
Acanthamoeba terricola | 17294554 | 98452
Acanthamoeba tubiashi | 17294562 | 98453
Euamoebida | 17294570 | 98454
Thecamoebidae | 17294588 | 98455
Thecamoeba | 17294596 | 98456
Thecamoeba munda | 17294604 | 98457
Thecamoeba orbis | 17294612 | 98458
Vannellidae | 17294620 | 98459
Vannella | 17294638 | 98460
Acid Neutralization Potential As %CaCO3 | 17294646 | 98461
Boric acid esters mixture, unspecified | 17294653 | 98462
Carbon, inorganic | 17294661 | 98463
Nutrient-nitrogen | 17294679 | 98464
Ammonia-nitrogen | 17294687 | 98465
Phosphate-phosphorus | 17294695 | 98466
Hardness, magnesium | 17294703 | 98467
D-Allaric acid, O-5'-deoxyadenosin-5'-yl-(5'.fwdarw.4)-O-.alpha.-D-glucopyranosyl-(1.fwdarw.2)-, 4-(dihydrogen phosphate), calcium salt | 17294711 | 98468
Triazines mixture, unspecified | 17294729 | 98469
Oxygen 18/oxygen 16 ratio in sulfate | 17294737 | 98470
Vermicasts | 17294745 | 98471
Floating sewage - severity (choice list) | 17294752 | 98472
Sludge, substrate rock/bank cover - severity (choice list) | 17294760 | 98473
Colored dissolved organic matter (CDOM) | 17294778 | 98474
Residence/flushing time, waterbody | 17294786 | 98475
Total Nitrogen/Total Phosphorus Ratio (TN:TP) | 17294794 | 98476
Dissolved inorganic nitrogen/soluble reactive phosphorus ratio | 17294802 | 98477
Density as sigma-t | 17294810 | 98478
Silicate/dissolved inorganic nitrogen ratio | 17294828 | 98479
3'H-Cyclopropa[1,2]pregna-1,4,6-triene-3,20-dione, 17-(acetyloxy)-6-chloro-1,2-dihydro-, (1.beta.,2.beta.)- | 17294844 | 98481
Gibbane-1,10-dicarboxylic acid, 4a-hydroxy-1-methyl-8-methylene-, 1,4a-lactone, (1.alpha.,4a.alpha.,4b.beta.,10.beta.)- | 17294851 | 98482
Benzamide, 2-fluoro- | 17294869 | 98483
Naphthalene, 1,2-dihydro- | 17294877 | 98484
Benzonitrile, 2-(trifluoromethyl)- | 17294885 | 98485
2-Propenoic acid, 3-(2-fluorophenyl)- | 17294893 | 98486
1,2-Benzenediol, 4-methyl- | 17294901 | 98487
Benzenemethanol, 4-fluoro- | 17294919 | 98488
Benzenamine, 4-fluoro-N-methyl- | 17294927 | 98489
7-Tridecanone | 17294935 | 98490
Carbonic acid | 17294943 | 98491
Morphinan-6-one, 4,5-epoxy-3,14-dihydroxy-17-(2-propenyl)-, (5.alpha.)- | 17294950 | 98492
Cyclobutaneacetic acid, 3-acetyl-2,2-dimethyl- | 17294968 | 98493
Cyclobutaneacetic acid, 3-carboxy-2,2-dimethyl-, (1R,3S)-rel-(+)- | 17294976 | 98494
[Bi-1,4-cyclohexadien-1-yl]-3,3',6,6'-tetrone, 2,2',5,5'-tetrahydroxy-4,4'-dimethyl- | 17294984 | 98495
1,3-Dioxolo[4,5-b]acridin-10(5H)-one, 4,11-dimethoxy-5-methyl- | 17294992 | 98496
4H-1-Benzopyran-4-one, 2,3-dihydro-3,5,7-trihydroxy-2-(4-hydroxyphenyl)-, (2R,3R)- | 17295007 | 98497
4H-1-Benzopyran-4-one, 2,3-dihydro-5,7-dihydroxy-2-phenyl-, (2S)- | 17295015 | 98498
4H-1-Benzopyran-4-one, 2,3-dihydro-5,7-dihydroxy-2-(4-hydroxyphenyl)-, (2S)- | 17295023 | 98499
1,4-Naphthalenedione, 5-hydroxy- | 17295031 | 98500
1,4-Naphthalenedione, 5-hydroxy-2-methyl- | 17295049 | 98501
9H-Dibenzo[f,h]pyrido[1,2-b]isoquinoline, 11,12,13,14,14a,15-hexahydro-2,3,6-trimethoxy-, (14aR)- | 17295056 | 98502
2H-Furo[2,3-h]-1-benzopyran-2-one, 5-methoxy- | 17295064 | 98503
Benzeneacetic acid, 2-amino-.alpha.-oxo- | 17295072 | 98504
Furo[3,4-e]-1,3-benzodioxol-8(6H)-one, 6-[(5S)-5,6,7,8-tetrahydro-6-methyl-1,3-dioxolo[4,5-g]isoquinolin-5-yl]-, (6R)- | 17295080 | 98505
4H-1-Benzopyran-4-one, 7-hydroxy-3-(4-hydroxyphenyl)- | 17295098 | 98506
2H-1-Benzopyran-2-one, 5,7-dimethoxy- | 17295106 | 98507
3-Pyrrolidineacetic acid, 2-carboxy-4-(1-methylethenyl)-, (2S,3S,4S)- | 17295114 | 98508
1H-Indol-5-ol, 3-[2-(dimethylamino)ethyl]- | 17295122 | 98509
scyllo-Inositol | 17295130 | 98510
Pyrazinol, 6-(1-methylpropyl)-3-(2-methylpropyl)-, 1-oxide, (+)- | 17295148 | 98511
Phenol, 3-chloro-4-nitro- | 17295155 | 98512
Mercurate(1-), [3-[[2-(carboxylatomethoxy)benzoyl-.kappa.O]amino]-2-methoxypropyl-.kappa.C]hydroxy-, sodium | 17295163 | 98513
2-Quinolinecarboxylic acid, 4-hydroxy- | 17295171 | 98514
Benzeneacetic acid, .alpha.-methylene- | 17295189 | 98515
1,4-Benzodioxin, 2,3-dihydro- | 17295197 | 98516
1,3-Cyclohexanedione, 5-phenyl- | 17295205 | 98517
Pyridine, 3-(2S)-2-pyrrolidinyl- | 17295213 | 98518
Benzenepropanoic acid, 2-hydroxy- | 17295221 | 98519
Propanedial, hydroxy- | 17295239 | 98520
2(5H)-Furanone | 17295247 | 98521
1H-Imidazole-4-ethanaminium, .alpha.-carboxy-2,3-dihydro-N,N,N-trimethyl-2-thioxo-, inner salt, (.alpha.S)- | 17295254 | 98522
Phenol, 2-methyl-3,5-dinitro- | 17295262 | 98523
.beta.-D-Glucopyranoside, 4-hydroxyphenyl | 17295270 | 98524
.beta.-D-Glucopyranose, 1,6-anhydro- | 17295288 | 98525
L-Alanine, 3-sulfo- | 17295296 | 98526
2,5-Cyclohexadien-1-one, 4-[(4-hydroxyphenyl)imino]- | 17295304 | 98527
Phenol, 3,5-dimethoxy- | 17295312 | 98528
Benzenepropanoic acid, 4-hydroxy- | 17295320 | 98529
2-Propenoic acid, 3-(4-hydroxyphenyl)-, (2E)- | 17295338 | 98530
Propane, 2-chloro-1-nitro- | 17295346 | 98531
9,12-Octadecadienoic acid, (9E,12E)- | 17295353 | 98532
Mercury, bromomethyl- | 17295361 | 98533
Arsonium, tetraphenyl-, chloride | 17295379 | 98534
Arsonic acid, ethyl- | 17295387 | 98535
Ethanol, 1-amino-2,2,2-trichloro- | 17295395 | 98536
Phosphonium, tetrakis(hydroxymethyl)-, hydroxide | 17295403 | 98537
Diphosphoramide, N,N',N'',N'''-tetrakis(1-methylethyl)- | 17295411 | 98538
Propanenitrile, 3,3,3-trichloro-2-hydroxy- | 17295429 | 98539
Benzenesulfonic acid, ethyl ester | 17295437 | 98540
9(10H)-Acridinone, 1,2,3,4-tetramethoxy-10-methyl- | 17295445 | 98541
Benzoic acid, 2-(3,6-dihydroxy-9H-xanthen-9-yl)- | 17295452 | 98542
9,10-Anthracenedione, 1,3-dihydroxy- | 17295460 | 98543
Benzoic acid, 6-formyl-2,3-dimethoxy | 17295478 | 98544
Ethene-d3, chloro- | 17295486 | 98545
Ethane-d5, chloro- | 17295494 | 98546
Ethene-1,1-d2, 2,2-dichloro- | 17295502 | 98547
2-Butanone-1,1,1,3,3-d5 | 17295510 | 98548
Methane-d, trichloro- | 17295528 | 98549
Ethane-1,1,2,2-d4, 1,2-dichloro- | 17295536 | 98550
Propane-1,1,1,2,3,3-d6, 2,3-dichloro- | 17295544 | 98551
1-Propene-1,2,3,3-d4, 1,3-dichloro-, (E)- | 17295551 | 98552
2-Hexanone-1,1,1,3,3-d5 | 17295569 | 98553
1,4-Dioxane-2,2,3,3,5,5,6,6-d8 | 17295577 | 98554
Ethane-1,2-d2, 1,1,2,2-tetrachloro- | 17295585 | 98555
Benzene-d5, chloro- | 17295593 | 98556
Benzene, 1,4-difluoro- | 17295601 | 98557
Benzene-1,2,4,5-d4, 3,6-dichloro- | 17295619 | 98558
Ethane-1,1,2,2-d4, 1,1'-oxybis[2-chloro- | 17295627 | 98559
Phen-2,3,4,5-d4-ol, 6-chloro- | 17295635 | 98560
Phen-2,3,5,6-d4-ol-d, 4-(methyl-d3)- | 17295643 | 98561
Phen-2,3,4,5-d4-ol, 6-nitro- | 17295650 | 98562
Phen-2,3,5-d3-ol, 4,6-dichloro- | 17295668 | 98563
Benzen-2,3,5,6-d4-amine, 4-chloro- | 17295676 | 98564
1,2-Benzenedicarboxylic acid, di(methyl-d3) ester | 17295684 | 98565
Acenaphthylene-d8 | 17295692 | 98566
Phen-2,3,5,6-d4-ol, 4-nitro- | 17295700 | 98567
9H-Fluorene-1,2,3,4,5,6,7,8,9,9-d10 | 17295718 | 98568
Phen-3,5-d2-ol, 2-methyl-4,6-dinitro- | 17295726 | 98569
Pyrene-d10 | 17295734 | 98570
Naphthalene-d8 | 17295742 | 98571
Perylene-d12 | 17295759 | 98572
Benzene, 1,2,3,5-tetrachloro-4,6-dimethyl- | 17295767 | 98573
Methane-d, tribromo- | 17295775 | 98574
Benzene, 1,3(or 1,4)-dimethyl- | 17295783 | 98575
Cyclobutaneacetic acid, 3-acetyl-2,2-dimethyl-, (1R,3R)-rel- | 17295791 | 98576
Siloxanes and Silicones, di-Me, 6-hydroxyhexyl group-terminated, polymers with epichlorohydrin, methoxy-terminated di-Me, methoxy Ph siloxanes-Ph silsesquioxanes polymer and 4,4'-(1-methylethylidene)bis[cyclohexanol] | 17295809 | 98577
Siloxanes and Silicones, di-Me, 3-hydroxypropyl group-terminated, diethers with polyethylene glycol monoacrylate, polymers with acrylic acid and N,N,N-trimethyl-2-[(1-oxo-2-propen-1-yl)oxy]ethanaminium chloride (1:1), sodium salts, peroxydisulfuric acid ([(HO)S(O)2]2O2) ammonium salt (1:2)- and sodium (disulfite) (2:1)-initiated | 17295817 | 98578
Siloxanes and Silicones, di-Me, 3-hydroxypropyl group-terminated, diethers with polyethylene glycol monoacrylate, polymers with acrylic acid and sodium 2-methyl-2-[(1-oxo-2-propen-1-yl)amino]-1-propanesulfonate (1:1), sodium salts, peroxydisulfuric acid ([(HO)S(O)2]2O2) ammonium salt (1:2)- and sodium (disulfite) (2:1)-initiated | 17295825 | 98579
Siloxanes and Silicones, di-Me, 3-hydroxypropyl group-terminated, diethers with polyethylene glycol monoacrylate, polymers with acrylic acid and N,N,N-trimethyl-2-[(1-oxo-2-propen-1-yl)oxy]ethanaminium chloride (1:1), peroxydisulfuric acid ([(HO)S(O)2]2O2) ammonium salt (1:2)- and sodium (disulfite) (2:1)-initiated | 17295833 | 98580
Siloxanes and Silicones, di-Me, 3-hydroxypropyl group-terminated, diethers with polyethylene glycol monoacrylate, polymers with acrylic acid and sodium 2-methyl-2-[(1-oxo-2-propen-1-yl)amino]-1-propanesulfonate (1:1), peroxydisulfuric acid ([(HO)S(O)2]2O2) ammonium salt (1:2)- and sodium (disulfite) (2:1)-initiated | 17295841 | 98581
Siloxanes and Silicones, di-Me, 3-hydroxypropyl group-terminated, diethers with polyethylene glycol monoacrylate, polymers with acrylic acid and N,N,N-trimethyl-2-[(1-oxo-2-propen-1-yl)oxy]ethanaminium chloride (1:1), potassium salts, peroxydisulfuric acid ([(HO)S(O)2]2O2) ammonium salt (1:2)- and sodium (disulfite) (2:1)-initiated | 17295858 | 98582
Siloxanes and Silicones, di-Me, 3-hydroxypropyl group-terminated, diethers with polyethylene glycol monoacrylate, polymers with acrylic acid and sodium 2-methyl-2-[(1-oxo-2-propen-1-yl)amino]-1-propanesulfonate (1:1), potassium salts, peroxydisulfuric acid ([(HO)S(O)2]2O2) ammonium salt (1:2)- and sodium (disulfite) (2:1)-initiated | 17295866 | 98583
Siloxanes and Silicones, di-Me, 3-hydroxypropyl group-terminated, diethers with polyethylene glycol monoacrylate, polymers with acrylic acid and N,N,N-trimethyl-2-[(1-oxo-2-propen-1-yl)oxy]ethanaminium chloride (1:1), peroxydisulfuric acid ([(HO)S(O)2]2O2) ammonium salt (1:2)- and sodium (disulfite) (2:1)-initiated, compds. with triethanolamine | 17295874 | 98584
Siloxanes and Silicones, di-Me, 3-hydroxypropyl group-terminated, diethers with polyethylene glycol monoacrylate, polymers with acrylic acid and sodium 2-methyl-2-[(1-oxo-2-propen-1-yl)amino]-1-propanesulfonate (1:1), peroxydisulfuric acid ([(HO)S(O)2]2O2) ammonium salt (1:2)- and sodium (disulfite) (2:1)-initiated, compds. with triethanolamine | 17295882 | 98585
Siloxanes and Silicones, di-Me, 3-hydroxypropyl group-terminated, diethers with polyethylene glycol monoacrylate, polymers with acrylic acid and N,N,N-trimethyl-2-[(1-oxo-2-propen-1-yl)oxy]ethanaminium chloride (1:1), peroxydisulfuric acid ([(HO)S(O)2]2O2) ammonium salt (1:2)- and sodium (disulfite) (2:1)-initiated, compds. with 2-amino-2-methyl-1-propanol | 17295890 | 98586
Siloxanes and Silicones, di-Me, 3-hydroxypropyl group-terminated, diethers with polyethylene glycol monoacrylate, polymers with acrylic acid and sodium 2-methyl-2-[(1-oxo-2-propen-1-yl)amino]-1-propanesulfonate (1:1), peroxydisulfuric acid ([(HO)S(O)2]2O2) ammonium salt (1:2)- and sodium (disulfite) (2:1)-initiated, compds. with 2-amino-2-methyl-1-propanol | 17295908 | 98587
Siloxanes and Silicones, di-Me, 3-hydroxypropyl group-terminated, diethers with polyethylene glycol monoacrylate, polymers with acrylic acid and N,N,N-trimethyl-2-[(1-oxo-2-propen-1-yl)oxy]ethanaminium chloride (1:1), ammonium salts, peroxydisulfuric acid ([(HO)S(O)2]2O2) ammonium salt (1:2)- and sodium (disulfite) (2:1)-initiated | 17295916 | 98588
Siloxanes and Silicones, di-Me, 3-hydroxypropyl group-terminated, diethers with polyethylene glycol monoacrylate, polymers with acrylic acid and sodium 2-methyl-2-[(1-oxo-2-propen-1-yl)amino]-1-propanesulfonate (1:1), ammonium salts, peroxydisulfuric acid ([(HO)S(O)2]2O2) ammonium salt (1:2)- and sodium (disulfite) (2:1)-initiated | 17295924 | 98589
Propanoic acid, 3-hydroxy-2-(hydroxymethyl)-2-methyl-, polymer with 1,4-butanediol, dimethyl carbonate, 1,6-hexanediol, 5-isocyanato-1-(isocyanatomethyl)-1,3,3-trimethylcyclohexane, 1,1'-methylenebis[4-isocyanatocyclohexane] and 2-oxepanone, diethanolamine- and 2-ethyl-1-hexanol-blocked, compds. with triethylamine | 17295932 | 98590
Amides, canola-oil, N-(hydroxyethyl), ethoxylated | 17295940 | 98591
Silane, ethenyltrimethoxy-, reaction products with 1-butene-ethylene-propene polymer | 17295957 | 98592
Tall-oil pitch, sapond., neutralized, sterol-low, ammonium salts | 17295965 | 98593
Tall-oil pitch, sapond., neutralized, sterol-low, sodium salts | 17295973 | 98594
Propanoic acid, 3-hydroxy-2-(hydroxymethyl)-2-methyl-, polymer with 1,6-diisocyanatohexane, dimethyl carbonate, 1,2-ethanediamine, 1,6-hexanediol, hydrazine, .alpha.-hydro-.omega.-hydroxypoly[oxy(methyl-1,2-ethanediyl)] and sodium 2-[(2-aminoethyl)amino]ethanesulfonate (1:1), polyethylene-polypropylene glycol mono-Bu ether-blocked | 17295981 | 98595
1,3-Butadiene, 2-methyl-, homopolymer, maleated, 2-[(2-methyl-1-oxo-2-propen-1-yl)oxy]ethyl esters | 17295999 | 98596
Thiols, C8-10-tertiary, C9-rich, manuf. of, distn. residues | 17296005 | 98597
Silane, trimethoxypropyl-, hydrolysis products with silica | 17296013 | 98598
Benzene, (trimethoxysilyl)-, hydrolysis products with silica | 17296021 | 98599
Poly(oxy-1,2-ethanediyl), .alpha.-(3a,4,5,6,7,7a-hexahydro-4,7-methano-1H-inden-5-yl)-.omega.-hydroxy- | 17296039 | 98600
2-Oxetanone, 3-(C14-16 and C16-unsatd. branched and linear alkyl) 4-(C15-17 and C17-unsatd. branched and linear alkylidene) derivs. | 17296047 | 98601
Hexanedioic acid, polymer with 5-amino-1,3,3-trimethylcyclohexanemethanamine, 1,4-butanediol, 2,2-dimethyl-1,3-propanediol, 1,6-hexanediol, 5-isocyanato-1-(isocyanatomethyl)-1,3,3-trimethylcyclohexane, 4,4'-(1-methylethylidene)bis[phenol], 2-methyloxirane and sodium 2-[(2-aminoethyl)amino]ethanesulfonate (1:1), polyethylene-polypropylene glycol mono-Bu ether-blocked | 17296054 | 98602
2-Propenoic acid, 2-methyl-, polymer with butyl 2-methyl-2-propenoate, 1,1-dimethylethyl 2-methyl-2-propenoate and 2-hydroxyethyl 2-methyl-2-propenoate, tert-Bu peroxide-initiated | 17296062 | 98603
Amides, coco, N-[3-(dibutylamino)propyl] | 17296070 | 98604
Amides, coco, N-[3-(dibutylamino)propyl], acrylates | 17296088 | 98605
1-Butanaminium, N-(3-aminopropyl)-N-butyl-N-(2-carboxyethyl)-, N-coco acyl derivs., inner salts | 17296096 | 98606
Fatty acids, C16-18, polymers with Bu acrylate, 2-hydroxyethyl methacrylate, phthalic anhydride, styrene, 3,5,5-trimethylhexanoic acid and trimethylolpropane | 17296104 | 98607
Fatty acids, C8-18 and C18-unsatd., polymers with ethylene glycol, glycerol, maleic anhydride and phthalic anhydride | 17296112 | 98608
Benzeneacetonitrile, 2-methyl-.alpha.-[2-[[[(4-methylphenyl)sulfonyl]oxy]imino]-3(2H)-thienylidene]- | 17296120 | 98609
Benzeneacetonitrile, 2-methyl-.alpha.-[2-[[(octylsulfonyl)oxy]imino]-3(2H)-thienylidene]- | 17296138 | 98610
Benzeneacetonitrile, 2-methyl-.alpha.-[2-[[(propylsulfonyl)oxy]imino]-3(2H)-thienylidene]- | 17296146 | 98611
Oxirane, 2-methyl-, polymer with oxirane, ether with 2,2'-oxybis[ethanol] | 17296153 | 98612
Poly[oxy(methyl-1,2-ethanediyl)], .alpha.-methyl-.omega.-(4-nonylphenoxy)-, branched | 17296161 | 98613
2-Propenoic acid, 2-methyl-, 2-(1-oxa-4-azaspiro[4.5]dec-4-yl)ethyl ester, polymer with butyl 2-propenoate and 1,2-propanediol mono-2-propenoate, 2,2'-(1,2-diazenediyl)bis[2-methylbutanenitrile]-initiated, reaction products with 2-ethyl-4,5-dihydrooxazole | 17296179 | 98614
Starch, polymer with 2-propenenitrile, hydrolyzed, potassium salts | 17296187 | 98615
Distillates (petroleum), heavy thermal cracked, hydrotreated | 17296195 | 98616
2-Oxetanone, 3-(C6-16 and C16-unsatd. alkyl) 4-(C7-17 and C17-unsatd. alkylidene) derivs. | 17296203 | 98617
2-Butenoic acid, 4,4'-[(dibutylstannylene)bis(oxy)]bis[4-oxo-, (2Z,2'Z)-, di-C10-16-alkyl esters | 17296211 | 98618
2-Butenoic acid, 4,4'-[(dibutylstannylene)bis(oxy)]bis[4-oxo-, (2Z,2'Z)-, di-C7-9-isoalkyl esters, C8-rich | 17296229 | 98619
Fatty acids, soya, esters with polyethylene glycol mono-Me ether | 17296237 | 98620
Tall-oil pitch, unsaponifiables, distn. lights | 17296245 | 98621
Tall-oil pitch, unsaponifiables, distn. middle fraction | 17296252 | 98622
Tall-oil pitch, unsaponifiables, distn. residues | 17296260 | 98623
Siloxanes and Silicones, hydroxy Me, 3-hydroxypropyl Me, Me (1-oxooctyl)oxy, esters with C12-20 fatty acids, ethers with polyethylene-polypropylene glycol mono-Bu ether | 17296278 | 98624
1,3-Benzenedicarboxylic acid, polymer with 2,2-dimethyl-1,3-propanediol, 1,2-ethanediol, 2,5-furandione and 1,2-propanediol, phenylmethyl ester | 17296286 | 98625
Fatty acids, C14-18 and C16-18-unsatd., polymers with adipic acid, pentaerythritol and polymethylenepolyphenylene isocyanate | 17296294 | 98626
Aluminum calcium magnesium strontium fluoride oxide, dysprosium- and europium-doped | 17296302 | 98627
Aluminum calcium magnesium potassium silicon sodium strontium oxide phosphate, dysprosium- and europium-doped | 17296310 | 98628
Hexanedioic acid, polymer with 1,3-butanediol, 2,2-dimethyl-1,3-propanediol and 2-ethyl-2-(hydroxymethyl)-1,3-propanediol | 17296328 | 98629
Fatty acids, C18-unsatd., dimers, di-Me esters, hydrogenated, polymers with polymethylenepolyphenylene isocyanate, polypropylene glycol and trimethylolpropane | 17296336 | 98630
Tricyclo[7.3.3.15,11]heptasiloxane-3,7,14-triol, 1,3,5,7,9,11,14-heptakis(2-methylpropyl)- | 17296344 | 98631
1H-Inden-1-one, 3a,4,5,6,7,7a-hexahydro-3,3a,7,7-tetramethyl- | 17296351 | 98632
Ethanone, 1-(3-cycloocten-1-yl)- | 17296369 | 98633
2H-Indeno[4,5-b]furan, decahydro-2,6,6,7,8,8-hexamethyl- | 17296377 | 98634
Neodymium, tris[bis(2-ethylhexyl) phosphato-.kappa.O'',.kappa.O''']- | 17296385 | 98635
1H-Indene, 2,3,3a,4,5,7a-hexahydro-1,1,2,3,3-pentamethyl-6-(2-propen-1-yl)- | 17296393 | 98636
Siloxanes and Silicones, di-Me, 3-hydroxypropyl Me, ethers with polyethylene-polypropylene glycol and polyethylene-polypropylene glycol monoacetate | 17296401 | 98637
Siloxanes and Silicones, di-Me, 3-hydroxypropyl Me, ethers with polyethylene glycol and polyethylene-polypropylene glycol monoacetate | 17296419 | 98638
Siloxanes and Silicones, di-Me, 3-hydroxypropyl Me, ethers with polyethylene glycol, polyethylene-polypropylene glycol and polyethylene-polypropylene glycol monoacetate | 17296427 | 98639
Siloxanes and Silicones, di-Me, 3-hydroxypropyl Me, ethers with polyethylene glycol and polyethylene glycol mono-Me ether | 17296435 | 98640
Poly(oxy-1,2-ethanediyl), .alpha.-(1-oxo-2-propen-1-yl)-.omega.-[3-[1,3,3,3-tetramethyl-1-[(trimethylsilyl)oxy]-1-disiloxanyl]propoxy]- | 17296443 | 98641
Poly(oxy-1,2-ethanediyl), .alpha.-(2-methyl-1-oxo-2-propen-1-yl)-.omega.-[3-[1,3,3,3-tetramethyl-1-[(trimethylsilyl)oxy]-1-disiloxanyl]propoxy]- | 17296450 | 98642
Phosphonic acid, P-octyl-, sodium salt (1:1) | 17296468 | 98643
Phosphonic acid, P-octyl-, sodium salt (1:2) | 17296476 | 98644
2-Propenoic acid, 2-methyl-, methyl ester, polymers with 2-hydroxyethyl acrylate and maleated hydrogenated butadiene-styrene polymer | 17296484 | 98645
Oxirane, 2-methyl-, polymer with oxirane, hexanedioate (2:1), ditetradecyl ether | 17296492 | 98646
Poly(oxy-1,2-ethanediyl), .alpha.-[1-(hydroxymethyl)-2-(2-propen-1-yloxy)ethyl]-.omega.-hydroxy-, C11-rich C10-14-branched alkyl ethers | 17296500 | 98647
Siloxanes and Silicones, di-Me, 3-hydroxypropyl Me, ethers with polyethylene glycol and polyethylene-polypropylene glycol mono-Me ether | 17296518 | 98648
Carbonic acid, dimethyl ester, polymer with 1,6-hexanediol, 5-isocyanato-1-(isocyanatomethyl)-1,3,3-trimethylcyclohexane and 2-oxepanone | 17296526 | 98649
Hexanedioic acid, polymer with 1,6-diisocyanatohexane, 2,2-dimethyl-1,3-propanediol, 1,2-ethanediamine, 1,6-hexanediol, 3-hydroxy-2-(hydroxymethyl)-2-methylpropanoic acid, 5-isocyanato-1-(isocyanatomethyl)-1,3,3-trimethylcyclohexane and 1,1'-[(1-methylethylidene)bis[4,1-phenyleneoxy(2-hydroxy-3,1-propanediyl)]] di-2-propenoate | 17296534 | 98650
2-Propanamine, compd. with .alpha.-phosphono-.omega.-butoxypoly(oxy-1,2-ethanediyl) (2:1) | 17296542 | 98651
2-Propanamine, compds. with polyethylene glycol dihydrogen phosphate C8-10-alkyl ether (2:1) | 17296559 | 98652
2-Propenoic acid, 1,1'-[2,2-bis[[(1-oxo-2-propen-1-yl)oxy]methyl]-1,3-propanediyl] ester, polymer with diethenylbenzene and ethenylethylbenzene | 17296567 | 98653
Oils, Persicaria odorata | 17296575 | 98654
Cyclopropanecarboxylic acid, 2-[1-(3,3-dimethylcyclohexyl)ethoxy]-2-methylpropyl ester | 17296583 | 98655
Ethanone, 1-[9-ethyl-6-(2-methylbenzoyl)-9H-carbazol-3-yl]-, 1-(O-acetyloxime) | 17296591 | 98656
1-Propanaminium, 3-amino-N-(2-carboxyethyl)-N,N-dimethyl-, N-coco acyl derivs., inner salts | 17296609 | 98657
Poly(oxy-1,2-ethanediyl), .alpha.-hydro-.omega.-hydroxy-, mono-C8-10-alkyl ethers, ethers with 1,2-dodecanediol (1:1) | 17296617 | 98658
Barium, benzoate 2-(2-butoxyethoxy)ethyl phosphonate p-tert-butylbenzoate Ph phosphonate oleate complexes | 17296625 | 98659
Poly[oxy(methyl-1,2-ethanediyl)], .alpha.,.alpha.',.alpha.''-1,2,3-propanetriyltris[.omega.-hydroxy-, polymer with 1,3-diisocyanatomethylbenzene, 2-hydroxyethyl acrylate-blocked | 17296633 | 98660
Poly(oxy-1,4-butanediyl), .alpha.-[(4-benzoylphenoxy)acetyl]-.omega.-[[2-(4-benzoylphenoxy)acetyl]oxy]- | 17296641 | 98661
Fatty acids, C16-18 and C18-unsatd., esters with polyethylene glycol mono-Me ether | 17296658 | 98662
Phenol, 2-ethoxy-4-(4,4,6-trimethyl-1,3-dioxan-2-yl)- | 17296666 | 98663
3-Pentanol, 2,2,4-trimethyl-1-[(2-methyl-2-propen-1-yl)oxy]- | 17296674 | 98664
Hexanedioic acid, polymer with 1,4-butanediol and 2-methyl-1,3-propanediol | 17296682 | 98665
[1,1'-Biphenyl]-4,4'-diol, polymer with 4,4'-bis[(4-chlorophenyl)sulfonyl]-1,1'-biphenyl and 4,4'-sulfonylbis[phenol] | 17296690 | 98666
2,4-Nonanedione, 3-methyl- | 17296708 | 98667
2-Propenoic acid, 2-methyl-, polymer with butyl 2-methyl-2-propenoate, butyl 2-propenoate, methyl 2-methyl-2-propenoate and 2-methylpropyl 2-methyl-2-propenoate | 17296716 | 98668
Cyclopentane, 1,1'-(dimethoxysilylene)bis- | 17296724 | 98669
Poly(oxy-1,2-ethanediyl), .alpha.-[2,2-bis(hydroxymethyl)butyl]-.omega.-methoxy- | 17296732 | 98670
Phosphoric acid, isooctadecyl ester | 17296740 | 98671
1-Butanone, 1-(3,4-dimethoxyphenyl)-2-(dimethylamino)-2-(phenylmethyl)- | 17296757 | 98672
2,4,8,10-Tetraoxaspiro[5.5]undecane-3,9-diethanol, .beta.3,.beta.3,.beta.9,.beta.9-tetramethyl- | 17296765 | 98673
Coke (coal tar), low-temp., low-temp. gasification pitch, calcined | 17296773 | 98674
1,4-Benzenedicarboxylic acid, 1,4-dimethyl ester, polymer with 1,2-ethanediol, .alpha.-hydro-.omega.-hydroxypoly(oxy-1,2-ethanediyl) and 1,2-propanediol, ester with .alpha.-methyl-.omega.-hydroxypoly(oxy-1,2-ethanediyl) | 17296781 | 98675
3-Decanol | 17296799 | 98676
Alcohols, C13-15-branched and linear, ethoxylated | 17296807 | 98677
1-Hexanol, 5-methyl-2-propyl- | 17296815 | 98678
Poly(oxy-1,2-ethanediyl), .alpha.-(2-propylheptyl)-.omega.-hydroxy- | 17296823 | 98679
Oxirane, 2-methyl-, polymer with oxirane, mono(2-propylheptyl) ether | 17296831 | 98680
Ethanone, 1-(1-cycloocten-1-yl)- | 17296849 | 98681
Benzenesulfonic acid, 4,4'-[1,3-phenylenebis[imino(6-chloro-1,3,5-triazine-4,2-diyl)imino]]bis-, sodium salt (1:2) | 17296856 | 98682
Hexanedioic acid, polymer with 2,4-diethyl-1,5-pentanediol | 17296864 | 98683
Poly(oxy-1,2-ethanediyl), .alpha.-decyl-.omega.-hydroxy-, phosphate, ammonium salt | 17296872 | 98684
1-Dodecanol, manuf. of, distn. lights | 17296880 | 98685
1-Tetradecanol, manuf. of, distn. lights | 17296898 | 98686
1-Hexadecanol, manuf. of, distn. lights | 17296906 | 98687
Poly(oxy-1,2-ethanediyl), .alpha.-hydro-.omega.-hydroxy-, monoethers with lauryl alc. distn. lights | 17296914 | 98688
Poly(oxy-1,2-ethanediyl), .alpha.-hydro-.omega.-hydroxy-, monoethers with myristyl alc. distn. lights | 17296922 | 98689
Fatty acids, tall-oil, 2-mercaptoethyl esters, reaction products with dichlorodimethylstannane, 2-mercaptoethyl oleate, sodium sulfide (Na2S) and trichloromethylstannane | 17296930 | 98690
1H-Benzotriazole, C-chloro-C-methyl-, sodium salt (1:1) | 17296948 | 98691
D-Glucopyranose, 2-O-.beta.-D-glucopyranosyl- | 17296955 | 98692
Propanoic acid, 2-[4-[4,6-bis([1,1'-biphenyl]-4-yl)-1,3,5-triazin-2-yl]-3-hydroxyphenoxy]-, isooctyl ester | 17296963 | 98693
3H-Indolium, 2-[2-[2-chloro-3-[2-(1,3-dihydro-3,3-dimethyl-1-propyl-2H-indol-2-ylidene)ethylidene]-1-cyclohexen-1-yl]ethenyl]-3,3-dimethyl-1-propyl-, iodide (1:1) | 17296971 | 98694
Butene, hexamer, hydrogenated | 17296989 | 98695
Butene, pentamer, hydrogenated | 17296997 | 98696
Ethanol, 2,2',2''-nitrilotris-, compd. with .alpha.-decyl-.omega.-hydroxypoly(oxy-1,2-ethanediyl) phosphate | 17297003 | 98697
3-Hexene, 1,1',1''-[ethylidynetris(oxy)]tris-, (3Z,3'Z,3''Z)- | 17297011 | 98698
Pyridine, 2-methoxy-4-(trifluoromethyl)- | 17297029 | 98699
Pentacyclo[9.5.1.13,9.15,15.17,13]octasiloxane, 1,3,5,7,9,11,13,15-octakis(2-methylpropyl)- | 17297037 | 98700
Borate(1-), bis[ethanedioato(2-)-.kappa.O1,.kappa.O2]-, lithium (1:1), (T-4)- | 17297045 | 98701
1-Dodecene, homopolymer | 17297052 | 98702
2-Propenoic acid, 2-methyl-, 2-oxiranylmethyl ester, polymer with ethenylbenzene | 17297060 | 98703
Resin acids and Rosin acids, fumarated, C9-11-isoalkyl esters, C10-rich | 17297078 | 98704
1-Naphthalenesulfonic acid, 2-[2-[2-hydroxy-3-[(phenylamino)carbonyl]-1-naphthalenyl]diazenyl]-, calcium salt (2:1) | 17297086 | 98705
1,2,4,5-Benzenetetracarboxylic acid, tetra-C6-10-alkyl esters | 17297094 | 98706
Hexanedioic acid, polymer with 1,6-diisocyanatohexane, 1,2-ethanediamine, 2-ethyl-2-(hydroxymethyl)-1,3-propanediol, 1,6-hexanediol, 3-hydroxy-2-(hydroxymethyl)-2-methylpropanoic acid and 5-isocyanato-1-(isocyanatomethyl)-1,3,3-trimethylcyclohexane, 2-propenoate (ester), compd. with N,N-diethylethanamine | 17297102 | 98707
2-Cyclopenten-1-one, 3-(3Z)-3-hexen-1-yl- | 17297110 | 98708
Benzamide, N,N'-1,6-hexanediylbis- | 17297128 | 98709
Siloxanes and Silicones, di-Me, 3-hydroxypropyl Me, Me 2-(7-oxabicyclo[4.1.0]hept-3-yl)ethyl, ethoxylated | 17297136 | 98710
Poly(oxy-1,2-ethanediyl), .alpha.-(1-oxohexadecyl)-.omega.-methoxy- | 17297144 | 98711
Germanium arsenide selenide | 17297151 | 98712
Extracts (petroleum), light paraffinic distillate solvent, hydrotreated, arom. hydrocarbon-rich | 17297169 | 98713
Extracts (petroleum), heavy paraffinic distillate solvent, hydrotreated, arom. hydrocarbon-rich | 17297177 | 98714
Carbonic acid, dimethyl ester, polymer with 5-amino-1,3,3-trimethylcyclohexanemethanamine, 1,6-hexanediol and 1,1'-methylenebis[4-isocyanatocyclohexane] | 17297185 | 98715
Hexanedioic acid, polymer with 2-ethyl-2-(hydroxymethyl)-1,3-propanediol and 1,6-hexanediol, 2-propenoate, polymer with 1,6-diisocyanatohexane, dimethyl carbonate, 1,6-hexanediol, .alpha.-hydro-.omega.-hydroxypoly[oxy(methyl-1,2-ethanediyl)], 3-hydroxy-2-(hydroxymethyl)-2-methylpropanoic acid and sodium 2-[(2-aminoethyl)amino]ethanesulfonate (1:1), polyethylene-polypropylene glycol mono-Bu ether-blocked | 17297193 | 98716
Poly[oxy(methyl-1,2-ethanediyl)], .alpha.-[[[(dimethoxymethylsilyl)methyl]amino]carbonyl]-.omega.-[[[[(dimethoxymethylsilyl)methyl]amino]carbonyl]oxy]- | 17297201 | 98717
1,3-Benzenedicarboxylic acid, 5-sulfo-, 1,3-dimethyl ester, sodium salt (1:1), polymer with 1,3-dimethyl 1,3-benzenedicarboxylate and 2-methyl-1,3-propanediol | 17297219 | 98718
1-Butanamine, 2-methyl-N,N-bis(2-methylbutyl)- | 17297227 | 98719
Poly(oxy-1,2-ethanediyl), .alpha.,.alpha.',.alpha.''-1,2,3-propanetriyltris[.omega.-hydroxy-, polymer with 5-isocyanato-1-(isocyanatomethyl)-1,3,3-trimethylcyclohexane, 1-decanol- and 1-octanol-blocked | 17297235 | 98720
Benzene, [2-(dichloromethylsilyl)ethyl]methyl- | 17297243 | 98721
Castor oil, dehydrated, polymer with benzoic acid, phthalic anhydride and trimethylolpropane | 17297250 | 98722
1-Hexanol, 4-methyl-2-propyl- | 17297268 | 98723
Isocyanic acid, polymethylenepolyphenylene ester, polymer with 2-methyloxirane and oxirane | 17297276 | 98724
1,3-Butadiene, 2-methyl-, homopolymer, epoxidized | 17297284 | 98725
Carbamic acid, N,N-dimethyl-, 1-ethenyl-1,5-dimethyl-4-hexen-1-yl ester | 17297292 | 98726
Oils, Gardenia tahitensis | 17297300 | 98727
Fatty acids, rape-oil, triesters with polyethylene glycol ether with glycerol (3:1) | 17297318 | 98728
Soybean oil, reaction products with ethaneperoxoic acid | 17297326 | 98729
Dodecanedioic acid, polymer with butyl 2-methyl-2-propenoate, hexanedioic acid, 1,6-hexanediol, .alpha.-hydro-.omega.-hydroxypoly[oxy(methyl-1,2-ethanediyl)], 2-hydroxyethyl 2-methyl-2-propenoate, 1,1'-methylenebis[4-isocyanatobenzene], methyl 2-methyl-2-propenoate and 2-methyl-2-propenoic acid | 17297334 | 98730
Benzene, [1-(dichloromethylsilyl)ethyl]methyl- | 17297342 | 98731
Benzene, [2-(dimethoxymethylsilyl)ethyl]methyl- | 17297359 | 98732
Benzene, [1-(dimethoxymethylsilyl)ethyl]methyl- | 17297367 | 98733
1-Hexadecanol, 2-dodecyl- | 17297375 | 98734
Sunflower oil, ester with pentaerythritol | 17297383 | 98735
Glycerides, castor-oil mono-, hydrogenated, acetates | 17297391 | 98736
D-Glucopyranose, oligomeric, decyl octyl glycosides, phosphinicobis[oxy(2-hydroxy-3,1-propanediyl)] ethers, sodium salts | 17297409 | 98737
Propanamide, N,N',N''-1,3,5-benzenetriyltris[2,2-dimethyl- | 17297417 | 98738
1,3-Butadiene, homopolymer, hydroxy-terminated, bis[N-[[(isocyanatophenyl)methyl]phenyl]carbamate] | 17297425 | 98739
Ethene, 1-[difluoro(1,1,2,2,2-pentafluoroethoxy)methoxy]-1,2,2-trifluoro-, polymer with 1,1-difluoroethene and 1,1,2,2-tetrafluoroethene | 17297433 | 98740
Benzenesulfonic acid, 2-chloro-5-[2-[2-hydroxy-3-[(phenylamino)carbonyl]-1-naphthalenyl]diazenyl]-, calcium salt (2:1) | 17297441 | 98741
Oils, Agathosma ovata | 17297458 | 98742
Neodecanoic acid, 2-oxiranylmethyl ester, polymer with 1,4-cyclohexanedimethanol, 5-isocyanato-1-(isocyanatomethyl)-1,3,3-trimethylcyclohexane and 2-methyloxirane polymer with oxirane 2-aminopropyl methyl ether | 17297466 | 98743
Latex, (liquid containing acrylonitrile) | 17297474 | 98744
Lacquer chips | 17297482 | 98745
Ammunition, incendiary | 17297490 | 98746
Cartridges, blank | 17297508 | 98747
Aerosols, (corrosive) | 17297516 | 98748
Aerosols, (flammable) | 17297524 | 98749
Aerosols, (nonflammable) | 17297532 | 98750
Aerosols, (toxic) | 17297540 | 98751
Fuses, detonating | 17297557 | 98752
Fuse (igniter) | 17297565 | 98753
Ammunition, poisonous | 17297573 | 98754
Ammunition, smoke | 17297581 | 98755
Ammunition, proof | 17297599 | 98756
Metallic substance, water reactive | 17297607 | 98757
Carbon, total | 17297615 | 98758
Organic nitrogen | 17297623 | 98759
Nitrogen, ammonium/ammonia ratio | 17297631 | 98760
Inorganic phosphorus | 17297649 | 98761
Alpha radiation and/or beta radiation and/or gamma radiation | 17297656 | 98762
Gamma radiation | 17297664 | 98763
Beta radiation | 17297672 | 98764
2,7:3,6-Dimethanonaphth[2,3-b]oxirene, 3,4,5,6,9,9-hexachloro-1a,2,2a,3,6,6a,7,7a-octahydro-, (1aR,2R,2aR,3R,6S,6aS,7S,7aS)-rel- and 1,2,4-Methenocyclopenta[cd]pentalene-5-carboxaldehyde, 2,2a,3,3,4,7-hexachlorodecahydro-, (1.alpha.,2.beta.,2a.beta.,4.beta.,4a.beta.,5.beta.,6a.beta.,6b.beta.,7R*)-, total | 17297680 | 98765
Hydrochlorofluorocarbons | 17297698 | 98766
Articles, explosives, division 1.1, 1.2, 1.3, 1.5 or 1.6 | 17297706 | 98767
1,2-Propanediol, polymer with 1,6-diisocyanatohexane, 2-hydroxyethyl acrylate- and propylene glycol monoacrylate-blocked | 17297714 | 98768
Hexanedioic acid, polymers with 1,4-butanediol, hydrogenated butadiene-isoprene-styrene polymer and 1,1'-methylenebis[4-isocyanatobenzene] | 17297722 | 98769
1,3-Benzenedicarboxylic acid, polymer with 1,4-butanediol, 1,6-hexanediamine, hexanedioic acid and 1,1'-methylenebis[4-isocyanatocyclohexane] | 17297730 | 98770
Alkenes, C24-28-branched and linear | 17297748 | 98771
1,3-Propanediol, 2-butyl-2-ethyl-, polymers with methylated formaldehyde-melamine polymer | 17297755 | 98772
Alkenes, C24-54-branched and linear .alpha.-, polymers with maleic anhydride and mono-iso-Pr maleate | 17297763 | 98773
1-Dodecene, homopolymer, oxidized | 17297771 | 98774
Alkenes, C24-54-branched and linear .alpha.-, oxidized | 17297789 | 98775
Alkenes, C24-54-branched and linear .alpha.-, polymd. | 17297797 | 98776
Alkenes, C24-28 .alpha.-, polymd. | 17297805 | 98777
Amides, C24-54-branched and linear, N-(hydroxyethyl), polymers with TDI | 17297813 | 98778
Alkenes, C24-54-branched and linear .alpha.-, polymers with ethylene | 17297821 | 98779
Imides, from C24-28-.alpha.-alkenes-maleic anhydride polymer and hydrogenated tallow alkyl amines | 17297839 | 98780
Alkenes, C24-54-branched and linear .alpha.-, oxidized, polymers with TDI | 17297847 | 98781
Alkenes, C24-28 .alpha.-, polymers with maleic anhydride, imides | 17297854 | 98782
Carbonic acid, 4-cycloocten-1-yl methyl ester | 17297862 | 98783
Carbonic acid, dimethyl ester, polymer with 5-amino-1,3,3-trimethylcyclohexanemethanamine, 1,6-diisocyanatohexane, 1,6-hexanediol, .alpha.-hydro-.omega.-hydroxypoly(oxy-1,4-butanediyl) and 5-isocyanato-1-(isocyanatomethyl)-1,3,3-trimethylcyclohexane, polyethylene-polypropylene glycol mono-Bu ether-blocked | 17297870 | 98784
Magnesium, bromo(pentafluorophenyl)- | 17297888 | 98785
1-Pentanamine, N-(2-methylbutyl)-N-pentyl- | 17297896 | 98786
1-Pentanamine, N,N-bis(2-methylbutyl)- | 17297904 | 98787
1-Propanamine, 3-(triethoxysilyl)-, reaction products with boehmite (Al(OH)O) | 17297912 | 98788
1,3-Benzenedicarboxylic acid, polymer with hexanedioic acid, 1,6-hexanediol, 3-hydroxy-2-(hydroxymethyl)-2-methylpropanoic acid and 1,1'-methylenebis[4-isocyanatocyclohexane], compd. with N,N-diethylethanamine | 17297920 | 98789
Oils, apple | 17297938 | 98790
2,5-Furandione, polymer with 2-methyl-1-propene, amide imide | 17297946 | 98791
1,3-Isobenzofurandione, 3a,4,7,7a-tetrahydro-, polymer with 2-ethyl-2-(hydroxymethyl)-1,3-propanediol, 1,6-hexanediol and 1,3-isobenzofurandione, compd. with 2-(dimethylamino)ethanol | 17297953 | 98792
2-Propenoic acid, 2-methyl-, C12-15-branched and linear alkyl esters, polymers with cetyl methacrylate, Me methacrylate, polyethylene glycol methacrylate branched tridecyl ether and stearyl methacrylate | 17297961 | 98793
1H-Imidazole, reaction products with 2-[[3-(trimethoxysilyl)propoxy]methyl]oxirane | 17297979 | 98794
2,5-Furandione, polymer with 2,2-bis[(2-propen-1-yloxy)methyl]-1-butanol, 2,2'-oxybis[ethanol] and 1,2-propanediol | 17297987 | 98795
Fatty acids, C16-18, isononyl esters | 17297995 | 98796
Fatty acids, castor-oil, hydrogenated, magnesium salts | 17298001 | 98797
Phosphonic acid, P,P'-(4-morpholinylmethylene)bis-, sodium salt (1:?) | 17298019 | 98798
Aloe ferox | 17298027 | 98799
Frangula purshiana | 17298035 | 98800
Phosphinothioic chloride, dimethyl- | 17298043 | 98801
Benzene, 2-ethoxy-1,3,5-trinitro- | 17298050 | 98802
1H-Tetrazole-1-acetic acid | 17298068 | 98803
2-Butanone, 3,4-dibromo- | 17298076 | 98804
2-Butene, 2-methyl-, dimer | 17298084 | 98805
1,3,5-Triazine-2,4,6(1H,3H,5H)-trione, 1,3,5-trichloro-, compd. with 1,3-dichloro-1,3,5-triazine-2,4,6(1H,3H,5H)-trione potassium salt tetramer (1:1) | 17298092 | 98806
Phosphorodithioic acid, diethyl ester | 17298100 | 98807
Peroxydicarbonic acid, diisotridecyl ester | 17298118 | 98808
Benzidine, 2,2'-dimethyl-, hydrochloride | 17298126 | 98809
Celluloid | 17298134 | 98810
9-Phosphabicyclononanes | 17298142 | 98811
Silanes, chlorinated | 17298159 | 98812
Aerosols, (multiple hazards) | 17298167 | 98813
Waste, medical (biomedical) | 17298175 | 98814
Accumulator, pressurized | 17298183 | 98815
Cartridge, actuating | 17298191 | 98816
Flares | 17298209 | 98817
Aerosol dispensers | 17298217 | 98818
Air bag inflators | 17298225 | 98819
Air bag modules | 17298233 | 98820
Aircraft evacuation slides | 17298241 | 98821
Aircraft hydraulic power unit fuel tank | 17298258 | 98822
Aircraft survival kits | 17298266 | 98823
Ammunition, iluminating | 17298274 | 98824
Articles, explosive (Hazard Division 1.1) | 17298282 | 98825
Batteries | 17298290 | 98826
Battery | 17298308 | 98827
Battery-powered equipment | 17298316 | 98828
Bombs | 17298324 | 98829
Boosters | 17298332 | 98830
Burster, (explosive) | 17298340 | 98831
Caps, (blasting) | 17298357 | 98832
Cargo transport unit under fumigation | 17298365 | 98833
Cartridges for weapons, fixed or semi-fixed ammunitions | 17298373 | 98834
Cases, empty (with primer) | 17298381 | 98835
Charges, demolition | 17298399 | 98836
Chemical kits | 17298407 | 98837
Cigarette lighter | 17298415 | 98838
Cigarettes | 17298423 | 98839
Components, (explosive train) | 17298431 | 98840
Consumer commodity | 17298449 | 98841
Cutters, (cable) | 17298456 | 98842
Detonators | 17298464 | 98843
Devices, (gas powered) | 17298472 | 98844
Engines | 17298480 | 98845
Pest control devices, (explosive) | 17298498 | 98846
First aid kit | 17298506 | 98847
Devices, (fracturing) | 17298514 | 98848
Fuse, non-detonating | 17298522 | 98849
Fusee | 17298530 | 98850
Cartridges, gas | 17298548 | 98851
Samples, gas | 17298555 | 98852
Grenades (chemical) | 17298563 | 98853
Heat producing article | 17298571 | 98854
Heater for refrigerator car, liquid fuel type | 17298589 | 98855
Guns, (jet perforating) | 17298597 | 98856
Appliances, life-saving | 17298605 | 98857
Oxygen generator | 17298613 | 98858
Projectiles | 17298621 | 98859
Refrigerating machine | 17298639 | 98860
Rivets, (explosive) | 17298647 | 98861
Rocket head | 17298654 | 98862
Rocket motor | 17298662 | 98863
Rocket | 17298670 | 98864
Samples, explosive | 17298688 | 98865
Signals | 17298696 | 98866
Cord, fuse (detonating) | 17298704 | 98867
Cord (igniter) | 17298712 | 98868
Cases, combustible (with nitrocellulose) | 17298720 | 98869
Devices, sounding, [explosive] | 17298738 | 98870
Devices, tear gas | 17298746 | 98871
Torpedoes | 17298753 | 98872
Tracers | 17298761 | 98873
Warheads, (rocket) | 17298779 | 98874
Water pump system | 17298787 | 98875
Piperazine, 1-ethyl-4-(diethyldiamine)- | 17298795 | 98876
Propane, 2,2-Di(tert-butylperoxy)- | 17298803 | 98877
Benzothiazolium, 2-amino--6-methoxy-3-methyl-, chloride | 17298811 | 98878
Benzenediazonium, 4-(benzylmethylamino)-3-ethoxy-, zinc chloride | 17298829 | 98879
Benzenediazonium, 5-dimethylamino-3-(2-dimethylaminoethoxy)-2-methyl-, zinc chloride | 17298837 | 98880
1H-Tetrazol-1-acetic acid, 5-mercapto- | 17298845 | 98881
Acetone oils | 17298852 | 98882
Sludge, acid | 17298860 | 98883
Adhesives, (flammable) | 17298878 | 98884
Alcohols, C13-15, poly(1-6)ethoxylate and alcohols C12-15, poly(1-3)ethoxylate | 17298886 | 98885
Alcohols, C6-17-secondary, poly(3-6)ethoxylate | 17298894 | 98886
Alcoholates | 17298902 | 98887
Beverages, alcoholic | 17298910 | 98888
Aliphatic hydroxyl | 17298928 | 98889
Alkali metal alcoholates | 17298936 | 98890
Alkali metal alloy | 17298944 | 98891
Alkali metal amalgam | 17298951 | 98892
Alkali metal amides | 17298969 | 98893
Alkali metal dispersion | 17298977 | 98894
Alkaline earth metal alcoholates | 17298985 | 98895
Alkaline earth metal alloy | 17298993 | 98896
Alkaline earth metal amalgam | 17299009 | 98897
Alkaline earth metal dispersion | 17299017 | 98898
Alkaline liquid | 17299025 | 98899
Alkaloid salts | 17299033 | 98900
Amines, alkoxylated fatty acid derivs. | 17299041 | 98901
Alkyl acid phosphate | 17299058 | 98902
Alkyl ammonium chlorides | 17299066 | 98903
Alkyl ammonium methyl chlorides | 17299074 | 98904
Alkyl ammonium methylsulfate | 17299082 | 98905
Alkyl borated esters, mixed | 17299090 | 98906
Alkyl nitrate, petroleum solvent, naphthalene | 17299108 | 98907
Phenols, alkyl (including C2-12 homologues) | 17299116 | 98908
Thiadiazole, alkyl derivs. | 17299124 | 98909
Arylamine, alkylated | 17299132 | 98910
Phenylenediamine, alkylated | 17299140 | 98911
Tallow amines, alkylated | 17299157 | 98912
Triazole, alkylated | 17299165 | 98913
Alkyldimethylamines | 17299173 | 98914
Alkylnaphthalenes, acenaphthene | 17299181 | 98915
Aluminum ferrosilicon | 17299199 | 98916
Aluminum silicon | 17299207 | 98917
Amine carboxalate | 17299215 | 98918
Fertilizers, ammonium nitrate with calcium carbonate | 17299223 | 98919
Ammonium polyvanadate | 17299231 | 98920
Arsenic and antimony compounds | 17299249 | 98921
Battery fluid, alkali | 17299256 | 98922
Bhusa | 17299264 | 98923
Bismaleimide of diaminotoluene | 17299272 | 98924
Black powder | 17299280 | 98925
Blasting agent | 17299298 | 98926
Boiler compound | 17299306 | 98927
Borate and chlorate mixtures | 17299314 | 98928
Bordeaux arsenite | 17299322 | 98929
Brake fluid, (hydraulic) | 17299330 | 98930
Alcohols, C8 and ethers, C8 | 17299348 | 98931
Alcohols, C8-C15, oligomer mixture | 17299355 | 98932
Cement, (adhesive) | 17299363 | 98933
Chlorate and magnesium chloride mixture | 17299371 | 98934
Chlorates | 17299389 | 98935
Chloroacetophenone and chloropicrin in chloroform | 17299397 | 98936
Chloroacetophenone in chloroform | 17299405 | 98937
Chloroanisidines | 17299413 | 98938
Chlorophenates | 17299421 | 98939
Chlorotoluidines | 17299439 | 98940
Chromium (III) complex and isopropanol | 17299447 | 98941
Compound, cleaning | 17299454 | 98942
Dye, coal tar | 17299462 | 98943
Coating solution | 17299470 | 98944
Aminonitriles, coco alkyl | 17299488 | 98945
Alkylamine, coco acetate | 17299496 | 98946
Diamines, coco alkyl | 17299504 | 98947
Combustible liquid | 17299512 | 98948
Fireworks | 17299520 | 98949
Compound, rust preventing | 17299538 | 98950
Compound, vulcanizing | 17299546 | 98951
Compounds, polishing | 17299553 | 98952
Gas, compressed | 17299561 | 98953
Contrivances, water-activated | 17299579 | 98954
Copper concentrate, containing arsenic and lead sulfide | 17299587 | 98955
Cosmetics | 17299595 | 98956
Phosphoric acid, cumylphenyl diphenyl ester mixture | 17299603 | 98957
Phosphines, cyclooctadiene | 17299611 | 98958
Cyclosiloxanes | 17299629 | 98959
Goods, dangerous | 17299637 | 98960
Decanamines | 17299645 | 98961
Aromatic nitroderivatives, deflagrating metal salts | 17299652 | 98962
Di(3,5,5-trimethyl-1,2-dioxolanyl-3)peroxide | 17299660 | 98963
Benzenediazonium, 3-chloro-4-(diethylamino)-, zinc chloride | 17299678 | 98964
Benzene, dichloroisocyanato- | 17299686 | 98965
Benzene, diethyl-, mixt. with dibutylbenzenes | 17299694 | 98966
Benzenediazonium, 3-(2-hydroxyethoxy)-4-pyrrolidin-1-yl-, chlorozincate | 17299702 | 98967
Phenolates, dinitro- | 17299710 | 98968
Disinfectant | 17299728 | 98969
Gas, dispersant | 17299736 | 98970
Disulfide oil | 17299744 | 98971
Driers, (paint or varnish) | 17299751 | 98972
Drugs | 17299769 | 98973
Dye intermediate | 17299777 | 98974
Dyes | 17299785 | 98975
Binder, electrode | 17299793 | 98976
Material, elevated temperature (material, liquid or solid) | 17299801 | 98977
Engine starting fluid | 17299819 | 98978
Substances, environmentally hazardous | 17299827 | 98979
Vegetable oils, epoxidized | 17299835 | 98980
Acid, etching | 17299843 | 98981
Ethanol and quaternary ammonium compound | 17299850 | 98982
Ethers | 17299868 | 98983
Octadecylamines, ethoxylated | 17299876 | 98984
Oleylamine, ethoxylated | 17299884 | 98985
Aromatic petroleum solvents | 17299892 | 98986
Pentadecanol, ethoxylated | 17299900 | 98987
Morpholine, ethyl-, mixt. with methylpyrrole | 17299918 | 98988
Carbamic acid, N-(N,N-dimethylamidino)-N-methyl-, ethyl ester hydrochloride | 17299926 | 98989
Diamines, ethylhexyl- | 17299934 | 98990
Etiologic agent | 17299942 | 98991
Explosive, blasting, type A | 17299959 | 98992
Aromatic extracts | 17299967 | 98993
Flavoring extracts | 17299975 | 98994
Grenades (explosive) | 17299983 | 98995
Grenades (practice) | 17299991 | 98996
Explosive, blasting, type B | 17300005 | 98997
Explosive, blasting, type C. | 17300013 | 98998
Explosive, blasting, type D | 17300021 | 98999
Explosive, blasting, type E | 17300039 | 99000
Ammunition, tear producing | 17300047 | 99001
Cartridges, power device | 17300054 | 99002
Cartridges, oil well | 17300062 | 99003
Cartridges for weapons, inert projectile | 17300070 | 99004
Cartridges, flash | 17300088 | 99005
Charges, shaped | 17300096 | 99006
Charges, bursting | 17300104 | 99007
Charges, depth | 17300112 | 99008
Charges, propelling | 17300120 | 99009
Charges, propelling (cannon) | 17300138 | 99010
Charges, shaped (flexible) | 17300146 | 99011
Fuse, safety | 17300153 | 99012
Articles, explosive (Hazard Division 1.2) | 17300161 | 99013
Articles, explosive (Hazard Division 1.3) | 17300179 | 99014
Articles, explosive (Hazard Division 1.4) | 17300187 | 99015
Motor fuel anti-knock compounds, containing lead alkyls | 17300195 | 99016
Coumarin derivative pesticide | 17300203 | 99017
Tear gas | 17300211 | 99018
Ammonium nitrate fertilizers, with ammonium sulfate | 17300229 | 99019
Self-reactive liquid type b | 17300237 | 99020
Self-reactive liquid type c | 17300245 | 99021
Self-reactive liquid type d | 17300252 | 99022
Self-reactive liquid type e | 17300260 | 99023
Self-reactive liquid type f | 17300278 | 99024
Self-reactive substances, n.o.s. | 17300286 | 99025
Substances, which in contact with water emit flammable gases | 17300294 | 99026
Cotton waste, oily | 17300302 | 99027
Carbamate pesticides | 17300310 | 99028
Nitrophenol pesticides | 17300328 | 99029
Benzoic derivative pesticides | 17300336 | 99030
Organophosphorus pesticides | 17300344 | 99031
Organochlorine pesticides | 17300351 | 99032
Bipyridilium pesticides | 17300369 | 99033
Arsenical pesticide | 1730055 | 99045
1,1'-Biphenyl, 2,2',3,3',4,6'- hexachloro- and/or 2,3',4,4',5',6-hexachlorobiphenyl | 1730057 | 99047
1,2,4-Triazin-5(2H)-one, 6-(1,1-dimethylethyl)-3-(methylthio)- | 1730059 | 99049
1,2,4-Triazine-3,5(2H,4H)-dione, 6-(1,1-dimethylethyl)- | 1730061 | 99050
1,2,4-Triazine-3,5(2H,4H)-dione, 4-amino-6-(1,1-dimethylethyl)- | 1730063 | 99051
Antimony, isotope of mass 123 | 1730065 | 99053
Isoxazole, 3-[[[5-(difluoromethoxy)-1-methyl-3-(trifluoromethyl)-1H-pyrazol-4-yl]methyl]sulfonyl]-4,5-dihydro-5,5-dimethyl- | 1730067 | 99055
Yersinia pestis | 1730079 | 99061
Variola virus | 1730081 | 99062
Aromatic compounds, C11-22 | 1730085 | 99064
Polycyclic aromatic hydrocarbons as benzo[a]pyrene TEQ | 1730087 | 99065
Petroleum hydrocarbons, total extractable | 1730089 | 99066
1,3-Benzenediamine, 4-methyl-, mixt. with 2-methyl-1,3-benzenediamine | 1730091 | 99067
1,2-Benzenediamine, 3-methyl-, mixt. with 4-methyl-1,2-benzenediamine | 1730093 | 99068
Petroleum hydrocarbons, total recoverable | 1730095 | 99069
Petroleum hydrocarbons, total volatile | 1730097 | 99070
Ordnance, unexploded | 1730101 | 99072
Ordnance and explosives | 1730103 | 99073
Butyltin toxicity equivalents | 1730105 | 99074
Aromatic hydrocarbons, C9-10 | 1730107 | 99075
Sulfur, pentafluoro(trifluoromethyl)- | 1730111 | 99077
Propane, 1,1,1,2,2,3-hexafluoro- | 1730113 | 99078
1,3-Cyclohexanedione, 2-[2chloro-4-(methylsulfonyl)-3-[(2,2,2trifluoroethoxy)methyl]benzoyl]- | 1730115 | 99079
Ethane, 2-chloro-2-(difluoromethoxy)-1,1,1-trifluoro- | 1730117 | 99081
Propane,1,1,1,3,3,3-hexafluoro-2-(fluoromethoxy)- | 1730119 | 99082
Ethane, 1,1,1,2-tetrafluoro-2-(trifluoromethoxy)- | 1730121 | 99083
Ethane, 2-(difluoromethoxy)-1,1,1,2-tetrafluoro-, (+-)- | 1730123 | 99084
Methane, bis(difluoromethoxy)difluoro- | 1730125 | 99085
Ethane, 1,1,1,2,2-pentafluoro-2-methoxy- | 1730127 | 99086
Brucella | 1730129 | 99087
Francisella tularensis | 1730131 | 99088
Ethane, 1-difluoromethoxy-2-(difluoromethoxy)difluoromethoxy)-1,1,2,2-tetrafluoro- | 1730133 | 99089
Ethane, 1,1,1,2,2-pentafluoro-2-(2,2-difluoroethoxy)- | 1730135 | 99090
Ethane, 1,1,2,2-tetrafluoro-2-(2,2-difluoroethoxy)- | 1730137 | 99091
Botulinum toxin | 1730139 | 99092
Ebola | 1730141 | 99093
Marburgvirus | 1730143 | 99094
Hantavirus | 1730145 | 99095
Lassa virus | 1730147 | 99096
Guanarito virus | 1730149 | 99097
Burkholderia mallei | 1730151 | 99098
Burkholderia pseudomallei | 1730153 | 99099
Tick-borne encephalitis virus | 1730155 | 99100
Machupo virus | 1730157 | 99101
Flavivirus | 1730159 | 99102
Lynphocytic choriomeningitis virus | 1730163 | 99105
Lymphocytic Choriomeningitis Virus | 1730166 | 99107
Sabia virus | 1730168 | 99108
Junin virus | 1730170 | 99109
Crimean-congo hemorrhagic fever virus | 1730172 | 99110
Cyclopropane, 1,1,2,2,3,3-hexafluoro- | 1730176 | 99112
Ethane, 1,1,1-trifluoro-2-(trifluoromethoxy)- | 1730178 | 99113
Bacillus anthracis | 1730180 | 99114
Brucella melitensis | 1730183 | 99115
Brucella suis | 1730185 | 99116
Brucella abortus | 1730187 | 99117
Brucella canis | 1730189 | 99118
Ethane, 1,1-difluoro-2-(trifluoromethoxy)- | 1730225 | 99137
Ethane, 1,1,2,2-tetrafluoro-1-methoxy- | 1730227 | 99138
Ethane, 1,1,1-trifluoro-2-methoxy- | 1730229 | 99139
1,6-Hexanediaminium, N1,N1,N1,N6,N6,N6-hexamethyl-, bromide (1:2) | 1730832 | 99443
1-Naphthalenol, 5,6,7,8-tetrahydro- | 1730834 | 99444
D-Glucitol, 6-O-.alpha.-D-glucopyranosyl- | 1730836 | 99445
3H-1,2,4-Triazol-3-one, 1,2-dihydro- | 1730838 | 99446
1,2-Cyclohexanediamine, (1R,2R)-rel- | 1730840 | 99447
Cyclohexane, 2-methoxy-4-methyl-1-(1-methylethyl)-, (1S,2R,4R)- | 1730842 | 99448
Acetic acid, iron(3+) salt (3:1) | 1730844 | 99449
1,2-Cyclohexanedicarboxylic acid, (1R,2R)-rel- | 1730846 | 99450
Cyclohexane, 1,2,4-triethenyl- | 1730848 | 99451
Benzamide, 4-hydroxy-3,5-dimethoxy- | 1730850 | 99452
Pentacyclo[9.5.1.13,9.15,15.17,13]octasiloxane, 1,3,5,7,9,11,13,15-octaphenyl- | 1730852 | 99453
1,2-Ethanediol, 1-carbamate | 1730854 | 99454
[1,1'-Biphenyl]-2,2'-disulfonic acid, 4-[2-(4,5-dihydro-3-methyl-5-oxo-1-phenyl-1H-pyrazol-4-yl)diazenyl]-4'-[2-(2-hydroxy-1-naphthalenyl)diazenyl]-, sodium salt (1:2) | 1730856 | 99455
Phenol, 2-bromo-4-methyl- | 1730858 | 99456
2(1H)-Pyrimidinone, tetrahydro-1,3-dimethyl- | 1730860 | 99457
Oils, peach | 1730862 | 99458
Phosphoric acid, bismuth(3+) salt (1:1) | 1730864 | 99459
Aluminum calcium iron oxide (AlCa2FeO5) | 1730866 | 99460
[1,2,4]Triazolo[1,5-a]pyrimidin-2-amine, 5,7-dimethoxy- | 1730868 | 99461
Pentanedioic acid, 2-methyl-, 1,5-dimethyl ester | 1730870 | 99462
Butanedioic acid, 1-(2-phenylhydrazide) | 1730872 | 99463
Phosphoric acid, tin(2+) salt (2:3) | 1730874 | 99464
2-Hexenoic acid, 2-methyl-, methyl ester, (2E)- | 1730876 | 99465
Pentacyclo[9.5.1.13,9.15,15.17,13]octasiloxane, 1,3,5,7,9,11,13,15-octamethyl- | 1730878 | 99466
Heptacyclo[11.11.1.13,9.15,21.17,19.111,17.115,23]dodecasiloxane, 1,3,5,7,9,11,13,15,17,19,21,23-dodecaphenyl- | 1730880 | 99467
D-Mannitol, 1-O-.alpha.-D-glucopyranosyl- | 1730882 | 99468
Ethanone, 1-(5,6,7,8-tetrahydro-3,5,5,6,8,8-hexamethyl-2-naphthalenyl)- | 1730884 | 99469
Carbamic acid, N-[(dimethoxymethylsilyl)methyl]-, methyl ester | 1730886 | 99470
2-Propenoic acid, 2-methyl-, 2-hydroxyethyl ester, homopolymer | 1730888 | 99471
2-Propenoic acid, polymer with ethene, lithium salt | 1730890 | 99472
2,6-Naphthalenedicarboxylic acid, 2,6-dimethyl ester, polymer with 1,4-butanediol | 1730892 | 99473
Oxazole, 2,2'-(1,3-phenylene)bis[4,5-dihydro- | 1730894 | 99474
Benzenamine, N-ethyl-N-[2-[1-(2-methylpropoxy)ethoxy]ethyl]-4-(2-phenyldiazenyl)- | 1730896 | 99475
Silanamine, 1,1,1-triethoxy-N,N-diethyl- | 1730898 | 99476
Poly(oxy-1,2-ethanediyl), .alpha.-[3-[3,5-bis(1,1-dimethylethyl)-4-hydroxyphenyl]-1-oxopropyl]-.omega.-[3-[3,5-bis(1,1-dimethylethyl)-4-hydroxyphenyl]-1-oxopropoxy]- | 1730900 | 99477
Ethanol, 2-[[5-methyl-2-(1-methylethyl)cyclohexyl]oxy]- | 1730902 | 99478
2-Propenoic acid, monoester with 1,2-propanediol, polymer with chloroethene and ethenyl acetate | 1730904 | 99479
1-Propanone, 2-methyl-1-(4-methylphenyl)- | 1730906 | 99480
6,10-Dodecadien-1-ol, 3,7,11-trimethyl- | 1730908 | 99481
Cesium tungsten oxide | 1730910 | 99482
5,9-Undecadienal, 2,6,10-trimethyl- | 1730912 | 99483
Butanoic acid, 3-methyl-, 3-methyl-3-buten-1-yl ester | 1730914 | 99484
2(3H)-Benzofuranone, 3a,4,5,7a-tetrahydro-3,6-dimethyl- | 1730916 | 99485
2H-Pyran, tetrahydro-3-(phenylmethyl)- | 1730918 | 99486
Propanamide, 2,2'-(1,2-diazenediyl)bis[N-(2-hydroxyethyl)-2-methyl- | 1730920 | 99487
6,10-Dioxaspiro[4.5]decane, 8,8-dimethyl-7-(1-methylethyl)- | 1730922 | 99488
Ethanone, 1-(1-chlorocyclopropyl)- | 1730924 | 99489
Chitosan, 2-hydroxypropanoate (salt) | 1730926 | 99490
Oxirane, 2-methyl-, polymer with oxirane, ether with 2-ethyl-2-(hydroxymethyl)-1,3-propanediol (3:1), polymer with 5-isocyanato-1-(isocyanatomethyl)-1,3,3-trimethylcyclohexane | 1730928 | 99491
Isocyanic acid, polymethylenepolyphenylene ester, polymer with 2-methyloxirane polymer with oxirane ether with D-glucitol (6:1) | 1730930 | 99492
Decanenitrile, 2-methyl- | 1730932 | 99493
2-Oxiranemethanamine, N-[3-(2-oxiranylmethoxy)phenyl]-N-(2-oxiranylmethyl)- | 1730934 | 99494
2-Propenoic acid, polymer with ethene, ethenyl acetate and 2-ethylhexyl 2-propenoate | 1730936 | 99495
2,5-Cyclohexadiene-1,4-dione, 2,5-dichloro-3,6-bis[(9-ethyl-9H-carbazol-3-yl)amino]- | 1730938 | 99496
1,2,4,5-Benzenetetracarboxylic acid, 1,4-bis[2-[(2-methyl-1-oxo-2-propen-1-yl)oxy]ethyl] ester | 1730940 | 99497
Dodecanenitrile, 3-methyl- | 1730942 | 99498
Rutile, tin zinc | 1730944 | 99499
2,9,11,13,15,22,24,26,27,28-Decaazatricyclo[21.3.1.110,14]octacosa-1(27),10,12,14(28),23,25-hexaene-12,25-diamine, N12,N25-bis(1,1,3,3-tetramethylbutyl)-2,9,15,22-tetrakis(2,2,6,6-tetramethyl-4-piperidinyl)- | 1730946 | 99500
2-Propenoic acid, 2-[2-(ethenyloxy)ethoxy]ethyl ester | 1730948 | 99501
Phosphonium, [2-(1,3-dioxolan-2-yl)ethyl]triphenyl-, bromide (1:1) | 1730950 | 99502
Poly(oxy-1,2-ethanediyl), .alpha.-hydro-.omega.-hydroxy-, ether with 2-ethyl-2-(hydroxymethyl)-1,3-propanediol (3:1), polymer with 1,3-diisocyanatomethylbenzene, 2-propenoate (ester) | 1730952 | 99503
Chitosan, acetate (salt) | 1730954 | 99504
1-Oxaspiro[4.5]deca-3,6-diene, 2,7-dimethyl-10-(1-methylethyl)- | 1730956 | 99505
Copper, [29H,31H-phthalocyaninato(2-)-.kappa.N29,.kappa.N30,.kappa.N31,.kappa.N32]-, aminosulfonyl sulfo derivs., ammonium sodium salts | 1730958 | 99506
Fatty acids, coco, 2,2-dimethyl-1,3-propanediyl esters | 1730960 | 99507
Sorbitan, octanoate (2:3) | 1730962 | 99508
Honey, desaccharided | 1730964 | 99509
Isononanamide, N-(2-ethylhexyl)- | 1730966 | 99510
Phenol, 2,4-bis(1,1-dimethylethyl)-, 1,1',1''-phosphate | 1730968 | 99511
Amines, polyethylenepoly-, polymers with 2-butyne-1,4-diol | 1730970 | 99512
Methanone, 1,1'-(1,4-phenylene)bis[1-(4-fluorophenyl)-, polymer with bis(4-hydroxyphenyl)methanone | 1730972 | 99513
Poly(oxy-1,2-ethanediyl), .alpha.-(carboxymethyl)-.omega.-[(2-ethylhexyl)oxy]- | 1730974 | 99514
Benzene, diethenyl-, polymer with ethenylbenzene and ethenylethylbenzene, aminomethylated | 1730976 | 99515
1,3-Propanediaminium, 2-hydroxy-N1,N3-bis(2-hydroxyethyl)-N1,N1,N3,N3-tetramethyl-, chloride (1:2) | 1730978 | 99516
Urea, tetrafluoroborate(1-) (1:1) | 1730980 | 99517
2-Propenoic acid, 2-methyl-, butyl ester, polymer with butyl 2-propenoate, ethenylbenzene and 2,5-furandione | 1730982 | 99518
Bicyclo[2.2.1]hept-5-ene-2-carboxylic acid, 3-(1-methylethyl)-, ethyl ester, (1R,2S,3S,4S)-rel- | 1730984 | 99519
Bicyclo[2.2.1]hept-5-ene-2-carboxylic acid, 3-(1-methylethyl)-, ethyl ester, (1R,2R,3R,4S)-rel- | 1730986 | 99520
Thiophene, 2,5-dibromo-3-hexyl- | 1730988 | 99521
1-Propanaminium, N-(carboxymethyl)-3-(formylamino)-N,N-dimethyl-, inner salt | 1730990 | 99522
Hexadecanoic acid, isohexadecyl ester | 1730992 | 99523
Fatty acids, canola-oil, Me esters | 1730994 | 99524
Aldehydes, C13-15-branched and linear | 1730996 | 99525
Oxirane, 2-(1-chlorocyclopropyl)-2-[(2-chlorophenyl)methyl]- | 1730998 | 99526
Ethanethioic acid, S-[1-[2-(acetyloxy)ethyl]butyl] ester | 1731000 | 99527
1,2,3-Propanetriol, homopolymer, ether with .alpha.-hydro-.omega.-hydroxypoly[oxy(methyl-1,2-ethanediyl)] | 1731002 | 99528
7-Tetradecen-2-one, (7Z)- | 1731004 | 99529
Phenol, 2-(4,6-diphenyl-1,3,5-triazin-2-yl)-5-(hexyloxy)- | 1731006 | 99530
Butanoic acid, 2-methyl-, 5-hexen-1-yl ester | 1731008 | 99531
Carbonic acid, 2-hydroxypropyl 5-methyl-2-(1-methylethyl)cyclohexyl ester | 1731010 | 99532
5-Isobenzofurancarboxylic acid, 1,3-dihydro-1,3-dioxo-, polymer with 2-ethyl-2-(hydroxymethyl)-1,3-propanediol, 1,6-hexanediol and 1,3-isobenzofurandione, compd. with 2-(dimethylamino)ethanol | 1731012 | 99533
1,3-Benzenedicarboxylic acid, polymer with 1,4-benzenedicarboxylic acid, 2,2-dimethyl-1,3-propanediol, 1,2-ethanediol and 1,1'-methylenebis[isocyanatobenzene] | 1731014 | 99534
2,9,11,13,14-Pentaazabicyclo[8.3.1]tetradeca-1(14),10,12-trien-12-amine, N-(1,1,3,3-tetramethylbutyl)-2,9-bis(2,2,6,6-tetramethyl-4-piperidinyl)- | 1731016 | 99535
Fatty acids, C18-unsatd., dimers, reaction products with bisphenol A-bisphenol A diglycidyl ether polymer and polyethylenepolyamines | 1731018 | 99536
Fatty acids, C18-unsatd., dimers, mixed esters with decanoic acid, octanoic acid and trimethylolpropane | 1731020 | 99537
1,3-Dioxepin, 4,7-dihydro-2-(1,1,4-trimethyl-3-penten-1-yl)- | 1731022 | 99538
Aspartic acid, N-[(1S)-1,2-dicarboxyethyl]-3-hydroxy-, sodium salt (1:4) | 1731024 | 99539
1,2-Propanediol, 2-methyl-3-[[(1R,2S,5R)-5-methyl-2-(1-methylethyl)cyclohexyl]oxy]- | 1731026 | 99540
1,3-Benzenedicarboxylic acid, polymer with 1,4-benzenedicarboxylic acid, 2,5-furandione, 2,2'-oxybis[ethanol] and 1,2-propanediol | 1731028 | 99541
Rutile, tin zinc, potassium-doped | 1731030 | 99542
2H-Pyran-2-one, tetrahydro-5-propyl- | 1731032 | 99543
3-Pyridinesulfonyl chloride, 2-methoxy-4-(trifluoromethyl)- | 1731034 | 99544
Fatty acids, peanut-oil, polymers with benzoic acid, 3-hydroxy-2-(hydroxymethyl)-2-methylpropanoic acid, 5-isocyanato-1-(isocyanatomethyl)-1,3,3-trimethylcyclohexane, isophthalic acid, pentaerythritol, phthalic anhydride and soya fatty acids | 1731036 | 99545
2-Propenoic acid, 3-(2-hydroxyphenyl)-, 9-decen-1-yl ester, (2E)- | 1731038 | 99546
4-Octanol, 3-nitro- | 1731040 | 99547
1,4-Benzenedicarboxylic acid, 1,4-dimethyl ester, polymer with 1,4-butanediol, cyclized | 1731042 | 99548
2-Propanol, 1-[4-(1-methylpropyl)phenoxy]-3-(2,2,3,3-tetrafluoropropoxy)- | 1731044 | 99549
Phosphonium, methyltris(2-methylpropyl)-, 4-methylbenzenesulfonate (1:1) | 1731046 | 99550
Boron, tributyl(3-methoxy-1-propanamine-.kappa.N)-, (T-4)- | 1731048 | 99551
2-Oxepanone, polymer with 1,3-diisocyanatomethylbenzene, hexadecyl ester, 1H-imidazole-1-propanamine-blocked | 1731050 | 99552
Ethanamine, N-methyl-, hafnium(4+) salt (4:1) | 1731052 | 99553
Hexanoic acid, 2-ethyl-, 2-[4-(4,6-diphenyl-1,3,5-triazin-2-yl)-3-hydroxyphenoxy]ethyl ester | 1731054 | 99554
Ethanethioic acid, S-[2-(4-pyridinyl)ethyl] ester | 1731056 | 99555
Butanamide, 2-ethyl-N-methyl-N-(3-methylphenyl)- | 1731058 | 99556
Oxetane, 3-methyl-3-[[(3,3,4,4,5,5,6,6,6-nonafluorohexyl)oxy]methyl]- | 1731060 | 99557
2H-Indeno[4,5-b]furan, decahydro-2,2,6,6,7,8,8-heptamethyl- | 1731062 | 99558
2-Propenenitrile, polymer with 1,3-butadiene, 3-carboxy-1-cyano-1-methylpropyl-terminated, reaction products with 4,4'-(1-methylethylidene)bis[2,6-dibromophenol]-2,2'-[(1-methylethylidene)bis[(2,6-dibromo-4,1-phenylene)oxymethylene]]bis[oxirane] polymer, dimethacrylates (esters) | 1731064 | 99559
2-Propenoic acid, 2-methyl-, methyl ester, polymer with butyl 2-propenoate, cyclohexyl 2-propenoate, ethenylbenzene and 2-propenoic acid | 1731066 | 99560
1,4-Benzenedicarboxylic acid, 1,4-dimethyl ester, polymer with 1,4-butanediol and tricyclodecanedimethanol | 1731068 | 99561
Spiro[5.5]undec-8-en-1-one, 2,2,7,9-tetramethyl- | 1731070 | 99562
Siloxanes and Silicones, di-Me, 3-hydroxypropyl Me, ethers with polyethylene glycol mono(hydrogen succinate), zinc salts | 1731072 | 99563
Fatty acids, corn-oil, Me esters | 1731074 | 99564
Oxirane, 2-methyl-, polymer with 1,3-diisocyanatomethylbenzene and oxirane, 2-hydroxyethyl acrylate- and 2-phenoxyethanol-blocked | 1731076 | 99565
9H-Thioxanthenium, 10-[1,1'-biphenyl]-4-yl-2-(1-methylethyl)-9-oxo-, hexafluorophosphate(1-) (1:1) | 1731078 | 99566
Benzoic acid, 2-hydroxy-, 3-methyl-2-hexen-1-yl ester | 1731080 | 99567
Poly[oxy(methyl-1,2-ethanediyl)], .alpha.-(1-oxotetradecyl)-.omega.-(phenylmethoxy)- | 1731082 | 99568
Indeno[4,3a-b]furan, decahydro-2,2,7,7,8,9,9-heptamethyl- | 1731084 | 99569
3,7-Dioxa-4-aza-6-phosphanonanoic acid, 4,5-bis(1,1-dimethylethyl)-6-ethoxy-2,2-dimethyl-, 6-oxide | 1731086 | 99570
Benzene, 1,3-diisocyanatomethyl-, polymer with 5-isocyanato-1-(isocyanatomethyl)-1,3,3-trimethylcyclohexane, Bu alc.- and polyethylene glycol mono-Me ether-blocked | 1731088 | 99571
3-Cyclooctene-1-methanol, .alpha.-ethyl- | 1731090 | 99572
D-Glucopyranose, oligomeric, decyl octyl glycosides, 3-(dodecyldimethylammonio)-2-hydroxypropyl ethers, chlorides | 1731092 | 99573
Benzene, (1-methylethenyl)-, polymer with 1,3-butadiene, hydrogenated | 1731094 | 99574
Butanedioic acid, 2-methylene-, polymer with 2,5-furandione, ammonium salt, hydrogen peroxide-initiated | 1731096 | 99575
4-Piperidinol, 2,2,6,6-tetramethyl-1-(undecyloxy)-, 4,4'-carbonate | 1731098 | 99576
Hexanedioic acid, polymers with 2,2'-(coco alkylimino)bis[ethanol], ethylene oxide and propylene oxide | 1731100 | 99577
Bicyclo[2.2.1]hept-2-ene, 5-(2-phenylethyl)- | 1731102 | 99578
D-Glucopyranose, oligomeric, Bu glycosides, phosphinicobis[oxy(2-hydroxy-3,1-propanediyl)] ethers, sodium salts | 1731104 | 99579
D-Glucopyranose, oligomeric, 2-ethylhexyl glycosides, phosphinicobis[oxy(2-hydroxy-3,1-propanediyl)] ethers, sodium salts | 1731106 | 99580
D-Glucopyranose, oligomeric, C10-16-alkyl glycosides, phosphinicobis[oxy(2-hydroxy-3,1-propanediyl)] ethers, sodium salts | 1731108 | 99581
D-Glucopyranose, oligomeric, C10-16-alkyl decyl octyl glycosides, phosphinicobis[oxy(2-hydroxy-3,1-propanediyl)] ethers, sodium salts | 1731110 | 99582
D-Glucopyranose, oligomeric, decyl octyl glycosides, 2-hydroxy-3-sulfopropyl ethers, sodium salts | 1731112 | 99583
D-Glucopyranose, oligomeric, C10-16-alkyl glycosides, 2-hydroxy-3-sulfopropyl ethers, sodium salts | 1731114 | 99584
Poly[oxy(methyl-1,2-ethanediyl)], .alpha.,.alpha.',.alpha.''-1,2,3-propanetriyltris[.omega.-hydroxy-, polymer with 5-isocyanato-1-(isocyanatomethyl)-1,3,3-trimethylcyclohexane, Me Et ketone oxime-blocked | 1731116 | 99585
Hexanoic acid, 6,6',6''-(1,3,5-triazine-2,4,6-triyltriimino)tris-, compd. with 2-aminoethanol (1:?) | 1731118 | 99586
Hexanoic acid, 6,6',6''-(1,3,5-triazine-2,4,6-triyltriimino)tris-, compd. with 2-(2-aminoethoxy)ethanol (1:?) | 1731120 | 99587
Hexanoic acid, 6,6',6''-(1,3,5-triazine-2,4,6-triyltriimino)tris-, compd. with 1-amino-2-propanol (1:?) | 1731122 | 99588
2-Oxepanone, polymer with aziridine and tetrahydro-2H-pyran-2-one, dodecanoate (ester), compd. with oxirane polymer with 2-phenyloxirane mono(dihydrogen phosphate) decyl ether | 1731124 | 99589
3-Decen-5-one, 4-methyl-, (3E)- | 1731126 | 99590
3-Cyclohexene-1-carboxylic acid, 2,6,6-trimethyl-, methyl ester | 1731128 | 99591
2-Propenoic acid, 2-[1-(3,3-dimethylcyclohexyl)ethoxy]-2-methylpropyl ester | 1731130 | 99592
4H-Indeno[4,5-d]-1,3-dioxole, 3a,5,6,7,8,8b-hexahydro-2,2,6,6,7,8,8-heptamethyl- | 1731132 | 99593
Fatty acids, palm-oil, hydrogenated, reaction products with tetraethylenepentamine, acetates | 1731134 | 99594
Fatty acids, C16-18, reaction products with lactic acid and sodium carbonate (2:1) | 1731136 | 99595
Fatty acids, C16-18 and C18-unsatd., reaction products with lactic acid and sodium lactate (1:1) | 1731138 | 99596
2-Propenoic acid, 2-methyl-, 1,1'-[2-ethyl-2-[[(2-methyl-1-oxo-2-propen-1-yl)oxy]methyl]-1,3-propanediyl] ester, polymer with 1,3-butadiene, ethenylbenzene and 2-hydroxyethyl 2-methyl-2-propenoate | 1731140 | 99597
Pyrrolo[3,4-c]pyrrole-1,4-dione, 2,5-dihydro-3-(4-methylphenyl)-6-[4-(octadecyloxy)phenyl]- | 1731142 | 99598
Pyrrolo[3,4-c]pyrrole-1,4-dione, 2,5-dihydro-3,6-bis[4-(octadecyloxy)phenyl]- | 1731144 | 99599
2-Propenoic acid, 2-methyl-, polymer with butyl 2-methyl-2-propenoate, ethenylbenzene, methyl 2-methyl-2-propenoate, 2-methylpropyl 2-methyl-2-propenoate and 1,2-propanediol mono(2-methyl-2-propenoate), tert-Bu benzenecarboperoxoate-initiated | 1731146 | 99600
2-Propenoic acid, 2-methyl-, polymer with ethenylbenzene, ethyl 2-propenoate, 4,4'-(1-methylethylidene)bis[phenol], 2,2'-[(1-methylethylidene)bis(4,1-phenyleneoxymethylene)]bis[oxirane] and 1,2-propanediol mono(2-methyl-2-propenoate), compd. with 2-(dimethylamino)ethanol | 1731148 | 99601
3-Hexanone, 5-mercapto-5-methyl- | 1731150 | 99602
Hexanoic acid, 2-ethyl-, mixed diesters with benzoic acid and triethylene glycol | 1731152 | 99603
Phenol, 4,4'-(1-methylethylidene)bis-, polymers with 1,3-benzenedimethanamine, bisphenol A diglycidyl ether, epichlorohydrin, formaldehyde-phenol polymer glycidyl ether, oxirane mono[(C12-14-alkyloxy)methyl] derivs., polypropylene glycol, polypropylene glycol diglycidyl ether and tetraethylenepentamine | 1731154 | 99604
Phosphorous acid, mixed C10-rich C9-11-isoalkyl and 4-(1-methyl-1-phenylethyl)phenyl triesters | 1731156 | 99605
Oils, passionflower, Passiflora edulis | 1731158 | 99606
2(3H)-Furanone, 5-(6-hepten-1-yl)dihydro- | 1731160 | 99607
2H-Pyran, 3-heptyltetrahydro- | 1731162 | 99608
Ethanone, 1-(2,3-dimethylbicyclo[2.2.1]hept-2-yl)- | 1731164 | 99609
Hexanedioic acid, polymer with 1,4-butanediol, 1,6-diisocyanatohexane, 1,2-ethanediol and 2,2'-oxybis[ethanol], propylene glycol monoacrylate-blocked | 1731166 | 99610
Fatty acids, C18-unsatd., dimers, hydrogenated, polymers with adipic acid, 1,6-hexanediol, .alpha.-hydro-.omega.-hydroxypoly(oxy-1,4-butanediyl), 3-hydroxy-2-(hydroxymethyl)-2-methylpropanoic acid, 5-isocyanato-1-(isocyanatomethyl)-1,3,3-trimethylcyclohexane, 2-methyl-1,5-pentanediamine and 2-oxepanone, compds. with triethylamine | 1731168 | 99611
2-Propenoic acid, 2-methyl-, butyl ester, polymer with butyl 2-propenoate, 2-hydroxyethyl 2-methyl-2-propenoate, methyl 2-methyl-2-propenoate, 2-propenoic acid and rel-(1R,2R,4R)-1,7,7-trimethylbicyclo[2.2.1]hept-2-yl 2-methyl-2-propenoate, tert-Bu peroxide-initiated, compds. with triethanolamine | 1731170 | 99612
Hexanedioic acid, polymer with 1,2-ethanediamine, 1,6-hexanediol, 3-hydroxy-2-(hydroxymethyl)-2-methylpropanoic acid and 5-isocyanato-1-(isocyanatomethyl)-1,3,3-trimethylcyclohexane, 2-butoxyethanol-blocked, compds. with triethylamine | 1731172 | 99613
2-Propenoic acid, 2-methyl-, methyl ester, polymer with butyl 2-propenoate, ethenyl acetate, 2-hydroxyethyl 2-propenoate, 2-propenenitrile and 2-propenoic acid | 1731174 | 99614
Oils, ginger, Zingiber purpureum | 1731176 | 99615
Oils, Siparuna guianensis | 1731178 | 99616
2-Propenenitrile, telomer with 1,3-butadiene and tert-dodecanethiol, hydrogenated | 1731180 | 99617
2-Propenenitrile, polymer with diethenylbenzene, ethenylbenzene and ethenylethylbenzene, sulfonated, hydrolyzed, ammonium potassium salts | 1731182 | 99618
Aspartic acid, N-(3-carboxy-1-oxosulfopropyl)-, N-tallow alkyl derivs., tetrasodium salts | 1731184 | 99619
Siloxanes and Silicones, di-Me, Me 2-[(1-oxo-2-propen-1-yl)oxy]ethoxy | 1731186 | 99620
Molybdate (MoO42-), (T-4)-, aminomethylated divinylbenzene-ethenylethylbenzene-styrene polymer borate EDTA nitrate phosphate copper iron manganese zinc complexes | 1731188 | 99621
Oils, guava, Psidium guajava | 1731190 | 99622
Oils, mango | 1731192 | 99623
Propanesulfonic acid, 1(or 2)-hydroxy-, sodium salt (1:1) | 1731194 | 99624
Fatty acids, coco, hydrogenated, methyl-2-sulfoethyl esters, sodium salts | 1731196 | 99625
Pentane, 1,1,1,2,3,3-hexafluoro-4-(1,1,2,3,3,3-hexafluoropropoxy)- | 1731198 | 99626
3-Pyridinethiol, 2-methoxy-4-(trifluoromethyl)-, lithium salt (1:1) | 1731200 | 99627
Oils, watermelon, Citrullus lanatus | 1731202 | 99628
Fatty acids, C18-unsatd., dimers, hydrogenated, polymers with ethylenediamine, piperazine, polypropylene glycol diamine and sebacic acid | 1731204 | 99629
Fatty acids, C18-unsatd., dimers, hydrogenated, polymers with ethylenediamine, hexamethylenediamine and tetradecanedioic acid | 1731206 | 99630
2-Oxepanone, polymer with 1,5-diisocyanatonaphthalene and 2,2-dimethyl-1,3-propanediol | 1731208 | 99631
2H-Pyran-2-one, tetrahydro-5-pentyl- | 1731210 | 99632
Alcohols, C2-33, manuf. of, by-products from, overheads | 1731212 | 99633
1H,3H-Benzo[1,2-c:4,5-c']difuran-1,3,5,7-tetrone, polymer with 5,5'-carbonylbis[1,3-isobenzofurandione], 1,3-diisocyanatomethylbenzene and 4,4'-oxybis[benzenamine] | 1731214 | 99634
Butanedioic acid, 2-methylene-, polymer with 2,5-furandione, calcium salt, hydrogen peroxide-initiated | 1731216 | 99635
2-Propenoic acid, 2-methyl-, 2-methylpropyl ester, polymer with 1-(1,1-dimethylethyl)-4-ethenylbenzene, ethenylbenzene and 2-ethylhexyl 2-propenoate | 1731218 | 99636
1-Propene, 1,1,2,3,3,3-hexafluoro-, polymer with 1,1,2,2-tetrafluoroethene, 1,1,2-trifluoro-2-(1,1,2,2,2-pentafluoroethoxy)ethene and 1,1,2-trifluoro-2-(trifluoromethoxy)ethene | 1731220 | 99637
Oils, papaya | 1731222 | 99638
Ethanesulfonic acid, 2-[(2-aminoethyl)amino]-, sodium salt (1:1), polymer with 1,6-diisocyanatohexane, dimethyl carbonate, 1,6-hexanediol and .alpha.-hydro-.omega.-hydroxypoly[oxy(methyl-1,2-ethanediyl)], polyethylene-polypropylene glycol mono-Bu ether-blocked | 1731224 | 99639
1-Propanaminium, N,N,N-trimethyl-3-[(2-methyl-1-oxo-2-propen-1-yl)amino]-, chloride (1:1), polymer with N-(1-methylethyl)-2-propenamide, 2-methyl-2-[(1-oxo-2-propen-1-yl)amino]-1-propanesulfonic acid and 2-propenoic acid, sodium salt | 1731226 | 99640
1,2-Ethanediamine, N1-[3-(trimethoxysilyl)propyl]-, hydrolysis products with wollastonite (Ca(SiO3)) | 1731228 | 99641
Hexanedioic acid, polymer with 2,2-dimethyl-1,3-propanediol, hexahydro-1,3-isobenzofurandione and 1,2-propanediol | 1731230 | 99642
Hexanedioic acid, polymer with 1,4-butanediol, dimethyl carbonate, 1,6-hexanediol and 1,1'-methylenebis[4-isocyanatobenzene] | 1731232 | 99643
Pyridine, 2-(2,4-dimethylcyclohexyl)- | 1731234 | 99644
Carbonic acid, dimethyl ester, polymer with 1,6-hexanediol, 5-isocyanato-1-(isocyanatomethyl)-1,3,3-trimethylcyclohexane and 4,4'-methylenebis[cyclohexanamine] | 1731236 | 99645
3-Hexene, 1-(2-buten-1-yloxy)-, (3Z)- | 1731238 | 99646
2-Oxepanone, homopolymer, ester with 1,2-ethanediol (2:1), polymer with 5-amino-1,3,3-trimethylcyclohexanemethanamine, .alpha.-hydro-.omega.-hydroxypoly(oxy-1,4-butanediyl) and 5-isocyanato-1-(isocyanatomethyl)-1,3,3-trimethylcyclohexane, N-butyl-1-butanamine-blocked | 1731240 | 99647
Propanoic acid, 3-hydroxy-2-(hydroxymethyl)-2-methyl-, polymer with 1,4-butanediol, 1,6-diisocyanatohexane, dimethyl carbonate, 1,2-ethanediamine, 1,6-hexanediol and 5-isocyanato-1-(isocyanatomethyl)-1,3,3-trimethylcyclohexane, polyethylene-polypropylene glycol mono-Bu ether-blocked | 1731242 | 99648
Siloxanes and Silicones, 3-aminopropyl Me, di-Me, Me 3-mercaptopropyl | 1731244 | 99649
Poly(oxy-1,2-ethanediyl), .alpha.-hydro-.omega.-hydroxy-, ether with 2-ethyl-2-(hydroxymethyl)-1,3-propanediol, hexanedioate (6:2:1), tetra-2-propenoate | 1731246 | 99650
Benzaldehyde, polymer with 4,4'-bis(chloromethyl)-1,1'-biphenyl and phenol | 1731248 | 99651
1,3-Propanediol, 2-ethyl-2-(hydroxymethyl)-, polymer with 1,3-bis(isocyanatomethyl)cyclohexane, 2-[[3-(trimethoxysilyl)propoxy]methyl]oxirane and N1-[3-(trimethoxysilyl)propyl]-1,2-ethanediamine | 1731250 | 99652
1-Butene, polymer with 1-propene, maleated | 1731252 | 99653
Nonanedioic acid, 1,9-bis(2-octyldodecyl) ester | 1731254 | 99654
1,4-Cyclohexanedicarboxylic acid, polymer with 1,4-cyclohexanedimethanol and 2,5-furandione, reaction products with glycidyl neodecanoate and polyethylene-polypropylene glycol 2-aminopropyl Me ether | 1731256 | 99655
1,2-Propanediol, polymer with 5-isocyanato-1-(isocyanatomethyl)-1,3,3-trimethylcyclohexane, 2-hydroxyethyl acrylate-blocked | 1731258 | 99656
Amines, bis(C11-14-branched and linear alkyl) | 1731260 | 99657
Siloxanes and Silicones, di-Me, 3-(2-hydroxyethoxy)propyl group-terminated, polymers with 5-amino-1,3,3-trimethylcyclohexanemethanamine, di-Et carbonate, 1,6-hexanediol and 1,1'-methylenebis[4-isocyanatocyclohexane], Me Et ketone oxime-blocked | 1731262 | 99658
2-Propenoic acid, polymer with sodium 2-hydroxy-3-(2-propen-1-yloxy)-1-propanesulfonate (1:1) and .alpha.-sulfo-.omega.-(2-propen-1-yloxy)poly(oxy-1,2-ethanediyl) ammonium salt (1:1), sodium salt | 1731264 | 99659
Hexanedioic acid, polymer with 1,3-diisocyanatomethylbenzene and 3-methyl-1,5-pentanediol, propylene glycol monomethacrylate-blocked | 1731266 | 99660
Oils, Euterpe precatoria | 1731268 | 99661
Molybdenum, N,N-bis(C11-14-branched and linear alkyl)carbamodithioate oxo thioxo complexes | 1731270 | 99662
2-Propenoic acid, 2-methyl-, polymer with butyl 2-methyl-2-propenoate, butyl 2-propenoate, 2-ethylhexyl 2-propenoate, 2-hydroxyethyl 2-methyl-2-propenoate, methyl 2-methyl-2-propenoate and rel-(1R,2R,4R)-1,7,7-trimethylbicyclo[2.2.1]hept-2-yl 2-methyl-2-propenoate, tert-Bu peroxide-initiated, compds. with 2-(dimethylamino)ethanol | 1731272 | 99663
Siloxanes and Silicones, di-Me, 3-(2-hydroxyethoxy)propyl group-terminated, polymers with 1,4-butanediol, 1,4-cyclohexanedimethanol, 1,3-dioxolan-2-one, 1,6-hexanediol and 1,1'-methylenebis[isocyanatobenzene] | 1731274 | 99664
Ethanaminium, 2-hydroxy-N,N-bis(2-hydroxyethyl)-N-methyl-, esters with C12-20 fatty acids, Me sulfates (salts) | 1731276 | 99665
Siloxanes and Silicones, di-Me, hydrogen-terminated, polymers with chlorotrimethylsilane-iso-Pr alc.-sodium silicate reaction products, 2-(7-oxabicyclo[4.1.0]hept-2-yl)ethyl group- and 2-(triethoxysilyl)ethyl group-terminated | 1731278 | 99666
Siloxanes and Silicones, di-Me, 3-(2-hydroxyethoxy)propyl group-terminated, diesters with 2-oxepanone homopolymer, polymers with 1,3-butanediol and 1,1'-methylenebis[isocyanatobenzene] | 1731280 | 99667
1-Octanol, manuf. of, distn. lights | 1731282 | 99668
1-Decanol, manuf. of, distn. lights | 1731284 | 99669
Hexanedioic acid, polymer with 1,4-butanediol, 1,6-diisocyanatohexane, 1,2-ethanediamine, 1,2-ethanediol, 5-isocyanato-1-(isocyanatomethyl)-1,3,3-trimethylcyclohexane, 2,2'-oxybis[ethanol] and sodium 2-[(2-aminoethyl)amino]ethanesulfonate (1:1), polyethylene-polypropylene glycol mono-Bu ether-blocked | 1731286 | 99670
Oils, Amomum tsao-ko | 1731288 | 99671
Hexanedioic acid, mixed esters with 4-methyl-2-propyl-1-hexanol, 5-methyl-2-propyl-1-hexanol, pentaerythritol and 2-propyl-1-heptanol | 1731290 | 99672
Isocyanic acid, polymethylenepolyphenylene ester, polymer with 1,3-diisocyanatomethylbenzene, hydrazine and 2-methyloxirane polymer with oxirane ether with 1,2,3-propanetriol (3:1) | 1731292 | 99673
Siloxanes and Silicones, di-Me, chlorine-terminated, polymers with 2-ethylhexyl acrylate-polyethylene-polypropylene glycol reaction products, polypropylene glycol mono-Bu ether-terminated | 1731294 | 99674
.beta.-Alanine, N-(2-aminoethyl)-, sodium salt (1:1), polymer with 1,6-diisocyanatohexane and 1-(2-hydroxy-1-methylethyl) 2-(2-hydroxypropyl) 1,2-hydrazinedicarboxylate, N-(1,1-dimethylethyl)benzenemethanamine- and polyethylene-polypropylene glycol mono-Bu ether-blocked | 1731296 | 99675
Soybean oil, reaction products with hydrogen sulfide | 1731298 | 99676
D-Glucose, Streptomyces albulus-fermented, L-lysine homopolymer | 1731300 | 99677
1,3-Benzenedicarboxylic acid, polymer with 2-ethyl-2-(hydroxymethyl)-1,3-propanediol, hexanedioic acid, 1,6-hexanediol, 1,3-isobenzofurandione and 5-isocyanato-1-(isocyanatomethyl)-1,3,3-trimethylcyclohexane, 2-hydroxyethyl acrylate-blocked | 1731302 | 99678
2-Propenoic acid, 2-methyl-, telomer with 1-dodecanethiol, ethyl 2-propenoate and methyl 2-methyl-2-propenoate, ammonium salt | 1731304 | 99679
1,3-Isobenzofurandione, hexahydro-, polymer with 2-(chloromethyl)oxirane and 4,4'-(1-methylethylidene)bis[phenol], bis[2-[(1-oxo-2-propen-1-yl)oxy]ethyl] ester | 1731306 | 99680
Oils, poplar, Populus nigra | 1731308 | 99681
Oils, Inula nervosa | 1731310 | 99682
Siloxanes and Silicones, di-Me, hydroxy-terminated, reaction products with trimethoxypropylsilane | 1731312 | 99683
Acetic acid ethenyl ester, polymer with sodium 2-methyl-2-[(1-oxo-2-propen-1-yl)amino]-1-propanesulfonate (1:1), hydrolyzed | 1731314 | 99684
Hexanedioic acid, polymer with 1,2-ethanediol and 1-isocyanato-2-[(4-isocyanatophenyl)methyl]benzene | 1731316 | 99685
Tannins, polymers with 2-(dimethylamino)ethyl methacrylate, hydrochlorides | 1731318 | 99686
Cerium, hydroxy oleate propionate complexes | 1731320 | 99687
Dodecanoic acid, methyl-2-sulfoethyl ester, sodium salt (1:1) | 1731322 | 99688
Oils, Citrus hystrix | 1731324 | 99689
Amides, coco, N,N-bis(hydroxyethyl), polymers with ethylenediamine, 1,6-hexanediol, 3-hydroxy-2-(hydroxymethyl)-2-methylpropanoic acid, 1,1'-methylenebis[4-isocyanatocyclohexane] and polypropylene glycol, mixed linoleoyl-(9E)-9-octadecenoyl-ricinoleoyl glycerides-blocked, compds. with triethylamine | 1731326 | 99690
Benzoic acid, 2-hydroxy-3-methyl-, coupled with 4-amino-5-hydroxy-2,7-naphthalenedisulfonic acid, 6-amino-4-hydroxy-2-naphthalenesulfonic acid and diazotized 2,2'-(1,2-ethenediyl)bis[5-aminobenzenesulfonic acid], potassium sodium salts, compds. with triethanolamine | 1731328 | 99691
Ethanol, 2,2',2''-nitrilotris-, polymer with .alpha.-hydro-.omega.-hydroxypoly(oxy-1,4-butanediyl) and 1,1'-methylenebis[4-isocyanatocyclohexane], 2-hydroxyethyl acrylate-blocked | 1731330 | 99692
Octanal, 6-methoxy-2,6-dimethyl- | 1731332 | 99693
Soybean oil, nitrated | 1731334 | 99694
Cyclopentene, 2-(ethoxymethyl)-1-methyl-3-(1-methylethenyl)- | 1731336 | 99695
2-Propenoic acid, 2-methyl-, butyl ester, polymer with 2-ethylhexyl 2-propenoate, 2-methylpropyl 2-methyl-2-propenoate and 1,2-propanediol mono(2-methyl-2-propenoate), tert-Bu 3,5,5-trimethylhexaneperoxoate-initiated | 1731338 | 99696
Waste plastics, poly(ethylene terephthalate), depolymd. with diethylene glycol | 1731340 | 99697
Palm kernel meal | 1731342 | 99698
Hexanedioic acid, polymer with 1,4-butanediol, 1,6-diisocyanatohexane, dimethyl carbonate, 2,2-dimethyl-1,3-propanediol, 2-ethyl-2-(hydroxymethyl)-1,3-propanediol, 1,6-hexanediol, 3-hydroxy-2-(hydroxymethyl)-2-methylpropanoic acid and 5-isocyanato-1-(isocyanatomethyl)-1,3,3-trimethylcyclohexane, compd. with N-ethyl-N-(1-methylethyl)-2-propanamine | 1731344 | 99699
Oxirane, 2-methyl-, polymer with oxirane, ether with 1,2,3-propanetriol (3:1), polymer with 2,4-diisocyanato-1-methylbenzene and .alpha.-hydro-.omega.-hydroxypoly[oxy(methyl-1,2-ethanediyl)] ether with 2-ethyl-2-(hydroxymethyl)-1,3-propanediol (3:1), caprolactam-blocked | 1731346 | 99700
Oils, Kaempferia galanga | 1731348 | 99701
Oils, Citrus japonica | 1731350 | 99702
Oils, Dalbergia cochinchinensis | 1731352 | 99703
Poly[oxy(methyl-1,2-ethanediyl)], .alpha.-hydro-.omega.-hydroxy-, polymer with 1,3-diisocyanatomethylbenzene and 5-isocyanato-1-(isocyanatomethyl)-1,3,3-trimethylcyclohexane, 2-hydroxyethyl acrylate-blocked | 1731354 | 99704
Oxirane, 2-methyl-, polymer with oxirane, ether with 2,6-bis[[bis(2-hydroxyethyl)amino]methyl]-4-branched nonylphenol | 1731356 | 99705
Siloxanes and Silicones, di-Me, Me [(2-methyl-1-oxo-2-propen-1-yl)oxy]methyl, [[methoxymethyl[[(2-methyl-1-oxo-2-propen-1-yl)oxy]methyl]silyl]oxy]-terminated | 1731358 | 99706
Poly(oxy-1,2-ethanediyl), .alpha.-hydro-.omega.-hydroxy-, .alpha.-oxobenzeneacetate | 1731360 | 99707
Soybean oil, maleated, ester with polyethylene glycol mono-C12-16-alkyl ethers | 1731362 | 99708
Alcoholic beverages, rum, ext. | 1731364 | 99709
Formamide, N-ethenyl-, homopolymer, hydrolyzed, N-(3-carboxy-1-oxopropyl) N-[2-hydroxy-3-(trimethylammonio)propyl] derivs., chlorides | 1731366 | 99710
2H-Pyran, 3,6-dihydro-4-methyl-2-[(2,2,3-trimethyl-3-cyclopenten-1-yl)methyl]- | 1731368 | 99711
2H-Pyran, 5,6-dihydro-4-methyl-2-[(2,2,3-trimethyl-3-cyclopenten-1-yl)methyl]- | 1731370 | 99712
2H-Pyran, tetrahydro-4-methylene-2-[(2,2,3-trimethyl-3-cyclopenten-1-yl)methyl]- | 1731372 | 99713
D-Glucopyranose, oligomeric, C10-16-alkyl decyl octyl glycosides, 2-hydroxy-3-(trimethylammonio)propyl ethers, chlorides | 1731374 | 99714
2-Propenoic acid, 2-methyl-, butyl ester, polymer with ethenylbenzene and 2-sulfoethyl 2-methyl-2-propenoate, ammonium salt | 1731376 | 99715
Soybean oil, epoxidized, reaction products with hydrogen sulfide | 1731378 | 99716
1,4-Cyclohexanedicarboxylic acid, polymer with 2,2-bis(hydroxymethyl)-1,3-propanediol, 2-(dimethylamino)ethyl 2-methyl-2-propenoate, ethenylbenzene, methyl 2-methyl-2-propenoate and (9Z,12Z)-9,12-octadecadienoic acid, benzoate (ester), propanoate (salt) | 1731380 | 99717
Magnesium, Bu alc. chloro titanium complexes | 1731382 | 99718
Oils, Schinus terebinthifolius | 1731384 | 99719
Aluminum, [1-methylethyl 3-(oxo-.kappa.O)butanoato-.kappa.O'][2-methyl-1,3-propanediolato(2-)-.kappa.O1,.kappa.O3]-, (T-4)- | 1731386 | 99720
Phenol, 4-isocyanato-, 1,1',1''-phosphorothioate, reaction products with 3-(trimethoxysilyl)-N-[3-(trimethoxysilyl)propyl]-1-propanamine | 1731388 | 99721
1,3-Benzenedicarboxylic acid, polymer with butyl 2-propenoate, 2,2-dimethyl-1,3-propanediol, 2-ethyl-2-(hydroxymethyl)-1,3-propanediol, 2-hydroxyethyl 2-methyl-2-propenoate, 1,3-isobenzofurandione, methyl 2-methyl-2-propenoate and 2-propenoic acid, compd. with 2-(dimethylamino)ethanol | 1731390 | 99722
Oils, Vanilla tahitensis | 1731392 | 99723
Quaternary ammonium compounds, dicoco alkyldimethyl, chlorides, reaction products with silica | 1731394 | 99724
2-Propenoic acid, 2-methyl-, cyclohexyl ester, polymers with chlorinated maleic anhydride-polypropylene reaction products, 2-hydroxyethyl acrylate, lauryl methacrylate and Me methacrylate | 1731396 | 99725
Ferrate(1-), bis[4-[2-[5-(1,1-dimethylethyl)-2-(hydroxy-.kappa.O)phenyl]diazenyl-.kappa.N1]-3-(hydroxy-.kappa.O)-N-phenyl-2-naphthalenecarboxamidato(2-)]-, hydrogen (1:1) | 1731398 | 99726
Poly(oxy-1,4-butanediyl), .alpha.-hydro-.omega.-hydroxy-, polymer with ammonia | 1731400 | 99727
4-Octanol, 3-amino- | 1731402 | 99728
Aluminosilicates, phospho-, N,N,N-triethylethanaminium | 1731404 | 99729
Thiophene, 2,5-dibromo-3-[2-(2-methoxyethoxy)ethoxy]-, homopolymer, 4-sulfo derivs. | 1731406 | 99730
4-Morpholinepropanamine, N-(1,3-dimethylbutylidene)- | 1731408 | 99731
Distillates, hydrocracked tallow, C9-20 | 1731410 | 99732
4,31:23,50-Dimethano-27H,54H-hexabenzo[h,q,t,c1,l1,o1][1,4,7,10,13,16,22,25,28,31,34,37]dodecaoxacyclodotetracontin, 6,7,9,10,17,18,20,21,33,34,36,37,44,45,47,48-hexadecahydro-13,40(or 13,41)-bis(1,1,3,3-tetramethylbutyl)- | 1731412 | 99733
Excretions, hyraceum, ext. | 1731414 | 99734
Soybean oil, ester with polyethylene glycol and polypropylene glycol ether with glycerol (3:1) | 1731416 | 99735
tert-Decanoic acid, ethenyl ester, polymer with ethene, ethenyl acetate and methyl 2-methyl-2-propenoate | 1731418 | 99736
Alkanes, C8-16-branched and linear | 1731420 | 99737
Fatty acids, tall-oil, maleated, oxidized | 1731422 | 99738
Tall oil, maleated, oxidized | 1731424 | 99739
Hexanedioic acid, mixed 4-methyl-2-propylhexyl and 5-methyl-2-propylhexyl and 2-propylheptyl esters | 1731426 | 99740
Sulfuric acid, reaction products with hydrogen peroxide and graphite | 1731428 | 99741
Aluminum barium strontium oxide, dysprosium- and europium-doped | 1731430 | 99742
Magnesium, chloroethenyl- | 1731432 | 99743
1-Propene, 1-(methylthio)- | 1731434 | 99744
Phosphonium, tetrabutyl-, hydroxide (1:1) | 1731436 | 99745
Copper, iodotris(triphenylphosphine)-, (T-4)- | 1731438 | 99746
2-Propenoic acid, 2-methyl-, (dimethylphenylsilyl)methyl ester | 1731440 | 99747
1-Docosanamine, N,N-dimethyl- | 1731442 | 99748
4-Cyclohexene-1,2-dicarboxylic acid, 1,2-bis(2-oxiranylmethyl) ester | 1731444 | 99749
Morpholine, 4-[(triethoxysilyl)methyl]- | 1731446 | 99750
1,4-Butanediol, polymer with 1,1'-methylenebis[4-isocyanatobenzene] | 1731448 | 99751
Morpholine, 4-(1,1-dimethylethyl)- | 1731450 | 99752
2-Butenedioic acid (2Z)-, polymer with 2-methylenebutanedioic acid and 2-propenoic acid | 1731452 | 99753
Thioperoxydicarbonic diamide ([(H2N)C(S)]2S2), N,N,N',N'-tetrakis(2-ethylhexyl)- | 1731454 | 99754
Propanol, 1(or 2)-(methyl-2-phenoxyethoxy)- | 1731456 | 99755
Poly(oxy-1,2-ethanediyl), .alpha.-2-propen-1-yl-.omega.-hydroxy-, phosphate | 1731458 | 99756
Benzonitrile, 4-hydroxy-3,5-dimethoxy- | 1731460 | 99757
Ethanol, 2,2'-[[3-[(2-hydroxyethyl)amino]propyl]imino]bis-, N-(hydrogenated tallow alkyl) derivs. | 1731462 | 99758
Propanoic acid, 2,2-dimethyl-, 3-methyl-3-buten-1-yl ester | 1731464 | 99759
Benzoic acid, 2-chloro-4-(methylsulfonyl)-3-[(2,2,2-trifluoroethoxy)methyl]- | 1731466 | 99760
4,7-Methano-3aH-indene-3a-carboxylic acid, octahydro-, ethyl ester | 1731468 | 99761
Octadecanoic acid, 12-hydroxy-, homopolymer, ester with 1,2,3-propanetriol homopolymer | 1731470 | 99762
1,2,4,5-Benzenetetracarboxylic acid, 1,4-bis[2-[(2-methyl-1-oxo-2-propen-1-yl)oxy]-1-[[(2-methyl-1-oxo-2-propen-1-yl)oxy]methyl]ethyl] ester | 1731472 | 99763
1,2,4,5-Benzenetetracarboxylic acid, 1,5-bis[2-[(2-methyl-1-oxo-2-propen-1-yl)oxy]-1-[[(2-methyl-1-oxo-2-propen-1-yl)oxy]methyl]ethyl] ester | 1731474 | 99764
Carbonic dichloride, polymer with 4,4'-(1-methylethylidene)bis[2,6-dibromophenol], bis[4-(1,1-dimethylethyl)phenyl] ester | 1731476 | 99765
Hexanedioic acid, polymer with 1,4-butanediol and 2,2-dimethyl-1,3-propanediol, isononyl ester | 1731478 | 99766
Hexanedioic acid, polymer with 5-amino-1,3,3-trimethylcyclohexanemethanamine, 1,4-butanediol, 2,2-dimethyl-1,3-propanediol, 1,6-hexanediol, 3-hydroxy-2-(hydroxymethyl)-2-methylpropanoic acid and 5-isocyanato-1-(isocyanatomethyl)-1,3,3-trimethylcyclohexane | 1731480 | 99767
Magnesium, bis[3-[[(carboxy-.kappa.O)methyl](4-methylphenyl)amino-.kappa.N]-2-hydroxypropyl 2-methyl-2-propenoato]-, (T-4)- | 1731482 | 99768
Ethanaminium, N,N,N-trimethyl-2-[(2-methyl-1-oxo-2-propen-1-yl)oxy]-, chloride (1:1), polymer with N,N,N-trimethyl-2-[(1-oxo-2-propen-1-yl)oxy]ethanaminium chloride (1:1) | 1731484 | 99769
Benzamide, N-[[4-[(cyclopropylamino)carbonyl]phenyl]sulfonyl]-2-methoxy- | 1731486 | 99770
Phenol, 2-methoxy-, reaction products with 5-ethylidenebicyclo[2.2.1]hept-2-ene, hydrogenated | 1731488 | 99771
Canola oil, oleic acid-high | 1731490 | 99772
Cyclosiloxanes, Me 3-(2-oxiranylmethoxy)propyl | 1731492 | 99773
Rutile, tin zinc, calcium-doped | 1731494 | 99774
Rutile, tin zinc, sodium-doped | 1731496 | 99775
Benzene, diethenyl-, polymer with ethenylbenzene and ethenylethylbenzene, aminomethylated, chloromethane-quaternized, sulfate | 1731498 | 99776
Amines, C11-14-branched and linear alkyl | 1731500 | 99777
Polyphosphoric acids, compds. with pyrolyzed melamine | 1731502 | 99778
Soybean oil, epoxidized, acrylate maleate | 1731504 | 99779
2,5-Furandione, polymer with 1-hexadecene, .alpha.-methyl-.omega.-(2-propen-1-yloxy)poly(oxy-1,2-ethanediyl) and 1-tetradecene, dodecyl hexadecyl ester | 1731506 | 99780
1,3-Benzenedicarboxylic acid, polymer with tricyclodecanedimethanol, mixed bis(acrylates and methacrylates) | 1731508 | 99781
Amines, C36-alkylenedi-, polymers with pyromellitic dianhydride, maleated | 1731510 | 99782
Cyclosiloxanes, 3-[2-hydroxy-3-[(2-methyl-1-oxo-2-propen-1-yl)oxy]propoxy]propyl Me, 3-[3-hydroxy-2-[(2-methyl-1-oxo-2-propen-1-yl)oxy]propoxy]propyl Me, Me 3-(2-oxiranylmethoxy)propyl | 1731512 | 99783
Fatty acids, C18-unsatd., dimers, hydrogenated, polymers with acrylic acid, methacrylic acid and tricyclodecanedimethanol | 1731514 | 99784
Phenol, polymer with formaldehyde, glycidyl ether, polymers with 1,3-benzenedimethanamine, bisphenol A diglycidyl ether, 2-[(C12-14-alkyloxy)methyl]oxirane, epichlorohydrin, 2,2'-[1,2-ethanediylbis(oxy)]bis[ethanamine], polypropylene glycol, polypropylene glycol diglycidyl ether, 2,2',2''-[1,2,3-propanetriyltris(oxymethylene)]tris[oxirane] and tetraethylenepentamine | 1731516 | 99785
Pyrrolo[3,4-c]pyrrole-1,4-dione, 3-[1,1'-biphenyl]-4-yl-2,5-dihydro-6-[4-(octadecylthio)phenyl]- | 1731518 | 99786
Soybean oil, epoxidized, reaction products with diethanolamine | 1731520 | 99787
Ethene, homopolymer, distn. residues, oxidized | 1731522 | 99788
Chromium, 1-[2-[5-(1,1-dimethylpropyl)-2-hydroxy-3-nitrophenyl]diazenyl]-2-naphthalenol 1-[2-[2-hydroxy-4(or 5)-nitrophenyl]diazenyl]-2-naphthalenol ammonium sodium complexes | 1731524 | 99789
Propanoic acid, 3-hydroxy-2-(hydroxymethyl)-2-methyl-, polymer with 1,3-dioxolan-2-one, 1,6-hexanediol, hydrazine, 5-isocyanato-1-(isocyanatomethyl)-1,3,3-trimethylcyclohexane and 1,5-pentanediol, ethanolamine-blocked, compds. with triisopropanolamine | 1731526 | 99790
Fatty acids, C14-18 and C16-18-unsatd., polymers with adipic acid and pentaerythritol | 1731528 | 99791
2-Propenoic acid, 2-methyl-, polymers with acrylic acid, Me acrylate and polyethylene glycol methacrylate C18-22 alkyl ethers, sodium salts | 1731530 | 99792
Fatty acids, tall-oil, fumarated | 1731532 | 99793
Fatty acids, C18-unsatd., dimers, di-Me esters, hydrogenated, bis[4-(acetyloxy)benzoates] | 1731534 | 99794
Sulfuric acid, reaction products with alumina | 1731536 | 99795
Phenol, 2,4,6-tris[(dimethylamino)methyl]-, reaction products with triethylenetetramine | 1731538 | 99796
Benzoyl chloride, 2-chloro-4-(methylsulfonyl)-3-[(2,2,2-trifluoroethoxy)methyl]- | 1731540 | 99797
1,3-Cyclohexanedione, 2-[2-chloro-4-(methylsulfonyl)-3-[(2,2,2-trifluoroethoxy)methyl]benzoyl]-, ion(1-), potassium (1:1) | 1731542 | 99798
Formaldehyde, polymers with branched 4-nonylphenol and ethylenediamine | 1731544 | 99799
Magnesium, bromo(4-fluorophenyl)- | 1731546 | 99801
Benzaldehyde, 3-chloro- | 1731548 | 99802
Carbonic acid, ethyl methyl ester | 1731550 | 99803
Ethaneperoxoic acid, 1,1-dimethylpropyl ester | 1731552 | 99804
Cyclopropanecarboxylic acid, 1-methylpropyl ester | 1731554 | 99805
Borane, tris(2,3,4,5,6-pentafluorophenyl)- | 1731556 | 99806
1-Pentene, 2,3,3,4,4,5,5-heptafluoro- | 1731558 | 99807
3,6,9,12,15-Pentaoxanonadecan-1-ol | 1731560 | 99808
Ethanediamide, N1,N2-bis(2-hydroxyethyl)- | 1731562 | 99809
Decanamide, N-hydroxy- | 1731564 | 99810
Benzene, 1-(1-methylethyl)-4-(1-phenylethyl)- | 1731566 | 99811
1,3-Dioxolane-4-butanol, 2-ethenyl- | 1731568 | 99812
Phosphoric acid, trihexyl ester | 1731570 | 99813
Acetamide, N-[2-[2-(2-bromo-6-cyano-4-nitrophenyl)diazenyl]-5-(diethylamino)phenyl]- | 1731572 | 99814
Oxirane, 2-[[3-(triethoxysilyl)propoxy]methyl]- | 1731574 | 99815
5,5'-Bi-2H-tetrazole, ammonium salt (1:2) | 1731576 | 99816
2-Propanol, 2-methyl-, titanium(4+) salt (4:1) | 1731578 | 99817
Benzene, 1-chloro-3-methoxy-2-methyl- | 1731580 | 99818
Propane, 1,1,1,3,3,3-hexachloro- | 1731582 | 99819
Acetamide, N-(4-butyl-2-nitrophenyl)- | 1731584 | 99820
Benzenamine, 4-butyl-2-nitro- | 1731586 | 99821
1,2-Ethanediamine, N1-(2-aminoethyl)-, hydrochloride (1:3) | 1731588 | 99822
2,3-Oxiranedimethanol | 1731590 | 99823
4-Morpholinepropanamine, N-1-naphthalenyl- | 1731592 | 99824
Benzeneacetic acid, .alpha.,.alpha.-dichloro-, ethyl ester | 1731594 | 99825
2-Propyn-1-ol, 1-benzenesulfonate | 1731596 | 99826
Benzoic acid, 3-amino-4-chloro-, dodecyl ester | 1731598 | 99827
Benzeneacetic acid, .alpha.-amino-4-chloro- | 1731600 | 99828
.beta.-Alanine, N,N-bis(carboxymethyl)- | 1731602 | 99829
Acetic acid, 2-methoxy-, methyl ester | 1731604 | 99830
Boron, [1,1'-oxybis[ethane]]tris(pentafluorophenyl)-, (T-4)- | 1731606 | 99831
Glycine, N,N-bis[2-[bis(carboxymethyl)amino]ethyl]-, potassium salt (1:5) | 1731608 | 99832
Octanamide, N-hydroxy- | 1731610 | 99833
Benzenepropanol, .beta.-methyl- | 1731612 | 99834
1-Decanamine, N-methyl- | 1731614 | 99835
Urea, N,N''-(methylenedi-4,1-phenylene)bis[N',N'-dimethyl- | 1731616 | 99836
Thioperoxydicarbonic diamide ([(H2N)C(S)]2S2), N,N,N',N'-tetrakis(phenylmethyl)- | 1731618 | 99837
Boron magnesium oxide (B6MgO10) | 1731620 | 99838
2-Propen-1-aminium, N,N,N-tri-2-propen-1-yl-, chloride (1:1) | 1731622 | 99839
Urea, N,N''-(methylenedi-4,1-phenylene)bis[N'-phenyl- | 1731624 | 99840
Propanoic acid, 2,3,3,3-tetrafluoro-2-(1,1,2,2,3,3,3-heptafluoropropoxy)- | 1731626 | 99841
Furan, tetrahydro-3-methyl- | 1731628 | 99842
2-Propanone, 1-(2,5-dimethoxyphenyl)- | 1731630 | 99843
Benzenepropanoic acid, 4-[(1-amino-9,10-dihydro-4-hydroxy-9,10-dioxo-2-anthracenyl)oxy]-3-methyl-, methyl ester | 1731632 | 99844
1-Docosanaminium, N,N,N-trimethyl-, chloride (1:1) | 1731634 | 99845
Trisiloxane, 1,1,1,3,5,5,5-heptamethyl-3-octyl- | 1731636 | 99846
Silane, triethoxyhexyl- | 1731638 | 99847
L-Aspartic acid, N,N'-1,2-ethanediylbis- | 1731640 | 99848
2-Propenoic acid, 2-methyl-, 3-(triethoxysilyl)propyl ester | 1731642 | 99849
1-Decene, 3,3,4,4,5,5,6,6,7,7,8,8,9,9,10,10,10-heptadecafluoro- | 1731644 | 99850
Tin, dibutylbis(2,4-pentanedionato-.kappa.O2,.kappa.O4)-, (OC-6-11)- | 1731646 | 99851
Benzoyl chloride, 3-methoxy-2-methyl- | 1731648 | 99852
Poly[oxy(methyl-1,2-ethanediyl)], .alpha.-methyl-.omega.-methoxy- | 1731650 | 99853
Phosphonic acid, P,P',P'',P'''-[oxybis[2,1-ethanediylnitrilobis(methylene)]]tetrakis- | 1731652 | 99854
Hexanedioic acid, polymer with N1,N2-bis(2-aminoethyl)-1,2-ethanediamine | 1731654 | 99855
Hexanedioic acid, potassium salt (1:?) | 1731656 | 99856
2-Oxazolidinone, 4,4-dimethyl- | 1731658 | 99857
Hexadecene | 1731660 | 99858
2-Propenoic acid, polymer with ethene, magnesium salt | 1731662 | 99859
Phenol, 2,4,6-tris(1,1-dimethylethyl)-, sodium salt (1:1) | 1731664 | 99860
6-Hepten-3-yn-2-ol, 2,6-dimethyl- | 1731666 | 99861
Decanedioic acid, 1,10-diisodecyl ester | 1731668 | 99862
1,3-Benzenediol, polymer with sulfur chloride (S2Cl2) | 1731670 | 99863
Silane, dichlorodimethyl-, homopolymer | 1731672 | 99864
2-Propenoic acid, 2-methyl-, polymer with 2-propenamide and 2-propenenitrile | 1731674 | 99865
Zirconium, (.eta.5-2,4-cyclopentadien-1-yl)tris(N-methylmethanaminato)- | 1731676 | 99866
Octaneperoxoic acid | 1731678 | 99867
Benzene, 1,1'-(1,2-ethanediyl)bis[3,4-dimethyl- | 1731680 | 99868
Benzenesulfonamide, N-(2-hydroxypropyl)- | 1731682 | 99869
Benzenediazonium, 2-(methoxycarbonyl)-, chloride (1:1) | 1731684 | 99870
2-Pyrimidinamine, 4,6-dimethoxy- | 1731686 | 99871
2-Pentanone, 4-methyl-, 2,2',2''-[O,O',O''-(methylsilylidyne)trioxime] | 1731688 | 99872
Benzenesulfonic acid, 4-[[4-[2-(4-hydroxy-2-methylphenyl)diazenyl]phenyl]amino]-3-nitro- | 1731690 | 99873
Urea, N,N''-1,6-hexanediylbis[N'-(phenylmethyl)- | 1731692 | 99874
Methanaminium, N,N,N-trimethyl-, carbonate (2:1) | 1731694 | 99875
9,10-Anthracenedione, 1,4-bis[(2-ethyl-6-methylphenyl)amino]- | 1731696 | 99876
1H-Inden-1-one, 5-chloro-2,3-dihydro- | 1731698 | 99877
Benzoic acid, 2-[4-[ethyl(4-methylphenyl)amino]-2-hydroxybenzoyl]- | 1731700 | 99878
Benzene, 1,1'-sulfonylbis[3,5-dibromo-4-(2,3-dibromopropoxy)- | 1731702 | 99879
Piperidine, 2,2,6,6-tetramethyl-4-(2-propen-1-yloxy)- | 1731704 | 99880
Decanamide, N,N'-1,2-ethanediylbis- | 1731706 | 99881
Benzenemethanaminium, ar-ethenyl-N,N,N-triethyl-, chloride (1:1) | 1731708 | 99882
Formic acid, compd. with 2,3,4,6,7,8,9,10-octahydropyrimido[1,2-a]azepine (1:1) | 1731710 | 99883
Phosphorodichloridothioic acid, O-(1,2,2,2-tetrachloroethyl) ester | 1731712 | 99884
Poly(oxy-1,2-ethanediyl), .alpha.-hydro-.omega.-[(1-oxo-2-propen-1-yl)oxy]-, ether with 2,2-bis(hydroxymethyl)-1,3-propanediol (4:1) | 1731714 | 99885
1,3-Isobenzofurandione, 5,5'-[thiobis(4,1-phenyleneoxy)]bis- | 1731716 | 99886
9-Octadecenoic acid (9Z)-, bismuth(3+) salt (3:1) | 1731718 | 99887
2,3-Pyridinedicarboxylic acid, 5-methyl- | 1731720 | 99888
Hexanedioic acid, compd. with 2-methyl-1,5-pentanediamine (1:1) | 1731722 | 99889
2-Naphthalenecarboxylic acid, 1,4-dihydroxy-, phenyl ester | 1731724 | 99890
2-Naphthalenecarboxamide, 1,4-dihydroxy-N-[2-(tetradecyloxy)phenyl]- | 1731726 | 99891
2-Propenoic acid, polymer with 2-propenamide, ammonium salt | 1731728 | 99892
3,15-Dioxa-8,9,10-trithia-4,14-disilaheptadecane, 4,4,14,14-tetraethoxy- | 1731730 | 99893
Butanedioic acid, 2-(tetrapropenyl)-, potassium salt (1:2) | 1731732 | 99894
Benzenesulfonyl chloride, 4-(dodecyloxy)- | 1731734 | 99895
Methanaminium, N,N,N-trimethyl-, carbonate (1:1) | 1731736 | 99896
Vanadium, [.mu.-[diphosphato(4-)-.kappa.O,.kappa.O'':.kappa.O',.kappa.O''']]dioxodi- | 1731738 | 99897
2-Thiophenecarboxylic acid, 3-(chlorosulfonyl)-, methyl ester | 1731740 | 99898
Trisiloxane, 1,5-diethenyl-3,3-bis[(ethenyldimethylsilyl)oxy]-1,1,5,5-tetramethyl- | 1731742 | 99899
2-Naphthalenecarboxamide, 1-hydroxy-N-methyl- | 1731744 | 99900
Benzoic acid, 4-[4-[5-[1-(4-carboxyphenyl)-1,5-dihydro-3-methyl-5-oxo-4H-pyrazol-4-ylidene]-1,3-pentadien-1-yl]-5-hydroxy-3-methyl-1H-pyrazol-1-yl]- | 1731746 | 99901
2-Propenoic acid, 1,1'-(3-methyl-1,5-pentanediyl) ester | 1731748 | 99902
2-Naphthalenediazonium, 6-sulfo-, chloride (1:1) | 1731750 | 99903
1,2,3-Propanetricarboxylic acid, 2-hydroxy-, 1,2,3-triisodecyl ester | 1731752 | 99904
1H-Imidazolium, 3-ethyl-1-methyl-, chloride (1:1) | 1731754 | 99905
2-Butenal, 2-ethyl-4-(2,2,3-trimethyl-3-cyclopenten-1-yl)- | 1731756 | 99906
1H-Indene-2-carboxylic acid, 5-chloro-2,3-dihydro-1-oxo-, methyl ester | 1731758 | 99907
Hexanoic acid, 3,5,5-trimethyl-, 1,1'-[2-ethyl-2-[[(3,5,5-trimethyl-1-oxohexyl)oxy]methyl]-1,3-propanediyl] ester | 1731760 | 99908
Hexanoic acid, 3,5,5-trimethyl-, 1,1'-[oxybis[2,2-bis[[(3,5,5-trimethyl-1-oxohexyl)oxy]methyl]-3,1-propanediyl]] ester | 1731762 | 99909
Poly[oxy(methyl-1,2-ethanediyl)], .alpha.-butyl-.omega.-hydroxy-, phosphate | 1731764 | 99910
Hexanedioic acid, polymer with azacyclotridecan-2-one and .alpha.-hydro-.omega.-hydroxypoly(oxy-1,2-ethanediyl) | 1731766 | 99911
Poly(oxy-1,2-ethanediyl), .alpha.-[2,4,6-tris(1-phenylethyl)phenyl]-.omega.-hydroxy- | 1731768 | 99912
2-Butenedioic acid (2Z)-, 1,4-bis[2,2-bis[(2-propen-1-yloxy)methyl]butyl] ester | 1731770 | 99913
1,3,4-Thiadiazole-2(3H)-thione, 5,5'-dithiobis- | 1731772 | 99914
Phenol, 2-(1-methyl-1-phenylethyl)-4-(1,1,3,3-tetramethylbutyl)- | 1731774 | 99915
Octadecanoic acid, 12-hydroxy-, 2-octyldodecyl ester | 1731776 | 99916
Quino[2,3-b]acridine-7,14-dione, 2-[(1,3-dihydro-1,3-dioxo-2H-isoindol-2-yl)methyl]-5,12-dihydro- | 1731778 | 99917
Phosphonium, triphenyl(phenylmethyl)-, salt with 4,4'-[2,2,2-trifluoro-1-(trifluoromethyl)ethylidene]bis[phenol] (1:1) | 1731780 | 99918
2-Naphthalenesulfonic acid, 3-[2-[4-[2-[4-(acetylamino)phenyl]diazenyl]-6-sulfo-1-naphthalenyl]diazenyl]-6-[2-(2,4-diamino-5-sulfophenyl)diazenyl]-4-hydroxy-, sodium salt (1:3) | 1731782 | 99919
Benzoic acid, 2-(isocyanatosulfonyl)-, ethyl ester | 1731784 | 99920
Benzaldehyde, 5-dodecyl-2-hydroxy- | 1731786 | 99921
Benzoic acid, 2-amino-3-chloro-, methyl ester | 1731788 | 99922
2H-2,4a-Methanonaphthalen-1(5H)-one, hexahydro-5,5-dimethyl- | 1731790 | 99923
Cyclopropanecarbonyl chloride, 3-(2-chloro-3,3,3-trifluoro-1-propen-1-yl)-2,2-dimethyl- | 1731792 | 99924
Hexitol, 1,3:2,4-bis-O-[(4-ethylphenyl)methylene]- | 1731794 | 99925
1,3-Benzenedicarboxylic acid, polymer with azacyclotridecan-2-one and 4,4'-methylenebis[2-methylcyclohexanamine] | 1731796 | 99926
Benzo[1,2-b:4,5-b']difuran-2,6-dione, 3-phenyl-7-(4-propoxyphenyl)- | 1731798 | 99927
1,3,6-Naphthalenetrisulfonic acid, 7-[2-[2-[(aminocarbonyl)amino]-4-[[4-chloro-6-[[4-[[2-(sulfooxy)ethyl]sulfonyl]phenyl]amino]-1,3,5-triazin-2-yl]amino]phenyl]diazenyl]-, sodium salt (1:4) | 1731800 | 99928
Acetamide, N-[3-[(phenylsulfonyl)oxy]phenyl]- | 1731802 | 99929
Naphthalenesulfonic acid, methyl-, polymer with formaldehyde, sodium salt | 1731804 | 99930
Benzene, dodecyldimethyl- | 1731806 | 99931
2-Oxetanone, 3-eicosyl-4-heneicosylidene- | 1731808 | 99932
Chromate(2-), [2-(hydroxy-.kappa.O)-3-[2-[2-(hydroxy-.kappa.O)-1-naphthalenyl]diazenyl-.kappa.N1]-5-nitrobenzenesulfonato(3-)][1-[2-[2-(hydroxy-.kappa.O)-4-nitrophenyl]diazenyl-.kappa.N1]-2-naphthalenolato(2-)]-, sodium (1:2) | 1731810 | 99933
4,11-Triphenodioxazinedisulfonic acid, 6,13-dichloro-3,10-bis[[2-[[4-chloro-6-[(2,4-disulfophenyl)amino]-1,3,5-triazin-2-yl]amino]ethyl]amino]-, sodium salt (1:6) | 1731812 | 99934
Benzenepropanoic acid, 3,5-bis(1,1-dimethylethyl)-4-hydroxy-, 1,1'-[2-[[3-[3,5-bis(1,1-dimethylethyl)-4-hydroxyphenyl]-1-oxopropoxy]methyl]-2-(hydroxymethyl)-1,3-propanediyl] ester | 1731814 | 99935
Resin acids and Rosin acids, esters with trimethylolpropane | 1731816 | 99936
Benzene, 1,1'-(1,2-ethanediyl)bis[2,3,4,5,6-pentabromo- | 1731818 | 99937
Octadecanoic acid, reaction products with diethylenetriamine and urea, acetates | 1731820 | 99938
7-Oxa-3,20-diazadispiro[5.1.11.2]heneicosane-20-propanoic acid, 2,2,4,4-tetramethyl-21-oxo-, tetradecyl ester | 1731822 | 99939
7-Oxa-3,20-diazadispiro[5.1.11.2]heneicosane-20-propanoic acid, 2,2,4,4-tetramethyl-21-oxo-, dodecyl ester | 1731824 | 99940
Fatty acids, C16-18, esters with pentaerythritol | 1731826 | 99941
4,11-Triphenodioxazinedisulfonic acid, 6,13-dichloro-3,10-bis[[3-[[4-[(2,5-disulfophenyl)amino]-6-fluoro-1,3,5-triazin-2-yl]amino]propyl]amino]-, sodium salt (1:6) | 1731828 | 99942
Ethanol, 2,2'-[[3-chloro-4-[2-[4-[[2-(sulfooxy)ethyl]sulfonyl]phenyl]diazenyl]phenyl]imino]bis-, 1,1'-bis(hydrogen sulfate), potassium sodium salt (1:?:?) | 1731830 | 99943
Phosphorodithioic acid, mixed O,O-bis(2-ethylhexyl and iso-Bu and iso-Pr) esters, zinc salts | 1731832 | 99944
Oxirane, 2,2'-[(3,3',5,5'-tetramethyl[1,1'-biphenyl]-4,4'-diyl)bis(oxymethylene)]bis- | 1731834 | 99945
2-Propenoic acid, 2-methyl-, 2-(2-oxo-1-imidazolidinyl)ethyl ester | 1731836 | 99946
Acetic acid, 2-[(dithiocarboxy)thio]-, sodium salt (1:2) | 1731838 | 99947
Ethanol, 2-[2-[(1,1-dimethylethyl)amino]ethoxy]- | 1731840 | 99948
1,5-Naphthalenedisulfonic acid, 2-[2-[8-[[4-chloro-6-[[4-[[2-(sulfooxy)ethyl]sulfonyl]phenyl]amino]-1,3,5-triazin-2-yl]amino]-1-hydroxy-3,6-disulfo-2-naphthalenyl]diazenyl]-, sodium salt (1:5) | 1731842 | 99949
Carbamic acid, N-(4,6-dimethoxy-2-pyrimidinyl)-, phenyl ester | 1731844 | 99950
1,5-Naphthalenedisulfonic acid, 2-[2-[6-[[4-(ethylphenylamino)-6-fluoro-1,3,5-triazin-2-yl]amino]-1-hydroxy-3-sulfo-2-naphthalenyl]diazenyl]-, sodium salt (1:3) | 1731846 | 99951
2-Anthracenesulfonic acid, 1-amino-9,10-dihydro-9,10-dioxo-4-[[3-[(1-oxopropyl)amino]phenyl]amino]-, sodium salt (1:1) | 1731848 | 99952
Octadecanoic acid, 12-[(1-oxooctadecyl)oxy]-, 2-octyldodecyl ester | 1731850 | 99953
Silane, dichloro-5-hexen-1-ylmethyl- | 1731852 | 99954
Carbonic acid sodium salt (1:2), reaction products with 4-methyl-1,3-benzenediamine, 4-nitrobenzenamine, p-phenylenediamine, sodium sulfide (Na2(Sx)) and sulfur | 1731854 | 99955
Phenol, 4-amino-, reaction products with 4-(2-naphthalenylamino)phenol and sodium sulfide (Na2(Sx)) | 1731856 | 99956
Piperazine, 1,4-bis(1H-1,2,4-triazol-1-ylmethyl)- | 1731858 | 99957
Ethanol, 2-[[2-(2-aminoethoxy)ethyl]amino]- | 1731860 | 99958
Soybean oil, epoxidized, acrylate | 1731862 | 99959
Fatty acids, tall-oil, reaction products with boric acid (H3BO3) and diethanolamine | 1731864 | 99960
Alkenes, C15-18, sulfurized | 1731866 | 99961
2,7-Naphthalenedisulfonic acid, 5-(benzoylamino)-4-hydroxy-3-[2-(1-sulfo-2-naphthalenyl)diazenyl]-, sodium salt (1:3) | 1731868 | 99962
Silane, trimethoxyoctyl-, hydrolysis products with silica | 1731870 | 99963
Butanedioic acid, 2-(2-octadecen-1-yl)-, 4-(1H,3H,5H-oxazolo[3,4-c]oxazol-7a(7H)-ylmethyl) ester | 1731872 | 99964
Butanedioic acid, 2-(octadecen-1-yl)-, 4,4'-(thiodi-2,1-ethanediyl) ester | 1731874 | 99965
Octadecanoic acid, 2-(2-butoxyethoxy)ethyl ester | 1731876 | 99966
1,5-Naphthalenedisulfonic acid, 2-[2-[8-amino-7-[2-[5-[[4-chloro-6-[[3-[[2-(sulfooxy)ethyl]sulfonyl]phenyl]amino]-1,3,5-triazin-2-yl]amino]-2-sulfophenyl]diazenyl]-1-hydroxy-3,6-disulfo-2-naphthalenyl]diazenyl]-, sodium salt (1:6) | 1731878 | 99967
2-Propenoic acid, 2-cyano-3-(4-methoxyphenyl)-, propyl ester | 1731880 | 99968
Benzenesulfonic acid, 4-(dodecyloxy)-, sodium salt (1:1) | 1731882 | 99969
Mercury, [.mu.-[(oxydi-2,1-ethanediyl 1,2-benzenedicarboxylato-.kappa.O2)(2-)]]diphenyldi- | 1731884 | 99970
1,3,6-Naphthalenetrisulfonic acid, 7-[2-[2-[(aminocarbonyl)amino]-4-[[4-chloro-6-[[4-(ethenylsulfonyl)phenyl]amino]-1,3,5-triazin-2-yl]amino]phenyl]diazenyl]-, sodium salt (1:?) | 1731886 | 99971
1,2,4-Benzenetricarboxylic acid, tri-C9-11-alkyl esters | 1731888 | 99972
1-Imidazolidineacetamide, N-[5-[[2-[2,4-bis(1,1-dimethylpropyl)phenoxy]-1-oxobutyl]amino]-2-chlorophenyl]-.alpha.-(2,2-dimethyl-1-oxopropyl)-4-ethoxy-2,5-dioxo-3-(phenylmethyl)- | 1731890 | 99973
2-Propenoic acid, 2-(phenylthio)ethyl ester | 1731892 | 99974
Phenol, 4-[[4-(1-methylethoxy)phenyl]sulfonyl]- | 1731894 | 99975
1,3,4-Thiadiazole-2(3H)-thione, 5-(tert-nonyldithio)- | 1731896 | 99976
Benzenesulfonamide, 4-methyl-N-[(4-methylphenyl)sulfonyl]-, potassium salt (1:1) | 1731898 | 99977
3,5-Pyridinedicarbonyl dichloride, 2-(difluoromethyl)-4-(2-methylpropyl)-6-(trifluoromethyl)- | 1731900 | 99978
2-Butenoic acid, 4,4,4-trichloro-2-methyl-, butyl ester | 1731902 | 99979
1,5-Naphthalenedisulfonic acid, 3-[2-[2-(acetylamino)-4-[[4-[[2-[2-(ethenylsulfonyl)ethoxy]ethyl]amino]-6-fluoro-1,3,5-triazin-2-yl]amino]phenyl]diazenyl]-, sodium salt (1:2) | 1731904 | 99980
1,4-Benzenedicarboxylic acid, polymer with 1,3-dihydro-1,3-dioxo-5-isobenzofurancarboxylic acid, 3-(dodecen-1-yl)dihydro-2,5-furandione, .alpha.,.alpha.'-[(1-methylethylidene)di-4,1-phenylene]bis[.omega.-hydroxypoly(oxy-1,2-ethanediyl)] and .alpha.,.alpha.'-[(1-methylethylidene)di-4,1-phenylene]bis[.omega.-hydroxypoly[oxy(methyl-1,2-ethanediyl)]] | 1731906 | 99981
Phenol, 2,4-dichloro-3-ethyl-6-nitro- | 1731908 | 99982
2-Propenoic acid, 1,1'-[2-[[(1-oxo-2-propen-1-yl)oxy]methyl]-2-[[[[[[1,3,3-trimethyl-5-[[[3-[(1-oxo-2-propen-1-yl)oxy]-2,2-bis[[(1-oxo-2-propen-1-yl)oxy]methyl]propoxy]carbonyl]amino]cyclohexyl]methyl]amino]carbonyl]oxy]methyl]-1,3-propanediyl] ester | 1731910 | 99983
Benzenesulfonic acid, 2-amino-4-[(4-amino-6-chloro-1,3,5-triazin-2-yl)amino]-, sodium salt (1:1) | 1731912 | 99984
2-Butenedioic acid (2Z)-, 1,4-bis(2-methoxy-1-methylethyl) ester | 1731914 | 99985
1,3-Butadiene, homopolymer, chlorinated | 1731916 | 99986
Phenol, 2,2'-methylenebis[6-(2H-benzotriazol-2-yl)-4-(1,1,3,3-tetramethylbutyl)- | 1731918 | 99987
Ferrate(1-), [5-[2-[2-hydroxy-4-(hydroxy-.kappa.O)-5-[2-[2-(hydroxy-.kappa.O)-3,5-dinitrophenyl]diazenyl-.kappa.N1]phenyl]diazenyl]-2-naphthalenesulfonato(3-)]-, sodium (1:1) | 1731920 | 99988
Benzoic acid, 2-hydroxy-5-nonyl-, branched | 1731922 | 99989
Cuprate(3-), [2-[2-[[2-[3-[[4-[[2-[2-(ethenylsulfonyl)ethoxy]ethyl]amino]-6-fluoro-1,3,5-triazin-2-yl]amino]-2-(hydroxy-.kappa.O)-5-sulfophenyl]diazenyl-.kappa.N2]phenylmethyl]diazenyl-.kappa.N1]-4-sulfobenzoato(5-)-.kappa.O]-, sodium (1:3) | 1731924 | 99990
Phenol, 2-(4,6-diphenyl-1,3,5-triazin-2-yl)-5-methoxy- | 1731926 | 99991
Benzenamine, 2-butoxy-N,N-dibutyl-5-(1,1,3,3-tetramethylbutyl)- | 1731928 | 99992
4,11-Triphenodioxazinedisulfonic acid, 3-amino-6,13-dichloro-10-[[3-[[4-[(2,5-disulfophenyl)amino]-6-fluoro-1,3,5-triazin-2-yl]amino]propyl]amino]-, sodium salt (1:4) | 1731930 | 99993
Isooctadecanoic acid, 1,1'-(2,2-dimethyl-1,3-propanediyl) ester | 1731932 | 99994
Acetonitrile, 2,2',2'',2'''-(1,3-propanediyldinitrilo)tetrakis- | 1731934 | 99995
1,5-Naphthalenedisulfonic acid, 2-[2-[8-[[4-chloro-6-[[2-[2-(ethenylsulfonyl)ethoxy]ethyl]amino]-1,3,5-triazin-2-yl]amino]-1-hydroxy-3,6-disulfo-2-naphthalenyl]diazenyl]-, potassium sodium salt (1:?:?) | 1731936 | 99996
Castor oil, ethoxylated, dioleate | 1731938 | 99997
Benzoic acid, 4-(methylsulfonyl)-2-nitro- | 1731940 | 99998
1H-Pyrazole-3-carboxylic acid, 4,5-dihydro-5-oxo-1-(4-sulfophenyl)-4-[2-(4-sulfophenyl)diazenyl]-, sodium salt, compd. with 2-aminoethanol (1:?:?) | 1731942 | 99999
Phenol, 2,6-bis(1-methylpropyl)-4-[2-(4-nitrophenyl)diazenyl]- | 1731944 | 100000
3-Pyridinemethanesulfonic acid, 5-[2-[5-[[4-chloro-6-[(4-sulfophenyl)amino]-1,3,5-triazin-2-yl]amino]-2-sulfophenyl]diazenyl]-1-ethyl-1,6-dihydro-2-hydroxy-4-methyl-6-oxo-, potassium sodium salt (1:?:?) | 1731946 | 100001
3-Pyridinemethanesulfonic acid, 5-[2-[5-[[4-[[2-[2-(ethenylsulfonyl)ethoxy]ethyl]amino]-6-fluoro-1,3,5-triazin-2-yl]amino]-2-sulfophenyl]diazenyl]-1-ethyl-1,2-dihydro-6-hydroxy-4-methyl-2-oxo-, sodium salt (1:2) | 1731948 | 100002
3-Pyridinecarboxamide, 2-(aminosulfonyl)-N,N-dimethyl- | 1731950 | 100003
Carbamic acid, N-[[3-[(dimethylamino)carbonyl]-2-pyridinyl]sulfonyl]-, phenyl ester | 1731952 | 100004
2,3-Pyridinedicarboxylic acid, 5-methyl-, 2,3-dimethyl ester | 1731954 | 100005
Benzoic acid, 5-[2-[4-[[[[4-[2-[1-amino-8-hydroxy-7-(2-phenyldiazenyl)-3,6-disulfo-2-naphthalenyl]diazenyl]phenyl]amino]carbonyl]amino]phenyl]diazenyl]-2-hydroxy-, sodium salt (1:3) | 1731956 | 100006
3-Pyridinecarboxylic acid, 2-[(phenylmethyl)thio]- | 1731958 | 100007
Benzoic acid, 2-[(aminosulfonyl)methyl]-, methyl ester | 1731960 | 100008
2-Propenoic acid, 2-methyl-, 2-hydroxypropyl ester, polymer with chloroethene and 2-[(2-propen-1-yloxy)methyl]oxirane | 1731962 | 100009
1,3-Dioxolan-2-one, 4-fluoro- | 1731964 | 100010
1,4-Benzenedisulfonic acid, 2-[2-[6-[[4-[[2-[2-(ethenylsulfonyl)ethoxy]ethyl]amino]-6-fluoro-1,3,5-triazin-2-yl]amino]-1-hydroxy-3-sulfo-2-naphthalenyl]diazenyl]-5-methyl-, sodium salt (1:3) | 1731966 | 100011
Formaldehyde, polymer with 3-methylphenol and 2,3,5-trimethylphenol | 1731968 | 100012
2-Propanone, O-[(2E)-3-chloro-2-propen-1-yl]oxime | 1731970 | 100013
Benzoic acid, 3,5-dichloro-4-[[(hexadecyloxy)carbonyl]oxy]-, ethyl ester | 1731972 | 100014
Titanium, [P,P'-dioctyl diphosphato(2-)-.kappa.O',.kappa.O''']bis(octyloxy)-, (T-4)- | 1731974 | 100015
1,5-Naphthalenedisulfonic acid, 2-[2-[8-[[4-[[3-[[[2-(ethenylsulfonyl)ethyl]amino]carbonyl]phenyl]amino]-6-fluoro-1,3,5-triazin-2-yl]amino]-1-hydroxy-3,6-disulfo-2-naphthalenyl]diazenyl]-, sodium salt (1:4) | 1731976 | 100016
Hexadecanamide, N-(3,5-dichloro-4-ethyl-2-hydroxyphenyl)- | 1731978 | 100017
Benzenamine, 5-chloro-4-nitro-2-(phenylmethoxy)- | 1731980 | 100018
2,7-Naphthalenedisulfonic acid, 5-[[4-chloro-6-[[4-[[4-chloro-6-[[8-hydroxy-3,6-disulfo-7-[2-(2-sulfophenyl)diazenyl]-1-naphthalenyl]amino]-1,3,5-triazin-2-yl]amino]phenyl]methylamino]-1,3,5-triazin-2-yl]amino]-4-hydroxy-3-[2-(2-sulfophenyl)diazenyl]-, potassium sodium salt (1:?:?) | 1731982 | 100019
2,5-Furandione, dihydro-, monopolyisobutylene derivs., reaction products with diethanolamine | 1731984 | 100020
Isononanoic acid, mixed esters with heptanoic acid and pentaerythritol | 1731986 | 100021
1H-Benzotriazole, 6-butyl-, sodium salt (1:1) | 1731988 | 100022
Cuprate(3-), [3-[2-[5-(hydroxy-.kappa.O)-4-[2-[1-(hydroxy-.kappa.O)-6-(phenylamino)-3-sulfo-2-naphthalenyl]diazenyl-.kappa.N1]-2-methylphenyl]diazenyl]-1,5-naphthalenedisulfonato(5-)]-, potassium (1:3) | 1731990 | 100023
Rosin, polymer with formaldehyde, glycerol and 4-(1,1,3,3-tetramethylbutyl)phenol | 1731992 | 100024
13-Docosen-1-aminium, N,N-bis(2-hydroxyethyl)-N-methyl-, chloride (1:1), (13Z)- | 1731994 | 100025
2-Propenenitrile, polymer with 1,3-butadiene, 4,4'-(1,2-diazenediyl)bis[4-cyanopentanoic acid]- and 2,2'-(1,2-diazenediyl)bis[2-methylpropanenitrile]-initiated | 1731996 | 100026
2-Propenenitrile, polymer with 1,3-butadiene, 4,4'-(1,2-diazenediyl)bis[4-cyanopentanoic acid]- and 2,2'-(1,2-diazenediyl)bis[2-methylpropanenitrile]-initiated, reaction products with 1-piperazineethanamine | 1731998 | 100027
Soybean oil, polymer with diethylene glycol and phthalic anhydride | 1732000 | 100028
13-Docosen-1-amine, N,N-dimethyl-, (13Z)- | 1732002 | 100029
Zirconium, [O,O-bis[2,2-bis[(2-propen-1-yloxy)methyl]butyl] pentathiodiphosphato(2-)-.kappa.S,.kappa.S']bis[2-[(2-propen-1-yloxy-.kappa.O)methyl]-2-[(2-propen-1-yloxy)methyl]-1-butanolato-.kappa.O]- | 1732004 | 100030
2-Naphthalenesulfonic acid, 4-hydroxy-3-[2-[2-methoxy-5-methyl-4-[2-(4-sulfophenyl)diazenyl]phenyl]diazenyl]-7-(phenylamino)-, compd. with [nitrilotris(2,1-ethanediyloxy)]tris[propanol] (1:2) | 1732006 | 100031
2-Naphthalenesulfonic acid, 6-amino-5-[2-[2-[(hexahydro-1H-azepin-1-yl)sulfonyl]phenyl]diazenyl]-4-hydroxy-, sodium salt (1:1) | 1732008 | 100032
Fatty acids, tall-oil, C8-26-alkyl esters, mixed with lard oil and lard oil Me esters, sulfurized | 1732010 | 100033
Fatty acids, tall-oil, C8-26-alkyl esters, mixed with lard-oil, sulfurized | 1732012 | 100034
Lard, oil, mixed with lard oil Me esters and soybean oil, sulfurized | 1732014 | 100035
Benzoic acid, 2-(chlorosulfonyl)-3-methyl-, methyl ester | 1732016 | 100036
Boric acid (H3BO3), reaction products with 2-(butylamino)ethanol and diethanolamine | 1732018 | 100037
2-Oxepanone, homopolymer, 2-[(2-methyl-1-oxo-2-propen-1-yl)oxy]ethyl ester | 1732020 | 100038
.beta.-Cyclodextrin, 2-hydroxypropyl ethers | 1732022 | 100039
Benzenesulfonic acid, 4-chloro-2-[2-[4,5-dihydro-3-methyl-5-oxo-1-(3-sulfophenyl)-1H-pyrazol-4-yl]diazenyl]-5-methyl-, calcium salt (1:1) | 1732024 | 100040
Phenol, polymer with formaldehyde, Bu ether | 1732026 | 100041
1,3,6-Naphthalenetrisulfonic acid, 7-[2-[2-[(aminocarbonyl)amino]-4-[[4-chloro-6-[[2-(2-hydroxyethoxy)ethyl]amino]-1,3,5-triazin-2-yl]amino]phenyl]diazenyl]-, sodium salt (1:3) | 1732028 | 100042
Benzenesulfonic acid, 3,3'-[[6-(4-morpholinyl)-1,3,5-triazine-2,4-diyl]bis[imino[2-(acetylamino)-4,1-phenylene]-2,1-diazenediyl]]bis-, sodium salt (1:2) | 1732030 | 100043
Xanthylium, 3,6-bis(diethylamino)-9-(2,4-disulfophenyl)-, inner salt, lithium salt (1:1) | 1732032 | 100044
Alkenes, C20-24 .alpha.-, polymers with maleic anhydride, C16-18-alkyl esters | 1732034 | 100045
Formaldehyde, polymer with 1,3-benzenediol and ethenylbenzene | 1732036 | 100046
Zinc, bis(N,N-dipropyl-.beta.-alaninato-.kappa.N,.kappa.O)-, (T-4)- | 1732038 | 100047
Fatty acids, C14-18 and C16-22-unsatd., 2-octyldodecyl esters, reaction products with di-Bu phosphonate | 1732040 | 100048
D-Glucitol, 1,3:2,4-bis-O-[(3,4-dimethylphenyl)methylene]- | 1732042 | 100049
4,11-Triphenodioxazinedisulfonic acid, 3-amino-6,13-dichloro-10-[[3-[[4-chloro-6-[(2-sulfophenyl)amino]-1,3,5-triazin-2-yl]amino]propyl]amino]-, sodium salt (1:3) | 1732044 | 100050
Urea, N-[1-methyl-1-[3-(1-methylethenyl)phenyl]ethyl]-N'-[2-(2-oxo-1-imidazolidinyl)ethyl]- | 1732046 | 100051
1H-Pyrazole-3-carboxylic acid, 1-(4-carboxyphenyl)-4,5-dihydro-5-oxo-, 3-ethyl ester | 1732048 | 100052
Phosphoric acid, P,P'-1,3-phenylene P,P,P',P'-tetrakis(2,6-dimethylphenyl) ester | 1732050 | 100053
1,3-Naphthalenedisulfonic acid, 7-[[[3-[2-[4-[2-(2-hydroxy-1-naphthalenyl)diazenyl]phenyl]diazenyl]phenyl]sulfonyl]amino]-, potassium sodium salt (1:?:?) | 1732052 | 100054
Benzoic acid, 3-amino-4-chloro-, hexadecyl ester | 1732054 | 100055
2-Anthracenesulfonic acid, 4,4'-[1,2-ethanediylbis[imino(6-fluoro-1,3,5-triazine-4,2-diyl)imino(2,4,6-trimethyl-5-sulfo-3,1-phenylene)imino]]bis[1-amino-9,10-dihydro-9,10-dioxo-, sodium salt (1:?) | 1732056 | 100056
1,3,6-Naphthalenetrisulfonic acid, 7,7'-[1,3-propanediylbis[imino(6-fluoro-1,3,5-triazine-4,2-diyl)imino[2-[(aminocarbonyl)amino]-4,1-phenylene]-2,1-diazenediyl]]bis-, sodium salt (1:?) | 1732058 | 100057
Isooctanoic acid, mixed tetraesters with pentaerythritol, 3,5,5-trimethylhexanoic acid and valeric acid | 1732060 | 100058
1,3-Benzenedicarboxylic acid, compd. with 2-methyl-1,5-pentanediamine (1:1) | 1732062 | 100059
1,3,5-Triazine-2,4-diamine, N2,N2-dimethyl-6-(2,2,2-trifluoroethoxy)- | 1732064 | 100060
Benzamide, 4-[2-(2-hydroxy-5-nonylphenyl)diazenyl]-N-[4-[2-(2-hydroxy-5-nonylphenyl)diazenyl]phenyl]- | 1732066 | 100061
Octadecanamide, 12-hydroxy-N-[2-[(1-oxodecyl)amino]ethyl]- | 1732068 | 100062
Butanedioic acid, 2-sulfo-, mono(C16-18 and C18-unsatd. alkyl) esters, ammonium sodium salts | 1732070 | 100063
Fatty acids, C16-18 and C18-unsatd., (methylimino)di-2,1-ethanediyl esters | 1732072 | 100064
Glycine, N-[3-(acetylamino)-4-[2-(2-cyano-4-nitrophenyl)diazenyl]phenyl]-N-(2-methoxy-2-oxoethyl)-, methyl ester | 1732074 | 100065
Benzenesulfonic acid, 2,2'-[(1-methyl-1,2-ethanediyl)bis[imino(6-fluoro-1,3,5-triazine-4,2-diyl)imino[2-[(aminocarbonyl)amino]-4,1-phenylene]-2,1-diazenediyl]]bis[5-[2-(4-sulfophenyl)diazenyl]-, sodium salt (1:?) | 1732076 | 100066
1,5-Naphthalenedisulfonic acid, 3,3'-[1,3-propanediylbis[imino(6-fluoro-1,3,5-triazine-4,2-diyl)imino[2-(acetylamino)-4,1-phenylene]-2,1-diazenediyl]]bis-, sodium salt (1:?) | 1732078 | 100067
2-Naphthalenesulfonic acid, 7,7'-[(2-methyl-1,5-pentanediyl)bis[imino(6-fluoro-1,3,5-triazine-4,2-diyl)imino]]bis[4-hydroxy-3-[2-[2-sulfo-4-[2-(4-sulfophenyl)diazenyl]phenyl]diazenyl]-, lithium potassium sodium salt (1:?:?:?) | 1732080 | 100068
1-Propanaminium, N-(carboxymethyl)-N,N-dimethyl-3-[[(13Z)-1-oxo-13-docosen-1-yl]amino]-, inner salt | 1732082 | 100069
Fatty acids, coco, polymers with adipic acid, dihydro-3-(octadecen-1-yl)-2,5-furandione and pentaerythritol | 1732084 | 100070
3-Pyridinemethanaminium, 5,6-bis(methoxycarbonyl)-N,N,N-trimethyl-, bromide (1:1) | 1732086 | 100071
4,11-Triphenodioxazinedisulfonic acid, 6-chloro-3,10-bis[[2-[[4-chloro-6-[(2,4-disulfophenyl)amino]-1,3,5-triazin-2-yl]amino]ethyl]amino]-13-ethyl-, sodium salt (1:?) | 1732088 | 100072
Butanoic acid, 4-[[4-[7-chloro-6-(1,1-dimethylethyl)-3H-pyrazolo[1,5-b][1,2,4]triazol-2-yl]phenyl]amino]-4-oxo-, tetradecyl ester | 1732090 | 100073
Butanoic acid, 4-(dodecylsulfonyl)- | 1732092 | 100074
Phenol, 2-[4-(4-methoxyphenyl)-6-phenyl-1,3,5-triazin-2-yl]- | 1732094 | 100075
Benzenesulfonic acid, 4-chloro-2-[2-[4,5-dihydro-3-methyl-5-oxo-1-(3-sulfophenyl)-1H-pyrazol-4-yl]diazenyl]-5-methyl-, ammonium salt (1:2) | 1732096 | 100076
2,7-Naphthalenedisulfonic acid, 5-[[4-chloro-6-[[3-[2-[8-[[4-fluoro-6-(methylphenylamino)-1,3,5-triazin-2-yl]amino]-1-hydroxy-3,6-disulfo-2-naphthalenyl]diazenyl]-4-sulfophenyl]amino]-1,3,5-triazin-2-yl]amino]-4-hydroxy-3-[2-(1-sulfo-2-naphthalenyl)diazenyl]-, sodium salt (1:?) | 1732098 | 100077
1,4-Benzenedisulfonic acid, 2,2'-[(1-methyl-1,2-ethanediyl)bis[imino(6-fluoro-1,3,5-triazine-4,2-diyl)imino(1-hydroxy-3-sulfo-6,2-naphthalenediyl)-2,1-diazenediyl]]bis[5-methoxy-, sodium salt (1:?) | 1732100 | 100078
Cuprate(6-), [.mu.-[[2,2'-[(1-methyl-1,2-ethanediyl)bis[imino(6-fluoro-1,3,5-triazine-4,2-diyl)imino[2-(hydroxy-.kappa.O)-5-sulfo-3,1-phenylene](2,1-diazenediyl-.kappa.N2)(phenylmethylene)-2,1-diazenediyl-.kappa.N1]]bis[4-sulfobenzoato-.kappa.O]](10-)]]di-, sodium | 1732102 | 100079
Benzenesulfonic acid, 2-[2-[5-(aminocarbonyl)-1-ethyl-1,6-dihydro-2-hydroxy-4-methyl-6-oxo-3-pyridinyl]diazenyl]-4-[[4-chloro-6-[[4-[[2-(sulfooxy)ethyl]sulfonyl]phenyl]amino]-1,3,5-triazin-2-yl]amino]-, sodium salt (1:2) | 1732104 | 100080
2,7-Naphthalenedisulfonic acid, 4-amino-6-[2-[5-[(4-amino-6-chloro-1,3,5-triazin-2-yl)amino]-2-sulfo-4-[2-[4-[[2-(sulfooxy)ethyl]sulfonyl]phenyl]diazenyl]phenyl]diazenyl]-5-hydroxy-3-[2-[4-[[2-(sulfooxy)ethyl]sulfonyl]phenyl]diazenyl]-, sodium salt (1:?) | 1732106 | 100081
2,7-Naphthalenedisulfonic acid, 5-[[4-[[5-amino-4-sulfo-2-[2-[4-[[2-(sulfooxy)ethyl]sulfonyl]phenyl]diazenyl]phenyl]amino]-6-chloro-1,3,5-triazin-2-yl]amino]-4-hydroxy-3-[2-(1-sulfo-2-naphthalenyl)diazenyl]-, sodium salt (1:?) | 1732108 | 100082
Kaolin, reaction products with 3-(triethoxysilyl)propyl thiocyanate | 1732110 | 100083
Benzenemethanaminium, N,N,N-tributyl-4-methyl-, 1,5-naphthalenedisulfonate (2:1) | 1732112 | 100084
1,2,3-Propanetricarboxamide, N1,N2,N3-tris(2-methylcyclohexyl)- | 1732114 | 100085
Benzenesulfonic acid, 2-[2-[5-(aminocarbonyl)-1-ethyl-1,6-dihydro-2-hydroxy-4-methyl-6-oxo-3-pyridinyl]diazenyl]-4-[(4-amino-6-chloro-1,3,5-triazin-2-yl)amino]-5-[2-[4-[[2-(sulfooxy)ethyl]sulfonyl]phenyl]diazenyl]-, sodium salt (1:?) | 1732116 | 100086
2,7-Naphthalenedisulfonic acid, 4-amino-6-[2-[5-[[4-[2-[8-amino-1-hydroxy-3,6-disulfo-7-[2-[4-[[2-(sulfooxy)ethyl]sulfonyl]phenyl]diazenyl]-2-naphthalenyl]diazenyl]benzoyl]amino]-2-sulfophenyl]diazenyl]-5-hydroxy-3-[2-[4-[[2-(sulfooxy)ethyl]sulfonyl]phenyl]diazenyl]-, sodium salt (1:?) | 1732118 | 100087
4,11-Triphenodioxazinedisulfonic acid, 6,13-dichloro-3,10-bis[[2-[[4-fluoro-6-[(2-sulfophenyl)amino]-1,3,5-triazin-2-yl]amino]propyl]amino]-, lithium sodium salt (1:?:?) | 1732120 | 100088
Benzene, (1-methylethenyl)-, homopolymer, ar-(2-hydroxy-2-methyl-1-oxopropyl) derivs. | 1732122 | 100089
Terpenes and Terpenoids, limonene fraction, distn. residues, distillates | 1732124 | 100090
2,7-Naphthalenedisulfonic acid, 5-[[4-chloro-6-[[2-[[4-fluoro-6-[[5-hydroxy-6-[2-(4-methoxy-2-sulfophenyl)diazenyl]-7-sulfo-2-naphthalenyl]amino]-1,3,5-triazin-2-yl]amino]-1-methylethyl]amino]-1,3,5-triazin-2-yl]amino]-3-[2-[4-(ethenylsulfonyl)phenyl]diazenyl]-4-hydroxy-, sodium salt (1:?) | 1732126 | 100091
Isononanoic acid, mixed esters with pentaerythritol and valeric acid | 1732128 | 100092
1,3-Benzenediol, 4-(5-chloro-2H-benzotriazol-2-yl)-, 1-benzoate | 1732130 | 100093
Ethanol, 2-amino-, reaction products with ammonia, by-products from, acetates (salts) | 1732132 | 100094
1,3,6-Naphthalenetrisulfonic acid, 7-[2-[2-[(aminocarbonyl)amino]-4-[[4-[[5-amino-4-sulfo-2-[2-[4-[[2-(sulfooxy)ethyl]sulfonyl]phenyl]diazenyl]phenyl]amino]-6-chloro-1,3,5-triazin-2-yl]amino]phenyl]diazenyl]-, sodium salt (1:?) | 1732134 | 100095
2,7-Naphthalenedisulfonic acid, 5-[[4-chloro-6-[[2-[[4-chloro-6-[[7-[2-[4-(ethenylsulfonyl)phenyl]diazenyl]-8-hydroxy-3,6-disulfo-1-naphthalenyl]amino]-1,3,5-triazin-2-yl]amino]ethyl](2-hydroxyethyl)amino]-1,3,5-triazin-2-yl]amino]-3-[2-[4-(ethenylsulfonyl)phenyl]diazenyl]-4-hydroxy-, sodium salt (1:?) | 1732136 | 100096
1-Naphthalenesulfonic acid, 6-diazo-5,6-dihydro-5-oxo-, ester with 2,6-bis[(4-hydroxy-2,5-dimethylphenyl)methyl]-4-methylphenol | 1732138 | 100097
Schiff bases, from ammonia-diethylene glycol reaction product fractionation forecuts and formaldehyde | 1732140 | 100098
1,3-Cyclohexanedimethanamine, N1,N3-bis(2-methylpropylidene)- | 1732142 | 100099
Phenol, 4,4'-[(1,1,3,3-tetramethyl-1,3-disiloxanediyl)di-2,1-ethanediyl]bis-, 1,1'-diacetate | 1732144 | 100100
Pyridine, 3-(ethylsulfonyl)-2-[(phenylmethyl)thio]- | 1732146 | 100101
Ethanol, 2-phenoxy-, 1-(4-aminobenzoate), ar-polyisobutylene derivs. | 1732148 | 100102
1,5-Naphthalenedisulfonic acid, 2-[2-(6-amino-1-hydroxy-3-sulfo-2-naphthalenyl)diazenyl]-, reaction products with 2-[2-(6-amino-1-hydroxy-3-sulfo-2-naphthalenyl)diazenyl]-1,4-benzenedisulfonic acid, 1,2-propanediamine and 2,4,6-trifluoro-1,3,5-triazine, sodium salts | 1732150 | 100103
Cobalt lithium manganese nickel oxide | 1732152 | 100104
Benzoic acid, 2,3,4,5-tetrabromo-, 2-ethylhexyl ester | 1732154 | 100105
Tetradecanoic acid, 2-[4-[(butylsulfonyl)amino]phenoxy]-, methyl ester | 1732156 | 100106
2,7-Naphthalenedisulfonic acid, 3,3'-[1,2-ethenediylbis[(3-sulfo-4,1-phenylene)-2,1-diazenediyl]]bis[5-amino-4-hydroxy-, lithium sodium salt, compd. with 2,2',2''-nitrilotris[ethanol] (1:?:?:?) | 1732158 | 100107
2-Anthracenesulfonic acid, 1-amino-9,10-dihydro-4-[[3-[[(2-hydroxyethyl)amino]sulfonyl]-4,5-dimethylphenyl]amino]-9,10-dioxo-, compd. with 1,1',1''-nitrilotris[2-propanol] (1:1) | 1732160 | 100108
2-Anthracenesulfonic acid, 1-amino-9,10-dihydro-9,10-dioxo-4-[[3-[(1-oxopropyl)amino]phenyl]amino]-, compd. with 1,1',1''-nitrilotris[2-propanol] (1:1) | 1732162 | 100109
Amines, polyethylenepoly-, reaction products with molybdenum oxide (MoO2) and succinic anhydride polyisobutenyl derivs., sulfurized | 1732164 | 100110
Benzenesulfonic acid, 2,4-diamino-3-[2-[4-[[2-(sulfooxy)ethyl]sulfonyl]phenyl]diazenyl]-5-[2-[2-sulfo-4-[[2-(sulfooxy)ethyl]sulfonyl]phenyl]diazenyl]-, potassium sodium salt (1:?:?) | 1732166 | 100111
Benzene, 1-(1-methylethyl)-3-(1-phenylethyl)- | 1732168 | 100112
Benzene, 1-(1-methylethyl)-2-(1-phenylethyl)- | 1732170 | 100113
Formaldehyde, reaction products with 5,12-dihydroquino[2,3-b]acridine-7,14-dione and 3,5-dimethyl-1H-pyrazole, sulfonated | 1732172 | 100114
4,11-Triphenodioxazinedisulfonic acid, 3,10-bis[(2-aminopropyl)amino]-6,13-dichloro-, reaction products with 2-amino-1,4-benzenedisulfonic acid, 2-[(4-aminophenyl)sulfonyl]ethyl hydrogen sulfate and 2,4,6-trifluoro-1,3,5-triazine, sodium salts | 1732174 | 100115
Siloxanes and Silicones, di-Me, [[dimethoxy[3-[(2-methyl-1-oxo-2-propen-1-yl)oxy]propyl]silyl]oxy]-terminated | 1732176 | 100116
Benzoic acid, 4-(acetylamino)-3-nitro-, phenyl ester | 1732178 | 100117
Poly[oxy(methyl-1,2-ethanediyl)], .alpha.,.alpha.'-(oxydi-2,1-ethanediyl)bis[.omega.-(2-aminomethylethoxy)- | 1732180 | 100118
1,3-Benzenedicarboxylic acid, polymer with 1,4-benzenedicarboxylic acid, 1,3-diisocyanatomethylbenzene, 2-ethyl-2-(hydroxymethyl)-1,3-propanediol and .alpha.,.alpha.'-[(1-methylethylidene)di-4,1-phenylene]bis[.omega.-hydroxypoly[oxy(methyl-1,2-ethanediyl)]], benzoate octadecanoate | 1732182 | 100119
Carbonic acid, diethyl ester, polymer with 2,2'-[1,2-ethanediylbis(oxy)]bis[ethanol] and 1,6-hexanediol | 1732184 | 100120
Chromic acid (H2CrO4), bis(triphenylsilyl) ester, reaction products with ethoxydiethylaluminum | 1732186 | 100121
2-Oxetanone, 3-(C14-16 and C16-unsatd. alkyl) 4-(C15-17 and C17-unsatd. alkylidene) derivs. | 1732188 | 100122
Fatty acids, tall-oil, 2-mercaptoethyl esters, reaction products with dichlorodimethylstannane, sodium sulfide (Na2S) and trichloromethylstannane | 1732190 | 100123
Amines, bis(hydrogenated rape-oil alkyl)methyl | 1732192 | 100124
Amines, bis(hydrogenated rape-oil alkyl)methyl, N-oxides | 1732194 | 100125
Fatty acids, C18-unsatd., dimers, reaction products with 1-piperazineethanamine and tall-oil fatty acids | 1732196 | 100126
Fatty acids, C18-unsatd., dimers, reaction products with 1-piperazineethanamine | 1732198 | 100127
Benzoic acid, 3-amino-4-(1-methylethoxy)-, hexadecyl ester | 1732200 | 100128
2-Anthracenesulfonic acid, 4-[[3-(acetylamino)phenyl]amino]-1-amino-9,10-dihydro-9,10-dioxo-, compd. with .alpha.,.alpha.',.alpha.''-(nitrilotri-2,1-ethanediyl)tris[.omega.-hydroxypoly[oxy(methyl-1,2-ethanediyl)]] (1:1) | 1732202 | 100129
Glycine, N,N-bis[2-hydroxy-3-(2-propen-1-yloxy)propyl]-, sodium salt (1:1), reaction products with ammonium hydroxide and 1,1,1,2,2-pentafluoro-2-iodoethane-tetrafluoroethylene telomer | 1732204 | 100130
Butanedioic acid, 2-sulfo-, 1(or 4)-C18-32-alkyl esters, disodium salts | 1732206 | 100131
Octanethioic acid, S-[3-(triethoxysilyl)propyl] ester | 1732208 | 100132
Quaternary ammonium compounds, bis(hydroxyethyl)methylrape-oil alkyl, chlorides | 1732210 | 100133
1-Propanamine, N-ethyl-2-methyl-3-(trimethoxysilyl)- | 1732212 | 100134
L-Aspartic acid, N,N'-1,2-ethanediylbis-, compd. with 2-aminoethanol (1:?) | 1732214 | 100135
Cuprate(6-), [2-[2-[[2-[3-[[4-fluoro-6-[[2-[[4-fluoro-6-[[4-[2-(4,6,8-trisulfo-2-naphthalenyl)diazenyl]phenyl]amino]-1,3,5-triazin-2-yl]amino]-1-methylethyl]amino]-1,3,5-triazin-2-yl]amino]-2-(hydroxy-.kappa.O)-5-sulfophenyl]diazenyl-.kappa.N2]phenylmethyl]diazenyl-.kappa.N1]-4-sulfobenzoato(8-)-.kappa.O]-, potassium sodium | 1732216 | 100136
Benzoic acid, 3,5-diamino-2-[2-(1,5-disulfo-2-naphthalenyl)diazenyl]-4,6-bis[2-[4-(ethenylsulfonyl)phenyl]diazenyl]-, sodium salt (1:?) | 1732218 | 100137
2,7-Naphthalenedisulfonic acid, 5-[[4-chloro-6-[[2-[2-(ethenylsulfonyl)ethoxy]ethyl]amino]-1,3,5-triazin-2-yl]amino]-4-hydroxy-3-[2-(1-sulfo-2-naphthalenyl)diazenyl]-, sodium salt (1:3) | 1732220 | 100138
Acid chlorides, tall-oil, dehydrochlorinated, dimers | 1732222 | 100139
Formaldehyde, polymer with 2-(chloromethyl)oxirane and 2-methylphenol, 2-propenoate | 1732224 | 100140
Aluminum, [1,3-butanediolato(2-)-.kappa.O1,.kappa.O3][ethyl 3-(oxo-.kappa.O)butanoato-.kappa.O']-, (T-4)- | 1732226 | 100141
Benzenesulfonic acid, dodecyl-, branched, compds. with N1,N1-dimethyl-1,3-propanediamine (2:1) | 1732228 | 100142
Benzenesulfonic acid, dodecyl-, branched, compds. with ethylenediamine | 1732230 | 100143
Benzenesulfonic acid, dodecyl-, branched, compds. with butylamine | 1732232 | 100144
Copper, [29H,31H-phthalocyaninato(2-)-.kappa.N29,.kappa.N30,.kappa.N31,.kappa.N32]-, aminosulfonyl [(2-hydroxyethyl)amino]sulfonyl sulfo derivs., sodium salts | 1732234 | 100145
D-Glucopyranose, oligomeric, C10-16-alkyl glycosides, carboxymethyl ethers, sodium salts | 1732236 | 100146
Isooctadecanoic acid, reaction products with succinic anhydride monopolybutenyl derivs. and tetraethylenepentamine | 1732238 | 100147
Poly[oxy(methyl-1,2-ethanediyl)], .alpha.-hydro-.omega.-hydroxy-, polymer with 1,6-diisocyanatohexane, Me Et ketone oxime-blocked | 1732240 | 100148
1-Propanamine, 3-(triethoxysilyl)-, reaction products with trimethoxymethylsilane and 2-[[3-(trimethoxysilyl)propoxy]methyl]oxirane | 1732242 | 100149
Fatty acids, C18-unsatd., dimers, polymers with diethanolamine and diethylenetriamine | 1732244 | 100150
Calcium chloride fluoride phosphate, antimony- and manganese-doped | 1732246 | 100151
1-Propanamine, 3-(triethoxysilyl)-, reaction products with alumina | 1732248 | 100152
Poly(oxy-1,2-ethanediyl), .alpha.-phosphono-.omega.-(hexyloxy)-, potassium salt (1:?) | 1732250 | 100153
Carbonic acid, diethyl ester, polymer with 2,2-bis(hydroxymethyl)-1,3-propanediol, 1,4-cyclohexanedimethanol, dimethyl carbonate, 1,6-hexanediol and 2-(hydroxymethyl)-2-methyl-1,3-propanediol | 1732252 | 100154
2-Propenoic acid, 2-methyl-, 1,1'-[(3-heptyl-4-pentyl-1,2-cyclohexanediyl)bis(9,1-nonanediyliminocarbonyloxy-2,1-ethanediyl)] ester | 1732254 | 100155
Silicic acid, 3,7-dimethyl-6-octen-1-yl ethyl ester | 1732256 | 100156
Silicic acid, (2E)-3,7-dimethyl-2,6-octadien-1-yl ethyl ester | 1732258 | 100157
Silicic acid, ethyl 2-phenylethyl ester | 1732260 | 100158
Silicic acid, ethyl 3-phenyl-2-propen-1-yl ester | 1732262 | 100159
Silicic acid, ethyl (3Z)-3-hexen-1-yl ester | 1732264 | 100160
7-Nonenal, 6,8-dimethyl- | 1732266 | 100161
2-Propenoic acid, 3-(5,5,6-trimethylbicyclo[2.2.1]hept-2-yl)cyclohexyl ester | 1732268 | 100162
Fatty acids, C16-18 and C18-unsatd., Me esters, epoxidized, polymers with ethylene glycol | 1732270 | 100163
Carbamic acid, N,N'-[(3-heptyl-4-pentyl-1,2-cyclohexanediyl)di-9,1-nonanediyl]bis-, C,C'-bis(2-oxiranylmethyl) ester | 1732272 | 100164
2-Propenoic acid, 2-methyl-, 2-hydroxyethyl ester, ester with N,N'-[(3-heptyl-4-pentyl-1,2-cyclohexanediyl)di-9,1-nonanediyl]bis[carbamic acid] mono(2-oxiranylmethyl) ester | 1732274 | 100165
Soybean oil, reaction products with diethanolamine and ethaneperoxoic acid | 1732276 | 100166
Nickel, tris(neodecanoato-.kappa.O)[.mu.3-[orthoborato(3-)-.kappa.O:.kappa.O':.kappa.O'']]tri- | 1732278 | 100167
Silicic acid, ethyl 2,6-nonadien-1-yl ester | 1732280 | 100168
Boric acid (HBO2), cerium gadolinium magnesium terbium salt (1:?:?:?:?) | 1732282 | 100169
Aluminoxanes, Me, Me group-terminated | 1732284 | 100170
2H-1,5-Benzodioxepin-3(4H)-one, 7-(1-methylethyl)- | 1732286 | 100171
Benzenamine, 2-[(hexahydro-1H-azepin-1-yl)sulfonyl]- | 1732288 | 100172
2,5-Furandione, telomer with ethenylbenzene and (1-methylethyl)benzene, 2-phenylhydrazides | 1732290 | 100173
Formaldehyde, polymer with 4,4'-methylenebis[benzenamine] and phenol, cyclized | 1732292 | 100174
Urea, N-[4-[[4-[[(cyclohexylamino)carbonyl]amino]phenyl]methyl]phenyl]-N'-phenyl- | 1732294 | 100175
Hexanedioic acid, polymers with amine-contg. hydrolyzed N-ethenylformamide-vinyl acetate polymer, epichlorohydrin and triethylenetetramine, sulfates (salts) | 1732296 | 100176
1,3-Butanediol, manuf. of, by-products from, distn. residues | 1732298 | 100177
Pentanoic acid, 3-hydroxy-, (3R)-, polymer with (3R)-3-hydroxybutanoic acid, from Cupriavidus necator fermentation of D-glucose and propionic acid | 1732300 | 100178
2-Propenenitrile, polymer with 1,3-butadiene, 3-carboxy-1-cyano-1-methylpropyl-terminated, polymers with bisphenol A, bisphenol A diglycidyl ether and epichlorohydrin | 1732302 | 100179
Phosphoric acid, mixed decyl and Et and hexyl and octyl esters | 1732304 | 100180
Heptanoic acid, mixed tetraesters with pentaerythritol and 3,5,5-trimethylhexanoic acid | 1732306 | 100181
Formaldehyde, reaction products with acetophenone, cyclohexylamine and methanol | 1732308 | 100182
2-Propenoic acid, 2-methyl-, polymers with Et acrylate and polyethylene glycol methacrylate C16-18-alkyl ethers, compds. with ethanolamine | 1732310 | 100183
2-Propenoic acid, 2-methyl-, polymer with butyl 2-propenoate, ethenylbenzene and methyl 2-methyl-2-propenoate, reaction products with ethylenimine, hydrobromides hydrochlorides | 1732312 | 100184
1,3,5-Triazine, 2,4,6-trichloro-, polymer with piperazine, reaction products with morpholine | 1732314 | 100185
Ethanol, 2,2'-iminobis-, N-rape-oil alkyl derivs. | 1732316 | 100186
1,3-Propanediol, 2,2-bis[[(.gamma.-.omega.-perfluoro-C6-12-alkyl)thio]methyl] derivs., polymers with 2,2-bis[[(.gamma.-.omega.-perfluoro-C10-20-alkyl)thio]methyl]-1,3-propanediol, 1,6-diisocyanato-2,2,4(or 2,4,4)-trimethylhexane, 2-heptyl-3,4-bis(9-isocyanatononyl)-1-pentylcyclohexane and 2,2'-(methylimino)bis[ethanol] | 1732318 | 100187
1,2,3-Propanetriol, polymer with 2-(chloromethyl)oxirane, hydrolyzed | 1732320 | 100188
Decanoic acid, mixed tetraesters with heptanoic acid, isononanoic acid, octanoic acid and pentaerythritol | 1732322 | 100189
Aluminum, chlorodiethyl-, reaction products with Et alc., magnesium chloride and titanium tetrachloride | 1732324 | 100190
Soybean oil, epoxidized, ester with polyethylene glycol bis(hydrogen 5-carboxy-4-hexyl-2-cyclohexene-1-octanoate) | 1732326 | 100191
Fatty acids, C18-unsatd., dimers, compds. with oleylamine | 1732328 | 100192
Sulfite liquors and Cooking liquors, spent, fermented, polymers with acrylic acid, iron salts | 1732330 | 100193
Dodecanamide, N-[2-[[2-[[2-[(2-aminoethyl)amino]ethyl]amino]ethyl]amino]ethyl]-, polymer with N1-(2-aminoethyl)-N2-[2-[(2-aminoethyl)amino]ethyl]-1,2-ethanediamine and 2,5-furandione, sodium salt | 1732332 | 100194
Benzenesulfonic acid, 2-[2-[5-(aminocarbonyl)-1-ethyl-1,6-dihydro-2-hydroxy-4-methyl-6-oxo-3-pyridinyl]diazenyl]-4-[[4-chloro-6-[[4-[[2-(sulfooxy)ethyl]sulfonyl]phenyl]amino]-1,3,5-triazin-2-yl]amino]-, sodium salt (1:?) | 1732334 | 100195
1,4-Benzenedisulfonic acid, 2-[2-[6-[[4-chloro-6-[[4-[[2-(sulfooxy)ethyl]sulfonyl]phenyl]amino]-1,3,5-triazin-2-yl]amino]-1-hydroxy-3-sulfo-2-naphthalenyl]diazenyl]-, lithium sodium salt (1:?:?) | 1732336 | 100196
2-Naphthalenecarboxylic acid, 6-hydroxy-5-[2-[2-methoxy-5-[[2-(sulfooxy)ethyl]sulfonyl]phenyl]diazenyl]-, sodium salt (1:?) | 1732338 | 100197
2-Naphthalenesulfonic acid, 6-hydroxy-5-[2-[2-methoxy-5-[[2-(sulfooxy)ethyl]sulfonyl]phenyl]diazenyl]-, sodium salt (1:?) | 1732340 | 100198
2,7-Naphthalenedisulfonic acid, 5-[[4-chloro-6-[[4-[[2-(sulfooxy)ethyl]sulfonyl]phenyl]amino]-1,3,5-triazin-2-yl]amino]-3-[2-(2,5-disulfophenyl)diazenyl]-4-hydroxy-, lithium sodium salt (1:?:?) | 1732342 | 100199
2-Naphthalenesulfonic acid, 4-hydroxy-3-[2-[2-methoxy-5-methyl-4-[2-(4-sulfophenyl)diazenyl]phenyl]diazenyl]-7-(phenylamino)-, lithium salt (1:2) | 1732344 | 100200
2-Imidazolidinone, 4,5-dihydroxy-1,3-bis(hydroxymethyl)-, reaction products with ethylene glycol | 1732346 | 100201
1-Propanol, zirconium(4+) salt (4:1), reaction products with triethanolamine | 1732348 | 100202
Poly(oxy-1,2-ethanediyl), .alpha.,.alpha.'-phosphinicobis[.omega.-hydroxy-, di-C26-30-alkyl ethers, sodium salts | 1732350 | 100203
Naphthalenesulfonic acid, Me tert-nonyl derivs., sodium salts | 1732352 | 100204
Benzenamine, 4-methyl-, reaction products with oleylamine and TDI | 1732354 | 100205
Hexanedioic acid, polymer with 2,4-diisocyanato-1-methylbenzene and 2,2'-oxybis[ethanol], 2-hydroxyethyl methacrylate-blocked | 1732356 | 100206
Aluminum, dichloroethyl-, reaction products with Bu alc. titanium(4+) salt and Et alc. magnesium salt | 1732358 | 100207
Formaldehyde, reaction products with 1,4-benzenediol, m-phenylenediamine and sodium sulfide (Na2(Sx)) | 1732360 | 100208
Quaternary ammonium compounds, N,N,N,N',N'-pentakis(hydroxyethyl)-N'-tallow alkyltrimethylenedi, ethoxylated, diacetates (salts) | 1732362 | 100209
Acid chlorides, C6-8-neo- | 1732364 | 100210
Hydrocarbons, C12-30, olefin-rich, ethylene polymn. by-product, maleated, reaction products with ammonia-ethanolamine reaction by-products | 1732366 | 100211
Amines, (2-ethylhexyl)(hydrogenated tallow alkyl)methyl | 1732368 | 100212
Amines, (2-ethylhexyl)(hydrogenated tallow alkyl) | 1732370 | 100213
Castor oil, Me ester, reaction products with 1,4-cyclohexanedimethanol | 1732372 | 100214
Amines, tallow alkyl, reaction products with cyclohexylamine and 1,1'-methylenebis[isocyanatobenzene] | 1732374 | 100215
Rosin, fumarated, polymer with formaldehyde, magnesium salts | 1732376 | 100216
Thiols, C4-20, .gamma.-.omega.-perfluoro, telomers with acrylamide and acrylic acid, sodium salts | 1732378 | 100217
Thiosulfuric acid (H2S2O3), reaction products with 4-(9H-carbazol-3-ylimino)-2,5-cyclohexadien-1-one | 1732380 | 100218
3-Cyclohexene-1-carboxylic acid, butyl ester, sulfurized, reaction products with tri-Ph phosphite | 1732382 | 100219
Benzene, ethenyl-, homopolymer, stearyl derivs. | 1732384 | 100220
Nitric acid, reaction products with cyclododecanol and cyclododecanone, by-products from, high-boiling fraction, compds. with triethanolamine | 1732386 | 100221
Hexanedioic acid, polymer with 1,3-diisocyanatomethylbenzene, 2,2-dimethyl-1,3-propanediol and 1,6-hexanediol, 2-hydroxyethyl methacrylate-blocked | 1732388 | 100222
Fatty acids, C6-12, compds. with 2-[(1-methylethyl)amino]ethanol | 1732390 | 100223
Fatty acids, tall-oil, low-boiling, reaction products with 1-piperazineethanamine, hydrochlorides | 1732392 | 100224
Gelatins, oxidized | 1732394 | 100225
Fatty acids, C8-10, compds. with 2-[(1-methylethyl)amino]ethanol | 1732396 | 100226
Amines, C14-18 and C16-18-unsatd. alkyl, hydrochlorides | 1732398 | 100227
Amides, tallow, N-[2-[(2-aminoethyl)amino]ethyl], hydrochlorides | 1732400 | 100228
Rosin, maleated, polymer with adipic acid and pentaerythritol | 1732402 | 100229
Alkenes, C20-24-branched | 1732404 | 100230
Fatty acids, C6-12, compds. with 2,2'-[(1-methylethyl)imino]bis[ethanol] | 1732406 | 100231
Glycerides, castor-oil mono-, di- and tri-, hydrogenated | 1732408 | 100232
Butanoic acid, 4-amino-4-oxotripropylene-, N-coco alkyl derivs., sodium salts | 1732410 | 100233
1,2-Ethanediamine, N1-[3-(trimethoxysilyl)propyl]-, hydrolysis products with silica | 1732412 | 100234
Butanoic acid, 4-amino-4-oxotripropylene-, N-coco alkyl derivs., compds. with ethanolamine | 1732414 | 100235
Decanoic acid, 10-amino-10-oxo-, N-C14-18-alkyl derivs., calcium salts (2:1) | 1732416 | 100236
2-Propanol, 1,1'-iminobis-, N-tallow alkyl derivs., hydrochlorides | 1732418 | 100237
Benzenesulfonic acid, mono-C20-24-sec-alkyl derivs. | 1732420 | 100238
1-Propanaminium, 3-amino-N-(carboxymethyl)-N,N-dimethyl-, N-[2-[(.gamma.-.omega.-perfluoro-C4-20-alkyl)thio]acetyl] derivs., inner salts | 1732422 | 100239
2-Propenoic acid, 2-methyl-, cyclohexyl ester, polymer with ethenylbenzene, 4-hydroxybutyl 2-propenoate and 2-oxiranylmethyl 2-methyl-2-propenoate, tert-Bu 2-ethylhexaneperoxoate-initiated | 1732424 | 100240
Benzene, mono-C20-24-sec-alkyl derivs. | 1732426 | 100241
Manganese, isooctanoate pentyl phosphate complexes | 1732428 | 100242
Phenol, 2-[[[3-(dimethylamino)propyl]amino]methyl]-6-methyl-, 4-polybutene derivs. | 1732430 | 100243
Phenol, 4-nonyl-2-(1E)-1-propen-1-yl-, branched | 1732432 | 100244
Phenol, C20-30-alkyl derivs., reaction products with carbon dioxide, phenol (tetrapropenyl) derivs. and sulfur, calcium salts | 1732434 | 100245
Acetamide, N-phenyl-, reaction products with Me Et ketone oxime, oleyl alc. and 1,3,5-tris(6-isocyanatohexyl)-1,3,5-triazine-2,4,6(1H,3H,5H)-trione | 1732436 | 100246
Copper, [29H,31H-phthalocyaninato(2-)-.kappa.N29, .kappa.N30, .kappa.N31, .kappa.N32]-, sulfonated, reaction products with triethanolamine | 1732438 | 100247
2-Propenoic acid, 2-methyl-, cyclohexyl ester, polymer with ethenylbenzene and 2-oxiranylmethyl 2-methyl-2-propenoate, tert-Bu 2-ethylhexaneperoxoate-initiated | 1732440 | 100248
Benzenesulfonic acid, mono-C14-24-branched alkyl and di-C10-14-branched alkyl derivs., calcium salts | 1732442 | 100249
Castor oil, polymer with allyl alc., fumaric acid, rosin, styrene and tri-Bu phosphite, ammonium salt, compd. with ethanolamine | 1732444 | 100250
Benzenesulfonic acid, mono-C14-24-branched alkyl and di-C10-14-branched alkyl derivs. | 1732446 | 100251
Benzenesulfonic acid, mono-C20-24-sec-alkyl derivs., calcium salts, overbased | 1732448 | 100252
1,3,5-Triazine-2,4,6-triamine, 2-(2-hydroxyethoxy)ethyl derivs. | 1732450 | 100253
2,7-Naphthalenedisulfonic acid, 5-[(4,6-dichloro-1,3,5-triazin-2-yl)amino]-4-hydroxy-3-[2-[4-[[2-(sulfooxy)ethyl]sulfonyl]phenyl]diazenyl]-, sodium salt (1:3), reaction products with 4-amino-5-hydroxy-2,7-naphthalenedisulfonic acid and 2-ethylbenzenamine, coupled with diazotized 2-[(2-aminoethyl)sulfonyl]ethyl hydrogen sulfate-2,4-diaminobenzenesulfonic acid-2,4,6-trichloro-1,3,5-triazine reaction products | 1732452 | 100254
2-Naphthalenediazonium, 7-[2-[4-[2-[4-(acetylamino)phenyl]diazenyl]-6-sulfo-1-naphthalenyl]diazenyl]-8-hydroxy-6-sulfo-, inner salt | 1732454 | 100255
1,3,6-Naphthalenetrisulfonic acid, 7-[2-[2-[(aminocarbonyl)amino]-4-[[4-(cyanoamino)-6-[[4-[[2-(sulfooxy)ethyl]sulfonyl]phenyl]amino]-1,3,5-triazin-2-yl]amino]phenyl]diazenyl]-, sodium salt (1:?) | 1732456 | 100256
Benzenesulfonic acid, 2,2'-(1,2-ethenediyl)bis[5-[2-[4,5-dihydro-3-methyl-5-oxo-1-(4-sulfophenyl)-1H-pyrazol-4-yl]diazenyl]-, lithium salt, compd. with 2,2',2''-nitrilotris[ethanol] (1:?:?) | 1732458 | 100257
Benzenesulfonic acid, 4-[2-[5-methoxy-4-[2-(4-methoxyphenyl)diazenyl]-2-methylphenyl]diazenyl]-, compd. with 2,2',2''-nitrilotris[ethanol] (1:1) | 1732460 | 100258
2-Naphthalenesulfonic acid, 3-[2-[4-[2-[4-(acetylamino)phenyl]diazenyl]-6-sulfo-1-naphthalenyl]diazenyl]-6-[2-(2,4-diamino-5-sulfophenyl)diazenyl]-4-hydroxy-, compd. with .alpha.,.alpha.',.alpha.''-(nitrilotri-2,1-ethanediyl)tris[.omega.-hydroxypoly(oxy-1,2-ethanediyl)] (1:3) | 1732462 | 100259
1,5-Naphthalenedisulfonic acid, 2-[2-[8-[[4-chloro-6-[[4-[[2-(sulfooxy)ethyl]sulfonyl]phenyl]amino]-1,3,5-triazin-2-yl]amino]-1-hydroxy-3,6-disulfo-2-naphthalenyl]diazenyl]-, sodium salt (1:?) | 1732464 | 100260
Benzenamine, 2-[(hexahydro-1H-azepin-1-yl)sulfonyl]-, sulfate (1:1) | 1732466 | 100261
2-Naphthalenesulfonic acid, 6-amino-4-hydroxy-5-[2-[2-(trifluoromethyl)phenyl]diazenyl]-, compd. with .alpha.,.alpha.',.alpha.''-(nitrilotri-2,1-ethanediyl)tris[.omega.-hydroxypoly(oxy-1,2-ethanediyl)] (1:1) | 1732468 | 100262
Poly(oxy-1,2-ethanediyl), .alpha.-(2-chloroethyl)-.omega.-(pentadecyloxy)- | 1732470 | 100263
2,7-Naphthalenedisulfonic acid, 5-[[4-chloro-6-[[4-[[2-(sulfooxy)ethyl]sulfonyl]phenyl]amino]-1,3,5-triazin-2-yl]amino]-4-hydroxy-3-[2-(1-sulfo-2-naphthalenyl)diazenyl]-, sodium salt (1:?) | 1732472 | 100264
2,7-Naphthalenedisulfonic acid, 5-[[4-(cyanoamino)-6-[[4-[[2-(sulfooxy)ethyl]sulfonyl]phenyl]amino]-1,3,5-triazin-2-yl]amino]-4-hydroxy-3-[2-(4-methoxy-2-sulfophenyl)diazenyl]-, sodium salt (1:?) | 1732474 | 100265
Aluminum, bis(benzoato-.kappa.O)(2-ethylhexanoato-.kappa.O)tri-.mu.-oxotri-, cyclo | 1732476 | 100266
Cuprate(3-), [3-[2-[5-(hydroxy-.kappa.O)-4-[2-[1-(hydroxy-.kappa.O)-6-(phenylamino)-3-sulfo-2-naphthalenyl]diazenyl-.kappa.N1]-2-methylphenyl]diazenyl]-1,5-naphthalenedisulfonato(5-)]-, hydrogen, compd. with 2,2'-iminobis[ethanol] (1:3:3) | 1732478 | 100267
Cuprate(3-), [3-[2-[5-(hydroxy-.kappa.O)-4-[2-[1-(hydroxy-.kappa.O)-6-(phenylamino)-3-sulfo-2-naphthalenyl]diazenyl-.kappa.N1]-2-methylphenyl]diazenyl]-1,5-naphthalenedisulfonato(5-)]-, ammonium (1:3) | 1732480 | 100268
Aluminum magnesium carbonate oxide (Al2Mg3(CO3)O5) | 1732482 | 100269
Soybean oil, epoxidized, reaction products with polyethylene glycol ester with 5(or 6)-carboxy-4-hexyl-2-cyclohexene-1-octanoic acid (1:2) and polyethylene glycol mono-Ph ether phosphate, compds. with diethanolamine | 1732484 | 100270
Phenol, 4-dodecyl-2-(1Z)-1-propen-1-yl-, branched | 1732486 | 100271
Phenol, 4-nonyl-2-(1Z)-1-propen-1-yl-, branched | 1732488 | 100272
Ethanaminium, 2-hydroxy-N-(2-hydroxyethyl)-N,N-dimethyl-, esters with C16-18 and C18-unsatd. fatty acids, chlorides | 1732490 | 100273
Cuprate(4-), [2-[2-[[2-[3-[[4-chloro-6-[ethyl[4-[[2-(sulfooxy)ethyl]sulfonyl]phenyl]amino]-1,3,5-triazin-2-yl]amino]-2-(hydroxy-.kappa.O)-5-sulfophenyl]diazenyl-.kappa.N1]phenylmethyl]diazenyl-.kappa.N1]-4-sulfobenzoato(6-)-.kappa.O]-, sodium hydrogen (1:3:1) | 1732492 | 100274
1,2-Cyclohexanedicarboxylic acid, 4-methyl-, mono[3-[3-[[[2-carboxy-4(or 5)-methylcyclohexyl]carbonyl]oxy]-2,2-dimethyl-1-oxopropoxy]-2,2-dimethylpropyl] ester | 1732494 | 100275
Aluminum, (2,3-dihydro-2,2-dimethyl-7-benzofuranolato-.kappa.O1,.kappa.O7)bis(2-propanolato)-, (T-4)- | 1732496 | 100276
1,2-Cyclohexanedicarboxylic acid, 4-methyl-, ester with 2-ethyl-2-(hydroxymethyl)-1,3-propanediol (3:1) | 1732498 | 100277
Chromate(1-), bis[3-(5,5-dimethyl-3-octadecyl-2-thiazolidinyl)-4-hydroxy-N-[2-[[[3-(hydroxy-.kappa.O)-4-[[[2-(hydroxy-.kappa.O)phenyl]methylene]amino-.kappa.N]phenyl]sulfonyl]amino]ethyl]benzenesulfonamidato(2-)]-, hydrogen (1:1) | 1732500 | 100278
Zinc, bis[.mu.-[5-nitro-1,3-benzenedicarboxylato(2-)-.kappa.O1:.kappa.O'1]]-.mu.3-oxotri- | 1732502 | 100279
Aluminum, [2,2-dimethyl-1,3-propanediolato(2-)-.kappa.O1,.kappa.O3][ethyl 3-(oxo-.kappa.O)butanoato-.kappa.O']-, (T-4)-, homopolymer | 1732504 | 100280
Cyclosiloxanes, 3-[2-hydroxy-3-[(1-oxo-2-propen-1-yl)oxy]propoxy]propyl Me, 3-[3-hydroxy-2-[(1-oxo-2-propen-1-yl)oxy)propoxy]propyl Me, Me 3-(2-oxiranylmethoxy)propyl | 1732506 | 100281
Siloxanes and Silicones, di-Me, 3-(2-hydroxyphenyl)propyl group-terminated, polymers with bisphenol A diglycidyl ether | 1732508 | 100282
Aspartic acid, N,N'-[1,6-hexanediylbis[oxy(3-oxo-3,1-propanediyl)imino-4,1-cyclohexanediylmethylene-4,1-cyclohexanediyl]]bis-, 1,1',4,4'-tetraethyl ester | 1732510 | 100283
Siloxanes and Silicones, di-Me, Bu group- and 3-[2-(3-carboxymethylene-1-oxopropoxy)ethoxy]propyl group-terminated | 1732512 | 100284
Butanedioic acid, 2-methylene-, monoisooctadecyl ester, palladium(2+) salt (2:1) | 1732514 | 100285
Amines, bis(C11-14-branched and linear alkyl), tungstates | 1732516 | 100286
Butanedioic acid, 2-methylene-, mono(isooctadecyl) ester | 1732518 | 100287
Siloxanes and Silicones, di-Me, monohydrogen-terminated | 1732520 | 100288
1,3-Benzenedicarboxylic acid, polymers with adipic acid, 1,4-butanediol, 1,6-diisocyanato-2,4,4-trimethylhexane, 1,6-hexanediol, 3-hydroxy-2-(hydroxymethyl)-2-methylpropanoic acid, hydroxy-terminated polybutadiene, 5-isocyanato-1-(isocyanatomethyl)-1,3,3-trimethylcyclohexane and neopentyl glycol, compds. with triethylamine | 1732522 | 100289
Acetic acid, 2-cyano-, reaction products with 4,7,7-trimethylbicyclo[4.1.0]heptane-3-carboxaldehyde, decarboxylated, dehydrated | 1732524 | 100290
Rosin, polymer with acetic acid and formaldehyde, calcium salts | 1732526 | 100291
Carbonic acid, polymer with 1,6-hexanediol and 5-isocyanato-1-(isocyanatomethyl)-1,3,3-trimethylcyclohexane, 2-hydroxyethyl acrylate-blocked | 1732528 | 100292
2-Propenenitrile, polymer with 1,3-butadiene, 4,4'-(1,2-diazenediyl)bis[4-cyanopentanoic acid]- and 2,2'-(1,2-diazenediyl)bis[2-methylbutanenitrile]-initiated | 1732530 | 100293
Fatty acids, C9-11-neo-,, 2-hydroxyethyl esters | 1732532 | 100294
1,3-Benzenedicarboxylic acid, polymer with 1,4-butanediol, 1,6-diisocyanato-2,4,4-trimethylhexane, 2,2-dimethyl-1,3-propanediol, hexanedioic acid, 1,6-hexanediol, 3-hydroxy-2-(hydroxymethyl)-2-methylpropanoic acid and 5-isocyanato-1-(isocyanatomethyl)-1,3,3-trimethylcyclohexane, compd. with N,N-diethylethanamine | 1732534 | 100295
2-Propenoic acid, 2-methyl-, methyl ester, polymer with 2-ethylhexyl 2-propenoate, N-[(2-methylpropoxy)methyl]-2-propenamide and 2-propenoic acid | 1732536 | 100296
Copper, bis(N,N-dibutylcarbamodithioato-.kappa.S,.kappa.S')-, (SP-4-1)- | 1732538 | 100297
Benzene, 1,2(or 1,4)-dimethyl- | 1732541 | 100299
Carbon dioxide equivalent | 1732543 | 100301
Benzene, 4-bromo-1,2-dimethyl- | 1732544 | 100303
3H-Pyrazol-3-one, 2,4-dihydro-2,5-dimethyl- | 1732546 | 100304
Phenol, 4-(1,1-dimethylethyl)-2-nitro- | 1732548 | 100305
1-Propanaminium, N,N-dimethyl-N-[3-[(2-methyl-1-oxo-2-propen-1-yl)amino]propyl]-3-sulfo-, inner salt | 1732550 | 100306
3-Nonen-1-ol, 1-acetate, (3Z)- | 1732552 | 100307
Carbonotrithioic acid, bis(phenylmethyl) ester | 1732554 | 100308
Ethanol, 2-[(1-methylpropyl)amino]- | 1732556 | 100309
Propanoic acid, 2,3,3,3-tetrafluoro-2-(1,1,2,2,3,3,3-heptafluoropropoxy)-, ammonium salt (1:1) | 1732558 | 100310
1,2,3-Propanetriol, homopolymer, hexadecanoate octadecanoate | 1732560 | 100311
Hexanedioic acid, polymer with 1,2-propanediol, dodecanoate | 1732562 | 100312
1,3-Cyclopentadiene, 5-butyl- | 1732564 | 100313
Fatty acids, rape-oil, Me esters | 1732566 | 100314
Fatty acids, linseed-oil, Me esters | 1732568 | 100315
Fatty acids, palm-oil, Me esters | 1732570 | 100316
Fatty acids, peanut-oil, Me esters | 1732572 | 100317
1,2-Propanediol, 3-(3,4-dihydro-1(2H)-quinolinyl)- | 1732574 | 100318
1,2-Ethanediamine, polymer with 2,4-diisocyanato-1-methylbenzene and 2-methyloxirane | 1732576 | 100319
Oils, Spartium junceum | 1732578 | 100320
5,2,6-(Iminomethenimino)-1H-imidazo[4,5-b]pyrazine, octahydro-1,3,4,7,8,10-hexanitro- | 1732580 | 100321
Benzoic acid, 2-(methylthio)-4-(trifluoromethyl)- | 1732582 | 100322
1H-Imidazolium, 3-ethyl-1-methyl-, acetate (1:1) | 1732584 | 100323
Thiophene, 2,5-dibromo-3-hexyl-, homopolymer | 1732586 | 100324
Ethanone, 1,1',1'',1'''-(hexahydro-5,2,6-(iminomethenimino)-1H-imidazo[4,5-b]pyrazine-1,3,8,10(2H)-tetrayl)tetrakis- | 1732588 | 100325
2,6-Naphthalenedicarboxylic acid, polymer with 1,3-benzenedicarboxylic acid, 1,4-benzenedicarboxylic acid, 1,4-benzenediol, 4-hydroxybenzoic acid and N-(4-hydroxyphenyl)acetamide | 1732590 | 100326
2-Butenedioic acid (2Z)-, mixed diesters with C16-18 alcs. and polypropylene glycol | 1732592 | 100327
1H-Imidazolium, 3-ethyl-1-methyl-, ethyl sulfate (1:1) | 1732594 | 100328
Isocyanic acid, polymethylenepolyphenylene ester, 2-hydroxypropyl methacrylate-blocked | 1732596 | 100329
D-Glucopyranose, oligomeric, C10-16-alkyl glycosides, 3-(dimethyloctadecylammonio)-2-hydroxypropyl ethers, chlorides | 1732598 | 100330
1,2-Ethanediol, reaction products with epichlorohydrin | 1732600 | 100331
2-Propenoic acid, 2-ethylhexyl ester, polymer with 1-(1,1-dimethylethyl)-4-ethenylbenzene and 1-ethenyl-4-methylbenzene | 1732602 | 100332
Methanaminium, N,N,N-trimethyl-, hypochlorite (1:1) | 1732604 | 100333
1,3-Benzodioxole, 5-[[[(1R,2S,5R)-5-methyl-2-(1-methylethyl)cyclohexyl]oxy]methyl]- | 1732606 | 100334
Silicic acid, 1-ethenylhexyl ethyl ester | 1732608 | 100335
1-Tetradecene, polymer with 1-decene and 1-hexene, hydrogenated | 1732610 | 100336
Hexanedioic acid, polymer with 1,6-diisocyanatohexane, 2-ethyl-2-(hydroxymethyl)-1,3-propanediol, 1,6-hexanediol and 1,1'-methylenebis[4-isocyanatocyclohexane] | 1732612 | 100337
Oils, tea, Camellia sinensis | 1732614 | 100338
Amines, di-C11-14-isoalkyl, C13-rich | 1732616 | 100339
1,3-Benzenediol, polymer with 1,1'-methylenebis[isocyanatobenzene] | 1732618 | 100340
Oils, jasmine, Jasminum sambac | 1732620 | 100341
Oils, Iris germanica, resinoid | 1732622 | 100342
Benzene, diethenyl-, polymer with ethenylbenzene and ethenylethylbenzene, aminomethylated, N-(2-pyridinylmethyl) derivs., sulfates | 1732624 | 100343
Formaldehyde, polymer with 1,3-benzenediol and 1,1'-methylenebis[isocyanatobenzene] | 1732626 | 100344
Oils, Callitropsis nootkatensis | 1732628 | 100345
Carbonic acid, dimethyl ester, polymer with 5-amino-1,3,3-trimethylcyclohexanemethanamine, 1,6-diisocyanatohexane, 1,6-hexanediol, hydrazine, .alpha.-hydro-.omega.-hydroxypoly(oxy-1,4-butanediyl) and 5-isocyanato-1-(isocyanatomethyl)-1,3,3-trimethylcyclohexane, polyethylene-polypropylene glycol mono-Bu ether-blocked | 1732630 | 100346
Alcohols, C12-18, reaction products with di-Me 2-(dimethoxyphosphinyl)butanedioate and polyethylene glycol | 1732632 | 100347
Poly[oxy(methyl-1,2-ethanediyl)], .alpha.-hydro-.omega.-[3-[[[[(5-amino-1,3,3-trimethylcyclohexyl)methyl]amino]carbonyl]oxy]-2-hydroxypropoxy]-, ether with 2-ethyl-2-(hydroxymethyl)-1,3-propanediol (3:1) | 1732634 | 100348
Furan, 2-(1,1-dimethylethyl)-2,5-dihydro-5-methyl-2-propyl-, (2S,5S)- | 1732636 | 100349
Furan, 2-(1,1-dimethylethyl)-2,5-dihydro-5-methyl-2-propyl-, (2S,5R)- | 1732638 | 100350
Starch, 2-carboxyethyl 2-methyl-3-oxo-3-[[3-(trimethylammonio)propyl]amino]propyl ether, chloride | 1732640 | 100351
Oils, Evodia rutaecarpa | 1732642 | 100352
Oils, Periploca sepium | 1732644 | 100353
Alkenes, C26-30 .alpha.-, polymd. | 1732646 | 100354
Oils, cypress, Cupressus funebris | 1732648 | 100355
Silicic acid, 9-decen-1-yl ethyl ester | 1732650 | 100356
Propanoic acid, 3-hydroxy-2-(hydroxymethyl)-2-methyl-, polymer with dimethyl carbonate, 2,2-dimethyl-1,3-propanediol, 1,6-hexanediol, 5-isocyanato-1-(isocyanatomethyl)-1,3,3-trimethylcyclohexane, 1,1'-methylenebis[4-isocyanatocyclohexane] and 2-oxepanone, compd. with N-ethyl-N-(1-methylethyl)-2-propanamine | 1732652 | 100357
1,3-Benzenedicarboxylic acid, polymer with 1,4-benzenedicarboxylic acid, 1,3-dihydro-1,3-dioxo-5-isobenzofurancarboxylic acid, 2,2-dimethyl-1,3-propanediol, 1,2-ethanediol and hexanedioic acid, benzoate | 1732654 | 100358
Fatty acids, C18-unsatd., dimers, di-Me esters, hydrogenated, polymers with diethylene glycol, 1,6-diisocyanato-2,2,4-trimethylhexane, 1,6-diisocyanato-2,4,4-trimethylhexane, 2-heptyl-3,4-bis(9-isocyanatononyl)-1-pentylcyclohexane, 1,1'-methylenebis[4-isocyanatobenzene], 2-oxepanone and tricyclodecanedimethanol, 2-hydroxyethyl acrylate-blocked | 1732656 | 100359
Carbonic acid, dimethyl ester, polymer with 1,4-cyclohexanedimethanol, 1,6-hexanediol and 2-(hydroxymethyl)-2-methyl-1,3-propanediol | 1732658 | 100360
2-Propanethiol, 2-methyl-, manuf. of, by-products from, distn. residues | 1732660 | 100361
Thiols, C11-13-tertiary, C12-rich, manuf. of, propylene tetramer-based, by-products from, distn. lights | 1732662 | 100362
Propanethiol, manuf. of, by-products from, distn. residues | 1732664 | 100363
2-Butanethiol, manuf. of, by-products from, distn. residues | 1732666 | 100364
1-Dodecanethiol, manuf. of, by-products from, distn. lights | 1732668 | 100365
1-Dodecanethiol, manuf. of, by-products from, distn. residues | 1732670 | 100366
1-Butanethiol, manuf. of, by-products from, distn. residues | 1732672 | 100367
1,3-Benzenedicarboxylic acid, polymer with 1,4-dimethyl 1,4-benzenedicarboxylate, 2-ethyl-2-(hydroxymethyl)-1,3-propanediol and 2-methyl-1,3-propanediol, 2-methyl-2-propenoate | 1732674 | 100368
Phosphoric acid, mixed esters with polyethylene glycol and 3,3,4,4,5,5,6,6,7,7,8,8,8-tridecafluoro-1-octanol, ammonium salts | 1732676 | 100369
Dodecane, 1-(methylthio)-, manuf. of, by-products from, distn. lights | 1732678 | 100370
1,3-Isobenzofurandione, polymer with 1,6-hexanediol, .alpha.-hydro-.omega.-hydroxypoly(oxy-1,4-butanediyl) and 1,1'-methylenebis[4-isocyanatocyclohexane], 2-hydroxyethyl acrylate-blocked | 1732680 | 100371
Phenol, 3-methyl- mixt. with 4 methylphenol | 1732683 | 100373
Androst-4-ene-3,17-dione | 1732685 | 100375
Norovirus | 1732687 | 100377
Enterovirus | 1732689 | 100378
1,2-Cyclohexanedicarboxylic acid, 1,2-bis(2-ethylhexyl) ester | 1732690 | 100379
Pyridine, 4-decyl- | 1732692 | 100380
Cyclohexanamine, N-[3-(trimethoxysilyl)propyl]- | 1732694 | 100381
1H-Imidazole, 1-(1-methylethyl)- | 1732696 | 100382
1,1'-Biphenyl, 3,3',4,4'-tetramethyl- | 1732698 | 100383
1,2-Ethanediamine, N1-[3-(triethoxysilyl)propyl]- | 1732700 | 100384
1,3-Dioxolane-2-propanoic acid, 2,4-dimethyl-, ethyl ester | 1732702 | 100385
Quinoline, 1-butyl-1,2,3,4-tetrahydro- | 1732704 | 100386
Cyclohexanecarboxylic acid, 3-methyl-, methyl ester, (1R,3S)-rel- | 1732706 | 100387
Cyclohexanecarboxylic acid, 3-methyl-, methyl ester, (1R,3R)-rel- | 1732708 | 100388
1,2,3-Benzothiadiazole-7-carboxylic acid | 1732710 | 100389
Benzoic acid, 3-[[(methylamino)thioxomethyl]amino]- | 1732712 | 100390
Oxirane, 2-methyl-, polymer with .alpha.-hydro-.omega.-hydroxypoly(oxy-1,4-butanediyl) | 1732714 | 100391
2-Propenoic acid, monoester with 1,2-propanediol, polymer with chloroethene | 1732716 | 100392
3-Buten-2-one, 4-ethoxy-1,1,1-trifluoro-, (3E)- | 1732718 | 100393
L-Aspartic acid, N,N'-1,2-ethanediylbis-, sodium salt (1:4) | 1732720 | 100394
Benzoic acid, 3-amino-2-mercapto- | 1732722 | 100395
Carbonic acid, diphenyl ester, polymer with diphenyl P-methylphosphonate and 4,4'-(1-methylethylidene)bis[phenol] | 1732724 | 100396
8aH-2,4a-Methanonaphthalen-8a-ol, octahydro-1,1,5,5-tetramethyl- | 1732726 | 100397
Silanediamine, 1,1-dimethyl-N,N'-bis(1-methylpropyl)- | 1732728 | 100398
2-Cyclopentene-1-acetic acid, 2-ethylbutyl ester | 1732730 | 100399
L-Aspartic acid, N,N'-1,2-ethanediylbis-, potassium salt (1:3) | 1732732 | 100400
L-Aspartic acid, N,N'-1,2-ethanediylbis-, potassium salt (1:4) | 1732734 | 100401
Butanoic acid, 3-hydroxy-, 5-methyl-2-(1-methylethyl)cyclohexyl ester | 1732736 | 100402
Hexadecanamide, N-[3-(hexadecyloxy)-2-hydroxypropyl]-N-(2-hydroxyethyl)- | 1732738 | 100403
Isononanoic acid, C16-18-alkyl esters | 1732740 | 100404
L-Aspartic acid, N,N'-1,2-ethanediylbis-, potassium salt (1:?) | 1732742 | 100405
Hexanedioic acid, polymer with 1,2-propanediol, didodecanoate | 1732744 | 100406
Silanediol, 1-[3-[(2-aminoethyl)amino]propyl]-1-methyl-, potassium salt (1:?) | 1732746 | 100407
Silsesquioxanes, 3-aminopropyl Me, ethoxy-terminated | 1732748 | 100408
Siloxanes and Silicones, di-Me, [[[3-(cyclohexylamino)propyl]dimethoxysilyl]oxy]-terminated | 1732750 | 100409
1H-Imidazolium, 1,3-bis(1-methylethyl)-, hydroxide (1:1) | 1732752 | 100410
L-Aspartic acid, N,N'-1,2-ethanediylbis-, sodium salt (1:?) | 1732754 | 100411
1,3-Dioxane, 5-methyl-2-(2-methylpropyl)-, trans- | 1732756 | 100412
1,3-Dioxane, 5-methyl-2-(2-methylpropyl)-, cis- | 1732758 | 100413
Pyrrolidinium, 1-butyl-1-methyl-, salt with 1,1,1-trifluoro-N-[(trifluoromethyl)sulfonyl]methanesulfonamide (1:1) | 1732760 | 100414
L-Aspartic acid, N,N'-1,2-ethanediylbis-, compd. with 2-aminoethanol (1:3) | 1732762 | 100415
L-Aspartic acid, N,N'-1,2-ethanediylbis-, compd. with 2-aminoethanol (1:4) | 1732764 | 100416
L-Aspartic acid, N,N'-1,2-ethanediylbis-, sodium salt, compd. with 2-aminoethanol (1:?:?) | 1732766 | 100417
L-Aspartic acid, N,N'-1,2-ethanediylbis-, sodium salt, compd. with 2-aminoethanol (1:1:3) | 1732768 | 100418
L-Aspartic acid, N,N'-1,2-ethanediylbis-, sodium salt, compd. with 2-aminoethanol (1:2:2) | 1732770 | 100419
L-Aspartic acid, N,N'-1,2-ethanediylbis-, magnesium sodium salt (1:1:2) | 1732772 | 100420
L-Aspartic acid, N,N'-1,2-ethanediylbis-, magnesium salt (1:2) | 1732774 | 100421
Siloxanes and Silicones, di-Me, Me 3-mercaptopropyl, [(methoxydimethylsilyl)oxy]- and [(trimethylsilyl)oxy]-terminated, telomers with 2-(dimethylamino)ethyl methacrylate | 1732776 | 100422
Poly[oxy(methyl-1,2-ethanediyl)], .alpha.-hydro-.omega.-[(2-oxo-1,3-dioxolan-4-yl)methoxy]-, ether with 2-ethyl-2-(hydroxymethyl)-1,3-propanediol (3:1) | 1732778 | 100423
1H-Imidazolium, 1,3-bis(1-methylethyl)-, bromide (1:1) | 1732780 | 100424
Phenol, 4,4'-(1-methylethylidene)bis-, polymer with N1-(2-aminoethyl)-1,2-ethanediamine, 2-(chloromethyl)oxirane, .alpha.-hydro-.omega.-hydroxypoly[oxy(methyl-1,2-ethanediyl)] ether with 2,2-bis(hydroxymethyl)-1,3-propanediol (4:1), 2,2'-[(1-methylethylidene)bis(4,1-phenyleneoxymethylene)]bis[oxirane] and 2-methyloxirane polymer with oxirane 2-aminopropyl methyl ether | 1732782 | 100425
2,5-Furandione, telomer with ethenylbenzene and (1-methylethyl)benzene, imides with polyethylene-polypropylene glycol 2-aminopropyl Me ether | 1732784 | 100426
Cyclopropanecarboxylic acid, 2-methyl-2-[(1,2,4-trimethyl-2-penten-1-yl)oxy]propyl ester | 1732786 | 100427
D-Glucopyranose, oligomeric, C10-16-alkyl glycosides, 3-(dodecyldimethylammonio)-2-hydroxypropyl ethers, chlorides | 1732788 | 100428
D-Glucopyranose, oligomeric, decyl octyl glycosides, 3-(dimethyloctadecylammonio)-2-hydroxypropyl ethers, chlorides | 1732790 | 100429
Butanoic acid, 3-mercapto-2-methyl-, ethyl ester | 1732792 | 100430
1,3-Dioxolane-2-propanoic acid, 4-(hydroxymethyl)-2-methyl-, ethyl ester | 1732794 | 100431
Poly(oxy-1,4-butanediyl), .alpha.-hydro-.omega.-hydroxy-, polymer with 1-isocyanato-2-[(4-isocyanatophenyl)methyl]benzene | 1732796 | 100432
Hexanedioic acid, polymer with N1-(2-aminoethyl)-1,2-ethanediamine, sulfate | 1732798 | 100433
Alkanes, C10-20-branched and linear | 1732800 | 100434
Dodecanoic acid, 3-[[3-[[[2,2-dimethyl-3-[(1-oxododecyl)oxy]propylidene]amino]methyl]-3,5,5-trimethylcyclohexyl]imino]-2,2-dimethylpropyl ester | 1732802 | 100435
Formaldehyde, polymers with acetone-phenol reaction products and phenol, sodium salts | 1732804 | 100436
Oils, Santalum austrocaledonicum | 1732806 | 100437
Phenol, 4,4'-(1-methylethylidene)bis[2-(2-propen-1-yl)-, 1,1'-diacetate | 1732808 | 100438
Copper(2+), bis[N-[amino(imino-.kappa.N)methyl]urea-.kappa.O]-, nitrate (1:2) | 1732810 | 100439
Formaldehyde, polymers with acetone-phenol reaction products and phenol, potassium sodium salts | 1732812 | 100440
Benzenesulfonic acid, mono-C10-13-alkyl derivs. | 1732814 | 100441
Benzenesulfonic acid, mono-C10-13-alkyl derivs., compds. with N1,N1-dimethyl-1,3-propanediamine | 1732816 | 100442
Silsesquioxanes, octyl, ethoxy- and hydroxy-terminated | 1732818 | 100443
Fatty acids, C18-unsatd., dimers, di-Me esters, hydrogenated, polymers with 1,1'-methylenebis[4-isocyanatobenzene] | 1732820 | 100444
Neodymium, chloro isobutylated butadiene complexes | 1732822 | 100445
1,4-Benzenedicarboxylic acid, 1,4-dimethyl ester, polymer with 1,4-cyclohexanedimethanol and 2,2,4,4-tetramethyl-1,3-cyclobutanediol, manuf. of, by-products from, reaction products with ethylene glycol | 1732824 | 100446
Oils, Laminaria digitata | 1732826 | 100447
Oils, Macrocystis pyrifera | 1732828 | 100448
Terpenes and Terpenoids, mint, Mentha arvensis-oil, acetylated | 1732830 | 100449
Amines, C36-alkylenedi-, polymers with 5,5'-[(1-methylethylidene)bis(4,1-phenyleneoxy)]bis[1,3-isobenzofurandione], maleated | 1732832 | 100450
Cyclohexaneethanethiol, 3-mercapto-.beta.,4-dimethyl-, manuf. of, by-products from, distn. lights | 1732834 | 100451
Cyclohexaneethanethiol, 3-mercapto-.beta.,4-dimethyl-, manuf. of, by-products from, distn. residues | 1732836 | 100452
Siloxanes and Silicones, di-Me, polymers with 3-(cyclohexylamino)propyl silsesquioxanes, [[[3-(cyclohexylamino)propyl]dimethoxysilyl]oxy]- and methoxy-terminated | 1732838 | 100453
Chitosan, polymer with N,N,N-trimethyl-2-[(2-methyl-1-oxo-2-propen-1-yl)oxy]ethanaminium methyl sulfate (1:1), acetate (salt) | 1732840 | 100454
2,5-Furandione, telomer with ethenylbenzene and (1-methylethyl)benzene, sulfonated, sodium salts | 1732842 | 100455
Octane, 1-(ethylthio)-, manuf. of, by-products from, distn. lights | 1732844 | 100456
Aerobic bacterial spore | 1732847 | 100457
Male specific coliphage | 1732849 | 100458
Somatic coliphage | 1732851 | 100459
Arsonic acid, methyl-, ion(1-) | 1732853 | 100461
Depth of water column | 1732857 | 100464
Extended diesel range organics C10-C36 | 1732859 | 100465
Oil slick severity, choice list | 1732861 | 100466
Oil slick coverage severity, choice list | 1732863 | 100467
Floating vegetation severity, choice list | 1732865 | 100468
Oil range hydrocarbons C28-C35 | 1732867 | 100469
C4-Dibenzothiophenes | 1732869 | 100470
Total Petroleum Hydrocarbon - Extended Range Organics C8-C36 | 1732871 | 100471
Oil range organics C28-C35 | 1732873 | 100472
Chromium and/or chromium compounds and/or manganese and/or manganese compounds and/or lead and/or lead compounds and/or cadmium and/or cadmium compounds and/or nickel and/or nickel compounds | 1733083 | 100473
Methanaminium, N-[4-[5-[4-dimethylamino)phenyl]-1,5-diphenyl-2,4-pentadien-1-ylidene]-2,5-cyclohexadien-1-ylidene]-N-methyl-, 1,1,1-trifluoromethanesulfonate (1:1) | 1733708 | 100476
Cyclotetrasiloxane, 2,4,6,8-tetramethyl-2-[3-[2,3,3,3-tetrafluoro-2-[1,1,2,3,3,3-hexafluoro-2-(1,1,2,2,3,3,3-heptafluoropropoxy)propoxy]propoxy]propyl]-, Si-[3-(2-oxiranylmethoxy)propyl] derivs. | 1733710 | 100477
1-Butanesulfinic acid, 1,1,2,2,3,3,4,4,4-nonafluoro-, sodium salt (1:1) | 1733714 | 100479
Alcohols, C9-11, ethoxylated propoxylated | 1733716 | 100480
1H-Imidazolium, 1,3-diethyl-, octanoate (1:1) | 1733718 | 100481
Fatty acids, C18-unsatd., dimers, polymers with tall-oil fatty acids, tetraethylenepentamine and triethylenetetramine, compds. with C18-unsatd. fatty acid trimers | 1733720 | 100482
Butanoic acid, 2,2,3,3,4,4,4-heptafluoro-, ammonium salt (1:1) | 1733722 | 100483
Ethanethiol, 2,2'-thiobis-, reaction products with reduced 1,1'-[methylenebis(oxy)]bis[2-chloroethane]-sodium sulfide (Na2(Sx))-1,2,3-trichloropropane polymer | 1733724 | 100484
2-Propenoic acid, 2-[4-(2-hydroxy-2-methyl-1-oxopropyl)phenoxy]ethyl ester | 1733726 | 100485
1,2,3-Propanetrione, 1,3-diphenyl-, 2-[O-(ethoxycarbonyl)oxime] | 1733728 | 100486
Alcohols, C13-15-branched and linear, ethoxylated propoxylated | 1733730 | 100487
Benzeneacetic acid, .alpha.-(methoxymethylene)-2-[[[6-(trifluoromethyl)-2-pyridinyl]oxy]methyl]-, methyl ester, (.alpha.E)- | 1733732 | 100488
Acetic acid, 2,2-difluoro-2-(fluorosulfonyl)-, trimethylsilyl ester | 1733734 | 100489
C.I. Solvent Yellow 82 | 1733736 | 100490
Fatty acids, tall-oil, reaction products with pentaethylenehexamine, compds. with polyethylene glycol hydrogen maleate C10-rich C9-11-isoalkyl ethers | 1733738 | 100491
Siloxanes and Silicones, 3-aminopropyl Me, di-Ph, polymers with Ph silsesquioxanes | 1733740 | 100492
1H-Benzotriazolium, 1-[bis(dimethylamino)methylene]-, 3-oxide, tetrafluoroborate(1-) (1:1) | 1733742 | 100493
1-Butanesulfonamide, 1,1,2,2,3,3,4,4,4-nonafluoro-N-[(1,1,2,2,3,3,4,4,4-nonafluorobutyl)sulfonyl]-, potassium salt (1:1) | 1733744 | 100494
Phenol, 5-methyl-2-pentyl- | 1733746 | 100495
3-Cinnolinecarboxylic acid, 1-(4-chlorophenyl)-1,4-dihydro-5-(2-methoxyethoxy)-4-oxo- | 1733748 | 100496
Benzene, diisocyanatomethyl- | 1733750 | 100497
Morpholine, (1-methylethyl)- | 1733752 | 100498
Cyclohexanesulfonic acid, decafluoro(1,1,2,2,2-pentafluoroethyl)- | 1733754 | 100499
Oxirane, 2,2'-[(1-methylethylidene)bis(4,1-cyclohexanediyloxymethylene)]bis- | 1733756 | 100500
Thiourea, N-[2,6-bis(1-methylethyl)-4-phenoxyphenyl]- | 1733758 | 100501
Palladium, diamminedichloro-, (SP-4-1)- | 1733760 | 100502
9,12-Octadecadienoic acid (9Z,12Z)-, dimer, reaction products with N,N-dimethyl-1,3-propanediamine | 1733762 | 100503
Dibenzo[d,f][1,3,2]dioxaphosphepin, 6,6'-[[3,3',5,5'-tetrakis(1,1-dimethylethyl)[1,1'-biphenyl]-2,2'- diyl]bis(oxy)]bis- | 1733764 | 100504
1H-Pyrazole-5-sulfonamide, 1-methyl-4-(2-methyl-2H-tetrazol-5-yl)- | 1733766 | 100505
2-Propenoic acid, polymer with oxirane and 1,2,3-propanetriol | 1733768 | 100506
3-Pyridinecarboxylic acid, 2-[[[[(4,6-dimethoxy-2-pyrimidinyl)amino]carbonyl]amino]sulfonyl]-6-(trifluoromethyl)-, methyl ester, sodium salt (1:1) | 1733770 | 100507
3-Pyridinecarboxylic acid, 2-(aminosulfonyl)-6-(trifluoromethyl)-, methyl ester | 1733772 | 100508
1H-Carbazole, 9-ethyldodecahydro- | 1733774 | 100509
Rhodium, dicarbonyl(2,4-pentanedionato-.kappa.O2,.kappa.O4)-, (SP-4-2)- | 1733776 | 100510
Pentanoic acid, 3,5-dihydroxy-3-methyl- | 1733778 | 100511
Benzoic acid, 2-(2,4,5,7-tetrabromo-6-hydroxy-3-oxo-3H-xanthen-9-yl)- | 1733780 | 100512
Ethanamine, 1,1,2,2-tetrafluoro-N,N-dimethyl- | 1733782 | 100513
Benzenethiol, 3-methoxy- | 1733784 | 100514
Phosphorus(1+), [3-(hydroxy-.kappa.O)-3H-1,2,3-triazolo[4,5-b]pyridinato]tri-1-pyrrolidinyl-, (T-4)-, hexafluorophosphate(1-) (1:1) | 1733786 | 100515
1H-Pyrazole, 3-chloro-5-methyl- | 1733788 | 100516
6,14-Ethenomorphinan-7-methanol, .alpha.-(1,1-dimethylethyl)-4,5-epoxy-18,19-dihydro-3,6-dimethoxy-.alpha.,17-dimethyl-, (.alpha.S,5.alpha,7.alpha.)- | 1733790 | 100517
Methanaminium, N-[(dimethylamino)fluoromethylene]-N-methyl-, hexafluorophosphate(1-) (1:1) | 1733792 | 100518
Hydrazinecarboxylic acid, [5-chloro-2,3-dihydro-2-hydroxy-2-(methoxycarbonyl)-1H-inden-1-ylidene]-, phenylmethyl ester, (Z)-(+)- | 1733794 | 100519
2-Naphthalenecarboxylic acid, 3-hydroxy-4-[2-(4-sulfophenyl)diazenyl]-, calcium salt (1:1) | 1733796 | 100520
Benzenesulfonamide, 4-hydrazinyl-, hydrochloride (1:1) | 1733798 | 100521
Silanol, 1,1,1-tris(1-methylethyl)- | 1733800 | 100522
Benzenamine, N-[(dimethoxymethylsilyl)methyl]- | 1733802 | 100523
Silane, (diazomethyl)trimethyl- | 1733804 | 100524
Cyclohexane, 1-(difluoromethoxymethyl)-1,2,2,3,3,4,4,5,5,6,6-undecafluoro- | 1733806 | 100525
1H-Pyrazole-3-carbonitrile, 5-amino-1-[2,6-dichloro-4-(trifluoromethyl)phenyl]-4-(ethylsulfinyl | 1733808 | 100526
2-Pyrrolidinone, 1-cyclohexyl-5-methyl- | 1733810 | 100527
Cyclopentene, 1,3,3,4,4,5,5-heptafluoro- | 1733812 | 100528
Benzene, 1,3-bis(1-isocyanato-1-methylethyl)-, homopolymer, polyethylene glycol mono-Me ether-blocked | 1733814 | 100529
Sulfonium, triphenyl-, 2,4,6-tris(1-methylethyl)benzenesulfonate (1:1) | 1733816 | 100530
Butane, 1-(chloromethoxy)-1,1,2,2,3,3,4,4,4-nonafluoro- | 1733818 | 100531
1-methoxy-3,7-bis[[3-(trimethoxysilyl)propoxy]methyl]- | 1733820 | 100532
Ruthenium, dichloro[(phenylthio)methylene]bis(tricyclohexylphosphine)- | 1733822 | 100533
1,4-Benzenediamine, N1,N4-bis(1-methyloctyl)- | 1733824 | 100534
Propane, 1-bromo-1,1,2,3,3,3-hexafluoro- | 1733826 | 100535
1H-Pyrrole-2,5-dione, 1,1'-(1,2-ethanediyl)bis[3,4-diphenyl- | 1733828 | 100536
3-Thiazolidineacetic acid, 5-(ethoxymethylene)-4-oxo-2-thioxo-, ethyl ester | 1733830 | 100537
Hexanedioic acid, polymer with N1-(2-aminoethyl)-1,2-ethanediamine, N-(1-oxohexyl) derivs., epichlorohydrin-quaternized | 1733832 | 100538
Butanoic acid, 2,2,3,3,4,4,4-heptafluoro-, calcium salt (2:1) | 1733834 | 100539
Benzaldehyde, 3-(1,1-dimethylethyl)-2-hydroxy- | 1733836 | 100540
Ethanimidothioic acid, 2-amino-N-[[(methylamino)carbonyl]oxy]-2-oxo-, propyl ester | 1733838 | 100541
2H-Azepin-2-one, hexahydro-1-methyl- | 1733840 | 100542
Benzoic acid, 4-amino-, 2-ethylhexyl ester | 1733842 | 100543
Stannane, hydroxytris(2-methylpropyl)- | 1733844 | 100544
1,2-Benzenediamine, ar-methyl- | 1733846 | 100545
Siloxanes and Silicones, 3-[[2-[(2-aminoethyl)amino]ethyl]amino]propyl hydroxy, hydroxy 3,3,4,4,5,5,6,6,7,7,8,8,8-tridecafluorooctyl, hydroxy-terminated, formates (salts) | 1733848 | 100546
Glycine, N-[(1,1,2,2,3,3,4,4,5,5,6,6,7,7,8,8,8-heptadecafluorooctyl)sulfonyl]- | 1733850 | 100547
Benzeneacetyl chloride, .alpha.-(formyloxy)-, (.alpha.R)- | 1733852 | 100548
Acetic acid, 2,2,2-trifluoro-, potassium salt (1:1) | 1733854 | 100549
1-Butene, 1,3,4,4-tetrachloro- | 1733856 | 100550
2-Propanol, 2-[(bicyclo[2.2.1]hept-5-en-2-yloxy)methyl]-1,1,1,3,3,3-hexafluoro- | 1733858 | 100551
Zinc, bis(O-butyl O-isooctyl phosphorodithioato-.kappa.S,.kappa.S')- | 1733860 | 100552
Decanoic acid, 2,2,3,3,4,4,5,5,6,6,7,7,8,8,9,9,10,10,10-nonadecafluoro-, ammonium salt (1:1) | 1733862 | 100553
Cyclohexane, 1,1'-methylenebis[4-isocyanato-, homopolymer, polyethylene glycol mono-Me ether-blocked | 1733864 | 100554
1,2,3-Propanetricarboxylic acid, 2-hydroxy-, diethyl ester | 1733866 | 100555
2,4-Imidazolidinedione, bromochloro-5,5-dimethyl- | 1733868 | 100556
1,3,5-Triazine-2,4-diamine, 6-chloro-N2,N2-dimethyl- ( | 1733870 | 100557
1,3-Propanediol, homopolymer | 1733872 | 100558
Poly(oxy-1,2-ethanediyl), .alpha.-isotridecyl-.omega.-methoxy- | 1733874 | 100559
1-Propanone, 1-(2-hydroxyphenyl)-3-phenyl- | 1733876 | 100560
Cyclohexene, 1,2,3,3,4,4,5,5,6,6-decafluoro- | 1733878 | 100561
Benzene, [(2,2-dichloroethenyl)sulfonyl]- | 1733880 | 100562
9H-Thioxanthene-2-carboxaldehyde, 9-oxo-, 2-(O-acetyloxime) | 1733882 | 100563
Benzenamine, 2-fluoro-5-nitro- | 1733884 | 100564
Xylan, hydrogen sulfate, sodium salt | 1733886 | 100565
Ethanesulfonyl chloride, 1,1,2,2-tetrafluoro- | 1733888 | 100566
Acetyl chloride, 2,2-difluoro- | 1733890 | 100567
1-Butanol, 2,2,3,4,4,4-hexafluoro- | 1733892 | 100568
1-Propanamine, 3-[(2,2-dimethyl-1-aza-2-silacyclopent-1-yl)dimethylsilyl]- | 1733894 | 100569
Thioimidodicarbonic acid ((HO)C(O)NHC(S)(OH)), O1,O3-bis(2-methylpropyl) ester | 1733896 | 100570
2-Propenoic acid, 3-methylbutyl | 1733898 | 100571
1,2-Cyclohexanedicarboxylic acid, (1R,2R)- | 1733900 | 100572
Ethanesulfonic acid, 1,1,2,2-tetrafluoro- | 1733902 | 100573
1,3-Propanediamine, N1,N1-dimethyl-, reaction products with benzenemethanamine and polyepichlorohydrin, hydrochlorides | 1733904 | 100574
1,3-Benzenediol, 5-[(1E)-2-(4-hydroxyphenyl)ethenyl]- | 1733906 | 100575
1H-Benz[de]isoquinolin-1-one, 2,3-dihydro-2-(2-methylphenyl)-3-(phenylmethylene)- | 1733908 | 100576
2-Pyrrolidinone, 1,5-dimethyl- | 1733910 | 100577
1,3,5-Triazine-2,4-diamine, 1,6-dihydro-6,6-dimethyl-1-(4-phenylbutyl)- | 1733912 | 100578
Iridium(1+), hexakis[.mu.-(acetato-.kappa.O:.kappa.O')]triaqua-.mu.3-oxotri-, acetate (1:1) | 1733914 | 100579
Ethanol, 2-bromo-2-nitro- | 1733916 | 100580
Anthracene, nitro- | 1733918 | 100581
2(3H)-Furanone, dihydro-3-methylene- ( | 1733920 | 100582
1-Propene, 1,2,3,3,3-pentafluoro-, (1Z)- | 1733922 | 100583
Imidodicarbonimidic diamide | 1733924 | 100584
2-Propenoic acid, 3-cyclopropyl- | 1733926 | 100585
2-Pyrrolidinone, 1-ethyl-5-methyl- | 1733928 | 100586
Urea, N'-(2-chlorophenyl)-N,N-dimethyl | 1733930 | 100587
Urea, N'-(3-chlorophenyl)-N,N-dimethyl- | 1733932 | 100588
Catacarb | 1733934 | 100589
1-Butanol, 2-amino-, hydrochloride (1:1 | 1733936 | 100590
1,2,3-Propanetricarboxylic acid, 2-hydroxy-, hydrate (1:1) | 1733938 | 100591
1-Octanesulfonic acid, 3,3,4,4,5,5,6,6,7,7,8,8,8-tridecafluoro-, potassium salt (1:1) | 1733940 | 100592
.alpha.-D-Glucopyranose, 4-O-.beta.-D-galactopyranosyl-, hydrate (1:1) | 1733942 | 100593
Phosphonium, tetrabutyl-, phenylphosphinate | 1733944 | 100594
Propanoic acid, 2-hydroxy-, compd. with 1-methyl-N-phenyl-N-(phenylmethyl)-4-piperidinamine (1:1) | 1733946 | 100595
Propanoic acid, 2,3,3,3-tetrafluoro-2-[1,1,2,3,3,3-hexafluoro-2-[1,1,2,3,3,3-hexafluoro-2-(1,1,2,2,3,3,3-heptafluoropropoxy)propoxy]propoxy]-, ammonium salt (1:1) | 1733948 | 100596
1,3,5-Triazine-2,4-diamine, 6-ethoxy-N2-methyl- | 1733950 | 100597
Acetaldehyde, 2,2-dichloro-2-fluoro- | 1733952 | 100598
Methylium, tris[4-(diethylamino)phenyl]-, acetate | 1733954 | 100599
2-Propanone, 1,1,3,3-tetrachloro- | 1733956 | 100600
Acetic acid, 2-(triphenylstannyl)- | 1733958 | 100601
Phosphine, cyclohexyldiphenyl- | 1733960 | 100602
Ethanimidothioic acid, N,N'-[thiobis[(methylimino)carbonyloxy]]bis[2-(dimethylamino)-2-oxo-, dimethyl ester | 1733962 | 100603
7-Oxa-3,20-diazadispiro[5.1.11.2]heneicosan-21-one, 2,2,4,4-tetramethyl- | 1733964 | 100604
Zinc, bis(N,N-dimethylcarbamodithioato-.kappa.S,.kappa.S')[.mu.-[[N,N'-1,2-ethanediylbis[carbamodithioato-.kappa.S,.kappa.S']](2-)]]di- | 1733966 | 100605
Amino acids | 1733968 | 100606
Iodonium, diphenyl-, 1,1,1-trifluoromethanesulfonate (1:1) | 1733970 | 100607
Cyclohexanone, 2-(2-chlorophenyl)-2-(methylamino)- | 1733972 | 100608
Benzoic acid, 5-[2-chloro-4-(trifluoromethyl)phenoxy]-2-nitro-, 2-propen-1-yl ester | 1733974 | 100609
Propanoyl fluoride, 2,3,3,3-tetrafluoro-2-(trifluoromethyl)- | 1733976 | 100610
Acetic acid, 2,2-difluoro-2-(fluorosulfonyl)-, methyl ester | 1733978 | 100611
3H-1,2,4-Triazolo[4,3-a]azepin-3-one, 2-[2,4-dichloro-5-(1-methylethoxy)phenyl]-2,5,6,7,8,9-hexahydro- | 1733980 | 100612
1-Butene, 2-bromo-3,3,4,4,4-pentafluoro- | 1733982 | 100613
Hexaneperoxoic acid, 3,5,5-trimethyl-, 1,1-dimethylpropyl ester | 1733984 | 100614
Acetamide, N-[3,3-dimethyl-7-oxo-2-(1H-tetrazol-5-yl)-4-thia-1-azabicyclo[3.2.0]hept-6-yl]-2-[[(hexahydro-1H-azepin-1-yl)methylene]amino]-, [2S-(2.alpha.,5.alpha.,6.beta.)]- | 1733986 | 100615
2-Butene, 1,1,1,4,4,4-hexafluoro-, (2Z)- | 1733988 | 100616
Hexanethioic acid, 6-amino-2-[[(phenylmethoxy)carbonyl]amino]-, S-(phenylmethyl) ester, monohydrochloride, (S)- | 1733990 | 100617
Benzenamine, 4-fluoro-N-(1-methylethyl)- | 1733992 | 100618
Ethanimidothioic acid, N,N'-[dithiobis[(methylimino)carbonyloxy]]bis[2-(dimethylamino)-2-oxo-, dimethyl ester | 1733994 | 100619
6,11,14,17-Tetraoxa-7-silaeicos-1-yn-3-ol, 7,7-dibutyl-13,15,15,16,18,18,19,19,20,20,20-undecafluoro-3-methyl-13,16-bis(trifluoromethyl)- | 1733996 | 100620
1,4:5,8-Dimethanonaphthalene, 2-ethyl-1,2,3,4,4a,5,8,8a-octahydro- | 1733998 | 100621
1H-Pyrazole-5-carboxamide, 3-bromo-1-(3-chloro-2-pyridinyl)-N-[4-cyano-2-methyl-6-[(methylamino)carbonyl]phenyl]- | 1734000 | 100622
Phenol, 2,6-dichloro-4-octyl- | 1734002 | 100623
Bicyclo[2.2.1]heptane, 2,5(or 2,6)-bis(isocyanatomethyl)- | 1734004 | 100624
2-Butene, 1,3-dichloro-, (2E)- | 1734006 | 100625
Cyclotetrasiloxane, 2,4,6,8-tetramethyl-2-[3-[2,3,3,3-tetrafluoro-2-[1,1,2,3,3,3-hexafluoro-2-(1,1,2,2,3,3,3-heptafluoropropoxy)propoxy]propoxy]propyl]- | 1734008 | 100626
2H-1,4-Diazepin-2-one, 1,1'-(1,2-ethanediyl)bis[hexahydro-3,3,5,5,7-pentamethyl-, (R*,R*)- | 1734010 | 100627
2-Pyrrolidinone, 5-methyl-1-pentyl- | 1734012 | 100628
Benzenesulfonamide, 4-amino-N-5-isoxazolyl- | 1734014 | 100629
Hexanedioic acid, polymer with N1-(2-aminoethyl)-1,3-propanediamine, aziridine, 1,2-ethanediamine and N1,N1'-1,2-ethanediylbis[1,3-propanediamine] | 1734016 | 100630
Avitex ML | 1734018 | 100631
2-Propenoic acid, 2-hydroxyethyl ester, polymer with 1,6-diisocyanatohexane | 1734020 | 100632
Boronic acid, B-[3-(acetylamino)phenyl]- | 1734022 | 100633
Carbamodithioic acid, N,N-dimethyl- | 1734024 | 100634
1H-Imidazolium, 3-butyl-1-methyl-, chloride (1:1) | 1734026 | 100635
1-Octanesulfonamide, N-[3-(dimethyloxidoamino)propyl]-3,3,4,4,5,5,6,6,7,7,8,8,8-tridecafluoro- | 1734028 | 100636
Propanol, 1(or 2)-(1,1-dimethylethoxy)- | 1734030 | 100637
1H-Pyrazol-3-amine, 5-(1,1-dimethylethyl)- | 1734032 | 100638
Benzenemethanamine, 3-methoxy-.alpha.-methyl-, (.alpha.S)- | 1734034 | 100639
Anthra[2,1,9-def:6,5,10-d'e'f']diisoquinoline-1,3,8,10(2H,9H)-tetrone, 2,9-bis[2,5-bis(1,1-dimethylethyl)phenyl]- | 1734036 | 100640
Ethanone, 1-[3-(2H-benzotriazol-2-yl)-4-hydroxyphenyl]- | 1734038 | 100641
Benzamide, 4-chloro-N-(cyanoethoxymethyl)- | 1734040 | 100642
Acetic acid, oxo-, sodium salt, reaction products with ethylenediamine and phenol, iron sodium salts | 1734042 | 100643
Benzeneacetonitrile, 4-(1,1-dimethylethyl)-2,6-dimethyl- | 1734044 | 100644
1,3,5-Triazin-2(1H)-one, 4-amino-6-(methylamino)- | 1734046 | 100645
2-Butanone, 3,3-bis(methylthio)- | 1734048 | 100646
Benzene, 1,1'-[(chloromethyl)methylsilylene]bis[4-fluoro- | 1734050 | 100647
Alkanes, C14-17, chloro | 1734052 | 100648
1-Hexadecanaminium, N-(2-hydroxyethyl)-N,N-dimethyl-, phosphate (1:1) | 1734054 | 100649
4-Pyrimidinecarboxylic acid, 6-amino-5-chloro-2-cyclopropyl- | 1734056 | 100650
Tridecanamine, branched and linear | 1734058 | 100651
Boron, trifluoro(tetrahydrofuran)-, (T-4)-, polymer with 2-methyloxirane, 3-methyl-3-[(2,2,3,3,3-pentafluoropropoxy)methyl]oxetane, oxirane and tetrahydrofuran | 1734060 | 100652
2,11-Dioxa-3,10-disiladodecane, 3,3,10,10-tetramethoxy- | 1734062 | 100653
1-Docosanaminium, N,N,N-trimethyl-, acetate (1:1) | 1734064 | 100654
3-Pentanol, 1,1,1,2,2,4,5,5,5-nonafluoro-4-(trifluoromethyl)- | 1734066 | 100655
2-Cyclohexen-1-one, 5-[1-(acetyloxy)-1-methylethyl]-2-methyl- | 1734068 | 100656
Benzothiazolium, 3-ethyl-2-[[3-[3-(3-ethyl-2(3H)-benzothiazolylidene)-1-propen-1-yl]-5,5-dimethyl-2-cyclohexen-1-ylidene]methyl]-6-methoxy-5-methyl-, iodide (1:1) | 1734070 | 100657
1,1,2-trifluoro-2-(1,1,2,2,2-pentafluoroethoxy)ethanesulfonate (1:1 | 1734072 | 100658
1-Butanesulfonyl fluoride, 1,1,2,2,3,3,4,4-octafluoro-4-[(1,2,2-trifluoroethenyl)oxy]- | 1734074 | 100659
Cyclopropanamine, 1-methyl-, hydrochloride (1:1) | 1734076 | 100660
Octanamide, 2,2,3,3,4,4,5,5,6,6,7,7,8,8,8-pentadecafluoro-N-methyl | 1734078 | 100661
2H-1-Benzopyran-2-one, 4-hydroxy-3-[1,2,3,4-tetrahydro-3-[4-[[4-(trifluoromethyl)phenyl]methoxy]phenyl]-1-naphthalenyl]- | 1734080 | 100662
Phenol, 2,4-dibromo-6-(1-methylethyl)- | 1734082 | 100663
Benzene, 1-butoxy-2,3,4,5,6-pentachloro- | 1734084 | 100664
Butanoic acid, 3-amino-2,2,3-trimethyl-, methyl ester | 1734086 | 100665
Lecithins, acetylated | 1734088 | 100666
Propanoic acid, 2-hydroxy-, 2-(C10-16-alkyloxy)-1-methyl-2-oxoethyl ester | 1734090 | 100667
Amines, C12-14-alkyl, reaction products with hexanol, phosphorus oxide (P2O5), phosphorus sulfide (P2S5) and propylene oxide | 1734092 | 100668
Terpenes and Terpenoids, turpentine-oil, 3-carene fraction | 1734094 | 100669
Octanethioic acid, S-[3-(triethoxysilyl)propyl] ester, reaction products with 2-methyl-1,3-propanediol and 3-(triethoxysilyl)-1-propanethiol | 1734096 | 100670
5,10-Dioxa-3,12-dithiatetradecanedioic acid, 4,11-dimethyl-, 1,14-bis(2-ethylhexyl) ester | 1734098 | 100671
Ethanone, 1-[4-hydroxy-3-[2-(2-nitrophenyl)diazenyl]phenyl]- | 1734100 | 100672
Terpenes and Terpenoids, turpentine-oil, .alpha.-pinene fraction, polymers with 1-methyl-4-(1-methylethenyl)cyclohexene, styrene and turpentine-oil ?-pinene fraction terpenes | 1734102 | 100673
9-Octadecenoic acid (9Z)-, reaction products with 2-[(2-aminoethyl)amino]ethanol, propoxylated | 1734104 | 100674
1,2-Benzenedicarboxylic acid, 1-ethyl 2-(2-methylpropyl) ester | 1734106 | 100675
Cyanamide, N-[methyloxido[1-[6-(trifluoromethyl)-3-pyridinyl]ethyl]-?4-sulfanylidene]- | 1734108 | 100676
1H-Benzotriazolium, 1-[bis(dimethylamino)methylene]-, 3-oxide, hexafluorophosphate(1-) (1:1) | 1734110 | 100677
QM 867 | 1734112 | 100678
Boron, triphenyl(pyridine)-, (T-4)- | 1734114 | 100679
Propane, 1,1,1,2,3,3-hexafluoro-3-(2,2,2-trifluoroethoxy)- | 1734116 | 100680
L-Aspartic acid, N-acetyl- | 1734118 | 100681
Undecane, 3-methyl- | 1734293 | 100683
7-Tetradecene | 1734295 | 100684
1,3-Hexadien-5-yne | 1734297 | 100685
Pentane, 3-ethyl-3-methyl- | 1734299 | 100686
1,4-Pentadiene, 3,3-dimethyl- | 1734301 | 100687
Pentane, 2,2,3,4-tetramethyl- | 1734303 | 100688
Benzeneacetic acid, ?,4-dihydroxy- | 1734305 | 100689
2-Hexene, 5-methyl-, (2Z)- | 1734307 | 100690
Decane, 3-methyl- | 1734309 | 100691
1H-Indole, 5-methyl-2-phenyl- | 1734311 | 100692
2-Octene, (2E)- | 1734313 | 100693
Cyclohexene, 1-methyl-5-(1-methylethenyl)- | 1734315 | 100694
Acetaldehyde, hydroxy- | 1734317 | 100695
Propane, 1,1,3-trimethoxy- | 1734319 | 100696
Heptane, 3-ethyl-2-methyl- | 1734321 | 100697
Heptane, 2,2,4-trimethyl- | 1734323 | 100698
4-Octene, (4E)- | 1734325 | 100699
Benzonitrile, 3-methoxy- | 1734327 | 100700
Octane, 2,2-dimethyl- | 1734329 | 100701
Octane, 3,5-dimethyl- | 1734331 | 100702
Benzene, 1-methyl-2-(2-propen-1-yl)- | 1734333 | 100703
Cyclotetrasiloxane, 2,4,6,8-tetraethyl- | 1734335 | 100704
3-Butenoic acid, ethyl ester | 1734337 | 100705
Undecane, 5-methyl- | 1734339 | 100706
Cyclopentene, 1,5-dimethyl- | 1734341 | 100707
1-Hexene, 2,4-dimethyl- | 1734343 | 100708
Cyclohexane, propyl- | 1734345 | 100709
1H-Indene, 2,3-dihydro-1,2-dimethyl- | 1734347 | 100710
Benzeneacetic acid, ?,3-dihydroxy- | 1734349 | 100711
1,1':4',1''-Terphenyl-2,2',2'',3,3',3'',4,4'',5,5',5'',6,6',6''-d14 | 1734351 | 100712
Undecane, 2,5-dimethyl- | 1734353 | 100713
Undecane, 2,6-dimethyl- | 1734355 | 100714
Undecane, 2,10-dimethyl- | 1734357 | 100715
Undecane, 3,6-dimethyl- | 1734359 | 100716
Undecane, 3,8-dimethyl- | 1734361 | 100717
Undecane, 4,7-dimethyl- | 1734363 | 100718
Nonane, 4-methyl- | 1734365 | 100719
Nonane, 2,6-dimethyl- | 1734367 | 100720
Nonane, 3,7-dimethyl- | 1734369 | 100721
Decane, 2,5-dimethyl- | 1734371 | 100722
Undecane, 2,4-dimethyl- | 1734373 | 100723
Undecane, 4,6-dimethyl- | 1734375 | 100724
Undecane, 5,7-dimethyl- | 1734377 | 100725
Dodecane, 5-methyl- | 1734379 | 100726
Cyclopentane, decyl- | 1734381 | 100727
Cyclohexane, 1,3,5-trimethyl-, (1.alpha.,3.alpha.,5.alpha.)- | 1734383 | 100728
Cyclohexane, 1-ethyl-3-methyl-, (1R,3S)-rel- | 1734385 | 100729
1-Heptene, 2,4-dimethyl- | 1734387 | 100730
Tridecane, 3-methylene- | 1734389 | 100731
Disulfide, ethyl methyl | 1734391 | 100732
Benzene, 2-ethenyl-1,4-dimethyl- | 1734393 | 100733
Octane, 2,6-dimethyl- | 1734395 | 100734
1,3-Cyclohexadiene, 2-methyl-5-(1-methylethenyl)- | 1734397 | 100735
Cyclooctane, 1,5-dimethyl- | 1734399 | 100736
Benzonitrile, 4-(methylthio)- | 1734401 | 100737
Octane, 4-methyl- | 1734403 | 100738
Cyclohexane, 1,2,4-trimethyl- | 1734405 | 100739
Phenanthro[3,2-b]thiophene | 1734407 | 100740
Benzeneacetaldehyde, .alpha.-oxo-, aldehydo-[2-(triphenylphosphoranylidene)hydrazone] | 1734409 | 100741
Benzene, 1-chloro-4-[(4-nitrophenyl)sulfinyl]- | 1734411 | 100742
7a,9c-(Iminoethano)phenanthro[4,5-bcd]furan, 4a.alpha.,5-dihydro-3-methoxy-12-methyl- | 1734413 | 100743
1H-Indene, 1-ethylidene- | 1734415 | 100744
Aziridine, 2,3-dimethyl- | 1734417 | 100745
Benzene, diethylmethyl- | 1734419 | 100746
7H-Benzocycloheptene | 1734421 | 100747
Hydroxylamine, O-decyl- | 1734423 | 100748
Cyclopentane, 1,3-dimethoxy-, trans- | 1734425 | 100749
Cyclohexane, 1,1,3-trimethyl- | 1734427 | 100750
Nonane, 3-methyl-5-propyl- | 1734429 | 100751
Dodecane, 2,6,11-trimethyl- | 1734431 | 100752
Cyclohexane, 1,1'-(1,3-propanediyl)bis- | 1734433 | 100753
Dodecane, 1-fluoro- | 1734435 | 100754
Benzaldehyde, 2,4-bis[(trimethylsilyl)oxy]- | 1734437 | 100755
1-Piperazinepropanenitrile | 1734439 | 100756
Disulfide, 1,1-dimethylethyl methyl | 1734441 | 100757
1,2,5-Hexatriene | 1734443 | 100758
Cyclohexane, 1-ethyl-2-methyl- | 1734445 | 100759
Cyclohexane, 1-ethyl-3-methyl- | 1734447 | 100760
Cyclopentane, pentyl- | 1734449 | 100761
Benzoic acid, 2-[(trimethylsilyl)oxy]-, trimethylsilyl ester | 1734451 | 100762
2-Butanone, 1,1,1-trifluoro- | 1734453 | 100763
Benzaldehyde, 4-chloro-, oxime | 1734455 | 100764
Cyclopropane, 1-butyl-2-methyl-, (1R,2R)-rel- | 1734457 | 100765
Dodecane, 2,6,10-trimethyl- | 1734459 | 100766
Heptane, 3,3-dimethyl- | 1734461 | 100767
2H-Tetrazole, 5-methyl- | 1734463 | 100768
Cyclopropane, 1,1,2-trimethyl- | 1734465 | 100769
5-Tetradecene, (5E)- | 1734467 | 100770
2(5H)-Furanone, 4,5,5-trimethyl- | 1734469 | 100771
Cyclohexane, 1-methyl-2-propyl- | 1734471 | 100772
Bicyclo[2.2.1]hept-2-ene, 1,7,7-trimethyl- | 1734473 | 100773
Cyclobutane, ethyl- | 1734475 | 100774
Cholestane, (5.alpha.)- | 1734477 | 100775
Cyclopentane, 1,2,4-trimethyl-, (1.alpha.,2.alpha.,4.alpha.)- | 1734479 | 100776
Bicyclo[3.1.1]hept-2-ene, 3,6,6-trimethyl- | 1734481 | 100777
Benzene, 1-ethyl-3-(1-methylethyl)- | 1734483 | 100778
Cyclohexane, 1-ethyl-2-methyl-, (1R,2R)-rel- | 1734485 | 100779
Cyclohexane, 1-ethyl-4-methyl-, cis- | 1734487 | 100780
Decane, 3,3,4-trimethyl- | 1734489 | 100781
Cyclopentanone, 2-ethyl- | 1734491 | 100782
Cycloheptanol | 1734493 | 100783
Hexadecane, 2,6,11,15-tetramethyl- | 1734495 | 100784
4-Hexen-2-one, 3,4-dimethyl- | 1734497 | 100785
1H-Cyclopenta[c]thiophene, hexahydro-, cis- | 1734499 | 100786
4-Pyrimidinamine, 5-methyl-2-(methylthio)- ( | 1734501 | 100787
1,4-Dioxin, 2,3-dihydro- | 1734503 | 100788
Cyclohexane, 2-butyl-1,1,3-trimethyl- | 1734505 | 100789
2-Propenoic acid, 6-methylheptyl ester | 1734507 | 100790
Arsenous acid, tris(trimethylsilyl) ester | 1734509 | 100791
Benzeneethanamine, N-[(2,3,4,5,6-pentafluorophenyl)methylene]-?,4-bis[(trimethylsilyl)oxy]- | 1734511 | 100792
Butanamide, 2,2,3,3,4,4,4-heptafluoro-N-[2-[(trimethylsilyl)oxy]-2-[4-[(trimethylsilyl)oxy]phenyl]ethyl]- | 1734513 | 100793
Gammacerane | 1734515 | 100794
Benzaldehyde, 2,5-bis[(trimethylsilyl)oxy]- | 1734517 | 100795
Naphthalene, 1-(1,1-dimethylethyl)decahydro- | 1734519 | 100796
Dodecane, 2,5-dimethyl- | 1734521 | 100797
1-Pentanol, 2-propyl- | 1734523 | 100798
Cyclopentanone, 3,4-dimethyl- | 1734525 | 100799
Ethanone, 1-(3-methylphenyl)- | 1734527 | 100800
Nonane, 3-methyl- | 1734529 | 100801
Cyclohexane, 1,3-dimethyl- | 1734531 | 100802
1,2-Pentadiene | 1734533 | 100803
2-Heptene | 1734535 | 100804
Ethyne, chloro- | 1734537 | 100805
Butane, 2-iodo-2-methyl- | 1734539 | 100806
Butane, 1,1,1,2,2,3,4,4,4-nonafluoro-3-(trifluoromethyl)- | 1734541 | 100807
Dodecane, 6-methyl- | 1734543 | 100808
Oxirane, 2-methyl-3-propyl-, (2R,3S)-rel- | 1734545 | 100809
Cyclohexane, 1,1'-(1,4-butanediyl)bis- | 1734547 | 100810
1H-Pyrrole, 1-ethyl- | 1734549 | 100811
Octane, 2,5,6-trimethyl- | 1734551 | 100812
Octane, 2,2,6-trimethyl- | 1734553 | 100813
Octane, 2,4,6-trimethyl- | 1734555 | 100814
Decane, 2,5,6-trimethyl- | 1734557 | 100815
Decane, 2,6,7-trimethyl- | 1734559 | 100816
Heptane, 2,2,3,4,6,6-hexamethyl- | 1734561 | 100817
Decane, 2,2,5-trimethyl- | 1734563 | 100818
Decane, 2,2,6-trimethyl- | 1734565 | 100819
Decane, 2,2,4-trimethyl- | 1734567 | 100820
Decane, 2,2,9-trimethyl- | 1734569 | 100821
Decane, 2,2,8-trimethyl- | 1734571 | 100822
Decane, 2,2,3-trimethyl- | 1734573 | 100823
4-Decene, 3-methyl-, (4E)- | 1734575 | 100824
1,4-Cyclohexadiene, 3-ethenyl-1,2-dimethyl- | 1734577 | 100825
Cyclohexane, 1-ethyl-4-methyl-, trans- | 1734579 | 100826
Cyclohexane, 1,4-dimethyl-, cis- | 1734581 | 100827
Ethane, isocyano- | 1734583 | 100828
Pentatriacontane | 1734585 | 100829
Cyclohexane, 1,3-dimethyl-, (1R,3S)-rel- | 1734587 | 100830
1-Oxa-2-silacyclohexa-3,5-diene, 2,2-dimethyl- | 1734589 | 100831
Benzene, 1,2-bis[(trimethylsilyl)oxy]-4-[[(trimethylsilyl)oxy]methyl]- | 1734591 | 100832
4-Undecene, (4E)- | 1734593 | 100833
3,4-Pyridinediol, 5-(hydroxymethyl)-2-methyl- ( | 1734595 | 100834
Heptane, 3,3,5-trimethyl- | 1734597 | 100835
Nonatriacontane | 1734599 | 100836
2-Dodecene, (2E)- | 1734601 | 100837
1-Heptanol, 3-methyl-, 1-acetate | 1734603 | 100838
3-Dodecene, (3Z)- | 1734605 | 100839
Naphthalene-1,2,3,4,5,6,8-d7, 7-(methyl-d3)- | 1734607 | 100840
1-Hexene, 3,5-dimethyl- | 1734609 | 100841
Cyclopentene, 3,5-dimethyl- | 1734611 | 100842
2-Undecene, 3-methyl-, (2E)- | 1734613 | 100843
5-Undecene, 9-methyl-, (5Z)- | 1734615 | 100844
Dodecane, 2,7,10-trimethyl- | 1734617 | 100845
Ethanesulfonyl fluoride | 1734619 | 100846
2-Hexyne | 1734621 | 100847
5-Undecene, (5E)- | 1734623 | 100848
3(2H)-Benzofuranone, 2-[(4-chlorophenyl)methylene]-6-methoxy-, (E)- | 1734625 | 100849
Nonane, 2-methyl- | 1734627 | 100850
Cyclopropane, 1,2-dimethyl-, (1R,2S)-rel- | 1734629 | 100851
Cyclopentane, ethynyl- | 1734631 | 100852
Fluoranthene-1,2,3,4,5,6,7,8,9,10-d10 | 1734633 | 100853
Triacontane-1,1,1,2,2,3,3,4,4,5,5,6,6,7,7,8,8,9,9,10,10,11,11,12,12,13,13, 14,14,15,15,16,16,17,17,18,18,19,19,20,20,21,21,22,22,23,23,24,24,25,25,26 ,26,27,27,28,28,29,29,30,30,30-d62 | 1734635 | 100854
Benzenediazonium, 2-chloro-, chloride (1:1) | 1734636 | 100855
1-Propene, 2,3,3,3-tetrafluoro- | 1734638 | 100856
1-Propene, 1,2,3,3,3-pentafluoro- | 1734640 | 100857
Pentanamide, 5-cyano- | 1734642 | 100858
Benzenesulfonyl chloride, 2-chloro- | 1734644 | 100859
Benzenemethanaminium, N,N,N,4-tetramethyl-, chloride (1:1) | 1734646 | 100860
Carbamimidic acid, methyl ester, hydrochloride (1:1) | 1734648 | 100861
1,2-Hexadecanediol | 1734650 | 100862
1,4-Benzenedicarboxylic acid, 2,5-dichloro- | 1734652 | 100863
2-Imidazolidinone, 1,3-diethenyl- | 1734654 | 100864
2-Propenoic acid, 2-methyl-, butyl ester, polymer with 2-oxiranylmethyl 2-methyl-2-propenoate | 1734656 | 100865
1-Octene, polymer with ethene and 1-propene | 1734658 | 100866
1-Propene, 1,3,3,3-tetrafluoro-, (1E)- | 1734660 | 100867
2-Propenoic acid, 2-methyl-, monoester with 2,2,4-trimethyl-1,3-pentanediol | 1734662 | 100868
Poly(oxy-1,2-ethanediyl), .alpha.-[(2Z)-3-carboxy-1-oxo-2-propen-1-yl]-.omega.-methoxy- | 1734664 | 100869
Glycine, N,N-bis(carboxymethyl)-, ammonium salt (1:3) | 1734666 | 100870
Benzene, 1,3-bis(1-chloro-1-methylethyl)- | 1734668 | 100871
2-Butanone, O,O'-(dimethylsilylene)dioxime | 1734670 | 100872
2-Propenoic acid, sodium salt (1:1), polymer with ethenyl acetate and 2-propenamide | 1734672 | 100873
Acetic acid, 2,2'-dithiobis-, ammonium salt (1:2) | 1734674 | 100874
Glycine, N,N-bis(carboxymethyl)-, ammonium salt (1:2) | 1734676 | 100875
Benzenesulfonic acid, 3,3'-[(9,10-dihydro-5,8-dihydroxy-9,10-dioxo-1,4-anthracenediyl)diimino]bis[6-butyl-, sodium salt (1:2) | 1734678 | 100876
5-Isobenzofurancarboxylic acid, 1,3-dihydro-1,3-dioxo-, polymer with 1,3-diisocyanatomethylbenzene and 1,1'-methylenebis[4-isocyanatobenzene] | 1734680 | 100877
1,4-Benzenediol, polymer with 1,1'-sulfonylbis[4-chlorobenzene] and 4,4'-sulfonylbis[phenol] | 1734682 | 100878
Carbamic acid, N-(4-cyanobutyl)-, methyl ester | 1734684 | 100879
Hexaneperoxoic acid, 6-(nonylamino)-6-oxo- | 1734686 | 100880
2-Propenoic acid, 2-methyl-, methyl ester, polymer with butyl 2-propenoate and N-(1,1-dimethyl-3-oxobutyl)-2-propenamide | 1734688 | 100881
Oxirane, 2-ethyl-, polymer with 2-methyloxirane, monododecyl ether | 1734690 | 100882
2-Propenoic acid, 2-methyl-, 2-(dimethylamino)ethyl ester, polymer with ethyl 2-propenoate, 2-hydroxyethyl 2-propenoate and methyl 2-methyl-2-propenoate | 1734692 | 100883
Copper gallium indium selenide | 1734694 | 100884
Fatty acids, C16-18 and C18-unsatd., Me esters, epoxidized | 1734696 | 100885
1-Piperidinecarboxylic acid, 2-[2-(2,4-dichloro-5-hydroxyphenyl)hydrazinylidene]-, methyl ester | 1734698 | 100886
1-Piperidinecarboxylic acid, 2-imino-, methyl ester, hydrochloride (1:1) | 1734700 | 100887
3'H-Cyclopropa[1,9][5,6]fullerene-C60-Ih-3'-butanoic acid, 3'-phenyl-, methyl ester | 1734702 | 100888
2-Propenoic acid, 2-methyl-, 2-sulfoethyl ester, compd. with 2-amino-2-ethyl-1,3-propanediol (1:1) | 1734704 | 100889
Phenol, 2,4-dichloro-5-hydrazinyl-, hydrochloride (1:1) | 1734706 | 100890
L-Aspartic acid, N,N'-1,2-ethanediylbis-, magnesium salt (1:?) | 1734708 | 100891
L-Aspartic acid, N,N'-1,2-ethanediylbis-, sodium salt, compd. with 2-aminoethanol (1:3:1) | 1734710 | 100892
L-Aspartic acid, N,N'-1,2-ethanediylbis-, magnesium sodium salt (1:1:1) | 1734712 | 100893
L-Aspartic acid, N,N'-1,2-ethanediylbis-, magnesium sodium salt (1:?:?) | 1734714 | 100894
Siloxanes and Silicones, Me hydrogen, Me vinyl | 1734716 | 100895
Boron, trifluoro(tetrahydrofuran)-, (T-4)-, polymer with 3-methyl-3-[(2,2,2-trifluoroethoxy)methyl]oxetane, ether with 2,2-dimethyl-1,3-propanediol (2:1) | 1734718 | 100896
Tricyclo[7.3.3.15,11]heptasiloxane-3,7,14-triol, 1,3,5,7,9,11,14-heptaphenyl- | 1734720 | 100897
3'H-Cyclopropa[8,25][5,6]fullerene-C70-D5h(6)-3'-butanoic acid, 3'-phenyl-, methyl ester | 1734722 | 100898
Boron, trifluoro(tetrahydrofuran)-, (T-4)-, polymer with 3-methyl-3-[(2,2,3,3,3-pentafluoropropoxy)methyl]oxetane, ether with 2,2-dimethyl-1,3-propanediol (2:1) | 1734724 | 100899
Benzoic acid, 2-hydroxy-, (3Z)-1-methyl-3-hexen-1-yl ester | 1734726 | 100900
2-Propenoic acid, 2-methyl-, butyl ester, polymer with ethenylbenzene, methyl 2-methyl-2-propenoate, 2-oxiranylmethyl 2-methyl-2-propenoate and rel-(1R,2R,4R)-1,7,7-trimethylbicyclo[2.2.1]hept-2-yl 2-methyl-2-propenoate | 1734728 | 100901
1,6-Hexanediamine, N1,N6-bis(1,2,2-trimethylpropyl)- | 1734730 | 100902
Oxirane, 2-ethyl-, polymer with oxirane, mono-C12-14-sec-alkyl ethers | 1734732 | 100903
3'H-Cyclopropa[7,22][5,6]fullerene-C70-D5h(6)-3'-butanoic acid, 3'-phenyl-, methyl ester | 1734734 | 100904
Hexanedioic acid, polymer with 2,2-dimethyl-1,3-propanediol, 1,6-hexanediol, hydrazine, 3-hydroxy-2-(hydroxymethyl)-2-methylpropanoic acid, 5-isocyanato-1-(isocyanatomethyl)-1,3,3-trimethylcyclohexane and 1,1'-[(1-methylethylidene)bis(4,1-phenyleneoxy)]bis[2-propanol], iso-Bu alc.-blocked, compds. with triethylamine | 1734736 | 100905
Cyclohexanepentanol, .beta.-methyl- | 1734738 | 100906
2,7-Naphthalenedisulfonic acid, 4-amino-5-hydroxy-, sodium salt (1:1), reaction products with diazotized 2-amino-5-[[2-(sulfooxy)ethyl]sulfonyl]benzenesulfonic acid, diazotized 2,4-diaminobenzenesulfonic acid, 2-[[3-(ethylamino)phenyl]sulfonyl]ethyl hydrogen sulfate and 2,4,6-trichloro-1,3,5-triazine, potassium sodium salts | 1734740 | 100907
Benzene, ethenyl-, polymer with 1,3-butadiene, brominated | 1734742 | 100908
1,3,6-Naphthalenetrisulfonic acid, 7-amino-, diazotized, reaction products with N-(3-aminophenyl)urea hydrochloride (1:1), diazotized 2-amino-5-[[2-(sulfooxy)ethyl]sulfonyl]benzenesulfonic acid, propylenediamine and 2,4,6-trifluoro-1,3,5-triazine, potassium sodium salts | 1734744 | 100909
2-Propenoic acid, 2-methyl-, butyl ester, polymer with diethenylbenzene, ethenylbenzene, ethenylethylbenzene and methyl 2-methyl-2-propenoate | 1734746 | 100910
Soybean oil, Me ester, polymd., oxidized | 1734748 | 100911
D-Glucopyranose, oligomeric, decyl octyl glycosides, polymers with 1,3-dichloro-2-propanol and sorbitan monooleate | 1734750 | 100912
Hexanedioic acid, polymer with 2,2-dimethyl-1,3-propanediol, 2-ethyl-2-(hydroxymethyl)-1,3-propanediol, 1,6-hexanediol and 1,3-isobenzofurandione, dihydrogen 1,2,4-benzenetricarboxylate, compd. with 2-(dimethylamino)ethanol | 1734752 | 100913
Siloxanes and Silicones, di-Ph, Me hydrogen, Me vinyl | 1734754 | 100914
Amines, C36-alkylenedi-, polymers with 6-aminohexanoic acid, 1,6-diisocyanato-2,2,4-trimethylhexane, 1,6-diisocyanato-2,4,4-trimethylhexane, 5,5'-[(1-methylethylidene)bis(4,1-phenyleneoxy)]bis[1,3-isobenzofurandione] and pyromellitic dianhydride, 2,5-dihydro-2,5-dioxo-1H-pyrrole-1-hexanoic acid-blocked | 1734756 | 100915
1,4-Benzenedicarboxylic acid, 1,4-dimethyl ester, polymer with 1,4-cyclohexanedimethanol and 2,2,4,4-tetramethyl-1,3-cyclobutanediol, manuf. of, by-products from, reaction products with ethylene glycol, polymers with 1,4-cyclohexanedimethanol, diethylene glycol, ethylene glycol, maleic anhydride and phthalic anhydride, 3a,4,5,6,7,7a-hexahydro-4,7-methano-1H-inden-5(or 6)-yl esters | 1734758 | 100916
Phenol, 2-[1-[[3-(1H-imidazol-1-yl)propyl]imino]ethyl]- | 1734760 | 100917
1,3-Benzenedicarboxylic acid, polymers with by-products from manuf. of 1,4-cyclohexanedimethanol-di-Me terephthalate-2,2,4,4-tetramethyl-1,3-cyclobutanediol polymer-ethylene glycol reaction products, 1,4-cyclohexanedimethanol, diethylene glycol, ethylene glycol, maleic anhydride and triethylene glycol | 1734762 | 100918
2-Propenoic acid, 2-methyl-, polymer with butyl 2-methyl-2-propenoate, ethenylbenzene and methyl 2-methyl-2-propenoate, reaction products with propylenimine | 1734764 | 100919
Thieno[3,4-b]thiophene, homopolymer, 2-[1-[difluoro[(1,2,2-trifluoroethenyl)oxy]methyl]-1,2,2,2-tetrafluoroethoxy]-1,1,2,2-tetrafluoroethanesulfonic acid-tetrafluoroethylene polymer-doped | 1734766 | 100920
Iron, isomerized tartarate sodium complexes | 1734768 | 100921
1,3-Isobenzofurandione, hexahydro-, polymer with 1,6-hexanediol and 2,2,4-trimethyl-1,3-pentanediol | 1734770 | 100922
Uranium-238 | 1734789 | 100923
Carbamothioic acid, dipropyl-, S-(2-hydroxyethyl) ester | 1734792 | 100925
5-Thiazolecarboxamide, N-(cyano-2-thienylmethyl)-4-ethyl-2-(ethylamino)- | 1734794 | 100926
Ethanimidothioic acid, 2-(dimethylamino)-N-hydroxy-2-oxo-, methyl ester, (Z)- | 1734796 | 100927
Morpholine, 4-[3-[4-(1,1-dimethylethyl)phenyl]-2-methylpropyl]-2,6-dimethyl-, (2R,6S)-rel- | 1734798 | 100928
[1,2,4]Triazolo[1,5-c]pyrimidine-2- sulfonamide, N-(2,6-difluorophenyl)-8-fluoro-5-methoxy- | 1734800 | 100929
1,2-Benzenedicarboxamide, N2-[1,1-dimethyl-2-(methylsulfonyl)ethyl]-3-iodo-N1-[2-methyl-4-[1,2,2,2-tetrafluoro-1-(trifluoromethyl)ethyl]phenyl]- | 1734802 | 100930
Benzamide, 2,6-dichloro-N-[[3-chloro-5-(trifluoromethyl)-2-pyridinyl]methyl]- | 1734804 | 100931
Benzamide, N-[2-[3-chloro-5-(trifluoromethyl)-2-pyridinyl]ethyl]-2-(trifluoromethyl)- | 1734806 | 100932
Methanone, [2-[[6-(2-chlorophenoxy)-5-fluoro-4-pyrimidinyl]oxy]phenyl](5,6-dihydro-1,4,2-dioxazin-3-yl)-, O-methyloxime, (1E)- | 1734808 | 100933
Garlic, ext. | 1734810 | 100934
8-Quinolinecarboxylic acid, 3,7-dichloro-, compd. with N-methylmethanamine (1:1) | 1734812 | 100935
6H-Benz[c]indeno[5,4-e]oxepin-6-one, 1-[(1S,2S,3S,4S)-4-ethyl-2,3-dihydroxy-1,5-dimethylhexyl]hexadecahydro-8,9-dihydroxy-10a,12a-dimethyl-, (1R,3aS,3bS,6aS,8S,9R,10aR,10bS,12aS)- | 1734814 | 100936
2(1H)-Pyridinone, 6-(trifluoromethyl)- | 1734816 | 100937
Propanoic acid, 2-(4-chloro-2-methylphenoxy)-, potassium salt (1:1), (2R)- | 1734818 | 100938
Methanone, (3-bromo-6-methoxy-2-methylphenyl)(2,3,4-trimethoxy-6-methylphenyl)- | 1734820 | 100939
Benzeneacetamide, 4-chloro-N-[2-[3-methoxy-4-(2-propyn-1-yloxy)phenyl]ethyl]-.alpha.-(2-propyn-1-yloxy)- | 1734822 | 100940
Bicyclo[2.2.1]heptan-2-amine, N,2,3,3-tetramethyl- | 1734824 | 100941
Cyclopropanecarboxylic acid, 2,2-dimethyl-3-(1-propen-1-yl)-, [2,3,5,6-tetrafluoro-4-(methoxymethyl)phenyl]methyl ester | 1734828 | 100943
[1,2-a]pyridine-3-sulfonamide, 2-chloro-N-[[(4,6-dimethoxy-2-pyrimidinyl)amino]carbonyl]- | 1734830 | 100944
Imidazo[1,5-a]quinoxalin-4(5H)-one, 3-(5-cyclopropyl-1,2,4-oxadiazol-3-yl)-5-(1-methylethyl)- | 1734832 | 100945
1,3,5-Triazine-2,4-diamine, N2-[(1R,2S)-2,3-dihydro-2,6-dimethyl-1H-inden-1-yl]-6-(1-fluoroethyl)- | 1734834 | 100946
Phosphorothioic acid, O,O-bis(1-methylethyl) S-(phenylmethyl) ester | 1734836 | 100947
1H-Pyrazole-4-carboxamide, 3-(difluoromethyl)-1-methyl-N-[1,2,3,4-tetrahydro-9-(1-methylethyl)-1,4-methanonaphthalen-5-yl]- | 1734838 | 100948
Glycine, N-(phosphonomethyl)-, ammonium salt (1:1) | 1734840 | 100949
Guanidine, N-[(2-chloro-5-thiazolyl)methyl]-N'-methyl-N''-nitro- | 1734842 | 100950
Harpin Ea | 1734844 | 100951
Phosphorodithioic acid, O-methyl ester, S-ester with 2-mercapto-N-methylacetamide, monopotassium salt | 1734846 | 100952
Oils, eucalyptus, E. citriodora | 1734848 | 100953
Nonanoic acid, ammonium salt (1:1) | 1734850 | 100954
1H-Pyrazole-4-carboxamide, N-[2-(1,3-dimethylbutyl)phenyl]-5-fluoro-1,3-dimethyl- | 1734852 | 100955
Pentacosane, 11-methyl- | 1734854 | 100956
Pentacosane, 5-methyl- | 1734856 | 100957
1H-Pyrazole-4-carboxamide, N-[2-(1,3-dimethylbutyl)-3-thienyl]-1-methyl-3-(trifluoromethyl)- | 1734858 | 100958
Morphinan-3,6-diol, 7,8-didehydro-4,5-epoxy-17-methyl-(5.alpha.,6.alpha.)-, sulfate (2:1) | 1734860 | 100959
Morpholine, 4,4'-methylenebis- | 1734862 | 100960
Glycine, N,N'-1,2-ethanediylbis[N-(carboxymethyl)-, compd. with 2-aminoethanol | 1734864 | 100961
Piperidinium, 1,1-dimethyl-, salt with boric acid (H5B5O10) (1:1) | 1734866 | 100962
Sulfamide, N,N-dimethyl- | 1734868 | 100963
Urea, N-(4,6-dimethoxy-2-pyrimidinyl)-N-[3-(ethylsulfonyl)-2-pyridinyl]- | 1734870 | 100964
Phosphonic acid, P-[(acetylamino)methyl]- | 1734872 | 100965
Glycine, N-acetyl-N-(phosphonomethyl)- | 1734874 | 100966
6,11,28-Trioxatricyclo[22.3.1.05,7]octacosa-8,14,16,18,20-pentaene-25-carboxylic acid, 22-[(3-amino-3,6-dideoxy-.beta.-D-mannopyranosyl)oxy]-1,3,26-trihydroxy-12-methyl-10-oxo-, (1R,3S,5R,7R,8E,12R,14E,16E,18E,20E,22R,24S,25R,26S)- | 1734876 | 100967
Phosphoric acid, dimethyl ester, sodium salt (1:1) | 1734878 | 100968
Boron potassium oxide (B5KO8), tetrahydrate | 1734880 | 100969
Propanoic acid, 2-[4-[(5-chloro-3-fluoro-2-pyridinyl)oxy]phenoxy]-, (2R)- | 1734882 | 100970
3H-1,2,4-Triazole-3-thione, 2-[2-(1-chlorocyclopropyl)-3-(2-chlorophenyl)-2-hydroxypropyl]-1,2-dihydro- | 1734886 | 100972
Methanone, (5-hydroxy-1,3-dimethyl-1H-pyrazol-4-yl)[2-(methylsulfonyl)-4-(trifluoromethyl)phenyl]- | 1734888 | 100973
Phosphorothioic acid, O,O-dimethyl ester, sodium salt (1:1) | 1734890 | 100974
Propanoic acid, 2,2-dimethyl-, 8-(2,6-diethyl-4-methylphenyl)-1,2,4,5-tetrahydro-7-oxo-7H-pyrazolo[1,2-d][1,4,5]oxadiazepin-9-yl ester | 1734892 | 100975
Phenol, 4-[(4-cyclopropyl-6-methyl-2-pyrimidinyl)amino]- | 1734894 | 100976
Phenol, 4-[(5-chloro-3-fluoro-2-pyridinyl)oxy]- | 1734896 | 100977
1H-as-Indaceno[3,2-d]oxacyclododecin-7,15-dione, 2-[(6-deoxy-3-O-ethyl-2,4-di-O-methyl-.alpha.-L-mannopyranosyl)oxy]-13-[[(2R,5S,6R)-5-(dimethylamino)tetrahydro-6-methyl-2H-pyran-2-yl]oxy]-9-ethyl-2,3,3a,4,5,5a,5b,6,9,10,11,12,13,14,16a,16b-hexadecahydro-14-methyl-, (2R,3aR,5aR,5bS,9S,13S,14R,16aS,16bR)- | 1734898 | 100978
1H-as-Indaceno[3,2-d]oxacyclododecin-7,15-dione, 2-[(6-deoxy-3-O-ethyl-2,4-di-O-methyl-.alpha.-L-mannopyranosyl)oxy]-13-[[(2R,5S,6R)-5-(dimethylamino)tetrahydro-6-methyl-2H-pyran-2-yl]oxy]-9-ethyl-2,3,3a,5a,5b,6,9,10,11,12,13,14,16a,16b-tetradecahydro-4,14-dimethyl-, (2S,3aR,5aS,5bS,9S,13S,14R,16aS,16bS)- | 1734900 | 100979
Butanoic acid, 3,3-dimethyl-, 2-oxo-3-(2,4,6-trimethylphenyl)-1-oxaspiro[4.4]non-3-en-4-yl ester | 1734902 | 100980
Carbonic acid, cis-3-(2,5-dimethylphenyl)-8-methoxy-2-oxo-1-azaspiro[4.5]dec-3-en-4-yl ethyl ester | 1734904 | 100981
Sulfamic acid, N-bromo-, potassium salt (1:1) | 1734906 | 100982
Sulfamic acid, N-bromo-, sodium salt (1:1) | 1734908 | 100983
3-Pyridinesulfonamide, N-(5,7-dimethoxy[1,2,4]triazolo[1,5-a]pyrimidin-2-yl)-2-methoxy-4-(trifluoromethyl)- | 1734910 | 100984
Quillaja saponaria, ext. | 1734912 | 100985
Quinoline, 6-ethoxy-1,2,3,4-tetrahydro-2,2,4-trimethyl- | 1734914 | 100986
Quinoline, 6-ethoxy-1,2-dihydro-1,2,2,4-tetramethyl- | 1734916 | 100987
Quinoline, 6-ethoxy-2,4-dimethyl- | 1734918 | 100988
2(1H)-Quinolinone, 5,7-dichloro-4-(4-fluorophenoxy)- | 1734920 | 100989
1H-Pyrazole-3-carboxamide, 5-amino-1-[2,6-dichloro-4-(trifluoromethyl)phenyl]-4-[(trifluoromethyl)sulfinyl]- | 1734922 | 100990
Cyclopropanecarboxylic acid, 3-(2-cyano-1-propen-1-yl)-2,2-dimethyl-, [2,3,5,6-tetrafluoro-4-(methoxymethyl)phenyl]methyl ester | 1734924 | 100991
Benzeneacetamide, 2-[(2,5-dimethylphenoxy)methyl]-.alpha.-methoxy-N-methyl- | 1734926 | 100992
Saponins, Quinoa | 1734928 | 100993
1H-Pyrazole-4-carboxamide, N-(2-[1,1'-bicyclopropyl]-2-ylphenyl)-3-(difluoromethyl)-1-methyl- | 1734930 | 100994
Silver nitrate oxide (Ag7(NO3)O8) | 1734932 | 100995
2-Pyridinecarboxylic acid, 4-amino-3,6-dichloro-, compd. with 1,1',1''-nitrilotris[2-propanol] (1:1) | 1734934 | 100996
Urea, N-[4-(trifluoromethoxy)phenyl]- | 1734936 | 100997
Urea, chloro- | 1734938 | 100998
Piperazinium, 4-[2-(9-acridinylamino)ethyl]-1-hexyl-1-methyl-, bromide, hydrobromide (1:1:1) | 1734941 | 100999
3-Thiophenecarboxylic acid, 4-[[[(4,5-dihydro-3-methoxy-4-methyl-5-oxo-1H-1,2,4-triazol-1-yl)carbonyl]amino]sulfonyl]-5-methyl-, methyl ester | 1734943 | 101000
Thieno[2,3-d]isothiazol-3(2H)-one, 1,1-dioxide | 1734945 | 101001
Thiocyanic acid, methylene ester, mixt. with hexabutyldistannoxane | 1734947 | 101002
1H-Pyrazole-5-carboxamide, 4-chloro-3-ethyl-1-methyl-N-[[4-(4-ethylphenoxy)phenyl]methyl]- | 1734949 | 101003
Methanone, [3-(4,5-dihydro-3-isoxazolyl)-2-methyl-4-(methylsulfonyl)phenyl](5-hydroxy-1-methyl-1H-pyrazol-4-yl)- | 1734951 | 101004
3,13-Octadecadien-1-ol, (3Z,13Z)- | 1734953 | 101005
1,2-Benzisothiazol-3(2H)-one, 2-methyl- | 1734955 | 101006
1,3,4-Thiadiazol-2(3H)-one, 5-(trifluoromethyl)- | 1734957 | 101007
1,3,5-Triazine-2,4-diamine, N2-(1,1-dimethylethyl)-6-(methylthio)- | 1734959 | 101008
1H-Imidazol-2-amine, 1-[(6-chloro-3-pyridinyl)methyl]-4,5-dihydro-N-nitro- | 1734961 | 101009
1-Butanol, 2-nitro-, dihydrogen phosphate (ester) | 1734963 | 101010
1-Octadecanaminium, N,N-dimethyl-N-[3-(trihydroxysilyl)propyl]-, chloride (1:1) | 1734965 | 101011
3,13-Octadecadien-1-ol, (3E,13Z)- | 1734967 | 101012
1H-Imidazole-1-ethanol, ?-(2,4-dichlorophenyl)- | 1734971 | 101014
1H-Pyrazole-4-carboxamide, 3-(difluoromethyl)-1-methyl-N-(3',4',5'-trifluoro[1,1'-biphenyl]-2-yl)- | 1734973 | 101015
2(1H)-Pyridinone, 5-(trifluoromethyl)- | 1734975 | 101016
2,4-Imidazolidinedione, 5-methyl-5-phenyl-3-(phenylamino)- | 1734977 | 101017
Benzenamine, 2,6-diethyl-4-methyl- | 1734979 | 101018
Benzamide, 2-amino-N,N-dimethyl- | 1734981 | 101019
2-Butenoic acid, 3-methyl-, 5-methyl-2-(1-methylethenyl)-4-hexen-1-yl ester | 1734983 | 101020
Carbamic acid, hydroxymethyl-, 2-chloro-4,5-dimethylphenyl ester | 1734985 | 101021
Propanoic acid, 2-(2,4-dichlorophenoxy)-, 2-ethylhexyl ester, (2R)- | 1734987 | 101022
3-Pyridinecarboxylic acid, 2-[4,5-dihydro-4-methyl-4-(1-methylethyl)-5-oxo-1H-imidazol-2-yl]-5-(1-hydroxyethyl)- | 1734989 | 101023
2-Pyrimidinamine, 4-cyclopropyl-6-methyl- | 1734991 | 101024
2-Pyrimidinamine, N-[3-(ethylsulfonyl)-2-pyridinyl]-4,6-dimethoxy- | 1734993 | 101025
2,13-Octadecadien-1-ol, (2E,13Z)- | 1734995 | 101026
2,13-Octadecadien-1-ol, 1-acetate, (2Z,13Z)- | 1734997 | 101027
1-Octen-3-ol, (3R)- | 1734999 | 101028
1-Oxaspiro[4.4]non-3-en-2-one, 4-hydroxy-3-(2,4,6-trimethylphenyl)- | 1735001 | 101029
1-Propanaminium, N-?-D-glucopyranuronosyl-N,N-dimethyl-3-[(propoxycarbonyl)amino]-, inner salt | 1735003 | 101030
1H-Pyrazole-4-carboxylic acid, 3-(difluoromethyl)- | 1735005 | 101031
1H-1,2,4-Triazole-1-acetic acid | 1735007 | 101032
1H-1,2,4-Triazole-1-ethanol, .alpha.-(1-chlorocyclopropyl)-.alpha.-[(2-chlorophenyl)methyl]-5-(methylthio)- | 1735009 | 101033
Urea, N-(4,6-dimethoxy-2-pyrimidinyl)- | 1735011 | 101034
Benzonitrile, 4-[2-oxo-2-[3-(trifluoromethyl)phenyl]ethyl]- | 1735013 | 101035
2-Pyridinecarboxylic acid, 4-amino-3,6-dichloro-, potassium salt (1:1) | 1735015 | 101036
Benzoic acid, 2-(carboxymethoxy)-4-chloro- | 1735017 | 101037
Butanoic acid, 4-hydroxy- | 1735019 | 101038
4(3H)-Pyrimidinone, 6-(2-chlorophenoxy)-5-fluoro- | 1735021 | 101039
Benzenemethanol, 4-[(1-ethylpropyl)amino]-2-methyl-3,5-dinitro- | 1735023 | 101040
Hydrazinecarboxamide, 2-[2-(4-cyanophenyl)-1-[3-(trifluoromethyl)phenyl]ethylidene]-N-[4-(trifluoromethoxy)phenyl]- | 1735025 | 101041
Thiazole, 5-chloro-2-[(3,4,4-trifluoro-3-buten-1-yl)sulfonyl]- | 1735029 | 101043
5H-Dibenzo[a,d]cyclohepten-5,10-imine, 10,11-dihydro-5-methyl-, (5S,10R)- | 1735031 | 101044
7,11,13-Hexadecatrienal, (7Z,11Z,13E)- | 1735033 | 101045
7,9-Dodecadien-1-ol, acetate, (7Z,9E)- | 1735035 | 101046
7H-Pyrazolo[1,2-d][1,4,5]oxadiazepine-7,9(8H)-dione, 8-(2,6-diethyl-4-methylphenyl)tetrahydro- | 1735037 | 101047
9-Pentacosene | 1735039 | 101048
2,4-Pentadienoic acid, 5-[(1S)-1-hydroxy-2,6,6-trimethyl-4-oxo-2-cyclohexen-1-yl]-3-methyl-, (2Z,4E)- | 1735041 | 101049
Benzeneacetic acid, 4-[3-[(2R,6S)-2,6-dimethyl-4-morpholinyl]-2-methylpropyl]-?,?-dimethyl-, rel- | 1735043 | 101050
1H-Pyrazole-1-carbothioic acid, 5-amino-2,3-dihydro-2-(1-methylethyl)-4-(2-methylphenyl)-3-oxo-, S-2-propen-1-yl ester | 1735045 | 101051
3,8,11-Tetradecatrien-1-ol, acetate, (3E,8Z,11Z)- | 1735047 | 101052
1H-Pyrazole-4-carboxylic acid, 3-(difluoromethyl)-1-methyl- | 1735049 | 101053
Benzoic acid, 3-(trifluoromethyl)- | 1735051 | 101054
[1,2,4]Triazolo[1,5-a]pyrimidin-7-amine, 5-ethyl-6-octyl- | 1735053 | 101055
4-Pyrimidinecarboxylic acid, 6-amino-5-chloro-2-cyclopropyl-, methyl ester | 1735055 | 101056
4-Pyrimidinecarboxylic acid, 6-amino-5-chloro-2-cyclopropyl-, potassium salt (1:1) | 1735057 | 101057
1H-1,2,4-Triazole-1-sulfonamide, 3-[(3-bromo-6-fluoro-2-methyl-1H-indol-1-yl)sulfonyl]-N,N-dimethyl- | 1735059 | 101058
Benzamide, 2-[[[[[(4,6-dimethoxy-2-pyrimidinyl)amino]carbonyl]amino]sulfonyl]amino]-N,N-dimethyl- | 1735061 | 101059
Urea, N-(1-methylethyl)-N'-phenyl- | 1735063 | 101060
2H-1,3,5-Thiadiazine-2,4(3H)-dione, dihydro-3-(1-methylethyl)-5-phenyl- | 1735065 | 101061
Bicyclo[2.2.1]heptan-2-amine, N,2,3,3-tetramethyl-, hydrochloride (1:1) | 1735067 | 101062
Betaines, C12-16-alkyldimethyl | 1735069 | 101063
Benzoic acid, 3,5-dichloro-4-methyl- | 1735071 | 101064
Benzoic acid, 3-(4,5-dihydro-3-isoxazolyl)-2-methyl-4-(methylsulfonyl)- | 1735073 | 101065
1,4,2-Oxathiazine, 3-benzo[b]thien-2-yl-5,6-dihydro-, 4-oxide | 1735075 | 101066
Bicyclo[3.2.1]oct-3-en-2-one, 4-hydroxy-3-[[2-[(2-methoxyethoxy)methyl]-6-(trifluoromethyl)-3-pyridinyl]carbonyl]- | 1735077 | 101067
Boric acid (H3BO3), polymer with N-decyl-1-decanamine, oxirane and 1,2-propanediol | 1735079 | 101068
Butanediol | 1735081 | 101069
Propionic acid, 2,2-dichloro-, oxydiethylene ester | 1735083 | 101070
Phosphorothioic acid, O,O-bis(1-methylethyl) S-[2-[(phenylsulfonyl)amino]ethyl] ester | 1735085 | 101071
Benzamide, 2-chloro-5-[3,6-dihydro-3-methyl-2,6-dioxo-4-(trifluoromethyl)-1(2H)-pyrimidinyl]-4-fluoro-N-[[methyl(1-methylethyl)amino]sulfonyl]- | 1735087 | 101072
Benzamide, N-[[[2,5-dichloro-4-(1,1,2,3,3,3-hexafluoropropoxy)phenyl]amino]carbonyl]-2,6-difluoro- | 1735089 | 101073
Benzene, 2-bromo-1,3-diethyl-5-methyl- | 1735091 | 101074
Benzeneacetamide, 2-[[6-(2-chlorophenoxy)-5-fluoro-4-pyrimidinyl]oxy]-.alpha.-(methoxyimino)- | 1735093 | 101075
Benzeneacetamide, 4-chloro-.alpha.-hydroxy-N-[2-[3-methoxy-4-(2-propyn-1-yloxy)phenyl]ethyl]- | 1735095 | 101076
Benzeneacetic acid, 2,6-dichloro- | 1735097 | 101077
Benzeneacetic acid, 2-[[6-(2-chlorophenoxy)-5-fluoro-4-pyrimidinyl]oxy]-.alpha.-(methoxyimino)- | 1735099 | 101078
Benzenepropanoic acid, .alpha.-cyano-.alpha.-[4-(1,1-dimethylethyl)phenyl]-.beta.-oxo-2-(trifluoromethyl)-, 2-methoxyethyl ester | 1735101 | 101079
Benzenepropanoic acid, .alpha.,2-dichloro-5-[4-(difluoromethyl)-4,5-dihydro-3-methyl-5-oxo-1H-1,2,4-triazol-1-yl]-4-fluoro- | 1735103 | 101080
Chenopodium ambrosioides, ext. | 1735105 | 101081
1H-Pyrazole-5-carboxamide, 3-bromo-N-[4-chloro-2-methyl-6-[(methylamino)carbonyl]phenyl]-1-(3-chloro-2-pyridinyl)- | 1735107 | 101082
Copper, bis[N-(hydroxy-.kappa.O)-N-(nitroso-.kappa.O)cyclohexanaminato]- | 1735109 | 101083
Copper, bis(acetato-.kappa.O)diammine- | 1735111 | 101084
Urea, N-[(2-chlorophenyl)methyl]-N'-(1-methyl-1-phenylethyl)- | 1735113 | 101085
Cyclopentaneacetic acid, 3-oxo-2-pentyl-, propyl ester | 1735115 | 101086
Cyclopropanecarboxylic acid, 3-(2,2-dibromoethenyl)-2,2-dimethyl-, (R)-cyano(3-phenoxyphenyl)methyl ester, (1R,3R)-rel- | 1735117 | 101087
Cyclopropanecarboxylic acid, 3-[2-chloro-2-(4-chlorophenyl)ethenyl]-2,2-dimethyl-, cyano(4-fluoro-3-phenoxyphenyl)methyl | 1735119 | 101088
Benzeneacetamide, N-[[(cyclopropylmethoxy)amino][2,3-difluoro-6-(trifluoromethyl)phenyl]methylene]-, [N(Z)]- | 1735121 | 101089
Butanoic acid, 3-hydroxy-, (3R)- | 1735123 | 101090
Butanoic acid, 2-hydroxy- | 1735125 | 101091
Sulfamide, N,N-dimethyl-N'-(4-methylphenyl)- | 1735127 | 101092
Ethanone, 1-[4-[4-[5-(2,6-difluorophenyl)-4,5-dihydro-3-isoxazolyl]-2-thiazolyl]-1-piperidinyl]-2-[5-methyl-3-(trifluoromethyl)-1H-pyrazol-1-yl]- | 1735129 | 101093
Phosphorodithioic acid, S-methyl S-[2-(methylamino)-2-oxoethyl] ester, monosodium salt | 1735131 | 101094
Diazene, 1-cyclohexyl-2-hydroxy-, 1-oxide, potassium salt (1:1) | 1735133 | 101095
Phosphoric acid, diethyl 3,5,6-trichloro-2-pyridinyl ester | 1735135 | 101096
Fats and Glyceridic oils, margosa, azadirachtin-free | 1735137 | 101097
4-Pyridinecarboxylic acid, 2,6-dichloro-, compd. With N,N-diethylethanamine (1:1) | 1735139 | 101098
Carbamic acid, N-[(1S)-1-[[[(1R)-1-(6-fluoro-2-benzothiazolyl)ethyl]amino]carbonyl]-2-methylpropyl]-, 1-methylethyl ester | 1735141 | 101099
1-Naphthalenol, 7-(dipropylamino)-5,6,7,8-tetrahydro-, hydrobromide (1:1) | 1735143 | 101100
6,14-Ethenomorphinan-7-methanol, 17-(cyclopropylmethyl)-.alpha.-(1,1-dimethylethyl)-4,5-epoxy-18,19-dihydro-3-hydroxy-6-methoxy-.alpha.-methyl-, (.alpha.S,5.alpha.,7.alpha.)- | 1735145 | 101101
Carbamothioic acid, (3-hydroxypropyl)propyl-, S-ethyl ester | 1735149 | 101103
Ammonia mixt. with nitrate | 1735151 | 101105
1,2,3-Propanetricarboxylic acid, 2-(acetyloxy)-, 1,2,3-tris(2-ethylhexyl) ester | 1735152 | 101107
Heptanoic acid, 1,1',1''-(1,2,3-propanetriyl) ester | 1735154 | 101108
1H-Pyrrole-2,5-dione, 1-(2,6-dimethylphenyl)- | 1735156 | 101109
7-Octen-4-one, 2,6-dimethyl- | 1735158 | 101110
Benzenamine, 4,4'-[1,3-phenylenebis(1-methylethylidene)]bis- | 1735160 | 101111
Phenol, 4-(methoxymethyl)- | 1735162 | 101112
4,7-Methano-1H-indene, 3a,4,7,7a-tetrahydro-, polymer with 1-butene and ethene | 1735164 | 101113
Poly(oxy-1,2-ethanediyl), .alpha.-(1-oxotetradecyl)-.omega.-methoxy- | 1735166 | 101114
Poly(oxy-1,2-ethanediyl), .alpha.-(1-oxodecyl)-.omega.-methoxy- | 1735168 | 101115
Poly[oxy(methyl-1,2-ethanediyl)], .alpha.-2-propen-1-yl-.omega.-(2-propen-1-yloxy)- | 1735170 | 101116
Benzoic acid, 4-(1,1-dimethylethyl)-, hydrazide | 1735172 | 101117
2,5-Furandione, polymer with 2-methyl-1-propene, amide, ammonium salt | 1735174 | 101118
2(3H)-Furanone, 3-ethyldihydro-5,5-dimethyl- | 1735176 | 101119
Phosphonic acid, P-methyl-, diphenyl ester, polymer with 4,4'-(1-methylethylidene)bis[phenol] | 1735178 | 101120
Propanoic acid, 3-(dodecylthio)-, 2-(1,1-dimethylethyl)-4-[[5-(1,1-dimethylethyl)-4-hydroxy-2-methylphenyl]thio]-5-methylphenyl ester | 1735180 | 101121
Poly(oxy-1,2-ethanediyl), .alpha.-[4-(dimethylamino)benzoyl]-.omega.-[[4-(dimethylamino)benzoyl]oxy]- | 1735182 | 101122
Bicyclo[2.2.1]hept-2-ene, 5-ethylidene-, polymer with 1-butene and ethene | 1735184 | 101123
Acetamide, N,N'-(ethenylmethylsilylene)bis[N-ethyl- | 1735186 | 101124
Fatty acids, lanolin, esters with cholesterol-low lanolin alcs. | 1735188 | 101125
Iron, citrate phosphate potassium complexes | 1735190 | 101126
Disiloxane, 1-butyl-1,1,3,3-tetramethyl- | 1735192 | 101127
Pentasiloxane, 1-butyl-1,1,3,3,5,5,7,7,9,9-decamethyl- | 1735194 | 101128
Phenol, 4,4'-(1-methylethylidene)bis-, polymer with 2-(chloromethyl)oxirane, 2-[(2-methyl-1-oxo-2-propen-1-yl)oxy]ethyl 4-cyclohexene-1,2-dicarboxylate | 1735196 | 101129
Aluminum barium europium magnesium oxide | 1735198 | 101130
Benzeneacetonitrile, .alpha.-butylidene-, (.alpha.Z)- | 1735200 | 101131
1-Propanethiol, 2,3-bis[(2-mercaptoethyl)thio]- | 1735202 | 101132
1-Naphthalenesulfonic acid, 3-diazo-3,4-dihydro-4-oxo-, ester with 4,4'-[1-[4-[1-(4-hydroxyphenyl)-1-methylethyl]phenyl]ethylidene]bis[phenol] | 1735204 | 101133
1-Naphthalenesulfonic acid, 6-diazo-5,6-dihydro-5-oxo-, ester with 4,4',4''-ethylidynetris[phenol] | 1735206 | 101134
Benzoyl chloride, 2-(methylsulfonyl)-4-(trifluoromethyl)- | 1735208 | 101135
1-Propanol, 3,3'-[(2-methylpropyl)phosphinylidene]bis- | 1735210 | 101136
Cyclohexanol, 2,6-bis(1,1-dimethylethyl)-4-methyl- | 1735212 | 101137
Siloxanes and Silicones, 3-aminopropyl Me, hydroxy-terminated | 1735214 | 101138
Poly(oxy-1,2-ethanediyl), .alpha.-(1-oxooctyl)-.omega.-methoxy- | 1735216 | 101139
1H-1,2,4-Triazole-3-acetic acid, 5-[4-(1,1-dimethylethyl)phenyl]- | 1735218 | 101140
Propanoic acid, 3-hydroxy-2-(hydroxymethyl)-2-methyl-, polymer with 2,2'-[1,4-butanediylbis(oxymethylene)]bis[oxirane], dihydro-3-(tetrapropenyl)-2,5-furandione and .alpha.-hydro-.omega.-hydroxypoly(oxy-1,2-ethanediyl), compd. with 2-(dimethylamino)ethanol | 1735220 | 101141
Sulfonium, triphenyl-, 7,7-dimethyl-2-oxobicyclo[2.2.1]heptane-1-methanesulfonate (1:1) | 1735222 | 101142
Hexane, 1,6-diisocyanato-, homopolymer, 3-(trimethoxysilyl)-1-propanethiol-blocked | 1735224 | 101143
Fats and Glyceridic oils, wheat germ | 1735226 | 101144
3H-Indolium, 2-[2-[3-[2-(1,3-dihydro-1,3,3-trimethyl-2H-indol-2-ylidene)ethylidene]-2-[(1-phenyl-1H-tetrazol-5-yl)thio]-1-cyclohexen-1-yl]ethenyl]-1,3,3-trimethyl-, chloride (1:1) | 1735228 | 101145
Poly(oxy-1,2-ethanediyl), .alpha.-undecyl-.omega.-hydroxy-, branched and linear, ethers with 1,2-decanediol (1:1) | 1735230 | 101146
Thiophene, 2,5-dibromo-3-[2-(2-methoxyethoxy)ethoxy]- | 1735232 | 101147
Thiophene, 2,5-dibromo-3-[2-(2-methoxyethoxy)ethoxy]-, homopolymer | 1735234 | 101148
1-Butanone, 3-(dodecylthio)-1-(2,6,6-trimethyl-3-cyclohexen-1-yl)- | 1735236 | 101149
Dodecanoic acid, 1,1'-[1,6-hexanediylbis[nitrilo(2,2-dimethyl-1-propanyl-3-ylidene)]] ester | 1735238 | 101150
Poly[oxy(methyl-1,2-ethanediyl)], .alpha.-[2-[[2,2-dimethyl-3-[(1-oxododecyl)oxy]propylidene]amino]methylethyl]-.omega.-[2-[[2,2-dimethyl-3-[(1-oxododecyl)oxy]propylidene]amino]methylethoxy]- | 1735240 | 101151
Poly(oxy-1,2-ethanediyl), .alpha.-(2-methyl-2-propen-1-yl)-.omega.-hydroxy-, C10-16-alkyl ethers | 1735242 | 101152
Benzoic acid, nonyl ester, branched and linear | 1735244 | 101153
Poly(oxy-1,2-ethanediyl), .alpha.-(2-methyl-2-propen-1-yl)-.omega.-hydroxy-, C12-15-alkyl ethers | 1735246 | 101154
Boron, trifluoro(tetrahydrofuran)-, (T-4)-, polymer with .alpha.-hydro-.omega.-hydroxypoly(oxy-1,2-ethanediyl) and 3-methyl-3-[(2,2,3,3,3-pentafluoropropoxy)methyl]oxetane | 1735248 | 101155
Hexanedioic acid, polymer with 2-butyl-2-ethyl-1,3-propanediol, 2,2-dimethyl-1,3-propanediol, 3-hydroxy-2-(hydroxymethyl)-2-methylpropanoic acid and 5-isocyanato-1-(isocyanatomethyl)-1,3,3-trimethylcyclohexane, diethanolamine- and polyethylene-polypropylene glycol mono-Bu ether-blocked, compds. with 2-(dimethylamino)ethanol | 1735250 | 101156
Fatty acids, C18-unsatd., dimers, hydrogenated, polymers with 1,4-cyclohexanedicarboxylic acid, polyethylene-polypropylene glycol bis(2-aminopropyl) ether, polypropylene glycol diamine and propionic acid | 1735252 | 101157
2-Propenoic acid, 2-methyl-, 2-hydroxyethyl ester, polymer with rel-(1R,2R,4R)-1,7,7-trimethylbicyclo[2.2.1]hept-2-yl 2-methyl-2-propenoate and rel-(1R,2R,4R)-1,7,7-trimethylbicyclo[2.2.1]hept-2-yl 2-propenoate | 1735254 | 101158
Morpholine, 4-C6-12 acyl derivs. | 1735256 | 101159
4,7-Decadienal | 1735258 | 101160
Methanone, (5-hydroxy-1,3-dimethyl-1H-pyrazol-4-yl)[2-(methylsulfonyl)-4-(trifluoromethyl)phenyl]-, potassium salt (1:1) | 1735260 | 101161
D-Glucopyranose, oligomeric, C10-16-alkyl glycosides, 2-hydroxy-3-sulfopropyl ethers, sodium salts, polymers with 1,3-dichloro-2-propanol | 1735262 | 101162
2-Propenoic acid, 2-ethylhexyl ester, polymer with 1-(1,1-dimethylethyl)-4-ethenylbenzene, ethenylbenzene and 1-ethenyl-4-methylbenzene | 1735264 | 101163
Propanol, 1(or 2)-[methyl-2-[(1,7,7-trimethylbicyclo[2.2.1]hept-2-yl)oxy]ethoxy]- | 1735266 | 101164
1-Propanone, 2-hydroxy-2-methyl-, 1-(4-C10-13-alkylphenyl) derivs. | 1735268 | 101165
Siloxanes and Silicones, di-Me, Bu group- and hydrogen-terminated | 1735270 | 101166
1,3-Benzenedicarboxylic acid, polymer with 1,4-butanediol, 1,2-ethanediamine, hexanedioic acid, 1,6-hexanediol and 1,1'-methylenebis[4-isocyanatocyclohexane], polyethylene-polypropylene glycol mono-Bu ether-blocked | 1735272 | 101167
Hexanedioic acid, polymer with 2,2-bis(hydroxymethyl)butanoic acid, 1,4-butanediol, 2,2-dimethyl-1,3-propanediol, 1,2-ethanediamine, 1,6-hexanediol and 5-isocyanato-1-(isocyanatomethyl)-1,3,3-trimethylcyclohexane, diethanolamine-blocked, compds. with triethylamine | 1735274 | 101168
Hexanedioic acid, polymer with 2-ethyl-2-(hydroxymethyl)-1,3-propanediol and 1,6-hexanediol, 2-propenoate, polymer with 1,2-ethanediamine, 3-hydroxy-2-(hydroxymethyl)-2-methylpropanoic acid and 1,1'-methylenebis[4-isocyanatocyclohexane], compd. with N,N-diethylethanamine | 1735276 | 101169
2H-Pyran-4-ol, 2-(1-ethylpropyl)tetrahydro-4-methyl- | 1735278 | 101170
Siloxanes and Silicones, Me hydrogen, Me 3-(2-oxiranylmethoxy)propyl, ethoxy- and methoxy-terminated | 1735280 | 101171
Fuels, diesel, C9-18-alkane branched and linear | 1735282 | 101172
Hexanedioic acid, polymer with 1,3-bis(1-isocyanato-1-methylethyl)benzene, 2,2-dimethyl-1,3-propanediol, hydrazine and 3-hydroxy-2-(hydroxymethyl)-2-methylpropanoic acid, compd. with N,N-dipropyl-1-propanamine | 1735284 | 101173
D-Glucopyranose, oligomeric, decyl octyl glycosides, 2,3-dihydroxypropyl ethers, phosphates, sodium salts, polymers with 1,3-dichloro-2-propanol | 1735286 | 101174
Phosphonic acid, P-octyl-, lanthanum(3+) salt (2:1) | 1735288 | 101175
Carbonic acid, dimethyl ester, polymer with 2-ethyl-2-(hydroxymethyl)-1,3-propanediol, cyclohexyl ester | 1735290 | 101176
1,2-Cyclohexanedicarboxylic acid, benzyl nonyl ester, branched and linear | 1735292 | 101177
1,2-Cyclohexanedicarboxylic acid, benzyl C8-10-isoalkyl esters, C9-rich | 1735294 | 101178
Poly[oxy(methyl-1,2-ethanediyl)], .alpha.,.alpha.',.alpha.''-(nitrilotri-2,1-ethanediyl)tris[.omega.-hydroxy-, polymer with .alpha.-hydro-.omega.-hydroxypoly[oxy(methyl-1,2-ethanediyl)] and 1,1'-methylenebis[isocyanatobenzene] | 1735296 | 101179
Formaldehyde, polymer with 4-(1,1-dimethylethyl)phenol, reaction products with 1-piperazineethanamine | 1735298 | 101180
Carbonic acid, dimethyl ester, polymer with 1,4-cyclohexanedimethanol and 2-ethyl-2-(hydroxymethyl)-1,3-propanediol, cyclohexyl ester | 1735300 | 101181
Formaldehyde, polymer with .alpha.-(2-aminomethylethyl)-.omega.-(2-aminomethylethoxy)poly[oxy(methyl-1,2-ethanediyl)] and 4-(1,1-dimethylethyl)phenol | 1735302 | 101182
Carbonic acid, dimethyl ester, polymer with 1,6-diisocyanatohexane and 2-ethyl-2-(hydroxymethyl)-1,3-propanediol | 1735304 | 101183
Benzoic acid, 2-hydroxy-, reaction products with triethylenetetramine | 1735306 | 101184
Hexanedioic acid, polymer with 1,4-butanediol, 1,6-diisocyanatohexane, dimethyl carbonate, 2,2-dimethyl-1,3-propanediol, 2-ethyl-2-(hydroxymethyl)-1,3-propanediol, 1,6-hexanediol, 3-hydroxy-2-(hydroxymethyl)-2-methylpropanoic acid and 1,3-isobenzofurandione | 1735308 | 101185
Benzoic acid, 4,4'-oxybis-, polymer with 5,5'-oxybis[1,3-isobenzofurandione], 3,3'-(1,1,3,3-tetramethyl-1,3-disiloxanediyl)bis[1-propanamine], 4,4'-[2,2,2-trifluoro-1-(trifluoromethyl)ethylidene]bis[2-aminophenol] and N,N'-[[2,2,2-trifluoro-1-(trifluoromethyl)ethylidene]bis(6-hydroxy-3,1-phenylene)]bis[3-aminobenzamide], methyl ester | 1735310 | 101186
Silsesquioxanes, Me 3-[(2-methyl-1-oxo-2-propen-1-yl)oxy]propyl | 1735312 | 101187
Carbonic acid, dimethyl ester, polymer with 1,4-cyclohexanedimethanol, 1,6-diisocyanatohexane and 1,6-hexanediol | 1735314 | 101188
Carbonic acid, dimethyl ester, polymer with 2-ethyl-2-(hydroxymethyl)-1,3-propanediol, butanoate | 1735316 | 101189
Carbonic acid, dimethyl ester, polymer with 2-ethyl-2-(hydroxymethyl)-1,3-propanediol, acetate | 1735318 | 101190
Europium strontium borate metaphosphate oxide | 1735320 | 101191
9-Octadecenoic acid, 2-ethylhexyl ester, (9E)- | 1735322 | 101192
9-Octadecenoic acid (9Z)-, homopolymer, 2-ethylhexyl ester, isomerized | 1735324 | 101193
9-Octadecenoic acid (9Z)-, dimer, 2-ethylhexyl ester, isomerized | 1735326 | 101194
1,4-Benzenedicarboxylic acid, polymer with 1,4-butanediol, 1,6-diisocyanatohexane, 1,2-ethanediol, 1,6-hexanediamine, hexanedioic acid and 1,3-isobenzofurandione | 1735328 | 101195
2-Propenoic acid, 2-methyl-, dodecyl ester, polymer with 2-hydroxyethyl 2-methyl-2-propenoate, rel-(1R,2R,4R)-1,7,7-trimethylbicyclo[2.2.1]hept-2-yl 2-methyl-2-propenoate and rel-(1R,2R,4R)-1,7,7-trimethylbicyclo[2.2.1]hept-2-yl 2-propenoate, tert-Bu peroxide-initiated | 1735330 | 101196
1,2-Ethanediamine, N1,N2-bis(2-aminoethyl)-, reaction products with Bu glycidyl ether | 1735332 | 101197
Glycerides, C8-18 and C18-unsatd. mono-, 3-methacrylates | 1735334 | 101198
2-Propenoic acid, 2-methyl-, dodecyl ester, telomer with methyl 2-methyl-2-propenoate, tridecyl 2-methyl-2-propenoate, 3-(trimethoxysilyl)-1-propanethiol and 3-(trimethoxysilyl)propyl 2-methyl-2-propenoate | 1735336 | 101199
2-Propenoic acid, 2-methyl-, dodecyl ester, telomer with butyl 2-propenoate, methyl 2-methyl-2-propenoate, tridecyl 2-methyl-2-propenoate, 3-(trimethoxysilyl)-1-propanethiol and 3-(trimethoxysilyl)propyl 2-methyl-2-propenoate | 1735338 | 101200
Hydrazine, polymer with .alpha.-[2,2-bis(hydroxymethyl)butyl]-.omega.-methoxypoly(oxy-1,2-ethanediyl), .alpha.-hydro-.omega.-hydroxypoly[oxy(methyl-1,2-ethanediyl)] and 5-isocyanato-1-(isocyanatomethyl)-1,3,3-trimethylcyclohexane | 1735340 | 101201
9-Octadecenoic acid (9Z)-, homopolymer, isomerized | 1735342 | 101202
Fatty acids, C8-18 and C18-unsatd., reaction products with isomerized oleic acid homopolymer | 1735344 | 101203
Fatty acids, coco, reaction products with isomerized oleic acid homopolymer | 1735346 | 101204
Fatty acids, C8-18 and C18-unsatd., reaction products with isomerized oleic acid homopolymer 2-ethylhexyl ester | 1735348 | 101205
Fatty acids, coco, reaction products with isomerized oleic acid homopolymer 2-ethylhexyl ester | 1735350 | 101206
Fatty acids, C8-18 and C18-unsatd., reaction products with isomerized oleic acid dimer 2-ethylhexyl ester | 1735352 | 101207
Fatty acids, coco, reaction products with isomerized oleic acid dimer 2-ethylhexyl ester | 1735354 | 101208
Poly(oxy-1,2-ethanediyl), .alpha.-[2,2-bis(hydroxymethyl)butyl]-.omega.-methoxy-, polymer with 1,6-diisocyanatohexane, 3,5-dimethyl-1H-pyrazole-blocked | 1735356 | 101209
Fatty acids, C10-30, esters with cholesterol-low lanolin alcs. | 1735358 | 101210
D-Glucopyranose, oligomeric, C10-16-alkyl decyl octyl glycosides, 3-[(carboxymethyl)bis(2-hydroxyethyl)ammonio]-2-hydroxypropyl ethers, inner salts, polymers with 1,3-dichloro-2-propanol | 1735360 | 101211
Phenol, 4,4'-sulfonylbis-, bis(mixed acetates and propionates) | 1735362 | 101212
Octadecanoic acid, manuf. of, by-products from, distn. lights | 1735364 | 101213
Isooctadecanoic acid, manuf. of, by-products from, distn. lights | 1735366 | 101214
Octadecanoic acid, manuf. of, by-products from, distn. residues | 1735368 | 101215
Isooctadecanoic acid, manuf. of, by-products from, distn. residues | 1735370 | 101216
Amines, C36-alkylenedi-, polymers with 5,5'-oxybis[1,3-isobenzofurandione], reaction products with maleic anhydride | 1735372 | 101217
Naphtha (petroleum), heavy catalytic cracked, C5-9 fraction | 1735374 | 101218
Fatty acids, C8-10, polymers with adipic acid and trimethylolpropane | 1735376 | 101219
1,3-Benzenediol, 4-[1-[[3-(1H-imidazol-1-yl)propyl]imino]ethyl]- | 1735378 | 101220
Fatty acids, tall-oil, maleated, sodium salts | 1735380 | 101221
Fatty acids, tall-oil, reaction products with diethylenetriamine, maleic anhydride, tetraethylenepentamine and triethylenetetramine, sodium salts | 1735382 | 101222
Phospholipase C | 1735384 | 101223
4-Phytase | 1735386 | 101224
Endo-1,4-.beta.-xylanase | 1735388 | 101225
Arylesterase | 1735390 | 101226
Laccase | 1735392 | 101227
Aryldialkylphosphatase | 1735394 | 101228
Benzene, 2,4-dibromo-1-phenoxy- | 1735397 | 101229
Benzene, 1-bromo-2-(4-bromophenoxy)- | 1735399 | 101230
Benzene, 1,3-dibromo-2-phenoxy- | 1735401 | 101231
Benzene, 1,1'-oxybis[3-bromo- | 1735403 | 101232
Benzene, 1,2-dibromo-4-phenoxy- | 1735405 | 101233
Benzene, 1-bromo-3-(4-bromophenoxy)- | 1735407 | 101234
Benzene, 2,4-dibromo-1-(2-bromophenoxy)- | 1735409 | 101235
Benzene, 2,4-dibromo-1-(3-bromophenoxy)- | 1735411 | 101236
Benzene, 1,3,5-tribromo-2-phenoxy- | 1735413 | 101237
Benzene, 1,3-dibromo-2-(4-bromophenoxy)- | 1735415 | 101238
Benzene, 1,2-dibromo-4-(2-bromophenoxy)- | 1735417 | 101239
Benzene, 1,2-dibromo-4-(3-bromophenoxy)- | 1735419 | 101240
Benzene, 1,2-dibromo-4-(4-bromophenoxy)- | 1735421 | 101241
Benzene, 1,4-dibromo-2-(2,4-dibromophenoxy)- | 1735423 | 101242
Benzene, 1,3-dibromo-2-(2,4-dibromophenoxy)- | 1735425 | 101243
Benzene, 1,3-dibromo-2-(3,4-dibromophenoxy)- | 1735427 | 101244
Benzene, 1,3,5-tribromo-2-(4-bromophenoxy)- | 1735429 | 101245
Benzene, 1,1'-oxybis[3,4-dibromo- | 1735431 | 101246
Benzene, 1,2-dibromo-4-(3,5-dibromophenoxy)- | 1735433 | 101247
Benzene, 1,2,3-tribromo-4-(3,4-dibromophenoxy)- | 1735435 | 101248
Benzene, 1,2,3,4,5-pentabromo-6-phenoxy- | 1735437 | 101249
Benzene, 1,2,4-tribromo-5-(3,4-dibromophenoxy)- | 1735439 | 101250
Benzene, 1,2,4-tribromo-5-(3,5-dibromophenoxy)- | 1735443 | 101252
Benzene, 1,2,3-tribromo-5-(3,4-dibromophenoxy)- | 1735445 | 101253
Benzene, 1,2,3-tribromo-4-(2,3,4-tribromophenoxy)- | 1735447 | 101254
Benzene, 1,3,5-tribromo-2-(2,4,6-tribromophenoxy)- | 1735449 | 101255
Benzene, 1,2,3,4-tetrabromo-5-(3,4-dibromophenoxy)- | 1735451 | 101256
Benzene, 1,2,3,4,5-pentabromo-6-(2,4-dibromophenoxy)- | 1735453 | 101257
Benzene, 1,2,3,5-tetrabromo-4-(2,4,5-tribromophenoxy)- | 1735455 | 101258
Benzene, 1,2,3,5-tetrabromo-4-(2,4,6-tribromophenoxy)- | 1735457 | 101259
Benzene, 1,2,3,4,5-pentabromo-6-(3,4-dibromophenoxy)- | 1735459 | 101260
Benzene, 1,2,3,5-tetrabromo-4-(3,4,5-tribromophenoxy)- | 1735461 | 101261
Benzene, 1,2,3,5-tetrabromo-4-(2,3,4,5-tetrabromophenoxy)- | 1735463 | 101262
Benzene, 1,2,3,5-tetrabromo-4-(2,3,4,6-tetrabromophenoxy)- | 1735465 | 101263
Benzene, 1,2,3,4,5-pentabromo-6-(2,4,5-tribromophenoxy)- | 1735467 | 101264
Benzene, 1,2,3,4,5-pentabromo-6-(2,3,4,5-tetrabromophenoxy)- | 1735469 | 101265
Benzene, 1,2,3,4,5-pentabromo-6-(2,3,4,6-tetrabromophenoxy)- | 1735471 | 101266
Benzene, 1,2,3,4,5-pentabromo-6-(2,3,5,6-tetrabromophenoxy)- | 1735473 | 101267
Phosphoramidic acid, N-(1-methylethyl)-, ethyl 3-methyl-4-(methylsulfonyl)phenyl ester | 1735475 | 101268
1H-Pyrazole-3-carbonitrile, 5-amino-1-[2,6-dichloro-4-(trifluoromethyl)phenyl]-4-[(trifluoromethyl)sulfonyl]- | 1735477 | 101269
Phosphorothioic acid, O,O-diethyl S-[(ethylthio)methyl] ester | 1735479 | 101270
Benzene-1,2,4,5-d4, 3,3'-(dichloroethenylidene)bis[6-chloro- | 1735481 | 101271
Cyclohexane-1,2,3,4,5,6-d6, 1,2,3,4,5,6-hexachloro-, (1.alpha.,2.alpha.,3.beta.,4.alpha.,5.alpha.,6.beta.)- | 1735483 | 101272
1H-Pyrazole-3-carbonitrile, 5-amino-1-[2,6-dichloro-4-(trifluoromethyl)phenyl]-4-(trifluoromethyl)- | 1735485 | 101273
.alpha.-D-Galactopyranoside, 1,6-dichloro-1,6-dideoxy-.beta.-D-fructofuranosyl 4-chloro-4-deoxy- | 1735487 | 101275
Campylobacter jejuni | 1735489 | 101277
Erwinia | 1735491 | 101279
Leptospires | 1735493 | 101280
MBAS foaming agents (SURFACTANTS) | 1735495 | 101281
SUVA (SPECIFIC ULTRAVIOLET ABSORBANCE) | 1735497 | 101282
Vibrio cholerae | 1735499 | 101283
Yersinia enterocolitica | 1735501 | 101284
Benzene, 1,2,4,5-tetrachloro- and/or 1,2,3,5-Tetrachlorobenzene | 1735507 | 101289
Cyclo[2,3-didehydro-N-methylalanyl-D-alanyl-L-leucyl-(3S)-3-methyl-D-.beta.-aspartyl-L-alanyl-(2S,3S,4E,6E,8S,9S)-3-amino-9-methoxy-2,6,8-trimethyl-10-phenyl-4,6-decadienoyl-D-.gamma.-glutamyl] | 1735653 | 101291
Cyclo[2,3-didehydro-N-methylalanyl-D-alanyl-L-tyrosyl-(3S)-3-methyl-D-.beta.-aspartyl-L-arginyl-(2S,3S,4E,6E,8S,9S)-3-amino-9-methoxy-2,6,8-trimethyl-10-phenyl-4,6-decadienoyl-D-.gamma.-glutamyl] | 1735655 | 101292
Cyclo[2,3-didehydro-N-methylalanyl-D-alanyl-L-arginyl-(3S)-3-methyl-D-.beta.-aspartyl-L-arginyl-(2S,3S,4E,6E,8S,9S)-3-amino-9-methoxy-2,6,8-trimethyl-10-phenyl-4,6-decadienoyl-D-.gamma.-glutamyl] | 1735657 | 101293
Cyclo[2,3-didehydro-N-methylalanyl-D-alanyl-L-leucyl-(3S)-3-methyl-D- .beta.-aspartyl-L-tyrosyl-(2S,3S,4E,6E,8S,9S)-3-amino-9-methoxy-2,6,8- trimethyl-10-phenyl-4,6-decadienoyl-D-.gamma.-glutamyl] | 1735659 | 101294
Cyclo[2,3-didehydro-N-methylalanyl-D-alanyl-L-leucyl-(3S)-3-methyl-D-.beta.-aspartyl-L-tryptophyl-(2S,3S,4E,6E,8S,9S)-3-amino-9-methoxy-2,6,8-trimethyl-10-phenyl-4,6-decadienoyl-D-.gamma.-glutamyl] | 1735663 | 101296
Estra-4,9,11-trien-3-one, 17-hydroxy-, (17.beta)- | 1735665 | 101297
Benzamide, 5-chloro-N-[2-[4-[[[(cyclohexylamino)carbonyl]amino]sulfonyl]phenyl]ethyl]-2-methoxy- | 1735667 | 101298
Virginiamycin | 1735669 | 101299
Morphinan-6-one, 4,5-epoxy-3-methoxy-17-methyl-, (5.alpha.)- | 1735673 | 101301
Benzenepropanamine, .gamma.-[4-(trifluoromethyl)phenoxy]-, (.gamma.S)- | 1735675 | 101302
Naphthalene, 1,4,6,7-tetramethyl- | 1735679 | 101304
L-Valine, N-(1-oxopentyl)-N-[[2'-(2H-tetrazol-5-yl)[1,1'-biphenyl]-4-yl]methyl]- | 1735681 | 101305
Card-20(22)-enolide, 3,12,14-trihydroxy-, (3.beta.,5.beta,12.beta.)- | 1735683 | 101306
1,3-Benzenedimethanol, .alpha.1-[[(1,1-dimethylethyl)amino]methyl]-4-hydroxy- | 1735685 | 101307
2-Naphthaleneacetic acid, 6-methoxy-.alpha.-methyl-, (.alpha.S)- | 1735687 | 101308
1H-Imidazole, 1-[2-(2,4-dichlorophenyl)-2-[(2,4-dichlorophenyl)methoxy]ethyl]- | 1735689 | 101309
Pentanoic acid, 5-(2,5-dimethylphenoxy)-2,2-dimethyl- | 1735691 | 101310
2-Pyrazinecarboxamide, N-[2-[4-[[[(cyclohexylamino)carbonyl]amino]sulfonyl]phenyl]ethyl]-5-methyl- | 1735693 | 101311
18,19-Dinorpregn-4-en-20-yn-3-one, 17-(acetyloxy)-13-ethyl-, 3-oxime, (17.alpha.)- | 1735701 | 101315
Pregna-1,4-diene-3,20-dione, 9-fluoro-11,17,21-trihydroxy-16-methyl-, (11.beta.,16.beta.)- | 1735705 | 101317
Androstane, (5.alpha.)- | 1735713 | 101321
2-Propanol, 1-[4-(2-methoxyethyl)phenoxy]-3-[(1-methylethyl)amino]- | 1735719 | 101324
Cyclopropanecarboxylic acid, 3-(2,2-dichloroethenyl)-2,2-dimethyl-, (3-phenoxyphenyl)methyl ester, (1R,3S)- | 1735721 | 101325
2-Propanol, 1-[(1-methylethyl)amino]-3-(1-naphthalenyloxy)- | 1735725 | 101327
Methane, selenobis- | 1735729 | 101329
4-Thia-1-azabicyclo[3.2.0]heptane-2-carboxylic acid, 3,3-dimethyl-7-oxo-6-[(2-phenylacetyl)amino]- (2S,5R,6R)- | 1735733 | 101331
1,1'-Biphenyl, 2,4,4'-tribromo- | 1735741 | 101335
Imidodicarbonimidic diamide, N,N-dimethyl- | 1735743 | 101336
Cyclopropanecarboxylic acid, 3-(2,2-dichloroethenyl)-2,2-dimethyl-, (S)-cyano(3-phenoxyphenyl)methyl ester, (1R,3R)- | 1735745 | 101337
1,1-Ethenediamine, N-[2-[[[5-[(dimethylamino)methyl]-2-furanyl]methyl]thio]ethyl]-N'-methyl-2-nitro- | 1735747 | 101338
4-Thia-1-azabicyclo[3.2.0]heptane-2-carboxylic acid, 3,3-dimethyl-6-[[(5-methyl-3-phenyl-4-isoxazolyl)carbonyl]amino]-7-oxo-, (2S,5R,6R)- | 1735749 | 101339
Benzeneacetonitrile, .alpha.-[3-[[2-(3,4-dimethoxyphenyl)ethyl]amino]propyl]-3,4-dimethoxy-.alpha.-(1-methylethyl)- | 1735751 | 101340
3-Quinolinecarboxylic acid, 1-ethyl-6-fluoro-1,4-dihydro-4-oxo-7-(1-piperazinyl)- | 1735755 | 101342
Dibenzothiophene, 4-methyl- | 1735761 | 101345
Morphinan-6-one, 4,5-epoxy-14-hydroxy-3-methoxy-17-methyl-, (5.alpha.)- | 1735765 | 101347
Benzene-13C6-sulfonamide, 4-amino-N-(4,6-dimethyl-2-pyrimidinyl)- | 1735767 | 101348
1,7-Dioxaspiro[5.5]undec-10-ene-2-propanoic acid, .alpha,5-dihydroxy-.alpha.,10-dimethyl-8-[(1R,2E)-1-methyl-3-[(2R,4'aR,5R,6'S,8'R,8'aS)-octahydro-8'-hydroxy-6'-[(1S,3S)-1-hydroxy-3-[(2S,3R,6S)-3-methyl-1,7-dioxaspiro[5.5]undec-2-yl]butyl]-7'-methylenespiro[furan-2(3H),2'(3'H)-pyrano[3,2-b]pyran]-5-yl]-2-propen-1-yl]-, (.alpha.R,2S,5R,6R,8S)- | 1735769 | 101349
1,1'-Biphenyl, 2,3,3',4,4',5,6-heptabromo- | 1735771 | 101350
Butanoic acid, 2,2-dimethyl-, (1S,3R,7S,8S,8aR)-1,2,3,7,8,8a-hexahydro-3,7-dimethyl-8-[2-[(2R,4R)-tetrahydro-4-hydroxy-6-oxo-2H-pyran-2-yl]ethyl]-1-naphthalenyl ester | 1735773 | 101351
Erythromycin, 9-[O-[(2-methoxyethoxy)methyl]oxime], (9E)- | 1735775 | 101352
Benzenesulfonamide, 4-amino-N-(6-chloro-3-pyridazinyl)- | 1735777 | 101353
Androsta-1,4-diene-17-carbothioic acid, 6,9-difluoro-11-hydroxy-16-methyl-3-oxo-17-(1-oxopropoxy)-,S-(fluoromethyl) ester, (6.alpha.,11.beta.,16.alpha.,17.alpha.)- | 1735779 | 101354
Erythromycin, 6-O-methyl- | 1735781 | 101355
3,5-Pyridinedicarboxylic acid, 2-[(2-aminoethoxy)methyl]-4-(2-chlorophenyl)-1,4-dihydro-6-methyl-, 3-ethyl 5-methyl ester | 1735785 | 101357
Benz[e]acephenanthrylene-1,2,3,4,5,6,7,8,9,10,11,12-d12 | 1735789 | 101359
3-Quinolinecarboxylic acid, 1-ethyl-6,8-difluoro-1,4-dihydro-7-(3-methyl-1-piperazinyl)-4-oxo- | 1735791 | 101360
3-Quinolinecarboxylic acid, 6-fluoro-1-(4-fluorophenyl)-1,4-dihydro-4-oxo-7-(1-piperazinyl)- | 1735793 | 101361
Cyclo[2,3-didehydro-N-methylalanyl-D-alanyl-L-leucyl-(3S)-3-methyl-D-.beta.-aspartyl-L-phenylalanyl-(2S,3S,4E,6E,8S,9S)-3-amino-9-methoxy-2,6,8-trimethyl-10-phenyl-4,6-decadienoyl-D-.gamma.-glutamyl] | 1735804 | 101366
1H-Inden-1-ol, 2,3-dihydro-5,6-dimethoxy-2-[[1-(phenylmethyl)-4-piperidinyl]methyl]- | 1735814 | 101371
1H-Pyrrole-1-heptanoic acid, 2-(4-fluorophenyl)-.beta.,delta.-dihydroxy-5-(1-methylethyl)-3-phenyl-4-[(phenylamino)carbonyl]-, calcium salt (2:1),(.beta.R,.delta.R)- | 1735820 | 101374
Benzeneacetamide, 4-[2-hydroxy-3-[(1-methylethyl)amino]propoxy]- | 1735838 | 101383
Oleanane, (18.alpha.)- | 1735842 | 101385
1H-Imidazol-2-amine, N-(2,6-dichlorophenyl)-4,5-dihydro-, hydrochloride (1:1) | 1735850 | 101389
1,5-Benzothiazepin-4(5H)-one, 5-[2-(dimethylamino)ethyl]-2,3-dihydro-3-hydroxy-2-(4-methoxyphenyl)-, (2S,3S)- | 1735852 | 101390
1H,5H-Benzo[ij]quinolizine-2-carboxylic acid, 9-fluoro-6,7-dihydro-5-methyl-1-oxo- | 1735854 | 101391
Phenanthrene, 1,7-dimethyl- | 1735860 | 101394
8-Azabicyclo[3.2.1]octane-2-carboxylic acid, 3-(benzoyloxy)-8-methyl-, (1R,2R,3S,5S)- | 1735866 | 101397
Benzenepropanamine, N-methyl-?-[4-(trifluoromethyl)phenoxy]- | 1735870 | 101399
5-Thia-1-azabicyclo[4.2.0]oct-2-ene-2-carboxylic acid, 3-[(acetyloxy)methyl]-7-[[(2Z)-2-(2-amino-4-thiazolyl)-2-(methoxyimino)acetyl]amino]-8-oxo-, (6R,7R)- | 1735880 | 101404
Ethanone, 1-(1R,6R)-9-azabicyclo[4.2.1]non-2-en-2-yl- | 1735882 | 101405
Hydrazinecarboxylic acid, 2-[(1,4-dioxido-2-quinoxalinyl)methylene]-, methyl ester | 1735896 | 101412
Cyclopropanecarboxylic acid, 3-(2,2-dichloroethenyl)-2,2-dimethyl-, (R)-cyano(3-phenoxyphenyl)methyl ester, (1S,3R)-rel- | 1735900 | 101414
1,3,5-Triazin-2(1H)-one, 4-amino-6-(ethylamino)- | 1735902 | 101415
L-Proline, N-[(1S)-1-(ethoxycarbonyl)-3-phenylpropyl]-L-alanyl- | 1735906 | 101417
8-Azabicyclo[3.2.1]octane, 3-(diphenylmethoxy)-8-methyl-, (3-endo)- | 1735926 | 101427
3-Quinolinecarboxylic acid, 1-cyclopropyl-7-(4-ethyl-1-piperazinyl)-6-fluoro-1,4-dihydro-4-oxo- | 1735930 | 101429
2,4(1H,3H)-Pyrimidinedione, 6-[(R)-hydroxy[(2aS,3R,4S,5aS,7R)-2,2a,3,4,5,5a,6,7-octahydro-3-methyl-4-(sulfooxy)-1H-1,8,8b-triazaacenaphthylen-7-yl]methyl]- | 1736034 | 101434
Benzene, 1,1'-(2-chloroethylidene)bis[4-chloro- | 1736082 | 101435
1,5-Benzothiazepin-4(5H)-one, 3-(acetyloxy)-5-[2-(dimethylamino)ethyl]-2,3-dihydro-2-(4-hydroxyphenyl)-, (2S,3S)- | 1736084 | 101436
Dibenzothiophene, 2,4-dimethyl- | 1736086 | 101437
4,7,10,13,16,19-Docosahexaenoic acid, (4Z,7Z,10Z,13Z,16Z,19Z)- | 1736088 | 101438
7,10,13,16,19-Docosapentaenoic acid, (7Z,10Z,13Z,16Z,19Z)- ( | 1736090 | 101439
Cyclododecane, 1,2,5,6,9,10-hexabromo-, (1R,2R,5S,6R,9R,10S)-rel- | 1736094 | 101441
Cyclododecane, 1,2,5,6,9,10-hexabromo-, (1R,2S,5R,6R,9R,10S)-rel- | 1736096 | 101442
Cyclododecane, 1,2,5,6,9,10-hexabromo-, (1R,2R,5R,6S,9S,10R)-rel- | 1736098 | 101443
5H-Dibenzo[a,d]cyclohepten-10-ol, 5-[3-(dimethylamino)propylidene]-10,11-dihydro- | 1736100 | 101444
Benzeneacetic acid, 4-(2-hydroxy-2-methylpropyl)-.alpha.-methyl- | 1736102 | 101445
Chrysene, 1-methyl- | 1736104 | 101446
Dibenzothiophene, 2-methyl- | 1736106 | 101447
Fluoranthene, 3-methyl- | 1736108 | 101448
2,4-Pyrimidinediamine, 5-[(4,5-dimethoxy-2-methylphenyl)methyl]- | 1736112 | 101450
1,1'-Biphenyl, 2,4-dibromo- | 1736116 | 101452
1,1'-Biphenyl, 2,5-dibromo- | 1736118 | 101453
1,1'-Biphenyl, 2,6-dibromo- | 1736120 | 101454
1,1'-Biphenyl, 2,2',5-tribromo- | 1736122 | 101455
1,1'-Biphenyl, 2,3',5-tribromo- | 1736124 | 101456
1,1'-Biphenyl, 2,4,6-tribromo- | 1736126 | 101457
1,1'-Biphenyl, 2,4',5-tribromo- | 1736128 | 101458
1,1'-Biphenyl, 2,2',4,5'-tetrabromo- | 1736130 | 101459
1,1'-Biphenyl, 2,2',5,5'-tetrabromo- | 1736132 | 101460
1,1'-Biphenyl, 2,2',5,6'-tetrabromo- | 1736134 | 101461
1,1'-Biphenyl, 3,3',4,4'-tetrabromo- | 1736136 | 101462
1,1'-Biphenyl, 2,2',4,5',6-pentabromo- | 1736138 | 101463
1,1'-Biphenyl, 2,2',4,4',6,6'-hexabromo- | 1736140 | 101464
Benzene, 1-bromo-2-phenoxy- | 1736142 | 101465
Benzene, 1-bromo-3-phenoxy- | 1736144 | 101466
Benzene, 1,3,5-tribromo-2-(3,4-dibromophenoxy)- | 1736146 | 101467
Benzene, 1,2,3,4,5-pentabromo-6-(2,3,4-tribromophenoxy)- | 1736148 | 101468
Benzene, 1,1'-oxybis[2,3,4,6-tetrabromo- | 1736150 | 101469
Benzene, 1,2,3,4,5-pentabromo-6-(3,4,5-tribromophenoxy)- | 1736152 | 101470
Benzene, 1,2,3,4,5-pentabromo-6-(2,3,5,6-tetrabromo-4-fluorophenoxy)- | 1736154 | 101471
1-Butanesulfonic acid, 1,1,2,2,3,3,4,4,4-nonafluoro-, ion(1-) | 1736164 | 101476
Estra-4,9,11-trien-3-one, 17-(acetyloxy)-, (17.beta.)- | 1736168 | 101478
Phenanthrene, 1,2,6-trimethyl- | 1736170 | 101479
Benzene, 1,2-dimethyl-, mixt. with 1,3-dimethylbenzene and 1,4-dimethylbenzene | 1736175 | 101481
Inorganic nitrogen (nitrate and nitrite and ammonia) | 1736177 | 101483
Nitrogen ion (N) | 1736179 | 101484
Pregna-4,6-diene-3,20-dione, 17-(acetyloxy)-6-chloro- | 1736183 | 101487
9-Borabicyclo[3.3.1]nonane | 1736186 | 101491
3-Hexanone, 1,1,1,2,4,4,5,5,6,6,6-undecafluoro-2-(trifluoromethyl)- | 1736188 | 101492
Phosphonium, tetrabutyl-, tetrafluoroborate(1-) (1:1) | 1736190 | 101493
Aluminum, chlorodihexyl- | 1736192 | 101494
2-Cyclopenten-1-ol | 1736194 | 101495
Oxirane, 2-(chlorodifluoromethyl)-2,3,3-trifluoro- | 1736196 | 101496
Benzene, 1,4-bis(1,1-dimethylethyl)-2,5-dimethoxy- | 1736198 | 101497
Copper(2+), tetraammine-, chloride (1:2) | 1736200 | 101498
Phenol, 4-(ethoxymethyl)-2-methoxy- | 1736202 | 101499
Aluminum, dichlorohexyl- | 1736204 | 101500
Sulfamic acid, N,N-dichloro-, sodium salt (1:1) | 1736206 | 101501
1,3-Cyclohexanediamine, 4-methyl- | 1736208 | 101502
1,3-Cyclohexanediamine, 2-methyl- | 1736210 | 101503
Phosphinic acid, nickel(2+) salt (2:1) | 1736212 | 101504
Dibenzo[d,f][1,3,2]dioxaphosphepin, 6-chloro- | 1736214 | 101505
Silicate(2-), hexafluoro-, cesium (1:2) | 1736216 | 101506
Trisiloxane, 1,1,5,5-tetramethyl-3,3-diphenyl- | 1736218 | 101507
Diphosphoric acid, magnesium salt (1:1) | 1736220 | 101508
2-Piperazinone, 4-(2-hydroxyethyl)- | 1736222 | 101509
Ruthenium, (acetato-.kappa.O)dicarbonyl-, homopolymer | 1736224 | 101510
Benzoic acid, 4-(1,1-dimethylethyl)-, methyl ester | 1736226 | 101511
1-Octene, polymer with 1-butene and ethene | 1736228 | 101512
Ethanesulfonyl fluoride, 1,1,2,2-tetrafluoro-2-[(1,2,2-trifluoroethenyl)oxy]- | 1736230 | 101513
Oxirane, 2,2'-(phenylene)bis- | 1736232 | 101514
Propane, 1,1,1,2,2,3,3-heptafluoro-3-[(1,2,2-trifluoroethenyl)oxy]-, polymer with 1-chloro-1,2,2-trifluoroethene and ethene | 1736234 | 101515
Oxacyclohexadecane-2,13-dione | 1736236 | 101516
2-Propenoic acid, 2-ethylhexyl ester, polymer with 1-ethenylhexahydro-2H-azepin-2-one | 1736238 | 101517
Poly(oxy-1,2-ethanediyl), .alpha.-(2-methyl-2-propen-1-yl)-.omega.-[(2-methyl-2-propen-1-yl)oxy]- | 1736240 | 101518
Phosphonium, ethyltriphenyl-, phosphate (1:1) | 1736242 | 101519
1-Propene, 1,1,2,3,3,3-hexafluoro-, polymer with 1,1-difluoroethene, 1,1,2,2-tetrafluoroethene and 1,1,2-trifluoro-2-(trifluoromethoxy)ethene | 1736244 | 101520
Pyridine, 4-ethenyl-, homopolymer, N-oxide | 1736246 | 101521
2-Pyrrolidinone, 1-(2-hydroxyethyl)-, potassium salt (1:1) | 1736248 | 101522
1-Propanone, 1,1'-(oxydi-4,1-phenylene)bis[2-hydroxy-2-methyl- | 1736250 | 101523
Propanoyl fluoride, 3-chloro-2,3,3-trifluoro-2-[1,1,2,2-tetrafluoro-2-(fluorosulfonyl)ethoxy]- | 1736252 | 101524
Sulfamic acid, manganese(2+) salt (2:1) | 1736254 | 101525
Fatty acids, tallow, hydrogenated, 2-[4,5-dihydro-2-(hydrogenated nortallow alkyl)-1H-imidazol-1-yl]ethyl esters | 1736256 | 101526
1,4-Cyclohexanedicarboxylic acid, 1,4-dibutyl ester | 1736258 | 101527
Aluminum, (2-butanolato)bis[ethyl 3-(oxo-.kappa.O)butanoato-.kappa.O']- | 1736260 | 101528
1-Propene, 1-chloro-3,3,3-trifluoro-, (1E)- | 1736262 | 101529
1-Propanamine, N-(1,3-dimethylbutylidene)-3-(triethoxysilyl)- | 1736264 | 101530
Poly[oxy(methyl-1,2-ethanediyl)], .alpha.-(2-methyl-2-propen-1-yl)-.omega.-[(2-methyl-2-propen-1-yl)oxy]- | 1736266 | 101531
Propanoic acid, 3-hydroxy-2-(hydroxymethyl)-2-methyl-, polymer with hydrazine, .alpha.-hydro-.omega.-hydroxypoly(oxy-1,4-butanediyl) and 5-isocyanato-1-(isocyanatomethyl)-1,3,3-trimethylcyclohexane, compd. with N,N-diethylethanamine | 1736268 | 101532
Magnesium, chloro[[tris(1-methylethoxy)silyl]methyl]- | 1736270 | 101533
1-Propene, 1,1,2,3,3,3-hexafluoro-, polymer with 1,1-difluoroethene, ethene, 1,1,2,2-tetrafluoroethene and 1,1,2-trifluoro-2-(trifluoromethoxy)ethene | 1736272 | 101534
Benzenesulfonamide, N,N'-[methylenebis(4,1-phenyleneiminocarbonyl)]bis[4-methyl- | 1736274 | 101535
2,6-Naphthalenedicarboxamide, N2,N6-dicyclohexyl- | 1736276 | 101536
2-Propenoic acid, 2-methyl-, 2-sulfoethyl ester, compd. with 2-amino-2-ethyl-1,3-propanediol (1:1), polymer with chloroethene and ethenyl acetate | 1736278 | 101537
Poly(oxy-1,2-ethanediyl), .alpha.-methyl-.omega.-hydroxy-, manuf. of, distn. residues, sodium salts | 1736280 | 101538
Poly(oxy-1,2-ethanediyl), .alpha.-butyl-.omega.-hydroxy-, manuf. of, distn. residues, sodium salts | 1736282 | 101539
Starch, oxidized, 2-hydroxy-3-(trimethylammonio)propyl ether, chloride | 1736284 | 101540
Decanedioic acid, polymer with 2,2-bis(hydroxymethyl)-1,3-propanediol, isooctadecanoate | 1736286 | 101541
1H-Imidazolium, 3-ethyl-1-methyl-, salt with N-cyanocyanamide (1:1) | 1736288 | 101542
1,3-Isobenzofurandione, hexahydromethyl-, polymer with 4,4'-(1-methylethylidene)bis[phenol] and 2,2'-[(1-methylethylidene)bis(4,1-phenyleneoxymethylene)]bis[oxirane] | 1736290 | 101543
Iron(1+), chloro[rel-1,5-dimethyl (1R,2S,4R,5S)-9,9-dihydroxy-3-methyl-2,4-di(2-pyridinyl-.kappa.N)-7-[(2-pyridinyl-.kappa.N)methyl]-3,7-diazabicyclo[3.3.1]nonane-1,5-dicarboxylate-.kappa.N3,.kappa.N7]-, chloride (1:1), (OC-6-63)- | 1736292 | 101544
Poly(oxy-1,4-butanediyl), .alpha.-[2-[(9-oxo-9H-thioxanthenyl)oxy]acetyl]-.omega.-[[2-[(9-oxo-9H-thioxanthenyl)oxy]acetyl]oxy]- | 1736294 | 101545
Phosphonium, tetrabutyl-, mono-C9-17-branched alkylbenzenesulfonates | 1736296 | 101546
1,5-Cyclododecadiene, 9-methoxy-1,6,10-trimethyl- | 1736298 | 101547
1,5-Cyclododecadiene, 10-methoxy-1,5,9-trimethyl- | 1736300 | 101548
1,5-Cyclododecadiene, 9-methoxy-2,5,10-trimethyl- | 1736302 | 101549
1,5-Cyclododecadiene, 9-methoxy-1,5,10-trimethyl- | 1736304 | 101550
1,3-Benzenedicarboxylic acid, polymer with 1,4-benzenedicarboxylic acid, 2,2-dimethyl-1,3-propanediol, dodecanedioic acid, 1,2-ethanediol, hexanedioic acid, 1,6-hexanediol, .alpha.-hydro-.omega.-hydroxypoly[oxy(methyl-1,2-ethanediyl)] and 1,1'-methylenebis[4-isocyanatobenzene] | 1736306 | 101551
Benzoic acid, 4-(dimethylamino)-, 1,1'-[(methylimino)di-2,1-ethanediyl] ester | 1736308 | 101552
Hexanedioic acid, polymer with 1,4-butanediol, 1,2-ethanediol and 1-isocyanato-2-[(4-isocyanatophenyl)methyl]benzene | 1736310 | 101553
D-Glucopyranose, oligomeric, decyl octyl glycosides, 2-hydroxy-3-sulfopropyl ethers, sodium salts, polymers with 1,3-dichloro-2-propanol | 1736312 | 101554
1H,3H,5H-Oxazolo[3,4-c]oxazole, dihydro-3,5-bis(1-methyldecyl)- | 1736314 | 101555
1H,3H,5H-Oxazolo[3,4-c]oxazole, dihydro-3,5-bis[1-methyl-2-[4-(1-methylethyl)phenyl]ethyl]- | 1736316 | 101556
Cyclohexane, oxidized, by-products from, distn. residues | 1736318 | 101557
Boron, trifluoro(tetrahydrofuran)-, (T-4)-, polymer with 3-methyl-3-[(2,2,3,3,3-pentafluoropropoxy)methyl]oxetane, ether with 2,2-dimethyl-1,3-propanediol (2:1), polymer with .alpha.-hydro-.omega.-hydroxypoly(oxy-1,2-ethanediyl) and 5-isocyanato-1-(isocyanatomethyl)-1,3,3-trimethylcyclohexane | 1736320 | 101558
Poly[oxy[trifluoro(trifluoromethyl)-1,2-ethanediyl]], .alpha.-[1,2,2,2-tetrafluoro-1-[[(2-hydroxyethyl)amino]carbonyl]ethyl]-.omega.-[tetrafluoro(trifluoromethyl)ethoxy]-, ether with .alpha.-hydro-.omega.-hydroxypoly(oxy-1,2-ethanediyl) (2:1) | 1736322 | 101559
3-Cyclohexene-1-carboxaldehyde, 1-ethenyl- | 1736324 | 101560
1-Cyclohexene-1-carboxaldehyde, 4-ethenyl- | 1736326 | 101561
2-Propenoic acid, 2-methyl-, dodecyl ester, polymer with 2-hydroxyethyl 2-propenoate, .alpha.-(2-methyl-1-oxo-2-propen-1-yl)-.omega.-methoxypoly(oxy-1,2-ethanediyl) and 3-methyl-3-[(2,2,3,3,3-pentafluoropropoxy)methyl]oxetane polymer with tetrahydrofuran mono[[(1-oxo-2-propen-1-yl)oxy]ethyl] ether | 1736328 | 101562
Propanoic acid, 3-[(2-hydroxy-1,1-dimethylethyl)amino]-2-methyl- | 1736330 | 101563
1,2,4-Benzenetricarboxylic acid, mixed lauryl and octyl triesters | 1736332 | 101564
1,4-Benzenedicarboxylic acid, polymer with 2,2-bis(hydroxymethyl)-1,3-propanediol, hexanedioic acid, .alpha.-hydro-.omega.-hydroxypoly(oxy-1,2-ethanediyl), 1,3-isobenzofurandione and 2,2'-oxybis[ethanol], benzoate | 1736334 | 101565
Propanoic acid, 3-[[2-hydroxy-1,1-bis(hydroxymethyl)ethyl]amino]-2-methyl- | 1736336 | 101566
1,2-Cyclohexanedicarboxylic acid, 1-butyl 2-(phenylmethyl) ester | 1736338 | 101567
Benzoic acid, 4,4'-oxybis-, polymer with 5,5'-oxybis[1,3-isobenzofurandione], 3,3'-(1,1,3,3-tetramethyl-1,3-disiloxanediyl)bis[1-propanamine], 4,4'-[2,2,2-trifluoro-1-(trifluoromethyl)ethylidene]bis[2-aminophenol] and N,N'-[[2,2,2-trifluoro-1-(trifluoromethyl)ethylidene]bis(6-hydroxy-3,1-phenylene)]bis[3-aminobenzamide] | 1736340 | 101568
Siloxanes and Silicones, di-Me, polymers with Me Ph silsesquioxanes, methoxy-terminated | 1736342 | 101569
Carbonic acid, dimethyl ester, polymer with 2-ethyl-2-(hydroxymethyl)-1,3-propanediol and 1,3-propanediol | 1736344 | 101570
Poly[oxy(methyl-1,2-ethanediyl)], .alpha.,.alpha.'-[1,4-cyclohexanediylbis(methylene)]bis[.omega.-(2-aminomethylethoxy)- | 1736346 | 101571
33H-4,23-(Methano[1,3]benzenomethano)-28,32-metheno-27H-tribenzo[h,q,z][1,4,7,10,13,16]hexaoxacycloheptacosin, 34,37-bis[(3,7-dimethyloctyl)oxy]-6,7,9,10,17,18,20,21-octahydro-, stereoisomer | 1736348 | 101572
Carbonic acid, dimethyl ester, polymer with 2,2-bis(hydroxymethyl)-1,3-propanediol, cyclohexyl ester | 1736350 | 101573
Glycerides, mixed acetyl and lauroyl | 1736352 | 101574
2-Propenoic acid, 2-methyl-, 2-oxiranylmethyl ester, reaction products with isoprene-styrene polymer and 3-(triethoxysilyl)-1-propanamine | 1736354 | 101575
Imidodicarbonic diamide, N,N-dibutyl-N',2-bis[4-[(4-isocyanatophenyl)methyl]phenyl]- | 1736356 | 101576
Octadecen-1-aminium, N-ethyl-N,N-dimethyl-, ethyl sulfate (1:1) | 1736358 | 101577
Benzoic acid, 3,5-bis(1,1-dimethylethyl)-4-hydroxy-, 4-(1,1-dimethylethyl)-2-[5-(1,1-dimethylethyl)-2,3-dihydro-2-oxo-3-benzofuranyl]phenyl ester | 1736360 | 101578
Neodecanoic acid, 2-oxiranylmethyl ester, polymer with 2,2-dimethyl-1,3-propanediol, 2-ethyl-2-(hydroxymethyl)-1,3-propanediol, hexahydro-1,3-isobenzofurandione and 2-oxepanone | 1736362 | 101579
Oxirane, 2-methyl-, polymer with oxirane, mono[(9Z,12R)-12-hydroxy-9-octadecenoate], butyl ether | 1736364 | 101580
D-Glucopyranose, oligomeric, C10-16-alkyl glycosides, 3-[(carboxymethyl)bis(2-hydroxyethyl)ammonio]-2-hydroxypropyl ethers, inner salts, polymers with 1,3-dichloro-2-propanol | 1736366 | 101581
Soybean oil, oleic acid-high | 1736368 | 101582
Carbonodithioic acid, O-(2-methylbutyl) S-2-propen-1-yl ester | 1736370 | 101583
Phenol, 4,4'-(1-methylethylidene)bis-, polymer with 5-amino-1,3,3-trimethylcyclohexanemethanamine, N1,N2-bis(2-aminoethyl)-1,2-ethanediamine, 2-(chloromethyl)oxirane, .alpha.-hydro-.omega.-hydroxypoly[oxy(methyl-1,2-ethanediyl)], 2,2'-[(1-methylethylidene)bis(4,1-phenyleneoxymethylene)]bis[oxirane] and .alpha.-(2-oxiranylmethyl)-.omega.-(2-oxiranylmethoxy)poly[oxy(methyl-1,2-ethanediyl)], reaction products with 2-[[4-(1,1-dimethylethyl)phenoxy]methyl]oxirane, acetates (salts) | 1736372 | 101584
2-Oxepanone, polymer with 1,6-diisocyanatohexane, 2,2-dimethyl-1,3-propanediol and 2,2'-oxybis[ethanol] | 1736374 | 101585
Tin, C16-18 and C18-unsatd. fatty acids castor-oil fatty acids complexes | 1736376 | 101586
1,3-Benzenediol, 4,4'-[[3-(1H-imidazol-1-yl)propyl]carbonimidoyl]bis- | 1736378 | 101587
Phenol, 2-[[[3-(1H-imidazol-1-yl)propyl]imino]phenylmethyl]-5-(octyloxy)- | 1736380 | 101588
Benzene, 2,4-diisocyanato-1-methyl-, homopolymer, 1-decanol- and 1H-imidazole-1-propanamine- and 2-oxepanone-tetrahydro-2H-pyran-2-one polymer [2-(2-butoxymethylethoxy)methylethoxy]methylethyl ester-blocked | 1736382 | 101589
2-Propenoic acid, sodium salt (1:1), reaction products with 1,3-bis(1-chloro-1-methylethyl)benzene and butadiene-isobutylene polymer | 1736384 | 101590
Propanoic acid, 3-hydroxy-2-(hydroxymethyl)-2-methyl-, polymer with 5-amino-1,3,3-trimethylcyclohexanemethanamine, .alpha.-hydro-.omega.-hydroxypoly[oxy(methyl-1,2-ethanediyl)] and 1,1'-methylenebis[isocyanatobenzene], polyethylene-polypropylene glycol mono-Bu ether-blocked, compds. with triethylamine | 1736386 | 101591
Neononanoic acid, ethenyl ester, polymer with butyl 2-methyl-2-propenoate, butyl 2-propenoate, ethenylbenzene, 2-hydroxyethyl 2-methyl-2-propenoate, methyl 2-methyl-2-propenoate, 2-propenoic acid and rel-(1R,2R,4R)-1,7,7-trimethylbicyclo[2.2.1]hept-2-yl 2-methyl-2-propenoate, tert-Bu peroxide-initiated, compds. with 2-(dimethylamino)ethanol | 1736388 | 101592
Hexanedioic acid, polymer with 2,2-dimethyl-1,3-propanediol, 1,2-ethanediamine, 3-hydroxy-2-(hydroxymethyl)-2-methylpropanoic acid and 1,1'-methylenebis[4-isocyanatocyclohexane], diethylamine-blocked, compds. with triethylamine | 1736390 | 101593
Oxirane, 2-ethyl-, homopolymer, mono[2-(2-butoxy-1-methylethoxy)-1-methylethyl] ether | 1736392 | 101594
Propanol, oxybis-, polymer with .alpha.-hydro-.omega.-hydroxypoly[oxy(methyl-1,2-ethanediyl)], 5-isocyanato-1-(isocyanatomethyl)-1,3,3-trimethylcyclohexane and .alpha.,.alpha.',.alpha.''-1,2,3-propanetriyltris[.omega.-hydroxypoly[oxy(methyl-1,2-ethanediyl)]] | 1736394 | 101595
Syrups, hydrolyzed starch, polymers with acrylic acid and maleic anhydride, sodium salt, hydrogen peroxide- and peroxydisulfuric acid ([(HO)S(O)2]2O2) sodium salt (1:2)-initiated | 1736396 | 101596
Syrups, hydrolyzed starch, polymers with acrylic acid and sodium 2-methyl-2-[(1-oxo-2-propen-1-yl)amino]-1-propanesulfonate (1:1), sodium salt, hydrogen peroxide- and peroxydisulfuric acid ([(HO)S(O)2]2O2) sodium salt (1:2)-initiated | 1736398 | 101597
Syrups, hydrolyzed starch, polymers with acrylic acid, itaconic acid, maleic anhydride, maltodextrin and methacrylic acid, sodium salt, hydrogen peroxide- and peroxydisulfuric acid ([(HO)S(O)2]2O2) sodium salt (1:2)-initiated | 1736400 | 101598
Syrups, hydrolyzed starch, polymers with acrylic acid and maltodextrin, sodium salt, hydrogen peroxide- and peroxydisulfuric acid ([(HO)S(O)2]2O2) sodium salt (1:2)-initiated | 1736402 | 101599
Syrups, hydrolyzed starch, telomers with acrylic acid, iso-Pr alc., maltodextrin, 3-mercaptopropanoic acid and styrene, sodium salt, hydrogen peroxide- and peroxydisulfuric acid ([(HO)S(O)2]2O2) sodium salt (1:2)-initiated | 1736404 | 101600
Syrups, hydrolyzed starch, polymers with acrylic acid, itaconic acid, maleic anhydride, maltodextrin and methacrylic acid, ammonium salt, hydrogen peroxide- and peroxydisulfuric acid ([(HO)S(O)2]2O2) sodium salt (1:2)-initiated | 1736406 | 101601
1,3-Benzenedicarboxylic acid, polymer with 1,4-benzenedicarboxylic acid, 1,3-dihydro-1,3-dioxo-5-isobenzofurancarboxylic acid, 1,2-ethanediol, 1,3-isobenzofurandione, 2,2'-[(1-methylethylidene)bis(4,1-phenyleneoxy)]bis[ethanol] and .alpha.,.alpha.'-[(1-methylethylidene)di-4,1-phenylene]bis[.omega.-hydroxypoly[oxy(methyl-1,2-ethanediyl)]], benzoate | 1736408 | 101602
1,4-Benzenedicarboxylic acid, polymer with 2,2'-[(1-methylethylidene)bis(4,1-phenyleneoxy)]bis[ethanol] and 1,1'-[(1-methylethylidene)bis(4,1-phenyleneoxy)]bis[2-propanol], benzoate dihydrogen 1,2,4-benzenetricarboxylate | 1736410 | 101603
2-Butenoic acid, 4,4'-[(1-methylethylidene)bis(4,1-phenyleneoxy-4,1-phenyleneimino)]bis[4-oxo-, (2Z,2Z)-, cyclized, polymers with bisphenol A, epichlorohydrin and 4,4'-(1-methylethylidene)bis[2,6-dibromophenol] | 1736412 | 101604
1-Butanone, 2-(dimethylamino)-1-(4-fluorophenyl)-2-(phenylmethyl)-, reaction products with piperazine and polyethylene glycol diacrylate | 1736414 | 101605
Cashew, nutshell liq., polymer with bisphenol A diglycidyl ether, ethylenediamine and formaldehyde, reaction products with N1,N1-diethyl-1,3-propanediamine | 1736416 | 101606
D-Glucose, reaction products with nitric acid and sodium nitrite (1:1), sodium salts | 1736418 | 101607
D-Glucose, reaction products with nitric acid and sodium nitrite (1:1), potassium sodium salts | 1736420 | 101608
Fatty acids, C8-18 and C18-unsatd., reaction products with isomerized oleic acid homopolymer 2-ethylhexyl ester, hydrogenated | 1736422 | 101609
Fatty acids, coco, reaction products with isomerized oleic acid homopolymer 2-ethylhexyl ester, hydrogenated | 1736424 | 101610
Aluminum oxide (Al2O3), manufg. residues, red mud, neutralized, calcium- and magnesium-contg. | 1736426 | 101611
Fatty acids, C8-18 and C18-unsatd., reaction products with isomerized oleic acid homopolymer, hydrogenated | 1736428 | 101612
Fatty acids, coco, reaction products with isomerized oleic acid homopolymer, hydrogenated | 1736430 | 101613
Niobium sulfur tin zinc oxide | 1736432 | 101614
Pyridine, 4-ethenyl-, homopolymer, di-Me 2,2'-(1,2-diazenediyl)bis[2-methylpropanoate]-initiated, N-oxides | 1736434 | 101615
Oils, Eucalyptus globulus | 1736436 | 101616
Flue dust, automotive metal recovery | 1736438 | 101617
Starch, carboxymethyl 2-hydroxypropyl ether, sodium salt | 1736440 | 101618
Oxirane, 2-(chloromethyl)-, homopolymer, mono(2,2,2-trichloroacetate) | 1736442 | 101619
Siloxanes and Silicones, 3-[(2-aminoethyl)amino]-2-methylpropyl Me, mixed [[1-(2-aminoethyl)-2,4-dimethyl-1-aza-2-silacyclopent-2-yl]oxy]- and methoxy-terminated | 1736444 | 101620
Slimes and Sludges, automotive coating, wastewater treatment, solid waste | 1736446 | 101621
tert-Nonanethiol, manuf. of, by-products from, distn. lights | 1736448 | 101622
tert-Nonanethiol, manuf. of, by-products from, distn. residues | 1736450 | 101623
1,2,3-Propanetricarboxylic acid, 2-hydroxy-, butyl dioctadecyl ester | 1736452 | 101624
Ethane, 1,1,2,2-tetrafluoro-1-(2,2,2-trifluoroethoxy)- | 1736455 | 101625
Dissolved Oxygen | 1736457 | 101627
Androst-4-ene-3,11-dione, 17-hydroxy-, (17.beta.)- | 1736459 | 101629
Undecanoic acid, 2,2,3,3,4,4,5,5,6,6,7,7,8,8,9,9,10,10,11,11,11-heneicosafluoro- | 1736564 | 101631
1H-Purine-2,6-dione, 3,7-dihydro-1,7-dimethyl- | 1736568 | 101633
Estra-1,3,5(10)-triene-3,17-diol, (17.alpha.)- | 1736570 | 101634
2-Naphthacenecarboxamide, 7-chloro-4-(dimethylamino)-1,4,4a,5,5a,6,11,12a-octahydro-3,6,10,12,12a-pentahydroxy-6-methyl-1,11-dioxo-, hydrochloride | 1736580 | 101639
2-Naphthacenecarboxamide, 4-(dimethylamino)-1,4,4a,5,5a,6,11,12a-octahydro-3,5,6,10,12,12a-hexahydroxy-6-methyl-1,11-dioxo-, (4R,4aR,5S,5aR,6S,12aS)- | 1736582 | 101640
Androst-4-en-3-one, 17-hydroxy-, (17.alpha.)- | 1736584 | 101641
2-Naphthacenecarboxamide, 4-(dimethylamino)-1,4,4a,5,5a,6,11,12a-octahydro-3,6,10,12,12a-pentahydroxy-6-methyl-1,11-dioxo-, (4R,4aS,5aS,6S,12aS)- | 1736586 | 101642
Benzoic acid, 2-[4,5-dihydro-4-methyl-4-(1-methylethyl)-5-oxo-1H-imidazol-2-yl]-4(or 5)-methyl- | 1736592 | 101645
Ethanesulfonic acid, 2-[(1-methylethyl)phenylamino]-2-oxo- | 1736594 | 101646
Butanamide, N-[3-acetyl-4-[2-hydroxy-3-[(1-methylethyl)amino]propoxy]phenyl]- | 1736612 | 101655
5H-Dibenzo[a,d]cyclohepten-10-ol, 5-[3-(dimethylamino)propylidene]-10,11-dihydro-, (5E)- | 1736614 | 101656
Propanoic acid, 2-[4-[2-[(4-chlorobenzoyl)amino]ethyl]phenoxy]-2-methyl- | 1736618 | 101658
1-Propanone, 1-(3-chlorophenyl)-2-[(1,1-dimethylethyl)amino]- | 1736622 | 101660
2,4,6(1H,3H,5H)-Pyrimidinetrione, 5-ethyl-5-(1-methylpropyl)- | 1736624 | 101661
2,4,6(1H,3H,5H)-Pyrimidinetrione, 5-(2-methylpropyl)-5-(2-propen-1-yl)- | 1736626 | 101662
8-Azabicyclo[3.2.1]octane-2-carboxylic acid, 3-(benzoyloxy)-8-methyl-, methyl ester, hydrochloride (1:1), (1R,2R,3S,5S)- | 1736636 | 101667
8-Azabicyclo[3.2.1]octane-2-carboxylic acid,3-(benzoyloxy)-8-(methyl-d3)-, (1R,2R,3S,5S)- | 1736640 | 101669
Morphinan, 3-methoxy-17-methyl-, hydrobromide (1:1),(9.alpha.,13.alpha.,14.alpha.)- | 1736660 | 101679
1,5-Benzothiazepin-4(5H)-one, 3-(acetyloxy)-5-[2-(dimethylamino)ethyl]-2,3-dihydro-2-(4-methoxyphenyl)-, hydrochloride (1:1), (2S,3S)- | 1736666 | 101682
Propanimidamide, 3-[[[2-[(aminoiminomethyl)amino]-4-thiazolyl]methyl]thio]-N-(aminosulfonyl)- | 1736670 | 101684
Carbamic acid, N-[6-(phenylthio)-1H-benzimidazol-2-yl]-, methyl ester | 1736672 | 101685
[1,1'-Biphenyl]-4-butanoic acid, .gamma.-oxo- | 1736674 | 101686
Propanamide, N-phenyl-N-[1-(2-phenylethyl)-4-piperidinyl]- | 1736676 | 101687
Cyclohexaneacetic acid, 1-(aminomethyl)- | 1736682 | 101690
Morphinan-6-one, 4,5-epoxy-3-methoxy-17-methyl-, (5.alpha.)-, (2R,3R)-2,3-dihydroxybutanedioate, hydrate (2:2:5) | 1736684 | 101691
Morphinan-6-one, 4,5-epoxy-3-hydroxy-17-methyl-, hydrochloride (1:1), (5.alpha.) | 1736686 | 101692
Morphinan-3-ol, 17-methyl-, (9.alpha.,13.alpha.,14.alpha.)- | 1736688 | 101693
1-Piperidinecarboxylic acid, 4-(8-chloro-5,6-dihydro-11H-benzo[5,6]cyclohepta[1,2-b]pyridin-11-ylidene)-, ethyl ester | 1736690 | 101694
1,3-Benzodioxole-5-ethanamine, .alpha.-methyl- | 1736692 | 101695
1,3-Benzodioxole-5-ethanamine, N-ethyl-.alpha.-methyl- | 1736694 | 101696
1,3-Benzodioxole-5-ethanamine, N,.alpha.-dimethyl- | 1736696 | 101697
Benzoic acid, 3-[(2-carboxyphenyl)amino]-2-methyl- | 1736698 | 101698
4-Piperidinecarboxylic acid, 1-methyl-4-phenyl-, ethyl ester | 1736700 | 101699
2,4-Piperidinedione, 3,3-diethyl-5-methyl- | 1736704 | 101701
Morphinan-3,6-diol, 7,8-didehydro-4,5-epoxy-17-methyl- (5.alpha.,6.alpha.)- | 1736708 | 101703
2H-1,4-Benzodiazepin-2-one, 1,3-dihydro-7-nitro-5-phenyl- | 1736710 | 101704
1H-Benzimidazole, 6-methoxy-2-[[(4-methoxy-3,5-dimethyl-2-pyridinyl)methyl]sulfinyl]- | 1736718 | 101708
Morphinan-6-one, 4,5-epoxy-3,14-dihydroxy-17-methyl-, (5.alpha.)- | 1736720 | 101709
2,6-Methano-3-benzazocin-8-ol, 1,2,3,4,5,6-hexahydro-6,11-dimethyl-3-(3-methyl-2-buten-1-yl)-, (2R,6R,11R)-rel- | 1736722 | 101710
2,4,6(1H,3H,5H)-Pyrimidinetrione, 5-(1-methylbutyl)-5-(2-propen-1-yl)- | 1736730 | 101714
7H-Pyrazolo[4,3-d]pyrimidin-7-one, 5-[2-ethoxy-5-[(4-methyl-1-piperazinyl)sulfonyl]phenyl]-1,6-dihydro-1-methyl-3-propyl- | 1736732 | 101715
1H-Indole-5-methanesulfonamide, 3-[2-(dimethylamino)ethyl]-N-methyl- | 1736736 | 101717
Morphinan, 6,7,8,14-tetradehydro-4,5-epoxy-3,6-dimethoxy-17-methyl-,(5.alpha.)- | 1736740 | 101719
1,2,4-Triazolo[4,3-a]pyridin-3(2H)-one, 2-[3-[4-(3-chlorophenyl)-1-piperazinyl]propyl]- | 1736744 | 101721
Cyclohexanol, 1-[2-(dimethylamino)-1-(4-methoxyphenyl)ethyl]-, hydrochloride (1:1 | 1736746 | 101722
1-Hexanesulfonic acid, 1,1,2,2,3,3,4,4,5,5,6,6,6-tridecafluoro-, ion(1-) | 1736764 | 101731
Stannanediylium, dibutyl- | 1736768 | 101733
5H-Dibenz[b,f]azepine-5-carboxamide | 1736774 | 101736
5H-Dibenz[b,f]azepine-1,2,3,4,6,7,8,9,10,11-d10-5-carboxamide | 1736776 | 101737
3,5-Pyridinedicarboxylic acid, 2,6-dimethyl-4-(2-nitrophenyl)-,3,5-dimethyl ester | 1736778 | 101738
Androstan-3-one, 17-hydroxy-, (5.alpha.,17.beta.)- | 1736780 | 101739
2-Naphthacenecarboxamide, 7-chloro-4-(dimethylamino)-1,4,4a,5,5a,6,11,12a-octahydro-3,6,10,12,12a-pentahydroxy-6-methyl-1,11-dioxo-, hydrochloride | 1736782 | 101740
3-Pyridine-2,4,5,6-d4-carboxylic acid, ethyl ester | 1736790 | 101744
Acetic acid, 2-[(4-fluorophenyl)(1-methylethyl)amino]-2-oxo- | 1736792 | 101745
Acetic acid, 2-[(1-methylethyl)phenylamino]-2-oxo- | 1736798 | 101748
Tridecanoic acid, 2,2,3,3,4,4,5,5,6,6,7,7,8,8,9,9,10,10,11,11,12,12,13,13,13-pentacosafluoro- | 1736800 | 101749
Anthracene, 1-methyl- | 1736804 | 101751
6H-Dibenzo[b,d]pyran-9-carboxylic acid,6a,7,8,10a-tetrahydro-1-hydroxy-6,6-dimethyl-3-pentyl- | 1736806 | 101752
1H-Purine-2,6-dione, 3,7-dihydro-1,3,7-tri(methyl-13C)- | 1736808 | 101753
Phenol-1,2,3,4,5,6-13C6, 2,3,4,5,6-pentachloro- | 1736810 | 101754
Benzene-1,2,3,4,5,6-13C6-sulfonamide, 4-amino-N-(5-methyl-3-isoxazolyl)- | 1736812 | 101755
1,3,5-Triazine-2,4-diamine, 6-chloro-N-(ethyl-d5)-N'-(1-methylethyl)- | 1736818 | 101758
Benzenemethanol, 4-amino-3,5-dibromo-.alpha.-[[(1,1-dimethylethyl)amino]methyl]-, hydrochloride (1:1) | 1736822 | 101760
1,3-Benzenediol, 2-[(1R,6R)-3-methyl-6-(1-methylethenyl)-2-cyclohexen-1-yl]-5-pentyl- | 1736830 | 101764
Carbamic acid, N-(methyl-d3)-, 2,3-dihydro-2,2-dimethyl-7-benzofuranyl ester | 1736832 | 101765
1H-1,5-Benzodiazepine-2,4(3H,5H)-dione, 7-chloro-1-methyl-5-phenyl- | 1736834 | 101766
2H-1,4-Benzodiazepin-2-one, 5-(2-chlorophenyl)-1,3-dihydro-7-nitro- | 1736836 | 101767
Butanedioic acid, [(dimethoxyphosphinothioyl)thio]-, di(ethyl-d5) ester | 1736840 | 101769
8-Azabicyclo[3.2.1]octane-2-carboxylic acid,3-(benzoyloxy)-8-(methyl-d3)-, (1R,2R,3S,5S)- | 1736842 | 101770
8-Azabicyclo[3.2.1]octane-2-carboxylic acid, 3-(benzoyloxy)-8-methyl-, methyl-d3 ester, (1R,2R,3S,5S)- | 1736844 | 101771
Ethanamine, 2-(diphenylmethoxy)-N-methyl-N-(methyl-d3)- | 1736846 | 101772
8-Azabicyclo[3.2.1]octane-2-carboxylic acid, 3-hydroxy-8-(methyl-d3)-,methyl ester, (1R,2R,3S,5S)- | 1736848 | 101773
4H-[1,2,4]Triazolo[4,3-a][1,4]benzodiazepine, 8-chloro-1-methyl-6-(phenyl-d5)- | 1736850 | 101774
Benzene-2,3,4,5,6-d5-ethanamine, .alpha.-methyl- | 1736852 | 101775
2H-1,4-Benzodiazepin-2-one, 7-chloro-1,3-dihydro-1-methyl-5-(phenyl-2,3,4,5,6-d5)- | 1736854 | 101776
2,4,6(1H,3H,5H)-Pyrimidinetrione, 5-ethyl-5-(phenyl-d5)- | 1736856 | 101777
Pentanoic acid, 2,2-di-(methyl-d3)-5-(2,5-diemthylphenoxy)- | 1736858 | 101778
Morphinan-6-one, 4,5-epoxy-3-(methoxy-d3)-17-(methyl-d3)-, (5.alpha.)- | 1736860 | 101779
Phosphorothioic acid, O,O-di(ethyl-d5) O-[6-methyl-2-(1-methylethyl)-4-pyrimidinyl] ester | 1736864 | 101781
Benzeneacetic acid, 2-[(2,6-dichlorophenyl)amino]- | 1736866 | 101782
8-Azabicyclo[3.2.1]octane-2-carboxylic acid, 3-hydroxy-8-methyl-, methyl ester, hydrochloride (1:1), (1R,2R,3S,5S)- | 1736870 | 101784
2H-1,4-Benzodiazepin-2-one, 5-(2-fluorophenyl)-1,3-dihydro-1-methyl-7-nitro- | 1736880 | 101789
2H-1,4-Benzodiazepin-2-one, 7-chloro-1-[2-(diethylamino)ethyl]-5-(2-fluorophenyl)-1,3-dihydro- | 1736882 | 101790
2,4,6(1H,3H,5H)-Pyrimidinetrione, 5-ethyl-1-methyl-5-phenyl- | 1736904 | 101801
8-Azabicyclo[3.2.1]octane-2-carboxylic acid, 3-[(3-hydroxybenzoyl)oxy]-8-methyl-, (1R,2R,3S,5S)- | 1736908 | 101803
Propanamide, N-phenyl-N-4-piperidinyl- | 1736914 | 101806
Benzenepropanamine, .gamma.-[4-(trifluoromethyl)phenoxy]-, ethanedioate (1:1) | 1736916 | 101807
Benzeneacetonitrile, .alpha.-[3-[[2-(3,4-dimethoxyphenyl)ethyl]amino]propyl]-3,4-dimethoxy-.alpha.-(1-methylethyl)-, hydrochloride (1:1) | 1736918 | 101808
Morpholine, 3,4-dimethyl-2-phenyl-, (2S,3S)- | 1736926 | 101812
2-Propanol, 1-(1H-indol-4-yloxy)-3-[(1-methylethyl)amino]- | 1736928 | 101813
2H-1,4-Benzodiazepin-2-one, 7-chloro-1-(cyclopropylmethyl)-1,3-dihydro-5-phenyl- | 1736930 | 101814
Methanesulfonamide, N-[4-[1-hydroxy-2-[(1-methylethyl)amino]ethyl]phenyl]- | 1736936 | 101817
2,4,6(1H,3H,5H)-Pyrimidinetrione, 5-(1-methylpropyl)-5-(2-propen-1-yl)- | 1736940 | 101819
Cyclohexanol, 2-[(dimethylamino)methyl]-1-(3-methoxyphenyl)-, (1S,2S)- | 1736944 | 101821
1,2,4-Triazolo[4,3-a]pyridin-3(2H)-one, 2-[3-[4-(3-chlorophenyl)-1-piperazinyl]propyl]- | 1736946 | 101822
Urea, N-(3,4-dichlorophenyl)-N'-methyl- | 1736952 | 101825
8-Azabicyclo[3.2.1]octane-2-carboxylic acid, 3-(benzoyloxy)-8-methyl-, ethyl ester, (1R,2R,3S,5S)- | 1736954 | 101826
Ethanesulfonic acid, 2-[(ethoxymethyl)(2-ethyl-6-methylphenyl)amino]-2-oxo- | 1736956 | 101827
Acetic acid, 2-[(ethoxymethyl)(2-ethyl-6-methylphenyl)amino]-2-oxo- | 1736958 | 101828
Acetic acid, 2-[(2,6-diethylphenyl)(methoxymethyl)amino]-2-oxo- | 1736960 | 101829
Ethanesulfonic acid, 2-[(2-ethyl-6-methylphenyl)(2-methoxy-1-methylethyl)amino]-2-oxo- | 1736962 | 101830
Acetic acid, 2-[(2-ethyl-6-methylphenyl)(2-methoxy-1-methylethyl)amino]-2-oxo- | 1736964 | 101831
Stannane, dioctyl- | 1736967 | 101833
Stannane, triphenyl- | 1736969 | 101834
Benzene, 1,2,3,4-tetrabromo-5-(2,3,4,6-tetrabromophenoxy)- | 1736971 | 101835
Phenol, 3(or 4)-methyl- | 1736973 | 101837
Ethanethiol, 2-(dimethylamino)- | 1736975 | 101839
Butane, 1,4-bis[(2-chloroethyl)thio]- | 1736977 | 101840
Pentane, 1,5-bis[(2-chloroethyl)thio]- | 1736979 | 101841
Phosphonochloridic acid, P-methyl-, 1-methylethyl ester | 1736981 | 101842
Phosphoramidic dichloride, N,N-diethyl- | 1736983 | 101843
Phosphonothioic dichloride, P-(1-methylethyl)- | 1736985 | 101844
Phosphoramidic dichloride, N,N-bis(1-methylethyl)- | 1736987 | 101845
Phosphonothioic dichloride, P-propyl- | 1736989 | 101846
Ethane, 1-chloro-2-[(chloromethyl)thio]- | 1736991 | 101847
Ethane, 1,2-bis[(2-chloroethyl)thio]- | 1736993 | 101848
Arsinous chloride, As,As-bis(2-chloroethenyl)- | 1736995 | 101849
Arsine, tris(2-chloroethenyl)- | 1736997 | 101850
Phosphoramidic dichloride, N,N-dipropyl- | 1736999 | 101851
Naphthalene, trinitro- | 1737001 | 101852
Ethanethiol, 2-(dipropylamino)- | 1737003 | 101853
Ethanethiol, 2-[bis(1-methylethyl)amino]- | 1737005 | 101854
Ethane, 1,1'-[methylenebis(thio)]bis[2-chloro- | 1737007 | 101855
Propane, 1,3-bis[(2-chloroethyl)thio]- | 1737009 | 101856
Ethane, 1,1'-oxybis[2-[(2-chloroethyl)thio]- | 1737011 | 101857
Ethane, 1,1'-[oxybis(methylenethio)]bis[2-chloro- | 1737013 | 101858
Phosphonic difluoride, P-(1-methylethyl)- | 1737015 | 101859
Phosphoramidic dichloride, N,N-dimethyl- | 1737017 | 101860
Phosphonic difluoride, propyl- | 1737019 | 101861
Phosphonochloridic acid, P-methyl-, 1,2,2-trimethylpropyl ester | 1737021 | 101862
Phosphonic difluoride, P-ethyl- | 1737023 | 101863
Aluminum, alkyl- | 1737027 | 101866
Copper acetylide (Cu(C2H)) | 1737029 | 101867
2H-Tetrazole, silver(1+) salt (1:1) | 1737031 | 101868
Silver acetylide (Ag(C2H)) | 1737033 | 101869
Nitrogen iodide (NI3) | 1737035 | 101870
Silver azide (Ag(N3)) | 1737037 | 101871
3-Azoniabicyclo[3.2.1]octane, 1,3,8,8-tetramethyl-3-[3-(trimethylammonio)propyl]-, methyl sulfate (1:2) | 1737039 | 101872
Ethane, 1,1',1'',1'''-[methanetetrayltetrakis(oxy)]tetrakis[2,2,2-trinitro- | 1737041 | 101873
Ethane, 1,1',1''-[methylidynetris(oxy)]tris[2,2,2-trinitro- | 1737043 | 101874
1,2,4,5,7,8-Hexoxonane, 3,3,6,6,9,9-hexamethyl- | 1737045 | 101875
Phenol, 2,4,6-trinitro-, lead salt (1:?) | 1737047 | 101876
Benzenediamine, ar,ar,ar-trinitro- | 1737049 | 101877
3,4,8,9,12,13-Hexaoxa-1,6-diazabicyclo[4.4.4]tetradecane | 1737051 | 101878
3-Tetrazene-2-carboximidamide, 4-(2H-tetrazol-5-yl)-, hydrate (1:1) | 1737053 | 101879
Ethanedioic acid, mercury(2+) salt (1:1) | 1737055 | 101880
Benzene, 2-fluoro-1,3,5-trinitro- | 1737057 | 101881
1,3,5-Benzenetriol, 2,4,6-trinitro- | 1737059 | 101882
Fulminic acid, silver(1+) salt | 1737061 | 101883
1,3,5-Triazine, 2,4,6-triazido- | 1737063 | 101884
Benzenamine, N-ethyl-N,2,4,6-tetranitro- | 1737065 | 101885
Nitric acid ammonium salt, mixt. With hexahydro-1,3,5-trinitro-1,3,5-triazine, 2-methyl-1,3,5-trinitrobenzene and potassium nitrate | 1737067 | 101886
Benzenamine, N-methyl-N,2,4,6-tetranitro-, mixt. With 2-methyl-1,3,5-trinitrobenzene | 1737069 | 101887
1,2,3-Propanetriol, 1,3-dinitrate | 1737071 | 101888
Ethane, 1,1'-[methylenebis(oxy)]bis[2,2,2-trinitro- | 1737073 | 101889
Phenol, 2,3,4,6-tetranitro- | 1737075 | 101890
Pentanoic acid, 4,4-dinitro-, methyl ester | 1737077 | 101891
Acetic acid, difluoronitro-, 1,2-ethanediyl ester | 1737079 | 101892
N,N-Bis(trinitroethyl)nitramine | 1737081 | 101893
Polychlorinated alkanes (C10 to C13) ?TRI | 1737085 | 101895
Nonwastewaters from the production of dyes and/or pigments (including nonwastewaters commingled at the point of generation with nonwastewaters from other processes) that, at the point of generation, contain mass loadings of any of the constituents identified in paragraph (c) of section 261.32 that are equal to or greater than the corresponding paragraph (c) levels, as determined on a calendar year basis | 1737087 | 101897
1,8,9-Anthracenetriol | 1737089 | 101899
Butanedioic acid, 2-methylene-, 1,4-dimethyl ester | 1737090 | 101901
Benzenamine, N,N,4-trimethyl-, N-oxide | 1737092 | 101902
Benzene, (4-bromobutoxy)- | 1737094 | 101903
Octadecanedioic acid, 1,18-dimethyl ester | 1737096 | 101904
2,6-Octadienal, 3,6,7-trimethyl- | 1737098 | 101905
Pyridine, 2,2'-dithiobis- | 1737100 | 101906
2-Dodecanol, 1-bromo- | 1737102 | 101907
Benzamide, N-[(cyclohexylamino)thioxomethyl]- | 1737104 | 101908
Phosphorane, pentachloro-, polymer with ammonium chloride ((NH4)Cl) | 1737106 | 101909
Bicyclo[2.2.1]hept-5-ene-2-carboxylic acid, ethyl ester | 1737108 | 101910
9-Octadecenedioic acid, 1,18-dimethyl ester | 1737110 | 101911
2-Butenedioic acid (2E)-, 1-butyl ester | 1737112 | 101912
1-Aza-2-silacyclopentane, 1,2,2,4-tetramethyl- | 1737114 | 101913
Copper, chloro[tris(2-chloroethyl) phosphite-.kappa.P]- | 1737116 | 101914
Morpholine, acetate (1:1) | 1737118 | 101915
1,4-Benzenedicarboxylic acid, polymer with [1,1'-biphenyl]-3,3',4,4'-tetramine | 1737120 | 101916
9-Decenoic acid, methyl ester | 1737122 | 101917
2-Propenoic acid, 2-methyl-, methyl ester, polymer with ethene and ethenyl acetate | 1737124 | 101918
2-Propenoic acid, polymer with 1,3-butadiene and 1,1-dichloroethene | 1737126 | 101919
Cyclohexanamine, N-[(diethoxymethylsilyl)methyl]- | 1737128 | 101920
Bicyclo[2.2.1]hept-2-ene, 5-ethenyl-, polymer with ethene, 5-ethylidenebicyclo[2.2.1]hept-2-ene and 1-propene | 1737130 | 101921
1,2-Ethanediamine, N1,N1-bis[2-(dimethylamino)ethyl]-N2,N2-dimethyl- | 1737132 | 101922
L-Aspartic acid, homopolymer, sodium salt | 1737134 | 101923
9-Decen-2-one | 1737136 | 101924
Dodecanoic acid, 2-methylpropyl ester | 1737138 | 101925
4,7-Methano-1H-indene-2,6-dicarboxylic acid, 3a,4,7,7a-tetrahydro- | 1737140 | 101926
9-Dodecenoic acid, methyl ester | 1737142 | 101927
2-Propanol, 1-[bis(2-hydroxyethyl)amino]-3-chloro- | 1737144 | 101928
Silanamine, 1,1,1-trimethyl-N-(trimethylsilyl)-, potassium salt (1:1) | 1737146 | 101929
L-Glutamic acid, N,N-bis(carboxymethyl)-, sodium salt (1:4) | 1737148 | 101930
Butanoic acid, 3-hydroxy-, butyl ester | 1737150 | 101931
2-Propen-1-ol, 2-methyl-3-(4-methylphenyl)-, (2E)- | 1737152 | 101932
1-Dodecanol, 2-bromo- | 1737154 | 101933
Lead strontium titanium zirconium oxide | 1737156 | 101934
Butanedioic acid, 2-(2-octen-1-yl)- | 1737158 | 101935
Yttrium zirconium oxide | 1737160 | 101936
D-Glucitol, 1,3:2,4-bis-O-[(4-ethylphenyl)methylene]- | 1737162 | 101937
1,4-Butanediol, polymer with 1,4-diisocyanatobenzene and .alpha.-hydro-.omega.-hydroxypoly(oxy-1,4-butanediyl) | 1737164 | 101938
1H-Imidazole, 2-methyl-1-(1-methylethyl)- | 1737166 | 101939
1,3-Benzenedicarboxylic acid, polymer with 1,4-benzenedicarboxylic acid, 2-ethyl-2-(hydroxymethyl)-1,3-propanediol and 1,2-propanediol | 1737168 | 101940
Fatty acids, C16-18 and C18-unsatd., mixed esters with adipic acid and trimethylolpropane | 1737170 | 101941
Distillates (petroleum), alkene-alkyne manuf. pyrolysis oil, naphthalene fraction | 1737172 | 101942
2-Propenoic acid, 2-cyano-, 1-methylheptyl ester | 1737174 | 101943
1,4-Benzenedicarboxylic acid, 1,4-dimethyl ester, polymer with 1,2-propanediol, diester with .alpha.-methyl-.omega.-hydroxypoly(oxy-1,2-ethanediyl) | 1737176 | 101944
2-Propanol, 1,1',1''-nitrilotris-, acetate (1:1) | 1737178 | 101945
1-Propanaminium, 2-hydroxy-N,N-dimethyl-N-[3-[[(13Z)-1-oxo-13-docosen-1-yl]amino]propyl]-3-sulfo-, inner salt | 1737180 | 101946
2-Propanol, 1,1'-iminobis-, acetate (1:1) | 1737182 | 101947
2-Propanol, 1-amino-, acetate (1:1) | 1737184 | 101948
Tannins, polymers with 3-chloro-2-hydroxy-N,N,N-trimethyl-1-propanaminium chloride (1:1) and formaldehyde | 1737186 | 101949
Zirconium, dichloro[[(1,2,3,4,5-.eta.)-3-(1,1-dimethylethyl)-2,4-cyclopentadien-1-ylidene](1-methylethylidene)[(1,2,3,3a,7a-.eta.)-2-methyl-1H-inden-1-ylidene]]- | 1737188 | 101950
Hexane, 1,6-diisocyanato-, homopolymer, 2-hydroxyethyl acrylate-blocked | 1737190 | 101951
Aluminoxanes, Me | 1737192 | 101952
Bicyclo[2.2.1]heptane-2,3-dicarboxylic acid, sodium salt (1:2), (1R,2R,3S,4S)-rel- | 1737194 | 101953
Fatty acids, C16-18 and C18-unsatd., branched and linear, ethoxylated propoxylated | 1737196 | 101954
1,2-Cyclohexanedicarboxylic acid, calcium salt (1:1), (1R,2S)-rel- | 1737198 | 101955
Phosphorus(1+), dichlorobis(phosphorimidic trichloridato-.kappa.N)-, (T-4)-, hexachlorophosphate(1-) (1:1), reaction products with (T-4)-dichloro[(P,P-dichlorophosphinimyl-.kappa.N)phosphorimidic trichloridato](phosphorimidic trichloridato-.kappa.N)phosphorus(1+) hexachlorophosphate(1-) (1:1) and dimethylamine, hydroxides | 1737200 | 101956
Benzene, methyl-, reaction products with sulfur chloride (S2Cl2), hexafluorophosphates(1-) | 1737202 | 101957
Fatty acids, C8-10, 2-ethylhexyl esters | 1737204 | 101958
Bicyclo[2.2.1]heptane, 2,3-dimethyl-2-[(3-methylbicyclo[2.2.1]hept-2-yl)methyl]- | 1737206 | 101959
Oxirane, 2-methyl-, polymer with 1,3-diisocyanatomethylbenzene, .alpha.-hydro-.omega.-hydroxypoly[oxy(methyl-1,2-ethanediyl)] and oxirane, propylene glycol monomethacrylate-blocked | 1737208 | 101960
1-Cyclohexene-1-propanal, 4,4-dimethyl- | 1737210 | 101961
Bicyclo[2.2.1]heptane, 1,7-dimethyl-2-[(3-methylbicyclo[2.2.1]hept-2-yl)methyl]- | 1737212 | 101962
Manganese(2+), bis(octahydro-1,4,7-trimethyl-1H-1,4,7-triazonine-.kappa.N1,.kappa.N4,.kappa.N7)tri-.mu.-oxodi-, acetate (1:2) | 1737214 | 101963
Manganese(2+), bis(octahydro-1,4,7-trimethyl-1H-1,4,7-triazonine-.kappa.N1,.kappa.N4,.kappa.N7)tri-.mu.-oxodi-, sulfate (1:1) | 1737216 | 101964
2-Octenenitrile, 3,5,7-trimethyl- | 1737218 | 101965
Furan, 2,3,3,4,4-pentafluorotetrahydro-5-methoxy-2,5-bis[1,2,2,2-tetrafluoro-1-(trifluoromethyl)ethyl]- | 1737220 | 101966
Siloxanes and Silicones, di-Me, 3-hydroxypropyl Me, ethoxylated, ethers with oligomeric C10-16-alkyl D-glucopyranosides and oligomeric decyl octyl D-glucopyranosides | 1737222 | 101967
Poly[oxy(methyl-1,2-ethanediyl)], .alpha.-sulfo-.omega.-hydroxy-, C12-13-branched and linear alkyl ethers, sodium salts | 1737224 | 101968
Poly[oxy(methyl-1,2-ethanediyl)], .alpha.-sulfo-.omega.-hydroxy-, C14-15-branched and linear alkyl ethers, sodium salts | 1737226 | 101969
Phosphoric acid, mixed esters with [1,1'-biphenyl]-4,4'-diol and phenol | 1737228 | 101970
D-Glucopyranose, oligomeric, decyl octyl glycosides, 3-(dodecyldimethylammonio)-2-hydroxypropyl ethers, chlorides, polymers with 1,3-dichloro-2-propanol | 1737230 | 101971
2-Propenoic acid, 2-methyl-, polymers with Bu acrylate, ethenyltriethoxysilane, Me methacrylate and polyethylene glycol hydrogen sulfate branched 4-nonyl-2-(1-propen-1-yl)phenyl ether ammonium salts | 1737232 | 101972
Hexanedioic acid, polymer with 1,6-diisocyanatohexane, 2,2-dimethyl-1,3-propanediol, 1,6-hexanediol and sodium 2-[(2-aminoethyl)amino]ethanesulfonate (1:1), polyethylene-polypropylene glycol mono-Bu ether-blocked | 1737234 | 101973
Pentanoic acid, 5-(dimethylamino)-2-methyl-5-oxo-, methyl ester | 1737236 | 101974
Lanthanum lead titanium zirconium oxide | 1737238 | 101975
1,3-Propanediol, 2-ethyl-2-(hydroxymethyl)-, polymer with 1,3-diisocyanatomethylbenzene, .alpha.-hydro-.omega.-hydroxypoly[oxy(methyl-1,2-ethanediyl)] and .alpha.,.alpha.',.alpha.''-1,2,3-propanetriyltris[.omega.-hydroxypoly[oxy(methyl-1,2-ethanediyl)]], 3,5-dimethyl-1H-pyrazole-blocked | 1737240 | 101976
Cyclopentanol, 2-methyl-5-(1-methylethyl)-, 1-propanoate | 1737242 | 101977
Dodecanedioic acid, polymer with 2,2-dimethyl-1,3-propanediol, 2-ethyl-2-(hydroxymethyl)-1,3-propanediol, hydrazine, 3-hydroxy-2-(hydroxymethyl)-2-methylpropanoic acid and 1,1'-methylenebis[4-isocyanatocyclohexane], compd. with N,N-diethylethanamine | 1737244 | 101978
Hexane, 1,6-diisocyanato-, homopolymer, 2-oxepanone homopolymer 2-[(1-oxo-2-propen-1-yl)oxy]ethyl ester- and propylene glycol monoacrylate-blocked | 1737246 | 101979
Butanoic acid, 2-methyl-5-(1-methylethyl)cyclopentyl ester | 1737248 | 101980
Paraffin waxes (lignocellulosic), hydrotreated, C5-40-branched, cyclic and linear | 1737250 | 101981
Distillates (lignocellulosic), hydrotreated, C8-26-branched, cyclic and linear | 1737252 | 101982
Kerosine (lignocellulosic), hydrotreated, C8-16-branched, cyclic and linear | 1737254 | 101983
Naphtha (lignocellulosic), hydrotreated, C5-12-branch, cyclic and linear | 1737256 | 101984
Residual oils (lignocellulosic), hydrotreated, C20-40-branch, cyclic and linear | 1737258 | 101985
Distillates (lignocellulosic), C5-40 | 1737260 | 101986
Chromate(1-), [2-(3-chlorophenyl)-2,4-dihydro-4-[2-[2-(hydroxy-.kappa.O)-5-(methylsulfonyl)phenyl]diazenyl-.kappa.N1]-5-methyl-3H-pyrazol-3-onato(2-)-.kappa.O3][methyl N-[7-(hydroxy-.kappa.O)-8-[2-[2-(hydroxy-.kappa.O)-5-(methylsulfonyl)phenyl]diazenyl-.kappa.N1]-1-naphthalenyl]carbamato(2-)]-, ammonium (1:1) | 1737262 | 101987
Chromate(1-), bis[2-(3-chlorophenyl)-2,4-dihydro-4-[2-[2-(hydroxy-.kappa.O)-5-(methylsulfonyl)phenyl]diazenyl-.kappa.N1]-5-methyl-3H-pyrazol-3-onato(2-)-.kappa.O3]-, ammonium (1:1) | 1737264 | 101988
Chromate(1-), bis[methyl N-[7-(hydroxy-.kappa.O)-8-[2-[2-(hydroxy-.kappa.O)-5-(methylsulfonyl)phenyl]diazenyl-.kappa.N1]-1-naphthalenyl]carbamato(2-)]-, ammonium (1:1) | 1737266 | 101989
D-Glucopyranose, oligomeric, C10-16-alkyl glycosides, 2,3-dihydroxypropyl ethers, hydrogen succinates, sodium salts, polymers with 1,3-dichloro-2-propanol | 1737268 | 101990
2-Propenoic acid, butyl ester, polymer with ethene, ethenyl acetate, N-(hydroxymethyl)-2-propenamide and 2-propenamide | 1737270 | 101991
D-Glucopyranose, oligomeric, C10-16-alkyl decyl octyl glycosides, 2-hydroxy-3-(trimethylammonio)propyl ethers, chlorides, polymers with 1,3-dichloro-2-propanol | 1737272 | 101992
D-Glucopyranose, oligomeric, C10-16-alkyl glycosides, 3-(dodecyldimethylammonio)-2-hydroxypropyl ethers, chlorides, polymers with 1,3-dichloro-2-propanol | 1737274 | 101993
Cyclohexanepropanal, 4-(2-methylpropyl)-, cis- | 1737276 | 101994
Cyclohexanepropanal, 4-(2-methylpropyl)-, trans- | 1737278 | 101995
5H-Cyclopenta[h]quinazoline, 6,7,8,9-tetrahydro-7,7,8,9,9-pentamethyl- | 1737280 | 101996
Poly[oxy(methyl-1,2-ethanediyl)], .alpha.-hydro-.omega.-hydroxy-, polymer with 2,4-diisocyanato-1-methylbenzene, 2-hydroxyethyl acrylate- and 3-(trimethoxysilyl)-1-propanethiol-blocked | 1737282 | 101997
4,7-Methano-1H-indene-5-carboxaldehyde, octahydro-6-methyl- | 1737284 | 101998
4,7-Methano-1H-indene-5-acetaldehyde, octahydro- | 1737286 | 101999
1,4-Benzenedicarboxylic acid, polymer with 1,4-butanediol, 1,6-diisocyanatohexane, 1,2-ethanediol, 1,6-hexanediamine, hexanedioic acid, 1,6-hexanediol and 1,3-isobenzofurandione | 1737288 | 102000
Hexanedioic acid, polymer with 1,3-diethyl propanedioate, oxybis[propanol] and 1,2-propanediol, mono[2-hydroxy-3-[(1-oxoneodecyl)oxy]propyl] ester, 3-oxobutanoate | 1737290 | 102001
Asphalt, sulfonated, potassium salt | 1737292 | 102002
Iodonium, diphenyl-, 4,4'-di-C10-13-alkyl derivs., (OC-6-11)-hexafluoroantimonates(1-) | 1737294 | 102003
Ferrocene, carboxy-, reaction products with [[[[C,C,C,C-tetrakis[2-methyl-1-(1-methylethyl)propoxy]-29H,31H,-phthalocyaninato(2-)-.kappa.N29,.kappa.N30,.kappa.N31,.kappa.N32]copper hydroxymethyl derivs. | 1737296 | 102004
2-Propenoic acid, 2-methyl-, polymer with cyclohexyl 2-methyl-2-propenoate, methyl 2-methyl-2-propenoate and phenylmethyl 2-methyl-2-propenoate, 2,2'-(1,2-diazenediyl)bis[4-methoxy-2,4-dimethylpentanenitrile]-initiated | 1737298 | 102005
Ethanamine, 2,2'-oxybis-, acetate (1:2) | 1737300 | 102006
1-Piperazineethanamine, acetate (1:3) | 1737302 | 102007
Ethanesulfonyl fluoride, 2-[1-[difluoro][(1,2,2-trifluoroethenyl)oxy]methyl]-1,2,2,2-tetrafluoroethoxy]-1,1,2,2-tetrafluoro-, polymer with 1,1,2,2-tetrafluoroethene, hydrolyzed, potassium salts | 1737304 | 102008
Ethanesulfonyl fluoride, 2-[1-[difluoro[(1,2,2-trifluoroethenyl)oxy]methyl]-1,2,2,2-tetrafluoroethoxy]-1,1,2,2-tetrafluoro-, polymer with 1,1,2,2-tetrafluoroethene, hydrolyzed | 1737306 | 102009
Propanoic acid, 3-[1-[difluoro[(1,2,2-trifluoroethenyl)oxy]methyl]-1,2,2,2-tetrafluoroethoxy]-2,2,3,3-tetrafluoro-, methyl ester, polymer with 1,1,2,2-tetrafluoroethene, hydrolyzed, potassium salts | 1737308 | 102010
Oxirane, 2-methyl-, polymer with oxirane, ether with 1,2,3-propanetriol (3:1), triester with .alpha.-[[[3-(carboxyamino)methylphenyl]amino]carbonyl]-.omega.-[3-(dimethoxymethylsilyl)propoxy]poly[oxy(methyl-1,2-ethanediyl)] | 1737310 | 102011
Slags, automotive metal recovery | 1737312 | 102012
Slimes and Sludges, aluminum and iron casting, wastewater treatment, solid waste | 1737314 | 102013
Phenol, 4,4'-(1-methylethylidene)bis-, polymer with 2-(chloromethyl)oxirane, .alpha.-hydro-.omega.-hydroxypoly(oxy-1,4-butanediyl), 1,1'-methylenebis[4-isocyanatocyclohexane] and 2,2'-(methylimino)bis[ethanol], iso-Bu alc.-blocked, phosphates (salts) | 1737316 | 102014
Acetonitrile, 2-(2,4,4-trimethylcyclopentylidene)- | 1737318 | 102015
2H-2,4a-Methanonaphthalen-1(5H)-one, hexahydro-5,5-dimethyl-2-propyl- | 1737320 | 102016
Hexane, 1,6-diisocyanato-, homopolymer, 2-hydroxyethyl acrylate- and propylene glycol monoacrylate-blocked | 1737322 | 102017
Phosphine, triphenyl-, reaction products with brominated isobutylene-isoprene polymer | 1737324 | 102018
Asphalt, oxidized, sulfonated, sodium salt | 1737326 | 102019
Asphalt, oxidized, sulfonated, potassium salt | 1737328 | 102020
1,4-Benzenedicarboxylic acid, polymer with 1,3-dihydro-1,3-dioxo-5-isobenzofurancarboxylic acid, hexanedioic acid, .alpha.,.alpha.'-[(1-methylethylidene)di-4,1-phenylene]bis[.omega.-hydroxypoly(oxy-1,2-ethanediyl)], .alpha.,.alpha.'-[(1-methylethylidene)di-4,1-phenylene]bis[.omega.-hydroxypoly[oxy(methyl-1,2-ethanediyl)]] and 1,2-propanediol, benzoate | 1737330 | 102021
Quinoline, 5,6,7,8-tetrahydro-8-[(1R)-1-methylpropyl]-, (8S)-rel- | 1737332 | 102022
Quinoline, 5,6,7,8-tetrahydro-8-[(1R)-1-methylpropyl]-, (8R)-rel- | 1737334 | 102023
Phosphorus sulfide (P2S5), reaction products with sodium hydroxide | 1737336 | 102024
Alkanes, C24-28, chloro | 1737338 | 102025
Tires, wastes, pyrolyzed, C7-56 oil fraction | 1737340 | 102026
Tires, wastes, pyrolyzed, C6-39 oil fraction | 1737342 | 102027
Guanidine, N,N',N''-tris(3,7-dimethyloctyl)-, hydrochloride (1:1) | 1737344 | 102028
Hydrazine, polymer with .alpha.-[2,2-bis(hydroxymethyl)butyl]-.omega.-methoxypoly(oxy-1,2-ethanediyl), .alpha.-hydro-.omega.-hydroxypoly[oxy(methyl-1,2-ethanediyl)] and 1,1'-methylenebis[4-isocyanatocyclohexane] | 1737346 | 102029
Formaldehyde, polymer with 2,3-dimethylphenol, 2,4-dimethylphenol, 2,5-dimethylphenol, 3,5-dimethylphenol, 3-ethylphenol, 4-ethylphenol, 3-methylphenol, 4-methylphenol and phenol | 1737348 | 102030
Amines, tallow alkyl, reaction products with carbon dioxide and cyanamide, ethoxylated | 1737350 | 102031
Carbonic acid, dimethyl ester, polymer with 1,4-diisocyanatobenzene, 1,6-hexanediol and 2,2'-[1,4-phenylenebis(oxy)]bis[ethanol] | 1737352 | 102032
Alkanes, C21-34-branched and linear, chloro | 1737354 | 102033
Nonanoic acid, 2-octyldodecyl ester | 1737356 | 102034
1-Propanesulfonic acid, 2-methyl-2-[(1-oxo-2-propen-1-yl)amino]-, ammonium salt (1:1), polymer with N-(hydroxymethyl)-2-propenamide and .alpha.-(2-methyl-1-oxo-2-propen-1-yl)-.omega.-methoxypoly(oxy-1,2-ethanediyl) | 1737358 | 102035
Propane, 1-bromo-, manuf. of, by-products from, distn. lights | 1737360 | 102036
Hexanedioic acid, polymer with 1,1'-methylenebis[isocyanatobenzene], [(1-methyl-1,2-ethanediyl)bis(oxy)]bis[propanol], 2-methyloxirane, oxirane, oxybis[propanol] and 1,2-propanediol | 1737362 | 102037
Magnesium, chloro Et octyl tetrahydrofuran aluminum titanium complexes | 1737364 | 102038
Hexanedioic acid, polymer with 1,1'-methylenebis[isocyanatobenzene], [(1-methyl-1,2-ethanediyl)bis(oxy)]bis[propanol], 2,2'-(methylimino)bis[ethanol], 2-methyloxirane, oxirane, oxybis[propanol] and 1,2-propanediol, 2-hydroxyethyl methacrylate-blocked | 1737366 | 102039
Oxirane, 2-methyl-, polymer with .alpha.-hydro-.omega.-hydroxypoly(oxy-1,4-butanediyl), 1,1'-methylenebis[4-isocyanatocyclohexane] and oxirane, 2-hydroxyethyl acrylate- and 2-hydroxyethyl methacrylate-blocked | 1737368 | 102040
Silica gel, reaction products with butylethylmagnesium, chlorodiethylaluminum, 2,6-dimethylpyridine, hydrochloric acid and titanium tetrachloride | 1737370 | 102041
Bromine, manuf. of, by-products from, distn. residues | 1737372 | 102042
2-Propenoic acid, 2-methyl-, 1,1-dimethylethyl ester, polymer with butyl 2-propenoate, ethenylbenzene and 2-oxiranylmethyl 2-methyl-2-propenoate, 2-propenoate, tert-Bu octaneperoxoate-initiated | 1737374 | 102043
2-Propenoic acid, 2-methyl-, methyl ester, polymer with butyl 2-propenoate, ethenylbenzene and 2-oxiranylmethyl 2-methyl-2-propenoate, 2-propenoate, 1,1-dimethylpropyl 2-ethylhexaneperoxoate-initiated | 1737376 | 102044
Cashew, nutshell liq., glycidyl ether, polymer with 5-amino-1,3,3-trimethylcyclohexanemethanamine, bisphenol A, diethylenetriamine, epichlorohydrin and formaldehyde | 1737378 | 102045
2-Propenoic acid, butyl ester, homopolymer, [(1-oxo-2-propen-1-yl)oxy]-terminated | 1737380 | 102046
2-Propenoic acid, telomer with 3-mercaptopropanoic acid, sodium salt | 1737382 | 102047
Fatty acids, C18-unsatd., dimers, polymers with isostearic acid and neopentyl glycol | 1737384 | 102048
Fatty acids, C18-unsatd., dimers, polymers with neopentyl glycol and oleic acid | 1737386 | 102049
Fatty acids, C18-unsatd., dimers, polymers with 1,3-benzenedimethanamine, bisphenol A diglycidyl ether, cashew nutshell liq. glycidyl ethers and polyethylenepolyamines | 1737388 | 102050
Amides, from diethanolamine and tall oil | 1737390 | 102051
2-Propenoic acid, polymers with 1,3-butadiene and 2-propenenitrile, 3-carboxy-1-cyano-1-methylpropyl-terminated, polymers with bisphenol A, bisphenol A diglycidyl ether, formaldehyde-phenol polymer glycidyl ether, 4,4'-(1-methylethylidene)bis[2,6-dibromophenol] and 2,2'-[1,3-phenylenebis(oxymethylene)]bis[oxirane] | 1737392 | 102052
2-Propenoic acid, polymers with 1,3-butadiene and 2-propenenitrile, 3-carboxy-1-cyano-1-methylpropyl-terminated, polymers with bisphenol A, bisphenol A diglycidyl ether, epichlorohydrin, formaldehyde-phenol polymer glycidyl ether, 4,4'-(1-methylethylidene)bis[2,6-dibromophenol] and 2,2'-[1,3-phenylenebis(oxymethylene)]bis[oxirane] | 1737394 | 102053
Phenoxazin-5-ium, 7-amino-3-(ethylamino)-2-methyl- | 1737397 | 102055
Benzoic acid, 4-[(1-oxodecyl)oxy]- | 1737399 | 102057
1,3-Benzenedicarboxamide, 5-[acetyl(2,3-dihydroxypropyl)amino]-N1,N3-bis(2,3-dihydroxypropyl)-2,4,6-triiodo- | 1737401 | 102059
Ethene, 1,1,2,2-tetrafluoro-, polymer with 1,1,2-trifluoro-2-(1,1,2,2,2-pentafluoroethoxy)ethene | 1737403 | 102061
1-Propene, polymer with 1,1-difluoroethene and 1,1,2,2-tetrafluoroethene | 1737405 | 102062
P-88-0636 (ACC 158022) | 1737441 | 102068
DCN 63040000037A | 1737443 | 102069
DCN 6304000037B | 1737445 | 102070
Poly-.beta.-fluoroalkylethyl acrylate and alkyl acrylate (generic) (P-92-0485) | 1737449 | 102072
P-85-1297 (ACC 154860) | 1737451 | 102073
Polysubstituted acrylic copolymer (generic) (P-96-1579) | 1737453 | 102074
Perfluoroalkyl acrylate copolymer latex (generic) (P-86-0003) | 1737455 | 102075
Perfluoroalkylethyl acrylate copolymer (generic) (P-93-1226) | 1737457 | 102076
Perfluoroalkylacrylate copolymer (generic) (P-88-0636) | 1737459 | 102077
DCN 63040000033B | 1737463 | 102079
DCN 63040000037C | 1737465 | 102080
Poly(.beta.-fluoroalkylethyl acrylate and alkyl acrylate) (generic) (P-85-1297) | 1737469 | 102082
DCN 63040000018C | 1737475 | 102085
DCN 63040000018D | 1737477 | 102086
P-00-0456 (ACC 137678) | 1737479 | 102087
DCN 63040000018B | 1737481 | 102088
DCN 63040000026 | 1737483 | 102089
1,2,3-Propanetricarboxylic acid, 2-hydroxy-, cerium(3+) salt (1:1) | 1737488 | 102091
Disilane | 1737490 | 102092
1,3-Dioxolane-4-methanol, 2-methyl-2-(2-methylpropyl)- | 1737492 | 102093
4-Pyrimidinamine, 2,5-dimethoxy- | 1737494 | 102094
Trisilane | 1737496 | 102095
2-Cyclopentene-1-acetic acid, ethyl ester | 1737498 | 102096
Propaneperoxoic acid, 2,2-dimethyl-, 1,1,3,3-tetramethylbutyl ester | 1737500 | 102097
Propanamide, 2-hydroxy-N,N-dimethyl- | 1737502 | 102098
Butanedioic acid, 2-(2-octen-1-yl)-, potassium salt (1:2) | 1737504 | 102099
Poly(oxy-1,2-ethanediyl), .alpha.-[(4-methylphenyl)sulfonyl]-.omega.-methoxy- | 1737506 | 102100
Butanedioic acid, 1-[(1R,2S,5R)-5-methyl-2-(1-methylethyl)cyclohexyl] ester | 1737508 | 102101
Poly(oxy-1,2-ethanediyl), .alpha.-(2-aminoethyl)-.omega.-methoxy- | 1737510 | 102102
Hexanedioic acid, polymer with 2,2'-oxybis[ethanol], 2-ethylhexyl ester | 1737512 | 102103
Silica, [(ethenyldimethylsilyl)oxy]-modified | 1737514 | 102104
Benzenamine, 2-ethyl-N-[(1S)-2-methoxy-1-methylethyl]-6-methyl- | 1737516 | 102105
Ethanol, 2,2'-oxybis-, 1,1'-diformate | 1737518 | 102106
Tricyclo[3.3.1.13,7]decan-1-aminium, N,N,N-trimethyl-, chloride (1:1) | 1737520 | 102107
Siloxanes and Silicones, di-Me, stearyl group-terminated | 1737522 | 102108
Carbonic acid, 2-methoxy-4-methylphenyl methyl ester | 1737524 | 102109
Siloxanes and Silicones, di-Me, ethoxy Ph, polymers with Ph silsesquioxanes, ethoxy-terminated | 1737526 | 102110
Poly(oxy-1,2-ethanediyl), .alpha.-[2-(1,3-dihydro-1,3-dioxo-2H-isoindol-2-yl)ethyl]-.omega.-methoxy- | 1737528 | 102111
Fats and Glyceridic oils, Limnanthes alba seed | 1737530 | 102112
Imidodisulfuryl fluoride, lithium salt (1:1) | 1737532 | 102113
2-Propenenitrile, reaction products with oleylamine, hydrogenated | 1737534 | 102114
Surfactin, sodium salt | 1737536 | 102115
1-Butanesulfonamide, 1,1,2,2,3,3,4,4,4-nonafluoro-N-(2-hydroxyethyl)-, ammonium salt (1:1) | 1737538 | 102116
Ethene, 1,1,2,2-tetrafluoro-, oxidized, polymd., reduced, Et esters | 1737540 | 102117
Ferrate(1-), bis[4-[2-[5-chloro-2-(hydroxy-.kappa.O)phenyl]diazenyl-.kappa.N1]-2,4-dihydro-5-methyl-2-phenyl-3H-pyrazol-3-onato(2-)-.kappa.O3]-, hydrogen (1:1) | 1737542 | 102118
Ferrate(1-), bis[4-[2-[5-chloro-2-(hydroxy-.kappa.O)phenyl]diazenyl-.kappa.N1]-2-(3,4-dichlorophenyl)-2,4-dihydro-5-methyl-3H-pyrazol-3-onato(2-)-.kappa.O3]-, hydrogen (1:1) | 1737544 | 102119
1,4:5,8-Dimethanonaphthalene, 1,2,3,4,4a,5,8,8a-octahydro-, polymer with bicyclo[2.2.1]hept-2-ene and 3a,4,7,7a-tetrahydro-4,7-methano-1H-indene, hydrogenated | 1737546 | 102120
Butanal, 4-(heptyloxy)-3-methyl- | 1737548 | 102121
Propanoic acid, 3-hydroxy-2-(hydroxymethyl)-2-methyl-, polymer with hydrazine, .alpha.-hydro-.omega.-hydroxypoly(oxy-1,4-butanediyl) and 1,1'-methylenebis[4-isocyanatocyclohexane], compd. with 4-methylmorpholine | 1737550 | 102122
Ethanesulfonic acid, 2-[(2-aminoethyl)amino]-, sodium salt (1:1), polymer with 1,6-diisocyanatohexane, .alpha.-hydro-.omega.-hydroxypoly(oxy-1,4-butanediyl) and 5-isocyanato-1-(isocyanatomethyl)-1,3,3-trimethylcyclohexane | 1737552 | 102123
Poly(oxy-1,2-ethanediyl), .alpha.,.alpha.'-[[(2-propylheptyl)imino]di-2,1-ethanediyl]bis[.omega.-hydroxy- | 1737554 | 102124
Pyrrolidinium, 1-butyl-1-methyl-, tetrakis(cyano-.kappa.C)borate(1-) (1:1) | 1737556 | 102125
Hexane, 1,6-diisocyanato-, homopolymer, .alpha.-[1-[[[3-[[3-(dimethylamino)propyl]amino]propyl]amino]carbonyl]-1,2,2,2-tetrafluoroethyl]-.omega.-(1,1,2,2,3,3,3-heptafluoropropoxy)poly[oxy[trifluoro(trifluoromethyl)-1,2-ethanediyl]]-blocked | 1737558 | 102126
D-Glucopyranose, oligomeric, C10-16-alkyl glycosides, 3-(dimethyloctadecylammonio)-2-hydroxypropyl ethers, chlorides, polymers with 1,3-dichloro-2-propanol | 1737560 | 102127
D-Glucopyranose, oligomeric, decyl octyl glycosides, 3-(dimethyloctadecylammonio)-2-hydroxypropyl ethers, chlorides, polymers with 1,3-dichloro-2-propanol | 1737562 | 102128
Alkenes, C23-33-branched and linear | 1737564 | 102129
Hexanedioic acid, polymer with 1,4-butanediol, 1,2-ethanediamine, 1,6-hexanediol, 3-hydroxy-2-(hydroxymethyl)-2-methylpropanoic acid, 5-isocyanato-1-(isocyanatomethyl)-1,3,3-trimethylcyclohexane and 1,1'-methylenebis[4-isocyanatocyclohexane], compd. with N,N-diethylethanamine | 1737566 | 102130
9-Decenamide, N,N-dimethyl- | 1737568 | 102131
2-Butenoic acid, 1-ethyl-2-methylpropyl ester, (2E)- | 1737570 | 102132
1,4-Cyclohexanedicarboxylic acid, 1,4-dimethyl ester, hydrogenolysis products | 1737572 | 102133
Amines, bis(hydrogenated palm-oil alkyl)hydroxy | 1737574 | 102134
Neodymium, butadiene iso-Bu neodecanoate complexes | 1737576 | 102135
2-Cyclohexen-1-ol, 2,6-dimethyl-4-(2,2,3-trimethyl-3-cyclopenten-1-yl)- | 1737578 | 102136
Alkanes, C22-30-branched and linear, chloro | 1737580 | 102137
Phosphorous acid, mixed 2,4-bis(1-methyl-1-phenylethyl)phenyl and isodecyl and 2-(1-methyl-1-phenylethyl)phenyl and 4-(1-methyl-1-phenylethyl)phenyl and Ph triesters | 1737582 | 102138
1,2,3-Propanetriol, mono- and diformates | 1737584 | 102139
4,7-Methano-1H-indene, 3a,4,7,7a-tetrahydro-, polymer with cyclopentene, ethenylbenzene, ethenylmethylbenzene, 1H-indene, (1-methylethenyl)benzene, 1,3-pentadiene and 1-propen-1-ylbenzene | 1737586 | 102140
Ethanedioic acid, 1,2-diethyl ester, polymer with .alpha.-(2-aminomethylethyl)-.omega.-(2-aminomethylethoxy)poly[oxy(methyl-1,2-ethanediyl)], 5-amino-1,3,3-trimethylcyclohexanemethanamine and 1,5-dichloro-9,10-anthracenedione, reaction products with succinic anhydride | 1737588 | 102141
Neononanoic acid, ethenyl ester, polymer with 1-decene, ethenylbenzene, 2-hydroxyethyl 2-methyl-2-propenoate and methyl 2-methyl-2-propenoate | 1737590 | 102142
Fatty acids, C18-unsatd., dimers, polymers with 2,2'-dithiobis[ethanol] and 1-piperazineethanamine | 1737592 | 102143
Terpenes and Terpenoids, patchouli-oil, .alpha.-guaiene fraction, oxidized | 1737594 | 102144
D-Glucopyranose, oligomeric, decyl octyl glycosides, polymers with epichlorohydrin and sorbitan monooleate | 1737596 | 102145
Alkenes, C30-60-branched and linear | 1737598 | 102146
Coconut oil, ester with polyethylene glycol ether with glycerol (3:1) | 1737600 | 102147
Oils, palm kernel, esters with polyethylene glycol ether with glycerol (3:1) | 1737602 | 102148
Oils, palm, esters with polyethylene glycol ether with glycerol (3:1) | 1737604 | 102149
Soybean oil, ester with polyethylene glycol ether with glycerol (3:1) | 1737606 | 102150
Fats and Glyceridic oils, avocado, esters with polyethylene glycol ether with glycerol (3:1) | 1737608 | 102151
Wood, carbonized | 1737610 | 102152
Fatty acids, C16-18 and C18-unsatd., branched and linear, polymers with C18-unsatd. fatty acid dimers, C18-unsatd. fatty acid trimers and triethylenetetramine | 1737612 | 102153
Olive oil, ester with polyethylene glycol ether with glycerol (3:1) | 1737614 | 102154
11,18-Dioxa-2,9,20,27-tetraazaoctacosanedioic acid, 10,19-dioxo-, 1,28-bis[4-(ethenyloxy)butyl] ester | 1737616 | 102155
1,3-Butadiene, homopolymer, triethoxysilyl-terminated | 1737618 | 102156
Ethene, 1,1,2,2-tetrafluoro-, oxidized, polymd., reduced, Me esters, reduced, N-(3-isocyanatomethylphenyl)carbamates | 1737620 | 102157
Polyphosphoric acids, esters with triethanolamine, compds. with alkylpyridines | 1737622 | 102158
Fluoropolymer composite ? Dry Non-Melt fluoroelastomer Resin/Gum | 1737629 | 102162
Fluoropolymer composite ? Aqueous fluoropolymer dispersions | 1737631 | 102163
Fluorotelomer-Based Polymer Composite Substance 1 | 1737633 | 102164
Fluorotelomer-Based Polymer Composite Substance 2 | 1737635 | 102165
Fluoropolymer composite - Dry Melt Resin | 1737637 | 102166
Curium | 1737641 | 102169
Phenol, nonyl-, branched | 1737645 | 102172
Phenol, 4-isononyl- | 1737647 | 102173
DCN 63040000018A | 1737649 | 102175
Dry Non-Melt Fluroelastomer Resin/Gum | 1737651 | 102176
Chlorinated paraffins category, C>17 | 1737655 | 102177
Chlorinated paraffins category, C14-17 | 1737657 | 102178
Chlorinated paraffins category, C10-13 | 1737659 | 102179
Fuel Oils | 1737661 | 102180
Jet propulsion fuel ? 4 | 1737663 | 102181
Jet propulsion fuel ? 7 | 1737665 | 102182
Perfluoroalkyl category compounds ? ATSDR | 1737667 | 102183
Synthetic Vitreous Fibers | 1737669 | 102184
Benzenediol | 1737671 | 102185
Propane, 2-chloro-1,3-difluoro- | 1737820 | 102187
Propane, 1,1-dichloro-2,2-difluoro- | 1737822 | 102188
Propane, 1,1,1-trichloro-2,2-difluoro- | 1737824 | 102189
Propane, 1,1,3-trichloro-2,2-difluoro- | 1737826 | 102190
Propane, 1,1,3,3-tetrachloro-2,2-difluoro- | 1737828 | 102191
Propane, 1,3-dichloro-2,2-difluoro- | 1737830 | 102192
Propane, 1,3-dichloro-1,2-difluoro- | 1737832 | 102193
Propane, 2-chloro-1,1,1,3,3-pentafluoro- | 1737834 | 102194
Propane, 1,1-dichloro-1,3-difluoro- | 1737836 | 102195
Propane, 3-chloro-1,1,2-trifluoro- | 1737838 | 102196
Propane, dichlorofluoro- | 1737840 | 102197
Propane, tetrachlorodifluoro- | 1737842 | 102198
Propane, 1,1,2-trichloro-2,3,3-trifluoro- | 1737844 | 102199
Propane, 1,1,1-trichloro-2,2,3-trifluoro- | 1737846 | 102200
Propane, 1,1,3-trichloro-2,2,3-trifluoro- | 1737848 | 102201
Propane, 1,1-dichloro-3,3-difluoro- | 1737850 | 102202
Propane, pentachlorotrifluoro- | 1737852 | 102203
Propane, 1-chloro-1,1,2-trifluoro- | 1737854 | 102204
Propane, 3-chloro-1,1,1,2,3-pentafluoro- | 1737856 | 102205
Propane, hexachlorodifluoro- | 1737858 | 102206
Propane, 1,3-dichloro-1,1,3-trifluoro- | 1737860 | 102207
Propane, 1,3-dichloro-1,1,2-trifluoro- | 1737862 | 102208
Propane, 3-chloro-1,1,1,3-tetrafluoro- | 1737864 | 102209
Propane, 1,3-dichloro-1,2,3-trifluoro- | 1737866 | 102210
Propane, 1,2,2-trichloro-1,1,3,3,3-pentafluoro- | 1737868 | 102211
Propane, 1,1,2,2,3,3-hexachloro-1,3-difluoro- | 1737870 | 102212
Propane, 2,2-dichloro-1,1,1,3,3,3-hexafluoro- | 1737872 | 102213
Propane, 1,1,1,2,2-pentachloro-3,3,3-trifluoro- | 1737874 | 102214
Propane, 2,2-dichloro-1,1,3,3-tetrafluoro- | 1737876 | 102215
Propane, 2-chloro-1,1,3,3-tetrafluoro- | 1737878 | 102216
Propane, 2-chloro-1-fluoro- | 1737880 | 102217
Propane, 1,1,2,3-tetrachloro-3-fluoro- | 1737882 | 102218
Propane, 1,1,2,2-tetrachloro-1,3,3,3-tetrafluoro- | 1737884 | 102219
Propane, 1,1,2,3-tetrachloro-1,2,3,3-tetrafluoro- | 1737886 | 102220
Propane, 1,1,1,3-tetrachloro-3-fluoro- | 1737888 | 102221
Propane, 1,1,3,3-tetrachloro-1,2,2,3-tetrafluoro- | 1737890 | 102222
Propane, 1,1,1,2,3-pentachloro-2,3,3-trifluoro- | 1737892 | 102223
Propane, 1,1-dichloro-1,2,2,3,3,3-hexafluoro- | 1737894 | 102224
Propane, 1-chloro-1,1,3,3-tetrafluoro- | 1737896 | 102225
Ethane, 1,1-dibromo-1,2,2,2-tetrafluoro- | 1737898 | 102226
Propane, 2-chloro-1,1,1,3,3-pentafluoro- | 1737900 | 102227
Propane, 1,1,2-trichloro-2-fluoro- | 1737902 | 102228
Propane, 1,1,3-trichloro-1,3,3-trifluoro- | 1737904 | 102229
Propane, 2,3-dichloro-1,1,1-trifluoro- | 1737906 | 102230
Ethane, 1,1,2-trichloro-1,2-difluoro- | 1737908 | 102231
Propane, 1-chloro-1,1,2,3,3,3-hexafluoro- | 1737910 | 102232
Propane, 1-chloro-2,3-difluoro- | 1737912 | 102233
Propane, 1,1-dichloro-2,2,3,3-tetrafluoro- | 1737914 | 102234
Propane, 2-chloro-2-fluoro- | 1737916 | 102235
Propane, 1,2-dichloro-2-fluoro- | 1737918 | 102236
Propane, 1-chloro-2,2-difluoro- | 1737920 | 102237
Propane, 1-chloro-1,1-difluoro- | 1737922 | 102238
Ethane, 1-chloro-1,1,2-trifluoro- | 1737924 | 102239
Propane, 1,1,2-trichloro-1-fluoro- | 1737926 | 102240
Propane, 2-chloro-1,1,1-trifluoro- | 1737928 | 102241
Propane, 2-chloro-1,1,1,2-tetrafluoro- | 1737930 | 102242
Propane, 1,1,1,2-tetrachloro-3,3,3-trifluoro- | 1737932 | 102243
Propane, 1,1,1,2,3-pentachloro-2-fluoro- | 1737934 | 102244
Propane, 1,2,3-trichloro-1,1,2-trifluoro- | 1737936 | 102245
Propane, 1,1,3-trichloro-1,2,2-trifluoro- | 1737938 | 102246
Propane, 1,1,1,2,2-pentachloro-3,3-difluoro- | 1737940 | 102247
Propane, 1,1,2,2,3,3-hexachloro-1-fluoro- | 1737942 | 102248
Propane, 1,1,2,2-tetrachloro-1,3,3-trifluoro- | 1737944 | 102249
Propane, 1,2,2,3,3-pentachloro-1,1-difluoro- | 1737946 | 102250
Propane, 1,2,2-trichloro-1,1,3,3-tetrafluoro- | 1737948 | 102251
Propane, 2,2,3,3-tetrachloro-1,1,1-trifluoro- | 1737950 | 102252
Propane, 1,1,1,2,3,3-hexachloro-2-fluoro- | 1737952 | 102253
Propane, 1,2,3,3-tetrachloro-1,1,2-trifluoro- | 1737954 | 102254
Propane, 1,2,3-trichloro-1,1,2,3-tetrafluoro- | 1737956 | 102255
Propane, 2,3,3-trichloro-1,1,1,2-tetrafluoro- | 1737958 | 102256
Propane, 1,1,1,3,3-pentachloro-2,2-difluoro- | 1737960 | 102257
Propane, 1,1,1,3-tetrachloro-2,2,3-trifluoro- | 1737962 | 102258
Propane, 1,1,3-trichloro-1,2,2,3-tetrafluoro- | 1737964 | 102259
Propane, 3-chloro-1,1,1,2,2,3-hexafluoro- | 1737966 | 102260
Propane, 1,2-dichloro-1,2,3,3-tetrafluoro- | 1737968 | 102261
Propane, 1-chloro-2,3-difluoro- | 1737970 | 102262
Ethane, 1,1-dichloro-2-fluoro- | 1737972 | 102263
Propane, 1-chloro-1-fluoro- | 1737974 | 102264
Propane, 2-chloro-1,1-difluoro- | 1737976 | 102265
Propane, 1-chloro-1,2-difluoro- | 1737978 | 102266
Propane, 1,2,3-trichloro-1,1-difluoro- | 1737980 | 102267
Propane, 2,3,3-trichloro-1,1,1-trifluoro- | 1737982 | 102268
Propane, 1,1,1,2,3,3-hexachloro-3-fluoro- | 1737984 | 102269
Propane, 1,1,1,2,3-pentachloro-3,3-difluoro- | 1737986 | 102270
Propane, 1,1,2,3-tetrachloro-1,3,3-trifluoro- | 1737988 | 102271
Propane, 1,1,2-trichloro-1,3,3,3-tetrafluoro- | 1737990 | 102272
Propane, 1,2,3-trichloro-1,1,3,3-tetrafluoro- | 1737992 | 102273
Propane, 1,2-dichloro-3-fluoro- | 1737994 | 102274
Propane, 1,3,3-trichloro-1,1-difluoro- | 1737996 | 102275
Propane, 3,3-dichloro-1,1,1-trifluoro- | 1737998 | 102276
Propane, 1,1,1,3-tetrachloro-3,3-difluoro- | 1738000 | 102277
Propane, 1-chloro-3-fluoro- | 1738002 | 102278
Propane, 2-chloro-1,1,1,2,3,3-hexafluoro- | 1738004 | 102279
Propane, 1,1,1-trichloro-2,3,3,3-tetrafluoro- | 1738006 | 102280
Propane, 1,1,3-trichloro-1,2,3,3-tetrafluoro- | 1738008 | 102281
Propane, 3,3-dichloro-1,1,1,2-tetrafluoro- | 1738010 | 102282
Propane, 1,1-dichloro-3-fluoro- | 1738012 | 102283
Propane, 1,1-dichloro-2-fluoro- | 1738014 | 102284
Propane, 1,1,1,3-tetrachloro-2,3,3-trifluoro- | 1738016 | 102285
Propane, 1,1,1-trichloro-2,3,3-trifluoro- | 1738018 | 102286
Propane, 1,1,3-trichloro-1,2,3-trifluoro- | 1738020 | 102287
Propane, 1-chloro-2,2,3-trifluoro- | 1738022 | 102288
Propane, 1,1,1,2,2,3-hexachloro-3,3-difluoro- | 1738026 | 102290
Propane, 1,3-dichloro-1,1,2,2,3,3-hexafluoro- | 1738028 | 102291
Propane, 1,1,2,3-tetrachloro-1-fluoro- | 1738030 | 102292
Propane, 1-chloro-1,2,2,3-tetrafluoro- | 1738032 | 102293
Propane, 1,3-dichloro-1,2,2-trifluoro- | 1738034 | 102294
Propane, 1,1,1,3-tetrachloro-2,2-difluoro- | 1738036 | 102295
Propane, 1-chloro-1,1,2,2,3-pentafluoro- | 1738038 | 102296
Propane, 1,2,2,3-tetrachloro-1,1,3,3-tetrafluoro- | 1738040 | 102297
Propane, 1,2,3,3-tetrachloro-1,1-difluoro- | 1738042 | 102298
Propane, 3-chloro-1,1,2,2-tetrafluoro- | 1738044 | 102299
Propane, 1-chloro-1,2,2,3,3-pentafluoro- | 1738046 | 102300
Propane, 2-chloro-1,1,2-trifluoro- | 1738048 | 102301
Propane, 1,1-dichloro-1,2,2,3-tetrafluoro- | 1738050 | 102302
Propane, 1,1-dichloro-2,2,3-trifluoro- | 1738052 | 102303
Propane, 1,2-dichloro-2,3-difluoro- | 1738054 | 102304
Propane, 1-chloro-1,2,2-trifluoro- | 1738056 | 102305
Propane, 1,2,2-trichloro-3-fluoro- | 1738058 | 102306
Propane, 1,3-dichloro-1,2,2,3-tetrafluoro- | 1738060 | 102307
Propane, 2,2,3-trichloro-1,1,1-trifluoro- | 1738062 | 102308
Propane, 1,1,1-trichloro-3,3,3-trifluoro- | 1738064 | 102309
Propane, 1,1-dichloro-1,2,2-trifluoro- | 1738066 | 102310
Propane, 1,2-dichloro-1,1,2-trifluoro- | 1738068 | 102311
Propane, 2,2-dichloro-1,1,1-trifluoro- | 1738070 | 102312
Propane, 1,1,2-trichloro-1,2-difluoro- | 1738072 | 102313
Propane, 1,2,2-trichloro-1,1-difluoro- | 1738074 | 102314
Propane, 1,1,2,2-tetrachloro-1-fluoro- | 1738076 | 102315
Propane, 1,2-dichloro-1,1-difluoro- | 1738078 | 102316
Propane, 1,2,3-trichloro-2-fluoro- | 1738080 | 102317
Propane, 1,2,3-trichloro-1,2-difluoro- | 1738082 | 102318
1,3-Dichloro-1,1,3,3-tetrafluoropropane | 1738084 | 102319
Propane, 2-chloro-1,1,1,2,3,3,3-heptafluoro- | 1738086 | 102320
Propane, 1,1,3-trichloro-2-fluoro- | 1738088 | 102321
Propane, 1,2-dichloro-1-fluoro- | 1738090 | 102322
Propane, 1,1-dichloro-1-fluoro- | 1738092 | 102323
Ethane, 1,1,2-trichloro-1-fluoro- | 1738094 | 102324
Propane, 1,1,2-trichloro-1,2,3,3,3-pentafluoro- | 1738096 | 102325
Propane, 1,3-dichloro-2-fluoro- | 1738098 | 102326
Propane, 1,1,3-trichloro-1-fluoro- | 1738100 | 102327
Propane, 1,3-dichloro-1,1-difluoro- | 1738102 | 102328
Propane, 2,3-dichloro-1,1,1-trifluoro- | 1738104 | 102329
Propane, 1-chloro-1,1,3-trifluoro- | 1738106 | 102330
Propane, 3-chloro-1,1-difluoro- | 1738108 | 102331
Propane, 1,3-dichloro-1-fluoro- | 1738110 | 102332
Propane, 1,1,1,2-tetrachloro-3-fluoro- | 1738112 | 102333
Propane, 1,1-dichloro-2,3-difluoro- | 1739042 | 102737
Propane, 1,1,2,2,3-pentachloro-1,3,3-trifluoro | 1739312 | 102872
Propane, 1,1,1,2-tetrachloro-2,3,3,3-tetrafluoro- | 1739314 | 102873
Ethane, 1,1,2,2-tetrabromo-1-fluoro- | 1739316 | 102874
Ethane, 1,1,1,2-tetrabromo-2-fluoro- | 1739318 | 102875
Ethane, 1,1,2-tribromo-2,2-difluoro- | 1739320 | 102876
Ethane, 1,1,2-tribromo-1,2-difluoro- | 1739322 | 102877
Ethane, 1,1,1-tribromo-2,2-difluoro- | 1739324 | 102878
Ethane, 1,1-dibromo-2,2,2-trifluoro- | 1739326 | 102879
Ethane, 1,1-dibromo-1,2,2-trifluoro- | 1739328 | 102880
Ethane, 1-bromo-1,2,2,2-tetrafluoro- | 1739330 | 102881
Ethane, 1-bromo-1,1,2,2-tetrafluoro- | 1739332 | 102882
Ethane, 1,2-dibromo-1,2-difluoro- | 1739334 | 102883
Ethane, 1,2-dibromo-1,1-difluoro- | 1739336 | 102884
Ethane, 1,1-dibromo-2,2-difluoro- | 1739338 | 102885
Ethane, 1,1-dibromo-1,2-difluoro- | 1739340 | 102886
Ethane, 1,2-dibromo-1-fluoro- | 1739342 | 102887
Ethane, 1,1-dibromo-2-fluoro- | 1739344 | 102888
Ethane, 1,1-dibromo-1-fluoro- | 1739346 | 102889
Ethane, 1-bromo-2,2,2-trifluoro- | 1739348 | 102890
Ethane, 1-bromo-1,2,2-trifluoro- | 1739350 | 102891
Ethane, 1-bromo-1,1,2-trifluoro- | 1739352 | 102892
Ethane, 1-bromo-2,2-difluoro- | 1739354 | 102893
Ethane, 1-bromo-1,2-difluoro- | 1739356 | 102894
Ethane, 1-bromo-1,1-difluoro- | 1739358 | 102895
Ethane, 1-bromo-1-fluoro- | 1739360 | 102896
Propane, 1,1,1,3,3,3-hexachloro-2-fluoro- | 1739362 | 102897
Propane, 1,1,2,2,3-pentachloro-1,3-difluoro- | 1739364 | 102898
Propane, 1,1,2,3,3-pentachloro-1,2-difluoro- | 1739366 | 102899
Propane, 1,1,1,2,3-pentachloro-2,3-difluoro- | 1739368 | 102900
Propane, 1,1,1,3,3-pentachloro-2,3-difluoro- | 1739370 | 102901
Propane, 1,2,2,3-tetrachloro-1,1,3-trifluoro- | 1739372 | 102902
Propane, 1,1,2,3-tetrachloro-1,2,3-trifluoro- | 1739374 | 102903
Propane, 1,1,1,2-tetrachloro-2,3,3,-trifluoro- | 1739376 | 102904
Propane, 1,1,3,3-tetrachloro-1,2,3-trifluoro- | 1739378 | 102905
Propane, 2,2,3-trichloro-1,1,1,3-tetrafluoro- | 1739380 | 102906
Propane, 1,1,2-trichloro-1,2,3,3-tetrafluoro- | 1739382 | 102907
Propane, 1,1,2,2,3-pentachloro-3-fluoro- | 1739384 | 102908
Propane, 1,1,2,2,3-pentachloro-1-fluoro- | 1739386 | 102909
Propane, 1,1,1,2,2-pentachloro-3-fluoro- | 1739388 | 102910
Propane, 1,1,2,3,3-pentachloro-2-fluoro- | 1739390 | 102911
Propane, 1,1,2,3,3-pentachloro-1-fluoro- | 1739392 | 102912
Propane, 1,1,1,2,3-pentachloro-3-fluoro- | 1739394 | 102913
Propane, 1,1,1,3,3-pentachloro-2-fluoro- | 1739396 | 102914
Propane, 1,1,1,3,3-pentachloro-3-fluoro- | 1739398 | 102915
Propane, 1,2,2,3-tetrachloro-1,3-difluoro- | 1739400 | 102916
Propane, 1,1,2,2-tetrachloro-3,3-difluoro- | 1739402 | 102917
Propane, 1,2,2,3-tetrachloro-1,1-difluoro- | 1739404 | 102918
Propane, 1,1,2,2-tetrachloro-1,3-difluoro- | 1739406 | 102919
Propane, 1,2,3,3-tetrachloro-1,2-difluoro- | 1739408 | 102920
Propane, 1,1,2,3-tetrachloro-1,2-difluoro- | 1739410 | 102921
Propane, 1,1,1,2-tetrachloro-2,3-difluoro- | 1739412 | 102922
Propane, 1,1,2,3-tetrachloro-1,3-difluoro- | 1739414 | 102923
Propane, 1,1,1,2-tetrachloro-3,3-difluoro- | 1739416 | 102924
Propane, 1,1,3,3-tetrachloro-1,2-difluoro- | 1739418 | 102925
Propane, 1,1,1,3-tetrachloro-2,3-difluoro- | 1739420 | 102926
Propane, 1,1,3,3-tetrachloro-1,3-difluoro- | 1739422 | 102927
Propane, 2,2,3-trichloro-1,1,3-trifluoro- | 1739424 | 102928
Propane, 1,2,2-trichloro-1,1,3-trifluoro- | 1739426 | 102929
Propane, 1,2,3-trichloro-1,2,3-trifluoro- | 1739428 | 102930
Propane, 1,1,2-trichloro-1,2,3-trifluoro- | 1739430 | 102931
Propane, 1,2,3-trichloro-1,1,3-trifluoro- | 1739432 | 102932
Propane, 1,1,2-trichloro-1,3,3-trifluoro- | 1739434 | 102933
Propane, 1,3,3-trichloro-1,1,2-trifluoro- | 1739436 | 102934
Propane, 2,2-dichloro-1,1,1,3-tetrafluoro- | 1739438 | 102935
Propane, 2,3-dichloro-1,1,1,2-tetrafluoro- | 1739440 | 102936
Propane, 1,2-dichloro-1,1,2,3-tetrafluoro- | 1739442 | 102937
Propane, 2,3-dichloro-1,1,1,3-tetrafluoro- | 1739444 | 102938
Propane, 1,2-dichloro-1,1,3,3-tetrafluoro- | 1739446 | 102939
Propane, 1,1-dichloro-1,2,3,3-tetrafluoro- | 1739448 | 102940
Propane, 2-chloro-1,1,2,3,3-pentafluoro- | 1739450 | 102941
Propane, 2-chloro-1,1,1,2,3-pentafluoro- | 1739452 | 102942
Propane, 1-chloro-1,1,2,3,3-pentafluoro- | 1739454 | 102943
Propane, 1,2,2,3-tetrachloro-1-fluoro- | 1739456 | 102944
Propane, 1,1,2,2-tetrachloro-3-fluoro- | 1739458 | 102945
Propane, 1,1,3,3-tetrachloro-2-fluoro- | 1739460 | 102946
Propane, 1,1,1,3-tetrachloro-2-fluoro- | 1739462 | 102947
Propane, 1,1,3,3-tetrachloro-1-fluoro- | 1739464 | 102948
Propane, 2,2,3-trichloro-1,1-difluoro- | 1739466 | 102949
Propane, 1,2,2-trichloro-1,3-difluoro- | 1739468 | 102950
Propane, 1,1,2-trichloro-2,3-difluoro- | 1739470 | 102951
Propane, 1,2,3-trichloro-1,3-difluoro- | 1739472 | 102952
Propane, 1,1,2-trichloro-3,3-difluoro- | 1739474 | 102953
Propane, 1,1,2-trichloro-1,3-difluoro- | 1739476 | 102954
Propane, 1,1,3-trichloro-2,3-difluoro- | 1739478 | 102955
Propane, 1,1,3-trichloro-1,2-difluoro- | 1739480 | 102956
Propane, 1,1,1-trichloro-2,3-difluoro- | 1739482 | 102957
Propane, 1,1,3-trichloro-1,3-difluoro- | 1739484 | 102958
Propane, 1,1,1-trichloro-3,3-difluoro- | 1739486 | 102959
Propane, 2,2-dichloro-1,1,3-trifluoro- | 1739488 | 102960
Propane, 2,3-dichloro-1,1,2-trifluoro- | 1739490 | 102961
Propane, 1,2-dichloro-1,2,3-trifluoro- | 1739492 | 102962
Propane, 2,3-dichloro-1,1,3-trifluoro- | 1739494 | 102963
Propane, 1,2-dichloro-1,1,3-trifluoro- | 1739496 | 102964
Propane, 3,3-dichloro-1,1,2-trifluoro- | 1739498 | 102965
Propane, 1,1-dichloro-1,2,3-trifluoro- | 1739500 | 102966
Propane, 1,1-dichloro-1,3,3-trifluoro- | 1739502 | 102967
Propane, 2-chloro-1,1,2,3-tetrafluoro- | 1739504 | 102968
Propane, 3-chloro-1,1,2,3-tetrafluoro- | 1739506 | 102969
Propane, 3-chloro-1,1,1,2-tetrafluoro- | 1739508 | 102970
Propane, 1-chloro-1,1,2,3-tetrafluoro- | 1739510 | 102971
Propane, 1,2,2-trichloro-1-fluoro- | 1739512 | 102972
Propane, 1,1,2-trichloro-3-fluoro- | 1739514 | 102973
Propane, 1,1,1-trichloro-2-fluoro- | 1739516 | 102974
Propane, 1,1,3-trichloro-3-fluoro- | 1739518 | 102975
Propane, 1,1,1-trichloro-3-fluoro- | 1739520 | 102976
Propane, 2,2-dichloro-1,3-difluoro- | 1739522 | 102977
Propane, 2,2-dichloro-1,1-difluoro- | 1739524 | 102978
Propane, 1,2-dichloro-1,2-difluoro- | 1739526 | 102979
Propane, 1,2-dichloro-1,3-difluoro- | 1739528 | 102980
Propane, 1,1-dichloro-2,3-difluoro- | 1739530 | 102981
Propane, 1,1-dichloro-1,2-difluoro- | 1739532 | 102982
Propane, 1,3-dichloro-1,3-difluoro- | 1739534 | 102983
Propane, 2-chloro-1,2,3-trifluoro- | 1739536 | 102984
Propane, 2-chloro-1,1,3-trifluoro- | 1739538 | 102985
Propane, 1-chloro-1,2,3-trifluoro- | 1739540 | 102986
Propane, 3-chloro-1,1,3-trifluoro- | 1739542 | 102987
Propane, 2,2-dichloro-1-fluoro- | 1739544 | 102988
Propane, 2-chloro-1,2-difluoro- | 1739546 | 102989
Propane, 1-chloro-1,3-difluoro- | 1739548 | 102990
Ethane, 1,1,2-tribromo-2-fluoro- | 1739550 | 102991
Ethane, 1,1,2-tribromo-1-fluoro- | 1739552 | 102992
Ethane, 1,1,1-tribromo-2-fluoro- | 1739554 | 102993
1,3-Benzenedicarboxamide, N1,N3-bis(2,3-dihydroxypropyl)-2,4,6-triiodo-5-[(2-methoxyacetyl)amino]-N1-methyl- | 1739557 | 102995
Acetamide, 2,2-dichloro-N-[(1S,2R)-1-(fluoromethyl)-2-hydroxy-2-[4-methylsulfonyl)phenyl]ethyl]- | 1739559 | 102996
Glycine, N-[(1,1,2,2,3,3,4,4,5,5,6,6,7,7,8,8,8-heptadecafluorooctyl)sulfonyl]-N-methyl- | 1739561 | 102997
Hydrocarbons mixt. with nitrogen oxides | 1739563 | 102998
Green House Gases | 1739565 | 102999
Non Methane Hydrocarbons mixt. with nitrogen oxides | 1739567 | 103000
Thorium-230 mixt. with thorium-232 | 1739569 | 103001
Hydrofluorocarbons | 1739571 | 103003
Acetylides, heavy metals | 1739841 | 103139
Aluminum containing polymeric propellant | 1739843 | 103140
Aluminum ophorite explosive | 1739845 | 103141
Ammonal | 1739847 | 103142
Ammonium nitrate explosive mixtures (cap sensitive) | 1739849 | 103143
Ammonium nitrate explosive mixtures (non-cap sensitive) | 1739851 | 103144
Ammonium perchlorate explosive mixtures (excluding ammonium perchlorate composite propellant (APCP)) | 1739853 | 103145
Ammonium salt lattice with isomorphously substituted inorganic salts | 1739855 | 103146
ANFO [ammonium nitrate-fuel oil] | 1739857 | 103147
Aromatic nitro-compound explosive mixtures | 1739859 | 103148
Azide explosives | 1739861 | 103149
Black powder based explosive mixtures | 1739863 | 103150
Blasting agents, nitro-carbo-nitrates, including non-cap sensitive slurry and water gel explosives | 1739865 | 103151
Blasting caps | 1739867 | 103152
Blasting gelatin | 1739869 | 103153
Blasting powder | 1739871 | 103154
Bulk salutes | 1739873 | 103155
Butyl tetryl | 1739875 | 103156
Calcium nitrate explosive mixture | 1739877 | 103157
Cellulose hexanitrate explosive mixture | 1739879 | 103158
Chlorate explosive mixtures | 1739881 | 103159
Composition A and variations | 1739883 | 103160
Composition B and variations | 1739885 | 103161
Composition C and variations | 1739887 | 103162
Cyclotol | 1739889 | 103163
Detonating cord | 1739891 | 103164
Dimethylol dimethyl methane dinitrate composition | 1739893 | 103165
Dinitroethyleneurea | 1739895 | 103166
Dinitrophenyl hydrazine | 1739897 | 103167
Dinitrotoluene-sodium nitrate explosive mixtures | 1739899 | 103168
Display fireworks | 1739901 | 103169
Dynamite | 1739903 | 103170
Ednatol | 1739905 | 103171
Erythritol tetranitrate explosives | 1739907 | 103172
Esters of nitro-substituted alcohols | 1739909 | 103173
Ethyl 4,4-dinitropentanoate | 1739911 | 103174
Explosive conitrates | 1739913 | 103175
Explosive gelatins | 1739915 | 103176
Explosive liquids | 1739917 | 103177
Explosive mixtures containing oxygen releasing inorganic salts and hydrocarbons | 1739919 | 103178
Explosive mixtures containing oxygen releasing inorganic salts and nitro bodies | 1739921 | 103179
Explosive mixtures containing oxygen releasing inorganic salts and water insoluble fuels | 1739923 | 103180
Explosive mixtures containing oxygen releasing inorganic salts and water soluble fuels | 1739925 | 103181
Explosive mixtures containing sensitized nitromethane | 1739927 | 103182
Explosive mixtures containing tetranitromethane (nitroform) | 1739929 | 103183
Explosive nitro compounds of aromatic hydrocarbons | 1739931 | 103184
Explosive organic nitrate mixtures | 1739933 | 103185
Explosive powders | 1739935 | 103186
Flash powder | 1739937 | 103187
Fulminating gold | 1739939 | 103188
Fulminating platinum | 1739941 | 103189
Gelatinized nitrocellulose | 1739943 | 103190
Gem-dinitro aliphatic explosive mixtures | 1739945 | 103191
Guanyl nitrosamino guanylidene hydrazine | 1739947 | 103192
Heavy metal azides | 1739949 | 103193
Hexanite | 1739951 | 103194
Hexogene or octogene and a nitrated N-methylaniline | 1739953 | 103195
Hydrazinium nitrate/hydrazine/aluminum explosive system | 1739955 | 103196
Igniter cord | 1739957 | 103197
Igniters | 1739959 | 103198
Initiating tube systems | 1739961 | 103199
Lead mannite | 1739963 | 103200
Lead salts, explosive | 1739965 | 103201
Liquid nitrated polyol and trimethylolethane | 1739967 | 103202
Liquid oxygen explosives | 1739969 | 103203
Magnesium ophorite explosives | 1739971 | 103204
Mercury tartrate | 1739973 | 103205
Minol-2 | 1739975 | 103206
Mononitrotoluene-nitroglycerin mixture | 1739977 | 103207
Monopropellants | 1739979 | 103208
NIBTN [nitroisobutametriol trinitrate] | 1739981 | 103209
Nitrate explosive mixtures | 1739983 | 103210
Nitrate sensitized with gelled nitroparaffin | 1739985 | 103211
Nitrated carbohydrate explosive | 1739987 | 103212
Nitrated glucoside explosive | 1739989 | 103213
Nitrated polyhydric alcohol explosives | 1739991 | 103214
Nitric acid and a nitro aromatic compound explosive | 1739993 | 103215
Nitric acid and carboxylic fuel explosive | 1739995 | 103216
Nitric acid explosive mixtures | 1739997 | 103217
Nitro aromatic explosive mixtures | 1739999 | 103218
Nitro compounds of furane explosive mixtures | 1740001 | 103219
Nitro derivative of urea explosive mixture | 1740003 | 103220
Nitrogelatin explosive | 1740005 | 103221
Nitroglycide | 1740007 | 103222
Nitronium perchlorate propellant mixtures | 1740009 | 103223
Nitroparaffins Explosive Grade and ammonium nitrate mixtures | 1740011 | 103224
Nitro-substituted carboxylic acids | 1740013 | 103225
Octol [75 percent HMX, 25 percent TNT] | 1740015 | 103226
Organic amine nitrates | 1740017 | 103227
Organic nitramines | 1740019 | 103228
PBX [plastic bonded explosives] | 1740021 | 103229
Pellet powder | 1740023 | 103230
Penthrinite composition | 1740025 | 103231
Perchlorate explosive mixtures | 1740027 | 103232
Peroxide based explosive mixtures | 1740029 | 103233
Picramic acid and its salts | 1740033 | 103235
Picrate explosives | 1740035 | 103236
Picrate of potassium explosive mixtures | 1740037 | 103237
Picratol | 1740039 | 103238
PLX [95% nitromethane, 5% ethylenediamine] | 1740041 | 103239
Polynitro aliphatic compounds | 1740043 | 103240
Polyolpolynitrate-nitrocellulose explosive gels | 1740045 | 103241
Potassium chlorate and lead sulfocyanate explosive | 1740047 | 103242
Potassium nitrate explosive mixtures | 1740049 | 103243
Potassium nitroaminotetrazole | 1740051 | 103244
Pyrotechnic compositions | 1740053 | 103245
Salts of organic amino sulfonic acid explosive mixture | 1740057 | 103247
Salutes | 1740059 | 103248
Silver oxalate explosive mixtures | 1740061 | 103249
Silver styphnate | 1740063 | 103250
Silver tartrate explosive mixtures | 1740065 | 103251
Slurried explosive mixtures of water, inorganic oxidizing salt, gelling agent, fuel, and sensitizer | 1740067 | 103252
Smokeless powder | 1740069 | 103253
Sodatol | 1740071 | 103254
Sodium amatol | 1740073 | 103255
Sodium azide explosive mixture | 1740075 | 103256
Sodium nitrate explosive mixtures | 1740077 | 103257
Sodium nitrate-potassium nitrate explosive mixture | 1740079 | 103258
Special fireworks | 1740081 | 103259
Squibs | 1740083 | 103260
Tetranitro-2,3,5,6-dibenzo-1,3a,4,6a tetrazapentalene | 1740085 | 103261
Tetrazole explosives | 1740087 | 103262
Thickened inorganic oxidizer salt slurried explosive mixture | 1740089 | 103263
Tridite | 1740091 | 103264
Trimethylol ethyl methane trinitrate composition | 1740093 | 103265
Trimethylolthane trinitratenitro cellulose | 1740095 | 103266
Trimonite | 1740097 | 103267
Water-bearing explosives having salts of oxidizing acids and nitrogen bases, sulfates, or sulfamates (cap sensitive) | 1740099 | 103268
Water-in-oil emulsion explosive compositions | 1740101 | 103269
Xanthamonas hydrophilic colloid explosive mixture | 1740103 | 103270
Lycopodium clavatum | 1751982 | 103271
Selaginella eclipes | 1751984 | 103272
Selaginella rupestris | 1751986 | 103273
Selaginella selaginoides | 1751988 | 103274
Isoetes echinospora | 1751990 | 103275
Equisetum variegatum | 1751992 | 103276
Equisetum fluviatile | 1751994 | 103277
Equisetum scirpoides | 1751996 | 103278
Equisetum arvense | 1751998 | 103279
Equisetum palustre | 1752000 | 103280
Equisetum hyemale | 1752002 | 103281
Equisetum laevigatum | 1752004 | 103282
Equisetum X litorale | 1752006 | 103283
Equisetum pratense | 1752008 | 103284
Equisetum sylvaticum | 1752010 | 103285
Botrychium lanceolatum | 1752012 | 103286
Botrychium lanceolatum ssp. angustisegmentum | 1752014 | 103287
Botrychium lunaria | 1752016 | 103288
Botrychium matricariifolium | 1752018 | 103289
Botrychium minganense | 1752020 | 103290
Botrychium simplex | 1752022 | 103291
Osmunda regalis | 1752024 | 103292
Osmunda cinnamomea | 1752026 | 103293
Osmunda claytoniana | 1752028 | 103294
Osmunda X ruggii | 1752030 | 103295
Polypodium virginianum | 1752032 | 103296
Thelypteris palustris | 1752034 | 103297
Thelypteris simulata | 1752036 | 103298
Adiantum pedatum | 1752038 | 103299
Asplenium pinnatifidum | 1752040 | 103300
Asplenium platyneuron | 1752042 | 103301
Asplenium rhizophyllum | 1752044 | 103302
Asplenium trichomanes | 1752046 | 103303
Asplenium trichomanes-ramosum | 1752048 | 103304
Athyrium filix-femina | 1752050 | 103305
Cheilanthes feei | 1752052 | 103306
Cheilanthes lanosa | 1752054 | 103307
Cryptogramma stelleri | 1752056 | 103308
Cystopteris bulbifera | 1752058 | 103309
Cystopteris fragilis | 1752060 | 103310
Cystopteris laurentiana | 1752062 | 103311
Cystopteris protrusa | 1752064 | 103312
Cystopteris tennesseensis | 1752066 | 103313
Dennstaedtia punctilobula | 1752068 | 103314
Dryopteris X boottii | 1752070 | 103315
Dryopteris clintoniana | 1752072 | 103316
Dryopteris cristata | 1752074 | 103317
Dryopteris expansa | 1752076 | 103318
Dryopteris filix-mas | 1752078 | 103319
Dryopteris fragrans | 1752080 | 103320
Dryopteris goldiana | 1752082 | 103321
Dryopteris intermedia | 1752084 | 103322
Dryopteris marginalis | 1752086 | 103323
Dryopteris X pittsfordensis | 1752088 | 103324
Dryopteris X triploidea | 1752090 | 103325
Dryopteris X uliginosa | 1752092 | 103326
Gymnocarpium dryopteris | 1752094 | 103327
Gymnocarpium robertianum | 1752096 | 103328
Matteuccia struthiopteris | 1752098 | 103329
Onoclea sensibilis | 1752100 | 103330
Pellaea atropurpurea | 1752102 | 103331
Pellaea glabella | 1752104 | 103332
Polystichum acrostichoides | 1752106 | 103333
Polystichum braunii | 1752108 | 103334
Polystichum lonchitis | 1752110 | 103335
Woodsia X abbeae | 1752112 | 103336
Woodsia ilvensis | 1752114 | 103337
Woodsia obtusa | 1752116 | 103338
Woodsia oregana | 1752118 | 103339
Azolla mexicana | 1752120 | 103340
Asarum canadense | 1752122 | 103341
Brasenia schreberi | 1752124 | 103342
Nuphar advena | 1752126 | 103343
Nymphaea odorata | 1752128 | 103344
Aconitum columbianum | 1752130 | 103345
Aconitum napellus | 1752132 | 103346
Anemone canadensis | 1752134 | 103347
Anemone caroliniana | 1752136 | 103348
Anemone quinquefolia | 1752138 | 103349
Anemone virginiana | 1752140 | 103350
Caltha natans | 1752142 | 103351
Delphinium carolinianum | 1752144 | 103352
Ranunculus abortivus | 1752146 | 103353
Ranunculus flabellaris | 1752148 | 103354
Ranunculus acris | 1752150 | 103355
Ranunculus fascicularis | 1752152 | 103356
Ranunculus hispidus | 1752154 | 103357
Ranunculus longirostris | 1752156 | 103358
Ranunculus pensylvanicus | 1752158 | 103359
Ranunculus recurvatus | 1752160 | 103360
Ranunculus repens | 1752162 | 103361
Ranunculus rhomboideus | 1752164 | 103362
Ranunculus testiculatus | 1752166 | 103363
Thalictrum revolutum | 1752168 | 103364
Thalictrum dasycarpum | 1752170 | 103365
Thalictrum dioicum | 1752172 | 103366
Thalictrum thalictroides | 1752174 | 103367
Thalictrum venulosum | 1752176 | 103368
Clematis occidentalis | 1752178 | 103369
Clematis virginiana | 1752180 | 103370
Actaea pachypoda | 1752182 | 103371
Actaea rubra | 1752184 | 103372
Aquilegia canadensis | 1752186 | 103373
Aquilegia vulgaris | 1752188 | 103374
Coptis trifolia | 1752190 | 103375
Enemion biternatum | 1752192 | 103376
Hydrastis canadensis | 1752194 | 103377
Berberis thunbergii | 1752196 | 103378
Berberis vulgaris | 1752198 | 103379
Caulophyllum thalictroides | 1752200 | 103380
Jeffersonia diphylla | 1752202 | 103381
Podophyllum peltatum | 1752204 | 103382
Menispermum canadense | 1752206 | 103383
Papaver orientale | 1752208 | 103384
Adlumia fungosa | 1752210 | 103385
Argemone albiflora | 1752212 | 103386
Argemone albiflora ssp. albiflora | 1752214 | 103387
Dicentra canadensis | 1752216 | 103388
Dicentra cucullaria | 1752218 | 103389
Eschscholzia californica | 1752220 | 103390
Sanguinaria canadensis | 1752222 | 103391
Corydalis aurea | 1752224 | 103392
Corydalis micrantha | 1752226 | 103393
Celtis occidentalis | 1752228 | 103394
Ulmus rubra | 1752230 | 103395
Ulmus thomasii | 1752232 | 103396
Morus alba | 1752234 | 103397
Morus rubra | 1752236 | 103398
Maclura pomifera | 1752238 | 103399
Boehmeria cylindrica | 1752240 | 103400
Laportea canadensis | 1752242 | 103401
Pilea pumila | 1752244 | 103402
Pilea fontana | 1752246 | 103403
Urtica dioica ssp. gracilis | 1752248 | 103404
Parietaria pensylvanica | 1752250 | 103405
Carya cordiformis | 1752252 | 103406
Carya X laneyi | 1752254 | 103407
Carya ovata | 1752256 | 103408
Juglans cinerea | 1752258 | 103409
Myrica gale | 1752260 | 103410
Quercus macrocarpa | 1752262 | 103411
Quercus bicolor | 1752264 | 103412
Quercus X deamii | 1752266 | 103413
Quercus ellipsoidalis | 1752268 | 103414
Quercus muhlenbergii | 1752270 | 103415
Quercus X palaeolithicola | 1752272 | 103416
Quercus X schuettei | 1752274 | 103417
Castanea dentata | 1752276 | 103418
Fagus grandifolia | 1752278 | 103419
Betula nigra | 1752280 | 103420
Betula populifolia | 1752282 | 103421
Betula pumila | 1752284 | 103422
Betula X purpusii | 1752286 | 103423
Betula X sandbergii | 1752288 | 103424
Phytolacca americana | 1752290 | 103425
Mirabilis albida | 1752292 | 103426
Mirabilis nyctaginea | 1752294 | 103427
Opuntia fragilis | 1752296 | 103428
Opuntia macrorhiza | 1752298 | 103429
Cerastium arvense | 1752300 | 103430
Cerastium brachypodum | 1752302 | 103431
Cerastium nutans | 1752304 | 103432
Cerastium semidecandrum | 1752306 | 103433
Cerastium tomentosum | 1752308 | 103434
Minuartia dawsonensis | 1752310 | 103435
Minuartia michauxii | 1752312 | 103436
Moehringia lateriflora | 1752314 | 103437
Sagina procumbens | 1752316 | 103438
Silene antirrhina | 1752318 | 103439
Silene dichotoma | 1752320 | 103440
Silene nivea | 1752322 | 103441
Silene noctiflora | 1752324 | 103442
Silene stellata | 1752326 | 103443
Silene virginica | 1752328 | 103444
Silene vulgaris | 1752330 | 103445
Spergularia rubra | 1752332 | 103446
Stellaria crassifolia | 1752334 | 103447
Stellaria longipes | 1752336 | 103448
Stellaria graminea | 1752338 | 103449
Stellaria holostea | 1752340 | 103450
Stellaria longifolia | 1752342 | 103451
Stellaria palustris | 1752344 | 103452
Arenaria serpyllifolia | 1752346 | 103453
Dianthus armeria | 1752348 | 103454
Dianthus barbatus | 1752350 | 103455
Dianthus deltoides | 1752352 | 103456
Dianthus plumarius | 1752354 | 103457
Gypsophila elegans | 1752356 | 103458
Gypsophila muralis | 1752358 | 103459
Gypsophila paniculata | 1752360 | 103460
Gypsophila scorzonerifolia | 1752362 | 103461
Myosoton aquaticum | 1752364 | 103462
Paronychia canadensis | 1752366 | 103463
Paronychia fastigiata | 1752368 | 103464
Scleranthus annuus | 1752370 | 103465
Scleranthus perennis | 1752372 | 103466
Claytonia virginica | 1752374 | 103467
Claytonia caroliniana | 1752376 | 103468
Portulaca grandiflora | 1752378 | 103469
Atriplex patula | 1752380 | 103470
Atriplex hortensis | 1752382 | 103471
Atriplex rosea | 1752384 | 103472
Bassia hyssopifolia | 1752386 | 103473
Chenopodium berlandieri | 1752388 | 103474
Chenopodium capitatum | 1752390 | 103475
Chenopodium foliosum | 1752392 | 103476
Chenopodium glaucum | 1752394 | 103477
Chenopodium opulifolium | 1752396 | 103478
Chenopodium polyspermum | 1752398 | 103479
Chenopodium standleyanum | 1752400 | 103480
Chenopodium strictum | 1752402 | 103481
Chenopodium urbicum | 1752404 | 103482
Salsola collina | 1752406 | 103483
Cycloloma atriplicifolium | 1752408 | 103484
Amaranthus arenicola | 1752410 | 103485
Amaranthus cruentus | 1752412 | 103486
Amaranthus hypochondriacus | 1752414 | 103487
Amaranthus powellii | 1752416 | 103488
Amaranthus tuberculatus | 1752418 | 103489
Celosia argentea | 1752420 | 103490
Froelichia floridana | 1752422 | 103491
Froelichia gracilis | 1752424 | 103492
Polygonum achoreum | 1752426 | 103493
Polygonum erectum | 1752428 | 103494
Polygonum ramosissimum | 1752430 | 103495
Polygonum tenue | 1752432 | 103496
Rumex verticillatus | 1752434 | 103497
Rumex altissimus | 1752436 | 103498
Rumex fueginus | 1752438 | 103499
Rumex patientia | 1752440 | 103500
Rumex stenophyllus | 1752442 | 103501
Rumex triangulivalvis | 1752444 | 103502
Rumex venosus | 1752446 | 103503
Polygonella articulata | 1752448 | 103504
Elatine minima | 1752450 | 103505
Elatine triandra | 1752452 | 103506
Hypericum canadense | 1752454 | 103507
Hypericum gentianoides | 1752456 | 103508
Hypericum mutilum | 1752458 | 103509
Hypericum punctatum | 1752460 | 103510
Hypericum boreale | 1752462 | 103511
Hypericum ellipticum | 1752464 | 103512
Hypericum kalmianum | 1752466 | 103513
Hypericum majus | 1752468 | 103514
Hypericum perforatum | 1752470 | 103515
Hypericum prolificum | 1752472 | 103516
Hypericum sphaerocarpum | 1752474 | 103517
Triadenum fraseri | 1752476 | 103518
Triadenum virginicum | 1752478 | 103519
Tilia americana | 1752480 | 103520
Althaea officinalis | 1752482 | 103521
Hibiscus moscheutos | 1752484 | 103522
Hibiscus moscheutos ssp. moscheutos | 1752486 | 103523
Hibiscus laevis | 1752488 | 103524
Hibiscus trionum | 1752490 | 103525
Alcea rosea | 1752492 | 103526
Callirhoe alcaeoides | 1752494 | 103527
Callirhoe involucrata | 1752496 | 103528
Callirhoe triangulata | 1752498 | 103529
Malva alcea | 1752500 | 103530
Malva crispa | 1752502 | 103531
Malva moschata | 1752504 | 103532
Malva neglecta | 1752506 | 103533
Malva sylvestris | 1752508 | 103534
Malva verticillata | 1752510 | 103535
Napaea dioica | 1752512 | 103536
Sarracenia purpurea | 1752514 | 103537
Drosera intermedia | 1752516 | 103538
Drosera linearis | 1752518 | 103539
Drosera rotundifolia | 1752520 | 103540
Drosera anglica | 1752522 | 103541
Hybanthus concolor | 1752524 | 103542
Viola adunca | 1752526 | 103543
Viola affinis | 1752528 | 103544
Viola blanda | 1752530 | 103545
Viola canadensis | 1752532 | 103546
Viola labradorica | 1752534 | 103547
Viola lanceolata | 1752536 | 103548
Viola lanceolata ssp. lanceolata | 1752538 | 103549
Viola macloskeyi | 1752540 | 103550
Viola nephrophylla | 1752542 | 103551
Viola novae-angliae | 1752544 | 103552
Viola odorata | 1752546 | 103553
Viola pedata | 1752548 | 103554
Viola pedatifida | 1752550 | 103555
Viola X primulifolia | 1752552 | 103556
Viola pubescens | 1752554 | 103557
Viola renifolia | 1752556 | 103558
Viola rostrata | 1752558 | 103559
Viola sagittata | 1752560 | 103560
Viola sororia | 1752562 | 103561
Viola striata | 1752564 | 103562
Viola tricolor | 1752566 | 103563
Hudsonia tomentosa | 1752568 | 103564
Lechea intermedia | 1752570 | 103565
Lechea stricta | 1752572 | 103566
Lechea tenuifolia | 1752574 | 103567
Cucurbita foetidissima | 1752576 | 103568
Echinocystis lobata | 1752578 | 103569
Thladiantha dubia | 1752580 | 103570
Populus deltoides ssp. monilifera | 1752582 | 103571
Populus alba | 1752584 | 103572
Populus X canescens | 1752586 | 103573
Populus X jackii | 1752588 | 103574
Salix nigra | 1752590 | 103575
Salix sericea | 1752592 | 103576
Salix amygdaloides | 1752594 | 103577
Salix bebbiana | 1752596 | 103578
Salix candida | 1752598 | 103579
Salix cinerea | 1752600 | 103580
Salix discolor | 1752602 | 103581
Salix elaeagnos | 1752604 | 103582
Salix eriocephala | 1752606 | 103583
Salix X glatfelteri | 1752608 | 103584
Salix humilis | 1752610 | 103585
Salix lucida | 1752612 | 103586
Salix pedicellaris | 1752614 | 103587
Salix pellita | 1752616 | 103588
Salix petiolaris | 1752618 | 103589
Salix planifolia | 1752620 | 103590
Salix pyrifolia | 1752622 | 103591
Salix X rubens | 1752624 | 103592
Salix serissima | 1752626 | 103593
Salix X smithiana | 1752628 | 103594
Camelina microcarpa | 1752630 | 103595
Camelina sativa | 1752632 | 103596
Polanisia dodecandra | 1752634 | 103597
Polanisia dodecandra ssp. dodecandra | 1752636 | 103598
Polanisia dodecandra ssp. trachysperma | 1752638 | 103599
Polanisia jamesii | 1752640 | 103600
Arabis caucasica | 1752642 | 103601
Barbarea orthoceras | 1752644 | 103602
Cakile edentula | 1752646 | 103603
Cardamine bulbosa | 1752648 | 103604
Cardamine pensylvanica | 1752650 | 103605
Cardamine pratensis | 1752652 | 103606
Cardamine concatenata | 1752654 | 103607
Cardamine diphylla | 1752656 | 103608
Cardamine douglassii | 1752658 | 103609
Cardamine flexuosa | 1752660 | 103610
Cardamine parviflora | 1752662 | 103611
Descurainia pinnata | 1752664 | 103612
Descurainia pinnata ssp. brachycarpa | 1752666 | 103613
Draba arabisans | 1752668 | 103614
Draba cana | 1752670 | 103615
Draba nemorosa | 1752672 | 103616
Draba reptans | 1752674 | 103617
Draba verna | 1752676 | 103618
Erysimum capitatum | 1752678 | 103619
Erysimum cheiranthoides | 1752680 | 103620
Lepidium campestre | 1752682 | 103621
Lepidium perfoliatum | 1752684 | 103622
Lepidium ruderale | 1752686 | 103623
Rorippa austriaca | 1752688 | 103624
Rorippa palustris | 1752690 | 103625
Rorippa palustris ssp. palustris | 1752692 | 103626
Rorippa palustris ssp. hispida | 1752694 | 103627
Rorippa sessiliflora | 1752696 | 103628
Rorippa sinuata | 1752698 | 103629
Rorippa sylvestris | 1752700 | 103630
Alyssum alyssoides | 1752702 | 103631
Berteroa incana | 1752704 | 103632
Bunias orientalis | 1752706 | 103633
Conringia orientalis | 1752708 | 103634
Diplotaxis muralis | 1752710 | 103635
Erucastrum gallicum | 1752712 | 103636
Hesperis matronalis | 1752714 | 103637
Iberis umbellata | 1752716 | 103638
Iodanthus pinnatifidus | 1752718 | 103639
Lobularia maritima | 1752720 | 103640
Malcolmia maritima | 1752722 | 103641
Nasturtium microphyllum | 1752724 | 103642
Nasturtium officinale | 1752726 | 103643
Nasturtium X sterile | 1752728 | 103644
Neslia paniculata | 1752730 | 103645
Rapistrum rugosum | 1752732 | 103646
Sisymbrium altissimum | 1752734 | 103647
Sisymbrium loeselii | 1752736 | 103648
Reseda lutea | 1752738 | 103649
Arctostaphylos uva-ursi | 1752740 | 103650
Vaccinium myrtilloides | 1752742 | 103651
Vaccinium pallidum | 1752744 | 103652
Epigaea repens | 1752746 | 103653
Gaultheria hispidula | 1752748 | 103654
Gaultheria procumbens | 1752750 | 103655
Gaylussacia baccata | 1752752 | 103656
Kalmia polifolia | 1752754 | 103657
Rhododendron lapponicum | 1752756 | 103658
Pyrola asarifolia | 1752758 | 103659
Pyrola chlorantha | 1752760 | 103660
Pyrola elliptica | 1752762 | 103661
Pyrola minor | 1752764 | 103662
Chimaphila umbellata | 1752766 | 103663
Monotropa uniflora | 1752768 | 103664
Pterospora andromedea | 1752770 | 103665
Androsace occidentalis | 1752772 | 103666
Lysimachia ciliata | 1752774 | 103667
Lysimachia clethroides | 1752776 | 103668
Lysimachia X commixta | 1752778 | 103669
Lysimachia hybrida | 1752780 | 103670
Lysimachia lanceolata | 1752782 | 103671
Lysimachia X producta | 1752784 | 103672
Lysimachia punctata | 1752786 | 103673
Lysimachia quadriflora | 1752788 | 103674
Lysimachia quadrifolia | 1752790 | 103675
Lysimachia thyrsiflora | 1752792 | 103676
Primula mistassinica | 1752794 | 103677
Samolus parviflorus | 1752796 | 103678
Anagallis arvensis | 1752798 | 103679
Trientalis borealis | 1752800 | 103680
Sedum acre | 1752802 | 103681
Sedum ochroleucum | 1752804 | 103682
Sedum sarmentosum | 1752806 | 103683
Parnassia glauca | 1752808 | 103684
Parnassia parviflora | 1752810 | 103685
Heuchera richardsonii | 1752812 | 103686
Mitella diphylla | 1752814 | 103687
Mitella nuda | 1752816 | 103688
Ribes americanum | 1752818 | 103689
Ribes aureum | 1752820 | 103690
Ribes cynosbati | 1752822 | 103691
Ribes glandulosum | 1752824 | 103692
Ribes hirtellum | 1752826 | 103693
Ribes hudsonianum | 1752828 | 103694
Ribes lacustre | 1752830 | 103695
Ribes missouriense | 1752832 | 103696
Ribes nigrum | 1752834 | 103697
Ribes oxyacanthoides | 1752836 | 103698
Sullivantia sullivantii | 1752838 | 103699
Tiarella cordifolia | 1752840 | 103700
Crataegus calpodendron | 1752842 | 103701
Crataegus chrysocarpa | 1752844 | 103702
Crataegus coccinea | 1752846 | 103703
Crataegus coccinioides | 1752848 | 103704
Crataegus desueta | 1752850 | 103705
Crataegus disperma | 1752852 | 103706
Crataegus douglasii | 1752854 | 103707
Crataegus flabellata | 1752856 | 103708
Crataegus intricata | 1752858 | 103709
Crataegus lucorum | 1752860 | 103710
Crataegus monogyna | 1752862 | 103711
Crataegus pruinosa | 1752864 | 103712
Crataegus punctata | 1752866 | 103713
Crataegus succulenta | 1752868 | 103714
Fragaria vesca | 1752870 | 103715
Fragaria vesca ssp. americana | 1752872 | 103716
Geum canadense | 1752874 | 103717
Geum aleppicum | 1752876 | 103718
Geum laciniatum | 1752878 | 103719
Geum macrophyllum | 1752880 | 103720
Geum rivale | 1752882 | 103721
Geum triflorum | 1752884 | 103722
Geum urbanum | 1752886 | 103723
Geum vernum | 1752888 | 103724
Potentilla anserina | 1752890 | 103725
Potentilla argentea | 1752892 | 103726
Potentilla gracilis | 1752894 | 103727
Potentilla inclinata | 1752896 | 103728
Potentilla intermedia | 1752898 | 103729
Potentilla norvegica | 1752900 | 103730
Potentilla recta | 1752902 | 103731
Potentilla reptans | 1752904 | 103732
Potentilla simplex | 1752906 | 103733
Prunus americana | 1752908 | 103734
Prunus nigra | 1752910 | 103735
Rosa carolina | 1752912 | 103736
Rosa palustris | 1752914 | 103737
Rosa rugosa | 1752916 | 103738
Rosa acicularis ssp. sayi | 1752918 | 103739
Rosa arkansana | 1752920 | 103740
Rosa blanda | 1752922 | 103741
Rosa canina | 1752924 | 103742
Rosa centifolia | 1752926 | 103743
Rosa gallica | 1752928 | 103744
Rosa setigera | 1752930 | 103745
Rosa spinosissima | 1752932 | 103746
Rosa woodsii | 1752934 | 103747
Rubus arcticus | 1752936 | 103748
Rubus occidentalis | 1752938 | 103749
Rubus allegheniensis | 1752940 | 103750
Rubus alumnus | 1752942 | 103751
Rubus baileyanus | 1752944 | 103752
Rubus celer | 1752946 | 103753
Rubus curtipes | 1752948 | 103754
Rubus elegantulus | 1752950 | 103755
Rubus enslenii | 1752952 | 103756
Rubus exsularis | 1752954 | 103757
Rubus frondosus | 1752956 | 103758
Rubus glandicaulis | 1752958 | 103759
Rubus groutianus | 1752960 | 103760
Rubus hispidus | 1752962 | 103761
Rubus ithacanus | 1752964 | 103762
Rubus junceus | 1752966 | 103763
Rubus meracus | 1752968 | 103764
Rubus missouricus | 1752970 | 103765
Rubus multifer | 1752972 | 103766
Rubus multiformis | 1752974 | 103767
Rubus parviflorus | 1752976 | 103768
Rubus permixtus | 1752978 | 103769
Rubus perspicuus | 1752980 | 103770
Rubus plicatifolius | 1752982 | 103771
Rubus plus | 1752984 | 103772
Rubus pubescens | 1752986 | 103773
Rubus recurvans | 1752988 | 103774
Rubus regionalis | 1752990 | 103775
Rubus roribaccus | 1752992 | 103776
Rubus rosa | 1752994 | 103777
Rubus semisetosus | 1752996 | 103778
Rubus setosus | 1752998 | 103779
Rubus spectatus | 1753000 | 103780
Rubus steelei | 1753002 | 103781
Rubus stipulatus | 1753004 | 103782
Rubus strigosus | 1753006 | 103783
Rubus uniformis | 1753008 | 103784
Rubus uvidus | 1753010 | 103785
Rubus vagus | 1753012 | 103786
Rubus vermontanus | 1753014 | 103787
Rubus wheeleri | 1753016 | 103788
Rubus wisconsinensis | 1753018 | 103789
Agrimonia gryposepala | 1753020 | 103790
Agrimonia parviflora | 1753022 | 103791
Agrimonia pubescens | 1753024 | 103792
Agrimonia striata | 1753026 | 103793
Amelanchier arborea | 1753028 | 103794
Amelanchier bartramiana | 1753030 | 103795
Amelanchier interior | 1753032 | 103796
Amelanchier X neglecta | 1753034 | 103797
Amelanchier sanguinea | 1753036 | 103798
Aruncus dioicus | 1753038 | 103799
Duchesnea indica | 1753040 | 103800
Filipendula rubra | 1753042 | 103801
Malus coronaria | 1753044 | 103802
Malus ioensis | 1753046 | 103803
Rhodotypos scandens | 1753048 | 103804
Sorbaria sorbifolia | 1753050 | 103805
Sorbus americana | 1753052 | 103806
Sorbus decora | 1753054 | 103807
Spiraea alba | 1753056 | 103808
Spiraea tomentosa | 1753058 | 103809
Amorpha fruticosa | 1753060 | 103810
Amorpha canescens | 1753062 | 103811
Apios americana | 1753064 | 103812
Astragalus alpinus | 1753066 | 103813
Astragalus canadensis | 1753068 | 103814
Astragalus crassicarpus | 1753070 | 103815
Astragalus neglectus | 1753072 | 103816
Desmodium canadense | 1753074 | 103817
Desmodium canescens | 1753076 | 103818
Desmodium cuspidatum | 1753078 | 103819
Desmodium illinoense | 1753080 | 103820
Desmodium paniculatum | 1753082 | 103821
Lathyrus japonicus | 1753084 | 103822
Lathyrus latifolius | 1753086 | 103823
Lathyrus ochroleucus | 1753088 | 103824
Lathyrus palustris | 1753090 | 103825
Lathyrus pratensis | 1753092 | 103826
Lathyrus tuberosus | 1753094 | 103827
Lathyrus venosus | 1753096 | 103828
Lespedeza capitata | 1753098 | 103829
Lespedeza cuneata | 1753100 | 103830
Lespedeza leptostachya | 1753102 | 103831
Lespedeza procumbens | 1753104 | 103832
Lespedeza thunbergii | 1753106 | 103833
Lespedeza violacea | 1753108 | 103834
Lespedeza virginica | 1753110 | 103835
Lupinus polyphyllus | 1753112 | 103836
Lupinus perennis | 1753114 | 103837
Melilotus officinalis | 1753116 | 103838
Oxytropis campestris | 1753118 | 103839
Robinia hispida | 1753120 | 103840
Strophostyles leiosperma | 1753122 | 103841
Trifolium dubium | 1753124 | 103842
Trifolium arvense | 1753126 | 103843
Trifolium aureum | 1753128 | 103844
Trifolium campestre | 1753130 | 103845
Vicia americana | 1753132 | 103846
Vicia caroliniana | 1753134 | 103847
Vicia hirsuta | 1753136 | 103848
Anthyllis vulneraria | 1753138 | 103849
Baptisia alba | 1753140 | 103850
Baptisia australis | 1753142 | 103851
Baptisia bracteata | 1753144 | 103852
Baptisia tinctoria | 1753146 | 103853
Crotalaria sagittalis | 1753148 | 103854
Dalea candida | 1753150 | 103855
Dalea purpurea | 1753152 | 103856
Dalea villosa | 1753154 | 103857
Desmanthus illinoensis | 1753156 | 103858
Genista tinctoria | 1753158 | 103859
Glycyrrhiza lepidota | 1753160 | 103860
Tephrosia virginiana | 1753162 | 103861
Thermopsis rhombifolia | 1753164 | 103862
Thermopsis villosa | 1753166 | 103863
Myriophyllum humile | 1753168 | 103864
Myriophyllum farwellii | 1753170 | 103865
Proserpinaca palustris | 1753172 | 103866
Hippuris vulgaris | 1753174 | 103867
Decodon verticillatus | 1753176 | 103868
Lythrum alatum | 1753178 | 103869
Lythrum hyssopifolia | 1753180 | 103870
Didiplis diandra | 1753182 | 103871
Rotala ramosior | 1753184 | 103872
Daphne mezereum | 1753186 | 103873
Dirca palustris | 1753188 | 103874
Thymelaea passerina | 1753190 | 103875
Epilobium brachycarpum | 1753192 | 103876
Epilobium ciliatum | 1753194 | 103877
Epilobium ciliatum ssp. ciliatum | 1753196 | 103878
Epilobium ciliatum ssp. glandulosum | 1753198 | 103879
Epilobium coloratum | 1753200 | 103880
Epilobium leptophyllum | 1753202 | 103881
Epilobium strictum | 1753204 | 103882
Ludwigia alternifolia | 1753206 | 103883
Ludwigia polycarpa | 1753208 | 103884
Oenothera biennis | 1753210 | 103885
Oenothera perennis | 1753212 | 103886
Oenothera glazioviana | 1753214 | 103887
Oenothera pilosella | 1753216 | 103888
Oenothera pilosella ssp. pilosella | 1753218 | 103889
Oenothera villosa | 1753220 | 103890
Oenothera nuttallii | 1753222 | 103891
Oenothera oakesiana | 1753224 | 103892
Circaea alpina | 1753226 | 103893
Circaea alpina ssp. alpina | 1753228 | 103894
Rhexia virginica | 1753230 | 103895
Elaeagnus angustifolia | 1753232 | 103896
Shepherdia argentea | 1753234 | 103897
Shepherdia canadensis | 1753236 | 103898
Cornus amomum ssp. obliqua | 1753238 | 103899
Cornus foemina | 1753240 | 103900
Cornus foemina ssp. racemosa | 1753242 | 103901
Cornus drummondii | 1753244 | 103902
Cornus rugosa | 1753246 | 103903
Cornus alternifolia | 1753248 | 103904
Nyssa sylvatica var. sylvatica | 1753250 | 103905
Arceuthobium pusillum | 1753252 | 103906
Euonymus alatus | 1753254 | 103907
Euonymus atropurpureus | 1753256 | 103908
Euonymus europaeus | 1753258 | 103909
Ilex verticillata | 1753260 | 103910
Euphorbia maculata | 1753262 | 103911
Euphorbia polygonifolia | 1753264 | 103912
Euphorbia commutata | 1753266 | 103913
Euphorbia corollata | 1753268 | 103914
Euphorbia cyathophora | 1753270 | 103915
Euphorbia cyparissias | 1753272 | 103916
Euphorbia geyeri | 1753274 | 103917
Euphorbia glyptosperma | 1753276 | 103918
Euphorbia helioscopia | 1753278 | 103919
Euphorbia hexagona | 1753280 | 103920
Euphorbia hirta | 1753282 | 103921
Euphorbia marginata | 1753284 | 103922
Euphorbia nutans | 1753286 | 103923
Euphorbia obtusata | 1753288 | 103924
Euphorbia peplus | 1753290 | 103925
Euphorbia serpyllifolia | 1753292 | 103926
Euphorbia vermiculata | 1753294 | 103927
Acalypha gracilens | 1753296 | 103928
Acalypha rhomboidea | 1753298 | 103929
Croton glandulosus | 1753300 | 103930
Croton monanthogynus | 1753302 | 103931
Croton texensis | 1753304 | 103932
Ceanothus americanus | 1753306 | 103933
Ceanothus herbaceus | 1753308 | 103934
Rhamnus alnifolia | 1753310 | 103935
Rhamnus cathartica | 1753312 | 103936
Rhamnus lanceolata | 1753314 | 103937
Vitis aestivalis | 1753316 | 103938
Vitis riparia | 1753318 | 103939
Ampelopsis brevipedunculata | 1753320 | 103940
Staphylea trifolia | 1753322 | 103941
Aesculus glabra | 1753324 | 103942
Aesculus glabra var. glabra | 1753326 | 103943
Acer rubrum var. rubrum | 1753328 | 103944
Acer saccharum var. saccharum | 1753330 | 103945
Acer negundo var. negundo | 1753332 | 103946
Acer platanoides | 1753334 | 103947
Acer spicatum | 1753336 | 103948
Rhus typhina | 1753338 | 103949
Rhus aromatica | 1753340 | 103950
Rhus glabra | 1753342 | 103951
Rhus X pulvinata | 1753344 | 103952
Toxicodendron rydbergii | 1753346 | 103953
Toxicodendron vernix | 1753348 | 103954
Ailanthus altissima | 1753350 | 103955
Ptelea trifoliata | 1753352 | 103956
Tribulus terrestris | 1753354 | 103957
Oxalis dillenii | 1753356 | 103958
Oxalis violacea | 1753358 | 103959
Geranium maculatum | 1753360 | 103960
Geranium molle | 1753362 | 103961
Geranium pratense | 1753364 | 103962
Geranium pusillum | 1753366 | 103963
Geranium robertianum | 1753368 | 103964
Geranium sibiricum | 1753370 | 103965
Geranium bicknellii | 1753372 | 103966
Geranium columbinum | 1753374 | 103967
Erodium cicutarium | 1753376 | 103968
Floerkea proserpinacoides | 1753378 | 103969
Impatiens capensis | 1753380 | 103970
Impatiens balfourii | 1753382 | 103971
Impatiens pallida | 1753384 | 103972
Linum perenne | 1753386 | 103973
Linum rigidum | 1753388 | 103974
Polygala paucifolia | 1753390 | 103975
Polygala polygama | 1753392 | 103976
Polygala sanguinea | 1753394 | 103977
Polygala senega | 1753396 | 103978
Polygala verticillata | 1753398 | 103979
Polygala cruciata | 1753400 | 103980
Polygala incarnata | 1753402 | 103981
Aralia hispida | 1753404 | 103982
Aralia nudicaulis | 1753406 | 103983
Aralia racemosa | 1753408 | 103984
Panax trifolius | 1753410 | 103985
Angelica atropurpurea | 1753412 | 103986
Cicuta maculata | 1753414 | 103987
Cicuta bulbifera | 1753416 | 103988
Conioselinum chinense | 1753418 | 103989
Conium maculatum | 1753420 | 103990
Cryptotaenia canadensis | 1753422 | 103991
Eryngium planum | 1753424 | 103992
Eryngium yuccifolium | 1753426 | 103993
Foeniculum vulgare | 1753428 | 103994
Hydrocotyle americana | 1753430 | 103995
Oxypolis rigidior | 1753432 | 103996
Sium suave | 1753434 | 103997
Aegopodium podagraria | 1753436 | 103998
Anethum graveolens | 1753438 | 103999
Anthriscus sylvestris | 1753440 | 104000
Berula erecta | 1753442 | 104001
Carum carvi | 1753444 | 104002
Chaerophyllum procumbens | 1753446 | 104003
Erigenia bulbosa | 1753448 | 104004
Falcaria vulgaris | 1753450 | 104005
Heracleum lanatum | 1753452 | 104006
Osmorhiza claytonii | 1753454 | 104007
Osmorhiza longistylis | 1753456 | 104008
Pimpinella saxifraga | 1753458 | 104009
Polytaenia nuttallii | 1753460 | 104010
Sanicula canadensis | 1753462 | 104011
Sanicula gregaria | 1753464 | 104012
Sanicula marilandica | 1753466 | 104013
Sanicula trifoliata | 1753468 | 104014
Taenidia integerrima | 1753470 | 104015
Thaspium trifoliatum | 1753472 | 104016
Torilis japonica | 1753474 | 104017
Zizia aptera | 1753476 | 104018
Zizia aurea | 1753478 | 104019
Gentiana alba | 1753480 | 104020
Gentiana andrewsii | 1753482 | 104021
Gentiana puberulenta | 1753484 | 104022
Gentiana rubricaulis | 1753486 | 104023
Nymphoides peltata | 1753488 | 104024
Sabatia angularis | 1753490 | 104025
Bartonia paniculata | 1753492 | 104026
Bartonia virginica | 1753494 | 104027
Centaurium pulchellum | 1753496 | 104028
Gentianella quinquefolia | 1753498 | 104029
Gentianella quinquefolia ssp. occidentalis | 1753500 | 104030
Gentianopsis crinita | 1753502 | 104031
Gentianopsis virgata | 1753504 | 104032
Halenia deflexa | 1753506 | 104033
Menyanthes trifoliata | 1753508 | 104034
Apocynum androsaemifolium | 1753510 | 104035
Apocynum sibiricum | 1753512 | 104036
Asclepias incarnata | 1753514 | 104037
Asclepias amplexicaulis | 1753516 | 104038
Asclepias exaltata | 1753518 | 104039
Asclepias hirtella | 1753520 | 104040
Asclepias lanuginosa | 1753522 | 104041
Asclepias meadii | 1753524 | 104042
Asclepias ovalifolia | 1753526 | 104043
Asclepias purpurascens | 1753528 | 104044
Asclepias speciosa | 1753530 | 104045
Asclepias sullivantii | 1753532 | 104046
Asclepias tuberosa ssp. interior | 1753534 | 104047
Asclepias verticillata | 1753536 | 104048
Asclepias viridiflora | 1753538 | 104049
Solanum dulcamara | 1753540 | 104050
Solanum rostratum | 1753542 | 104051
Leucophysalis grandiflora | 1753544 | 104052
Nicandra physalodes | 1753546 | 104053
Petunia integrifolia | 1753548 | 104054
Physalis alkekengi | 1753550 | 104055
Physalis heterophylla | 1753552 | 104056
Physalis longifolia | 1753554 | 104057
Physalis virginiana | 1753556 | 104058
Calystegia spithamaea | 1753558 | 104059
Cuscuta gronovii | 1753560 | 104060
Cuscuta cephalanthi | 1753562 | 104061
Cuscuta cuspidata | 1753564 | 104062
Cuscuta glomerata | 1753566 | 104063
Cuscuta polygonorum | 1753568 | 104064
Phlox bifida | 1753570 | 104065
Phlox divaricata | 1753572 | 104066
Phlox glaberrima | 1753574 | 104067
Phlox paniculata | 1753576 | 104068
Phlox pilosa | 1753578 | 104069
Phlox pilosa ssp. pilosa | 1753580 | 104070
Phlox subulata | 1753582 | 104071
Polemonium reptans | 1753584 | 104072
Polemonium occidentale | 1753586 | 104073
Collomia linearis | 1753588 | 104074
Gilia achilleifolia | 1753590 | 104075
Gilia achilleifolia ssp. multicaulis | 1753592 | 104076
Ipomopsis rubra | 1753594 | 104077
Ellisia nyctelea | 1753596 | 104078
Hydrophyllum appendiculatum | 1753598 | 104079
Hydrophyllum virginianum | 1753600 | 104080
Phacelia distans | 1753602 | 104081
Mertensia paniculata | 1753604 | 104082
Mertensia virginica | 1753606 | 104083
Myosotis laxa | 1753608 | 104084
Myosotis discolor | 1753610 | 104085
Myosotis scorpioides | 1753612 | 104086
Myosotis sylvatica | 1753614 | 104087
Myosotis verna | 1753616 | 104088
Amsinckia lycopsoides | 1753618 | 104089
Anchusa officinalis | 1753620 | 104090
Cynoglossum amabile | 1753622 | 104091
Cynoglossum boreale | 1753624 | 104092
Cynoglossum officinale | 1753626 | 104093
Echium vulgare | 1753628 | 104094
Hackelia deflexa | 1753630 | 104095
Hackelia virginiana | 1753632 | 104096
Lithospermum incisum | 1753634 | 104097
Lithospermum canescens | 1753636 | 104098
Lithospermum caroliniense | 1753638 | 104099
Lithospermum latifolium | 1753640 | 104100
Lithospermum officinale | 1753642 | 104101
Onosmodium bejariense | 1753644 | 104102
Plagiobothrys scouleri | 1753646 | 104103
Symphytum asperum | 1753648 | 104104
Lappula redowskii | 1753650 | 104105
Callitriche hermaphroditica | 1753652 | 104106
Callitriche marginata | 1753654 | 104107
Verbena stricta | 1753656 | 104108
Verbena bracteata | 1753658 | 104109
Verbena X deamii | 1753660 | 104110
Verbena X engelmannii | 1753662 | 104111
Verbena X illicita | 1753664 | 104112
Verbena X moechina | 1753666 | 104113
Verbena X perriana | 1753668 | 104114
Verbena X rydbergii | 1753670 | 104115
Verbena simplex | 1753672 | 104116
Verbena urticifolia | 1753674 | 104117
Lycopus americanus | 1753676 | 104118
Lycopus virginicus | 1753678 | 104119
Lycopus asper | 1753680 | 104120
Lycopus uniflorus | 1753682 | 104121
Lycopus europaeus | 1753684 | 104122
Mentha longifolia | 1753686 | 104123
Mentha X rotundifolia | 1753688 | 104124
Mentha spicata | 1753690 | 104125
Mentha X piperita | 1753692 | 104126
Mentha X verticillata | 1753694 | 104127
Monarda didyma | 1753696 | 104128
Satureja hortensis | 1753698 | 104129
Stachys tenuifolia | 1753700 | 104130
Stachys palustris | 1753702 | 104131
Teucrium canadense | 1753704 | 104132
Trichostema brachiatum | 1753706 | 104133
Prunella vulgaris | 1753708 | 104134
Prunella vulgaris ssp. vulgaris | 1753710 | 104135
Prunella vulgaris ssp. lanceolata | 1753712 | 104136
Physostegia virginiana | 1753714 | 104137
Agastache foeniculum | 1753716 | 104138
Agastache nepetoides | 1753718 | 104139
Ajuga genevensis | 1753720 | 104140
Ballota nigra | 1753722 | 104141
Blephilia ciliata | 1753724 | 104142
Blephilia hirsuta | 1753726 | 104143
Collinsonia canadensis | 1753728 | 104144
Dracocephalum parviflorum | 1753730 | 104145
Elsholtzia ciliata | 1753732 | 104146
Galeopsis ladanum | 1753734 | 104147
Galeopsis tetrahit | 1753736 | 104148
Hedeoma pulegioides | 1753738 | 104149
Hyssopus officinalis | 1753740 | 104150
Lamium maculatum | 1753742 | 104151
Lamium purpureum | 1753744 | 104152
Leonurus cardiaca | 1753746 | 104153
Nepeta cataria | 1753748 | 104154
Nepeta mussinii | 1753750 | 104155
Origanum vulgare | 1753752 | 104156
Perilla frutescens | 1753754 | 104157
Pycnanthemum tenuifolium | 1753756 | 104158
Pycnanthemum virginianum | 1753758 | 104159
Salvia reflexa | 1753760 | 104160
Salvia azurea | 1753762 | 104161
Salvia nemorosa | 1753764 | 104162
Salvia pratensis | 1753766 | 104163
Scutellaria lateriflora | 1753768 | 104164
Scutellaria ovata | 1753770 | 104165
Scutellaria ovata ssp. ovata | 1753772 | 104166
Scutellaria parvula | 1753774 | 104167
Scutellaria galericulata | 1753776 | 104168
Thymus praecox | 1753778 | 104169
Plantago cordata | 1753780 | 104170
Plantago virginica | 1753782 | 104171
Plantago patagonica | 1753784 | 104172
Littorella uniflora | 1753786 | 104173
Fraxinus nigra | 1753788 | 104174
Fraxinus quadrangulata | 1753790 | 104175
Syringa X persica | 1753792 | 104176
Agalinis purpurea | 1753794 | 104177
Agalinis aspera | 1753796 | 104178
Agalinis gattingeri | 1753798 | 104179
Agalinis paupercula | 1753800 | 104180
Agalinis skinneriana | 1753802 | 104181
Agalinis tenuifolia | 1753804 | 104182
Bacopa rotundifolia | 1753806 | 104183
Castilleja sessiliflora | 1753808 | 104184
Chelone glabra | 1753810 | 104185
Chelone obliqua | 1753812 | 104186
Gratiola aurea | 1753814 | 104187
Gratiola neglecta | 1753816 | 104188
Linaria vulgaris | 1753818 | 104189
Lindernia dubia | 1753820 | 104190
Mimulus ringens | 1753822 | 104191
Mimulus glabratus | 1753824 | 104192
Mimulus moschatus | 1753826 | 104193
Pedicularis canadensis | 1753828 | 104194
Pedicularis lanceolata | 1753830 | 104195
Verbascum blattaria | 1753832 | 104196
Verbascum phlomoides | 1753834 | 104197
Verbascum thapsus | 1753836 | 104198
Veronica officinalis | 1753838 | 104199
Veronica longifolia | 1753840 | 104200
Veronica beccabunga | 1753842 | 104201
Veronica chamaedrys | 1753844 | 104202
Veronica dillenii | 1753846 | 104203
Veronica peregrina | 1753848 | 104204
Veronica scutellata | 1753850 | 104205
Veronica serpyllifolia | 1753852 | 104206
Veronica serpyllifolia ssp. serpyllifolia | 1753854 | 104207
Veronica serpyllifolia ssp. humifusa | 1753856 | 104208
Aureolaria grandiflora | 1753858 | 104209
Aureolaria pedicularia | 1753860 | 104210
Besseya bullii | 1753862 | 104211
Collinsia verna | 1753864 | 104212
Dasistoma macrophylla | 1753866 | 104213
Digitalis lanata | 1753868 | 104214
Digitalis lutea | 1753870 | 104215
Digitalis purpurea | 1753872 | 104216
Kickxia elatine | 1753874 | 104217
Kickxia spuria | 1753876 | 104218
Melampyrum lineare | 1753878 | 104219
Penstemon digitalis | 1753880 | 104220
Penstemon gracilis | 1753882 | 104221
Penstemon gracilis ssp. wisconsinensis | 1753884 | 104222
Penstemon grandiflorus | 1753886 | 104223
Penstemon hirsutus | 1753888 | 104224
Penstemon pallidus | 1753890 | 104225
Scrophularia lanceolata | 1753892 | 104226
Scrophularia marilandica | 1753894 | 104227
Veronicastrum virginicum | 1753896 | 104228
Conopholis americana | 1753898 | 104229
Epifagus virginiana | 1753900 | 104230
Orobanche fasciculata | 1753902 | 104231
Orobanche ludoviciana | 1753904 | 104232
Orobanche uniflora | 1753906 | 104233
Catalpa ovata | 1753908 | 104234
Catalpa speciosa | 1753910 | 104235
Sesamum indicum | 1753912 | 104236
Pinguicula vulgaris | 1753914 | 104237
Utricularia cornuta | 1753916 | 104238
Utricularia geminiscapa | 1753918 | 104239
Utricularia gibba | 1753920 | 104240
Utricularia intermedia | 1753922 | 104241
Utricularia minor | 1753924 | 104242
Utricularia purpurea | 1753926 | 104243
Utricularia resupinata | 1753928 | 104244
Utricularia subulata | 1753930 | 104245
Campanula aparinoides | 1753932 | 104246
Campanula glomerata | 1753934 | 104247
Campanula latifolia | 1753936 | 104248
Campanula persicifolia | 1753938 | 104249
Campanula rapunculoides | 1753940 | 104250
Campanula rotundifolia | 1753942 | 104251
Campanula trachelium | 1753944 | 104252
Lobelia cardinalis | 1753946 | 104253
Lobelia inflata | 1753948 | 104254
Lobelia kalmii | 1753950 | 104255
Lobelia siphilitica | 1753952 | 104256
Lobelia spicata | 1753954 | 104257
Triodanis perfoliata | 1753956 | 104258
Diodia teres | 1753958 | 104259
Galium asprellum | 1753960 | 104260
Galium circaezans | 1753962 | 104261
Galium obtusum | 1753964 | 104262
Galium tinctorium | 1753966 | 104263
Galium trifidum | 1753968 | 104264
Galium trifidum ssp. trifidum | 1753970 | 104265
Galium brevipes | 1753972 | 104266
Galium concinnum | 1753974 | 104267
Galium labradoricum | 1753976 | 104268
Galium lanceolatum | 1753978 | 104269
Galium triflorum | 1753980 | 104270
Galium verum | 1753982 | 104271
Houstonia caerulea | 1753984 | 104272
Houstonia longifolia | 1753986 | 104273
Mitchella repens | 1753988 | 104274
Viburnum dentatum | 1753990 | 104275
Viburnum nudum | 1753992 | 104276
Viburnum prunifolium | 1753994 | 104277
Viburnum acerifolium | 1753996 | 104278
Viburnum edule | 1753998 | 104279
Viburnum lantana | 1754000 | 104280
Viburnum lentago | 1754002 | 104281
Viburnum rafinesquianum | 1754004 | 104282
Lonicera japonica | 1754006 | 104283
Lonicera X bella | 1754008 | 104284
Lonicera hirsuta | 1754010 | 104285
Lonicera involucrata | 1754012 | 104286
Lonicera maackii | 1754014 | 104287
Lonicera morrowii | 1754016 | 104288
Lonicera oblongifolia | 1754018 | 104289
Lonicera xylosteum | 1754020 | 104290
Linnaea borealis | 1754022 | 104291
Sambucus canadensis | 1754024 | 104292
Sambucus canadensis var. canadensis | 1754026 | 104293
Sambucus racemosa ssp. pubens | 1754028 | 104294
Symphoricarpos albus | 1754030 | 104295
Symphoricarpos occidentalis | 1754032 | 104296
Symphoricarpos orbiculatus | 1754034 | 104297
Triosteum perfoliatum | 1754036 | 104298
Adoxa moschatellina | 1754038 | 104299
Valeriana edulis | 1754040 | 104300
Valeriana edulis ssp. ciliata | 1754042 | 104301
Dipsacus fullonum | 1754044 | 104302
Dipsacus laciniatus | 1754046 | 104303
Knautia arvensis | 1754048 | 104304
Achillea ptarmica | 1754050 | 104305
Artemisia stelleriana | 1754052 | 104306
Artemisia abrotanum | 1754054 | 104307
Artemisia annua | 1754056 | 104308
Artemisia biennis | 1754058 | 104309
Artemisia dracunculus | 1754060 | 104310
Artemisia ludoviciana | 1754062 | 104311
Artemisia ludoviciana ssp. ludoviciana | 1754064 | 104312
Artemisia pontica | 1754066 | 104313
Artemisia serrata | 1754068 | 104314
Artemisia vulgaris | 1754070 | 104315
Bidens frondosa | 1754072 | 104316
Bidens tripartita | 1754074 | 104317
Bidens cernua | 1754076 | 104318
Bidens aristosa | 1754078 | 104319
Bidens connata | 1754080 | 104320
Bidens discoidea | 1754082 | 104321
Carduus acanthoides | 1754084 | 104322
Carduus nutans | 1754086 | 104323
Erigeron pulchellus | 1754088 | 104324
Erigeron philadelphicus | 1754090 | 104325
Erigeron acris | 1754092 | 104326
Erigeron glabellus | 1754094 | 104327
Erigeron strigosus | 1754096 | 104328
Eupatorium perfoliatum | 1754098 | 104329
Eupatorium serotinum | 1754100 | 104330
Eupatorium sessilifolium | 1754102 | 104331
Helenium autumnale | 1754104 | 104332
Helenium amarum | 1754106 | 104333
Helenium flexuosum | 1754108 | 104334
Iva annua | 1754110 | 104335
Iva axillaris | 1754112 | 104336
Petasites frigidus | 1754114 | 104337
Senecio viscosus | 1754116 | 104338
Solidago canadensis | 1754118 | 104339
Solidago ulmifolia | 1754120 | 104340
Solidago sempervirens | 1754122 | 104341
Solidago altissima | 1754124 | 104342
Solidago bicolor | 1754126 | 104343
Solidago caesia | 1754128 | 104344
Solidago flexicaulis | 1754130 | 104345
Solidago gigantea | 1754132 | 104346
Solidago hispida | 1754134 | 104347
Solidago juncea | 1754136 | 104348
Solidago missouriensis | 1754138 | 104349
Solidago mollis | 1754140 | 104350
Solidago nemoralis | 1754142 | 104351
Solidago ohioensis | 1754144 | 104352
Solidago patula | 1754146 | 104353
Solidago ptarmicoides | 1754148 | 104354
Solidago riddellii | 1754150 | 104355
Solidago rigida | 1754152 | 104356
Solidago rugosa | 1754154 | 104357
Solidago rugosa ssp. rugosa | 1754156 | 104358
Solidago sciaphila | 1754158 | 104359
Solidago speciosa | 1754160 | 104360
Solidago uliginosa | 1754162 | 104361
Tanacetum balsamita | 1754164 | 104362
Tanacetum bipinnatum | 1754166 | 104363
Tanacetum vulgare | 1754168 | 104364
Anthemis cotula | 1754170 | 104365
Anthemis arvensis | 1754172 | 104366
Cirsium altissimum | 1754174 | 104367
Cirsium discolor | 1754176 | 104368
Cirsium flodmanii | 1754178 | 104369
Cirsium muticum | 1754180 | 104370
Cirsium palustre | 1754182 | 104371
Cirsium pitcheri | 1754184 | 104372
Cirsium pumilum | 1754186 | 104373
Cirsium undulatum | 1754188 | 104374
Polymnia canadensis | 1754190 | 104375
Ageratina altissima | 1754192 | 104376
Ambrosia X intergradiens | 1754194 | 104377
Ambrosia tomentosa | 1754196 | 104378
Ambrosia trifida | 1754198 | 104379
Anaphalis margaritacea | 1754200 | 104380
Arctium minus | 1754202 | 104381
Arctium tomentosum | 1754204 | 104382
Arnoglossum atriplicifolium | 1754206 | 104383
Arnoglossum plantagineum | 1754208 | 104384
Arnoglossum reniforme | 1754210 | 104385
Lactuca canadensis | 1754212 | 104386
Lactuca biennis | 1754214 | 104387
Lactuca floridana | 1754216 | 104388
Lactuca ludoviciana | 1754218 | 104389
Helianthus giganteus | 1754220 | 104390
Helianthus X ambiguus | 1754222 | 104391
Helianthus divaricatus | 1754224 | 104392
Helianthus grosseserratus | 1754226 | 104393
Helianthus hirsutus | 1754228 | 104394
Helianthus X intermedius | 1754230 | 104395
Helianthus X luxurians | 1754232 | 104396
Helianthus maximiliani | 1754234 | 104397
Helianthus mollis | 1754236 | 104398
Helianthus occidentalis | 1754238 | 104399
Helianthus occidentalis ssp. occidentalis | 1754240 | 104400
Helianthus petiolaris | 1754242 | 104401
Helianthus petiolaris ssp. petiolaris | 1754244 | 104402
Helianthus salicifolius | 1754246 | 104403
Helianthus strumosus | 1754248 | 104404
Gnaphalium purpureum | 1754250 | 104405
Antennaria plantaginifolia | 1754252 | 104406
Antennaria neglecta | 1754254 | 104407
Rudbeckia fulgida | 1754256 | 104408
Rudbeckia laciniata | 1754258 | 104409
Rudbeckia subtomentosa | 1754260 | 104410
Rudbeckia triloba | 1754262 | 104411
Bellis perennis | 1754264 | 104412
Boltonia asteroides | 1754266 | 104413
Brickellia eupatorioides | 1754268 | 104414
Centaurea cyanus | 1754270 | 104415
Centaurea diffusa | 1754272 | 104416
Centaurea macrocephala | 1754274 | 104417
Centaurea melitensis | 1754276 | 104418
Centaurea montana | 1754278 | 104419
Centaurea nigra | 1754280 | 104420
Centaurea nigrescens | 1754282 | 104421
Centaurea scabiosa | 1754284 | 104422
Centaurea solstitialis | 1754286 | 104423
Conyza ramosissima | 1754288 | 104424
Coreopsis grandiflora | 1754290 | 104425
Coreopsis lanceolata | 1754292 | 104426
Coreopsis palmata | 1754294 | 104427
Coreopsis tinctoria | 1754296 | 104428
Coreopsis tripteris | 1754298 | 104429
Cosmos bipinnatus | 1754300 | 104430
Crepis capillaris | 1754302 | 104431
Crepis foetida | 1754304 | 104432
Crepis setosa | 1754306 | 104433
Crepis tectorum | 1754308 | 104434
Dyssodia papposa | 1754310 | 104435
Echinacea pallida | 1754312 | 104436
Echinacea purpurea | 1754314 | 104437
Echinops sphaerocephalus | 1754316 | 104438
Euthamia graminifolia | 1754318 | 104439
Euthamia gymnospermoides | 1754320 | 104440
Gaillardia aristata | 1754322 | 104441
Grindelia lanceolata | 1754324 | 104442
Grindelia squarrosa | 1754326 | 104443
Guizotia abyssinica | 1754328 | 104444
Hasteola suaveolens | 1754330 | 104445
Heliopsis helianthoides | 1754332 | 104446
Heterotheca villosa | 1754334 | 104447
Hieracium aurantiacum | 1754336 | 104448
Hieracium longipilum | 1754338 | 104449
Hieracium murorum | 1754340 | 104450
Hieracium pilosella | 1754342 | 104451
Hieracium scabrum | 1754344 | 104452
Hieracium vulgatum | 1754346 | 104453
Hypochaeris radicata | 1754348 | 104454
Inula helenium | 1754350 | 104455
Krigia biflora | 1754352 | 104456
Krigia virginica | 1754354 | 104457
Lapsana communis | 1754356 | 104458
Liatris aspera | 1754358 | 104459
Liatris cylindracea | 1754360 | 104460
Liatris ligulistylis | 1754362 | 104461
Liatris punctata | 1754364 | 104462
Liatris pycnostachya | 1754366 | 104463
Liatris X steelei | 1754368 | 104464
Madia glomerata | 1754370 | 104465
Nothocalais cuspidata | 1754372 | 104466
Omalotheca sylvatica | 1754374 | 104467
Onopordum acanthium | 1754376 | 104468
Parthenium integrifolium | 1754378 | 104469
Prenanthes alba | 1754380 | 104470
Prenanthes aspera | 1754382 | 104471
Prenanthes crepidinea | 1754384 | 104472
Prenanthes racemosa | 1754386 | 104473
Ratibida columnifera | 1754388 | 104474
Ratibida pinnata | 1754390 | 104475
Silphium integrifolium | 1754392 | 104476
Silphium laciniatum | 1754394 | 104477
Silphium perfoliatum | 1754396 | 104478
Silphium perfoliatum var. perfoliatum | 1754398 | 104479
Sonchus arvensis ssp. arvensis | 1754400 | 104480
Sonchus arvensis ssp. uliginosus | 1754402 | 104481
Tragopogon dubius | 1754404 | 104482
Tragopogon porrifolius | 1754406 | 104483
Tragopogon pratensis | 1754408 | 104484
Tussilago farfara | 1754410 | 104485
Verbesina alternifolia | 1754412 | 104486
Vernonia fasciculata | 1754414 | 104487
Xanthium spinosum | 1754416 | 104488
Butomus umbellatus | 1754418 | 104489
Alisma subcordatum | 1754420 | 104490
Sagittaria graminea | 1754422 | 104491
Sagittaria brevirostra | 1754424 | 104492
Sagittaria cristata | 1754426 | 104493
Sagittaria cuneata | 1754428 | 104494
Sagittaria rigida | 1754430 | 104495
Scheuchzeria palustris | 1754432 | 104496
Triglochin maritima | 1754434 | 104497
Najas gracillima | 1754436 | 104498
Najas marina | 1754438 | 104499
Najas minor | 1754440 | 104500
Potamogeton berchtoldii | 1754442 | 104501
Potamogeton pulcher | 1754444 | 104502
Potamogeton pusillus | 1754446 | 104503
Potamogeton amplifolius | 1754448 | 104504
Potamogeton bicupulatus | 1754450 | 104505
Potamogeton confervoides | 1754452 | 104506
Potamogeton diversifolius | 1754454 | 104507
Potamogeton epihydrus | 1754456 | 104508
Potamogeton friesii | 1754458 | 104509
Potamogeton gramineus | 1754460 | 104510
Potamogeton X hagstroemii | 1754462 | 104511
Potamogeton hillii | 1754464 | 104512
Potamogeton oakesianus | 1754466 | 104513
Potamogeton obtusifolius | 1754468 | 104514
Potamogeton X scoliophyllus | 1754470 | 104515
Potamogeton X spathuliformis | 1754472 | 104516
Potamogeton spirillus | 1754474 | 104517
Potamogeton strictifolius | 1754476 | 104518
Potamogeton X subsessilis | 1754478 | 104519
Potamogeton vaseyi | 1754480 | 104520
Ruppia cirrhosa | 1754482 | 104521
Zannichellia palustris | 1754484 | 104522
Xyris montana | 1754486 | 104523
Xyris torta | 1754488 | 104524
Commelina erecta | 1754490 | 104525
Tradescantia bracteata | 1754492 | 104526
Tradescantia occidentalis | 1754494 | 104527
Tradescantia ohiensis | 1754496 | 104528
Juncus acuminatus | 1754498 | 104529
Juncus balticus | 1754500 | 104530
Juncus bufonius | 1754502 | 104531
Juncus canadensis | 1754504 | 104532
Juncus filiformis | 1754506 | 104533
Juncus tenuis | 1754508 | 104534
Juncus brachycephalus | 1754510 | 104535
Juncus brevicaudatus | 1754512 | 104536
Juncus compressus | 1754514 | 104537
Juncus ensifolius | 1754516 | 104538
Juncus greenei | 1754518 | 104539
Juncus interior | 1754520 | 104540
Juncus marginatus | 1754522 | 104541
Juncus nodosus | 1754524 | 104542
Juncus pelocarpus | 1754526 | 104543
Juncus squarrosus | 1754528 | 104544
Juncus stygius | 1754530 | 104545
Juncus torreyi | 1754532 | 104546
Juncus vaseyi | 1754534 | 104547
Luzula multiflora | 1754536 | 104548
Luzula acuminata | 1754538 | 104549
Luzula luzuloides | 1754540 | 104550
Bulbostylis capillaris | 1754542 | 104551
Carex annectens | 1754544 | 104552
Carex aquatilis | 1754546 | 104553
Carex blanda | 1754548 | 104554
Carex bromoides | 1754550 | 104555
Carex cephalophora | 1754552 | 104556
Carex comosa | 1754554 | 104557
Carex crinita | 1754556 | 104558
Carex crinita var. crinita | 1754558 | 104559
Carex festucacea | 1754560 | 104560
Carex folliculata | 1754562 | 104561
Carex granularis | 1754564 | 104562
Carex intumescens | 1754566 | 104563
Carex jamesii | 1754568 | 104564
Carex lacustris | 1754570 | 104565
Carex laevivaginata | 1754572 | 104566
Carex laxiculmis | 1754574 | 104567
Carex lupuliformis | 1754576 | 104568
Carex lupulina | 1754578 | 104569
Carex lurida | 1754580 | 104570
Carex projecta | 1754582 | 104571
Carex rosea | 1754584 | 104572
Carex scoparia | 1754586 | 104573
Carex stipata | 1754588 | 104574
Carex stricta | 1754590 | 104575
Carex swanii | 1754592 | 104576
Carex tribuloides | 1754594 | 104577
Carex typhina | 1754596 | 104578
Carex vulpinoidea | 1754598 | 104579
Carex aurea | 1754600 | 104580
Carex brunnescens | 1754602 | 104581
Carex canescens | 1754604 | 104582
Carex atherodes | 1754606 | 104583
Carex brevior | 1754608 | 104584
Carex buxbaumii | 1754610 | 104585
Carex castanea | 1754612 | 104586
Carex haydenii | 1754614 | 104587
Carex hystericina | 1754616 | 104588
Carex laeviconica | 1754618 | 104589
Carex lasiocarpa | 1754620 | 104590
Carex pseudocyperus | 1754622 | 104591
Carex rostrata | 1754624 | 104592
Carex schweinitzii | 1754626 | 104593
Carex exilis | 1754628 | 104594
Carex novae-angliae | 1754630 | 104595
Carex adusta | 1754632 | 104596
Carex aggregata | 1754634 | 104597
Carex albursina | 1754636 | 104598
Carex alopecoidea | 1754638 | 104599
Carex arcta | 1754640 | 104600
Carex arctata | 1754642 | 104601
Carex assiniboinensis | 1754644 | 104602
Carex backii | 1754646 | 104603
Carex bebbii | 1754648 | 104604
Carex bicknellii | 1754650 | 104605
Carex bushii | 1754652 | 104606
Carex capillaris | 1754654 | 104607
Carex careyana | 1754656 | 104608
Carex cephaloidea | 1754658 | 104609
Carex chordorrhiza | 1754660 | 104610
Carex communis | 1754662 | 104611
Carex concinna | 1754664 | 104612
Carex conoidea | 1754666 | 104613
Carex crawei | 1754668 | 104614
Carex crawfordii | 1754670 | 104615
Carex cristatella | 1754672 | 104616
Carex crus-corvi | 1754674 | 104617
Carex cryptolepis | 1754676 | 104618
Carex cumulata | 1754678 | 104619
Carex davisii | 1754680 | 104620
Carex debilis | 1754682 | 104621
Carex deflexa | 1754684 | 104622
Carex deweyana | 1754686 | 104623
Carex digitalis | 1754688 | 104624
Carex disperma | 1754690 | 104625
Carex ebenea | 1754692 | 104626
Carex eburnea | 1754694 | 104627
Carex echinata ssp. echinata | 1754696 | 104628
Carex emoryi | 1754698 | 104629
Carex flava | 1754700 | 104630
Carex foenea | 1754702 | 104631
Carex formosa | 1754704 | 104632
Carex garberi | 1754706 | 104633
Carex gracilescens | 1754708 | 104634
Carex gracillima | 1754710 | 104635
Carex gravida | 1754712 | 104636
Carex grayi | 1754714 | 104637
Carex gynandra | 1754716 | 104638
Carex gynocrates | 1754718 | 104639
Carex hirta | 1754720 | 104640
Carex hirtifolia | 1754722 | 104641
Carex hitchcockiana | 1754724 | 104642
Carex houghtoniana | 1754726 | 104643
Carex interior | 1754728 | 104644
Carex laxiflora | 1754730 | 104645
Carex leavenworthii | 1754732 | 104646
Carex lenticularis | 1754734 | 104647
Carex leptalea | 1754736 | 104648
Carex leptonervia | 1754738 | 104649
Carex limosa | 1754740 | 104650
Carex livida | 1754742 | 104651
Carex meadii | 1754744 | 104652
Carex media | 1754746 | 104653
Carex merritt-fernaldii | 1754748 | 104654
Carex michauxiana | 1754750 | 104655
Carex molesta | 1754752 | 104656
Carex muskingumensis | 1754754 | 104657
Carex nebrascensis | 1754756 | 104658
Carex nigra | 1754758 | 104659
Carex normalis | 1754760 | 104660
Carex oligocarpa | 1754762 | 104661
Carex oligosperma | 1754764 | 104662
Carex ormostachya | 1754766 | 104663
Carex pallescens | 1754768 | 104664
Carex pauciflora | 1754770 | 104665
Carex peckii | 1754772 | 104666
Carex pedunculata | 1754774 | 104667
Carex pensylvanica | 1754776 | 104668
Carex plantaginea | 1754778 | 104669
Carex platyphylla | 1754780 | 104670
Carex praegracilis | 1754782 | 104671
Carex prairea | 1754784 | 104672
Carex prasina | 1754786 | 104673
Carex radiata | 1754788 | 104674
Carex retrorsa | 1754790 | 104675
Carex richardsonii | 1754792 | 104676
Carex sartwellii | 1754794 | 104677
Carex scabrata | 1754796 | 104678
Carex sparganioides | 1754798 | 104679
Carex spicata | 1754800 | 104680
Carex sprengelii | 1754802 | 104681
Carex sterilis | 1754804 | 104682
Carex straminea | 1754806 | 104683
Carex suberecta | 1754808 | 104684
Carex sychnocephala | 1754810 | 104685
Carex tenera | 1754812 | 104686
Carex tenuiflora | 1754814 | 104687
Carex tetanica | 1754816 | 104688
Carex tincta | 1754818 | 104689
Carex tonsa | 1754820 | 104690
Carex torreyi | 1754822 | 104691
Carex trichocarpa | 1754824 | 104692
Carex trisperma | 1754826 | 104693
Carex tuckermanii | 1754828 | 104694
Carex umbellata | 1754830 | 104695
Carex vaginata | 1754832 | 104696
Carex viridula | 1754834 | 104697
Carex woodii | 1754836 | 104698
Cladium mariscoides | 1754838 | 104699
Cyperus diandrus | 1754840 | 104700
Cyperus strigosus | 1754842 | 104701
Cyperus houghtonii | 1754844 | 104702
Cyperus schweinitzii | 1754846 | 104703
Dulichium arundinaceum | 1754848 | 104704
Eleocharis compressa | 1754850 | 104705
Eleocharis obtusa | 1754852 | 104706
Eleocharis palustris | 1754854 | 104707
Eleocharis quadrangulata | 1754856 | 104708
Eleocharis rostellata | 1754858 | 104709
Eleocharis equisetoides | 1754860 | 104710
Eleocharis erythropoda | 1754862 | 104711
Eleocharis flavescens | 1754864 | 104712
Eleocharis intermedia | 1754866 | 104713
Eleocharis nitida | 1754868 | 104714
Eleocharis ovata | 1754870 | 104715
Eleocharis robbinsii | 1754872 | 104716
Eleocharis tenuis | 1754874 | 104717
Eleocharis wolfii | 1754876 | 104718
Eriophorum angustifolium ssp. angustifolium | 1754878 | 104719
Eriophorum chamissonis | 1754880 | 104720
Eriophorum gracile | 1754882 | 104721
Eriophorum tenellum | 1754884 | 104722
Eriophorum vaginatum | 1754886 | 104723
Eriophorum virginicum | 1754888 | 104724
Eriophorum viridicarinatum | 1754890 | 104725
Fimbristylis autumnalis | 1754892 | 104726
Fimbristylis puberula | 1754894 | 104727
Fuirena pumila | 1754896 | 104728
Rhynchospora capitellata | 1754898 | 104729
Rhynchospora alba | 1754900 | 104730
Rhynchospora capillacea | 1754902 | 104731
Rhynchospora fusca | 1754904 | 104732
Scirpus atrovirens | 1754906 | 104733
Scirpus cyperinus | 1754908 | 104734
Scirpus microcarpus | 1754910 | 104735
Scirpus atrocinctus | 1754912 | 104736
Scirpus georgianus | 1754914 | 104737
Scirpus hattorianus | 1754916 | 104738
Scirpus pallidus | 1754918 | 104739
Scirpus pedicellatus | 1754920 | 104740
Scirpus pendulus | 1754922 | 104741
Scleria reticularis | 1754924 | 104742
Scleria triglomerata | 1754926 | 104743
Scleria verticillata | 1754928 | 104744
Agropyron cristatum | 1754930 | 104745
Agrostis hyemalis | 1754932 | 104746
Agrostis perennans | 1754934 | 104747
Agrostis scabra | 1754936 | 104748
Alopecurus aequalis | 1754938 | 104749
Alopecurus geniculatus | 1754940 | 104750
Alopecurus carolinianus | 1754942 | 104751
Ammophila breviligulata | 1754944 | 104752
Bromus erectus | 1754946 | 104753
Bromus squarrosus | 1754948 | 104754
Bromus ciliatus | 1754950 | 104755
Bromus kalmii | 1754952 | 104756
Bromus latiglumis | 1754954 | 104757
Bromus nottowayanus | 1754956 | 104758
Bromus pubescens | 1754958 | 104759
Bromus racemosus | 1754960 | 104760
Bromus secalinus | 1754962 | 104761
Calamagrostis canadensis | 1754964 | 104762
Cenchrus longispinus | 1754966 | 104763
Cinna arundinacea | 1754968 | 104764
Cinna latifolia | 1754970 | 104765
Echinochloa walteri | 1754972 | 104766
Echinochloa muricata | 1754974 | 104767
Elymus virginicus | 1754976 | 104768
Elymus canadensis | 1754978 | 104769
Elymus hystrix | 1754980 | 104770
Elymus X maltei | 1754982 | 104771
Elymus riparius | 1754984 | 104772
Elymus villosus | 1754986 | 104773
Elymus wiegandii | 1754988 | 104774
Eragrostis spectabilis | 1754990 | 104775
Eragrostis cilianensis | 1754992 | 104776
Eragrostis hypnoides | 1754994 | 104777
Eragrostis pectinacea | 1754996 | 104778
Eragrostis frankii | 1754998 | 104779
Eragrostis mexicana | 1755000 | 104780
Eragrostis mexicana ssp. mexicana | 1755002 | 104781
Eragrostis pilosa | 1755004 | 104782
Eragrostis trichodes | 1755006 | 104783
Eragrostis capillaris | 1755008 | 104784
Festuca myuros | 1755010 | 104785
Festuca rubra ssp. rubra | 1755012 | 104786
Festuca occidentalis | 1755014 | 104787
Festuca paradoxa | 1755016 | 104788
Glyceria striata | 1755018 | 104789
Glyceria septentrionalis | 1755020 | 104790
Glyceria canadensis | 1755022 | 104791
Glyceria maxima | 1755024 | 104792
Leersia lenticularis | 1755026 | 104793
Leersia virginica | 1755028 | 104794
Panicum virgatum | 1755030 | 104795
Panicum flexile | 1755032 | 104796
Paspalum setaceum | 1755034 | 104797
Poa compressa | 1755036 | 104798
Poa glauca | 1755038 | 104799
Poa wolfii | 1755040 | 104800
Poa alsodes | 1755042 | 104801
Poa arida | 1755044 | 104802
Poa bulbosa | 1755046 | 104803
Poa nemoralis | 1755048 | 104804
Poa paludigena | 1755050 | 104805
Poa palustris | 1755052 | 104806
Poa saltuensis | 1755054 | 104807
Poa sylvestris | 1755056 | 104808
Polypogon monspeliensis | 1755058 | 104809
Polypogon interruptus | 1755060 | 104810
Puccinellia distans | 1755062 | 104811
Puccinellia nuttalliana | 1755064 | 104812
Spartina pectinata | 1755066 | 104813
Sphenopholis obtusata | 1755068 | 104814
Triplasis purpurea | 1755070 | 104815
Trisetum spicatum | 1755072 | 104816
Beckmannia syzigachne | 1755074 | 104817
Phalaris canariensis | 1755076 | 104818
Apera interrupta | 1755078 | 104819
Aristida desmantha | 1755080 | 104820
Aristida oligantha | 1755082 | 104821
Aristida basiramea | 1755084 | 104822
Aristida dichotoma | 1755086 | 104823
Aristida purpurascens | 1755088 | 104824
Aristida tuberculosa | 1755090 | 104825
Bouteloua hirsuta | 1755092 | 104826
Brachyelytrum erectum | 1755094 | 104827
Calamovilfa longifolia | 1755096 | 104828
Catabrosa aquatica | 1755098 | 104829
Chasmanthium latifolium | 1755100 | 104830
Chloris verticillata | 1755102 | 104831
Crypsis schoenoides | 1755104 | 104832
Danthonia compressa | 1755106 | 104833
Danthonia spicata | 1755108 | 104834
Dichanthelium acuminatum | 1755110 | 104835
Dichanthelium xanthophysum | 1755112 | 104836
Dichanthelium boreale | 1755114 | 104837
Dichanthelium clandestinum | 1755116 | 104838
Dichanthelium depauperatum | 1755118 | 104839
Dichanthelium dichotomum | 1755120 | 104840
Dichanthelium leibergii | 1755122 | 104841
Dichanthelium linearifolium | 1755124 | 104842
Dichanthelium oligosanthes | 1755126 | 104843
Melica nitens | 1755128 | 104844
Melica smithii | 1755130 | 104845
Milium effusum | 1755132 | 104846
Muhlenbergia asperifolia | 1755134 | 104847
Muhlenbergia cuspidata | 1755136 | 104848
Muhlenbergia glomerata | 1755138 | 104849
Muhlenbergia mexicana | 1755140 | 104850
Muhlenbergia racemosa | 1755142 | 104851
Muhlenbergia richardsonis | 1755144 | 104852
Muhlenbergia sobolifera | 1755146 | 104853
Muhlenbergia sylvatica | 1755148 | 104854
Muhlenbergia tenuiflora | 1755150 | 104855
Muhlenbergia uniflora | 1755152 | 104856
Oryzopsis asperifolia | 1755154 | 104857
Schizachne purpurascens | 1755156 | 104858
Sclerochloa dura | 1755158 | 104859
Sorghastrum nutans | 1755160 | 104860
Sorghum X almum | 1755162 | 104861
Sporobolus clandestinus | 1755164 | 104862
Sporobolus heterolepis | 1755166 | 104863
Sporobolus vaginiflorus | 1755168 | 104864
Sporobolus cryptandrus | 1755170 | 104865
Sporobolus neglectus | 1755172 | 104866
Tridens flavus | 1755174 | 104867
Ventenata dubia | 1755176 | 104868
Sparganium americanum | 1755178 | 104869
Sparganium emersum | 1755180 | 104870
Sparganium androcladum | 1755182 | 104871
Sparganium fluctuans | 1755184 | 104872
Sparganium glomeratum | 1755186 | 104873
Typha X glauca | 1755188 | 104874
Arisaema triphyllum | 1755190 | 104875
Arisaema triphyllum ssp. triphyllum | 1755192 | 104876
Arisaema dracontium | 1755194 | 104877
Peltandra virginica | 1755196 | 104878
Calla palustris | 1755198 | 104879
Lemna obscura | 1755200 | 104880
Wolffia columbiana | 1755202 | 104881
Allium canadense | 1755204 | 104882
Allium schoenoprasum | 1755206 | 104883
Allium tricoccum | 1755208 | 104884
Allium cernuum | 1755210 | 104885
Ornithogalum umbellatum | 1755212 | 104886
Aletris farinosa | 1755214 | 104887
Camassia scilloides | 1755216 | 104888
Clintonia borealis | 1755218 | 104889
Convallaria majalis | 1755220 | 104890
Erythronium albidum | 1755222 | 104891
Hemerocallis fulva | 1755224 | 104892
Hemerocallis lilioasphodelus | 1755226 | 104893
Medeola virginiana | 1755228 | 104894
Muscari botryoides | 1755230 | 104895
Polygonatum biflorum | 1755232 | 104896
Polygonatum pubescens | 1755234 | 104897
Scilla sibirica | 1755236 | 104898
Streptopus amplexifolius | 1755238 | 104899
Trillium recurvatum | 1755240 | 104900
Trillium cernuum | 1755242 | 104901
Trillium erectum | 1755244 | 104902
Trillium flexipes | 1755246 | 104903
Trillium grandiflorum | 1755248 | 104904
Trillium nivale | 1755250 | 104905
Uvularia grandiflora | 1755252 | 104906
Uvularia sessilifolia | 1755254 | 104907
Iris versicolor | 1755256 | 104908
Iris virginica | 1755258 | 104909
Iris germanica | 1755260 | 104910
Iris lacustris | 1755262 | 104911
Iris pumila | 1755264 | 104912
Sisyrinchium mucronatum | 1755266 | 104913
Sisyrinchium angustifolium | 1755268 | 104914
Sisyrinchium albidum | 1755270 | 104915
Sisyrinchium atlanticum | 1755272 | 104916
Sisyrinchium campestre | 1755274 | 104917
Sisyrinchium montanum | 1755276 | 104918
Smilax tamnoides | 1755278 | 104919
Smilax herbacea | 1755280 | 104920
Dioscorea villosa | 1755282 | 104921
Platanthera obtusata | 1755284 | 104922
Platanthera flava | 1755286 | 104923
Platanthera hookeri | 1755288 | 104924
Platanthera X andrewsii | 1755290 | 104925
Platanthera clavellata | 1755292 | 104926
Platanthera dilatata | 1755294 | 104927
Platanthera lacera | 1755296 | 104928
Platanthera leucophaea | 1755298 | 104929
Platanthera orbiculata | 1755300 | 104930
Pogonia ophioglossoides | 1755302 | 104931
Spiranthes cernua | 1755304 | 104932
Spiranthes ovalis | 1755306 | 104933
Spiranthes casei | 1755308 | 104934
Spiranthes lacera | 1755310 | 104935
Spiranthes lucida | 1755312 | 104936
Spiranthes magnicamporum | 1755314 | 104937
Spiranthes romanzoffiana | 1755316 | 104938
Epipactis helleborine | 1755318 | 104939
Amerorchis rotundifolia | 1755320 | 104940
Aplectrum hyemale | 1755322 | 104941
Arethusa bulbosa | 1755324 | 104942
Calopogon tuberosus | 1755326 | 104943
Calypso bulbosa | 1755328 | 104944
Coeloglossum viride | 1755330 | 104945
Cypripedium acaule | 1755332 | 104946
Cypripedium X favillianum | 1755334 | 104947
Cypripedium reginae | 1755336 | 104948
Cypripedium X andrewsii | 1755338 | 104949
Cypripedium arietinum | 1755340 | 104950
Cypripedium candidum | 1755342 | 104951
Galearis spectabilis | 1755344 | 104952
Goodyera oblongifolia | 1755346 | 104953
Goodyera pubescens | 1755348 | 104954
Goodyera repens | 1755350 | 104955
Goodyera tesselata | 1755352 | 104956
Liparis liliifolia | 1755354 | 104957
Liparis loeselii | 1755356 | 104958
Malaxis monophyllos | 1755358 | 104959
Malaxis unifolia | 1755360 | 104960
Triphora trianthophora | 1755362 | 104961
Isoetes X hickeyi | 1755364 | 104962
Equisetum X mackaii | 1755366 | 104963
Aconitum columbianum ssp. columbianum | 1755368 | 104964
Anemone multifida var. multifida | 1755370 | 104965
Anemone quinquefolia var. quinquefolia | 1755372 | 104966
Anemone virginiana var. virginiana | 1755374 | 104967
Alnus incana ssp. rugosa | 1755376 | 104968
Alnus viridis | 1755378 | 104969
Alnus viridis ssp. crispa | 1755380 | 104970
Amelanchier sanguinea var. sanguinea | 1755382 | 104971
Amphicarpaea bracteata | 1755384 | 104972
Ammannia robusta | 1755386 | 104973
Acer negundo var. violaceum | 1755388 | 104974
Acer nigrum | 1755390 | 104975
Anchusa arvensis | 1755392 | 104976
Agalinis paupercula var. paupercula | 1755394 | 104977
Agalinis paupercula var. borealis | 1755396 | 104978
Agalinis auriculata | 1755398 | 104979
Alisma triviale | 1755400 | 104980
Echinodorus berteroi | 1755402 | 104981
Acorus americanus | 1755404 | 104982
Allium canadense var. canadense | 1755406 | 104983
Larix laricina | 1755408 | 104984
Artemisia campestris ssp. caudata | 1755410 | 104985
Carpinus caroliniana ssp. virginiana | 1755412 | 104986
Arabis pycnocarpa var. adpressipilis | 1755414 | 104987
Arabis pycnocarpa | 1755416 | 104988
Alliaria petiolata | 1755418 | 104989
Alchemilla monticola | 1755420 | 104990
Aruncus dioicus var. acuminatus | 1755422 | 104991
Aralia elata | 1755424 | 104992
Angelica atropurpurea var. occidentalis | 1755426 | 104993
Apocynum X floribundum | 1755428 | 104994
Asclepias incarnata ssp. incarnata | 1755430 | 104995
Antennaria howellii | 1755432 | 104996
Antennaria howellii ssp. howellii | 1755434 | 104997
Antennaria howellii ssp. canadensis | 1755436 | 104998
Antennaria howellii ssp. neodioica | 1755438 | 104999
Antennaria howellii ssp. petaloidea | 1755440 | 105000
Antennaria parlinii | 1755442 | 105001
Antennaria parlinii ssp. parlinii | 1755444 | 105002
Antennaria parlinii ssp. fallax | 1755446 | 105003
Aristida dichotoma var. dichotoma | 1755448 | 105004
Aristida dichotoma var. curtissii | 1755450 | 105005
Aristida purpurascens var. purpurascens | 1755452 | 105006
Allium burdickii | 1755454 | 105007
Asplenium trichomanes ssp. quadrivalens | 1755456 | 105008
Asplenium trichomanes ssp. trichomanes | 1755458 | 105009
Atriplex prostrata | 1755460 | 105010
Astragalus alpinus var. alpinus | 1755462 | 105011
Astragalus canadensis var. canadensis | 1755464 | 105012
Astragalus crassicarpus var. crassicarpus | 1755466 | 105013
Baptisia alba var. macrophylla | 1755468 | 105014
Baptisia bracteata var. glabrescens | 1755470 | 105015
Dalea candida var. candida | 1755472 | 105016
Dalea candida var. oligophylla | 1755474 | 105017
Dalea purpurea var. purpurea | 1755476 | 105018
Dalea villosa var. villosa | 1755478 | 105019
Decodon verticillatus var. laevigatus | 1755480 | 105020
Aureolaria pedicularia var. pedicularia | 1755482 | 105021
Juniperus virginiana var. virginiana | 1755484 | 105022
Taxus canadensis | 1755486 | 105023
Ranunculus flammula var. ovalis | 1755488 | 105024
Ranunculus hispidus var. caricetorum | 1755490 | 105025
Ranunculus hispidus var. nitidus | 1755492 | 105026
Ranunculus reptans | 1755494 | 105027
Betula cordifolia | 1755496 | 105028
Erysimum capitatum var. capitatum | 1755498 | 105029
Geum macrophyllum var. macrophyllum | 1755500 | 105030
Geum triflorum var. triflorum | 1755502 | 105031
Oxytropis campestris var. chartacea | 1755504 | 105032
Physostegia virginiana ssp. virginiana | 1755506 | 105033
Scutellaria parvula var. parvula | 1755508 | 105034
Scutellaria parvula var. leonardii | 1755510 | 105035
Erythronium americanum | 1755512 | 105036
Erythronium americanum ssp. americanum | 1755514 | 105037
Platanthera flava var. herbiola | 1755516 | 105038
Platanthera dilatata var. dilatata | 1755518 | 105039
Platanthera macrophylla | 1755520 | 105040
Huperzia selago | 1755522 | 105041
Acer X freemanii | 1755524 | 105042
Actaea X ludovici | 1755526 | 105043
Bidens vulgata | 1755528 | 105044
Botrychium campestre | 1755530 | 105045
Botrychium mormo | 1755532 | 105046
Buglossoides arvensis | 1755534 | 105047
Calamagrostis stricta | 1755536 | 105048
Callistephus chinensis | 1755538 | 105049
Callitriche terrestris | 1755540 | 105050
Callitriche palustris | 1755542 | 105051
Campanulastrum americanum | 1755544 | 105052
Cardamine maxima | 1755546 | 105053
Carduus X orthocephalus | 1755548 | 105054
Carex X knieskernii | 1755550 | 105055
Carex longii | 1755552 | 105056
Carex lucorum | 1755554 | 105057
Carex magellanica | 1755556 | 105058
Carex utriculata | 1755558 | 105059
Castilleja coccinea | 1755560 | 105060
Cephalaria gigantea | 1755562 | 105061
Ceratophyllum echinatum | 1755564 | 105062
Chaenorhinum minus | 1755566 | 105063
Chamaecrista fasciculata | 1755568 | 105064
Chelidonium majus | 1755570 | 105065
Chenopodium pratericola | 1755572 | 105066
Chenopodium simplex | 1755574 | 105067
Clinopodium vulgare | 1755576 | 105068
Comandra umbellata | 1755578 | 105069
Comarum palustre | 1755580 | 105070
Comptonia peregrina | 1755582 | 105071
Crataegus apiomorpha | 1755584 | 105072
Crataegus beata | 1755586 | 105073
Crataegus corusca | 1755588 | 105074
Crataegus dissona | 1755590 | 105075
Crataegus distincta | 1755592 | 105076
Crataegus dodgei | 1755594 | 105077
Crataegus fulleriana | 1755596 | 105078
Crataegus holmesiana | 1755598 | 105079
Crataegus irrasa | 1755600 | 105080
Crataegus jesupii | 1755602 | 105081
Crataegus lumaria | 1755604 | 105082
Crataegus macrosperma | 1755606 | 105083
Crataegus prona | 1755608 | 105084
Crataegus scabrida | 1755610 | 105085
Crataegus schuettei | 1755612 | 105086
Crataegus submollis | 1755614 | 105087
Cuscuta coryli | 1755616 | 105088
Cyperus bipartitus | 1755618 | 105089
Cyperus lupulinus | 1755620 | 105090
Cyperus squarrosus | 1755622 | 105091
Cypripedium parviflorum | 1755624 | 105092
Cystopteris X illinoensis | 1755626 | 105093
Cystopteris tenuis | 1755628 | 105094
Datura inoxia | 1755630 | 105095
Delphinium elatum | 1755632 | 105096
Deparia acrostichoides | 1755634 | 105097
Deschampsia cespitosa | 1755636 | 105098
Dianthus carthusianorum | 1755638 | 105099
Dichanthelium meridionale | 1755640 | 105100
Dichanthelium villosissimum | 1755642 | 105101
Dichanthelium wilcoxianum | 1755644 | 105102
Digitalis grandiflora | 1755646 | 105103
Digitaria cognata | 1755648 | 105104
Dryopteris carthusiana | 1755650 | 105105
Eleocharis elliptica | 1755652 | 105106
Eleocharis engelmannii | 1755654 | 105107
Eleocharis quinqueflora | 1755656 | 105108
Elodea nuttallii | 1755658 | 105109
Elymus lanceolatus | 1755660 | 105110
Elymus trachycaulus | 1755662 | 105111
Epilobium X wisconsinense | 1755664 | 105112
Equisetum X ferrissii | 1755666 | 105113
Equisetum X nelsonii | 1755668 | 105114
Eriocaulon aquaticum | 1755670 | 105115
Erysimum inconspicuum | 1755672 | 105116
Eupatorium altissimum | 1755674 | 105117
Euphorbia dentata | 1755676 | 105118
Euphrasia stricta | 1755678 | 105119
Fatoua villosa | 1755680 | 105120
Festuca saximontana | 1755682 | 105121
Festuca subverticillata | 1755684 | 105122
Festuca trachyphylla | 1755686 | 105123
Galax urceolata | 1755688 | 105124
Galium album | 1755690 | 105125
Gentiana X billingtonii | 1755692 | 105126
Gentiana X curtisii | 1755694 | 105127
Gentiana X grandilacustris | 1755696 | 105128
Gentiana X pallidocyanea | 1755698 | 105129
Geocaulon lividum | 1755700 | 105130
Glandularia canadensis | 1755702 | 105131
Glechoma hederacea | 1755704 | 105132
Glyceria grandis | 1755706 | 105133
Gnaphalium uliginosum | 1755708 | 105134
Gymnocarpium X intermedium | 1755710 | 105135
Gymnocarpium jessoense | 1755712 | 105136
Hedeoma hispida | 1755714 | 105137
Helianthus decapetalus | 1755716 | 105138
Helianthus X laetiflorus | 1755718 | 105139
Helianthus pauciflorus | 1755720 | 105140
Heracleum mantegazzianum | 1755722 | 105141
Herniaria hirsuta | 1755724 | 105142
Heteranthera dubia | 1755726 | 105143
Hieracium X atramentarium | 1755728 | 105144
Hieracium caespitosum | 1755730 | 105145
Hieracium X fassettii | 1755732 | 105146
Hieracium piloselloides | 1755734 | 105147
Hieracium umbellatum | 1755736 | 105148
Holosteum umbellatum | 1755738 | 105149
Humulus japonicus | 1755740 | 105150
Huperzia X bartleyi | 1755742 | 105151
Huperzia X buttersii | 1755744 | 105152
Huperzia lucidula | 1755746 | 105153
Huperzia porophila | 1755748 | 105154
Hypericum ascyron | 1755750 | 105155
Hypoxis hirsuta | 1755752 | 105156
Jovibarba heuffelii | 1755754 | 105157
Juncus alpinoarticulatus | 1755756 | 105158
Juncus dudleyi | 1755758 | 105159
Juncus X gracilescens | 1755760 | 105160
Juncus X nodosiformis | 1755762 | 105161
Koeleria macrantha | 1755764 | 105162
Kolkwitzia amabilis | 1755766 | 105163
Kummerowia stipulacea | 1755768 | 105164
Lappula squarrosa | 1755770 | 105165
Lechea mucronata | 1755772 | 105166
Lemna aequinoctialis | 1755774 | 105167
Lemna turionifera | 1755776 | 105168
Lepidium latifolium | 1755778 | 105169
Lespedeza repens | 1755780 | 105170
Leucanthemella serotina | 1755782 | 105171
Leymus arenarius | 1755784 | 105172
Lilium lancifolium | 1755786 | 105173
Lilium michiganense | 1755788 | 105174
Lilium philadelphicum | 1755790 | 105175
Linaria dalmatica | 1755792 | 105176
Linum medium | 1755794 | 105177
Linum sulcatum | 1755796 | 105178
Lipocarpha drummondii | 1755798 | 105179
Lipocarpha micrantha | 1755800 | 105180
Lobelia erinus | 1755802 | 105181
Lonicera X minutiflora | 1755804 | 105182
Lonicera X notha | 1755806 | 105183
Lonicera reticulata | 1755808 | 105184
Lonicera villosa | 1755810 | 105185
Lonicera X xylosteoides | 1755812 | 105186
Lotus unifoliolatus | 1755814 | 105187
Lycium barbarum | 1755816 | 105188
Lycopodiella inundata | 1755818 | 105189
Lycopus X sherardii | 1755820 | 105190
Maianthemum canadense | 1755822 | 105191
Maianthemum racemosum | 1755824 | 105192
Maianthemum stellatum | 1755826 | 105193
Maianthemum trifolium | 1755828 | 105194
Malus sieboldii | 1755830 | 105195
Mazus pumilus | 1755832 | 105196
Melilotus altissimus | 1755834 | 105197
Melilotus indicus | 1755836 | 105198
Mentha canadensis | 1755838 | 105199
Mentha X gracilis | 1755840 | 105200
Mentha suaveolens | 1755842 | 105201
Mentha X villosa | 1755844 | 105202
Miscanthus sacchariflorus | 1755846 | 105203
Moehringia macrophylla | 1755848 | 105204
Moneses uniflora | 1755850 | 105205
Muscari neglectum | 1755852 | 105206
Myosotis stricta | 1755854 | 105207
Myosurus minimus | 1755856 | 105208
Myriophyllum tenellum | 1755858 | 105209
Nuttallanthus canadensis | 1755860 | 105210
Odontites vernus | 1755862 | 105211
Oenothera clelandii | 1755864 | 105212
Oenothera parviflora | 1755866 | 105213
Ophioglossum pusillum | 1755868 | 105214
Orthilia secunda | 1755870 | 105215
Panicum philadelphicum | 1755872 | 105216
Pediomelum argophyllum | 1755874 | 105217
Pediomelum esculentum | 1755876 | 105218
Penthorum sedoides | 1755878 | 105219
Petrorhagia saxifraga | 1755880 | 105220
Phegopteris connectilis | 1755882 | 105221
Phegopteris hexagonoptera | 1755884 | 105222
Phellodendron amurense | 1755886 | 105223
Phryma leptostachya | 1755888 | 105224
Physalis hispida | 1755890 | 105225
Physalis philadelphica | 1755892 | 105226
Platanthera psycodes | 1755894 | 105227
Potamogeton X griffithii | 1755896 | 105228
Potamogeton X haynesii | 1755898 | 105229
Potamogeton richardsonii | 1755900 | 105230
Prunus pumila | 1755902 | 105231
Prunus tomentosa | 1755904 | 105232
Pulmonaria saccharata | 1755906 | 105233
Pyrola americana | 1755908 | 105234
Quercus X bebbiana | 1755910 | 105235
Ranunculus gmelinii | 1755912 | 105236
Frangula alnus | 1755914 | 105237
Rhinanthus minor | 1755916 | 105238
Rhus copallinum | 1755918 | 105239
Rhynchospora scirpoides | 1755920 | 105240
Ribes rubrum | 1755922 | 105241
Rosa X dulcissima | 1755924 | 105242
Rosa majalis | 1755926 | 105243
Rosa X palustriformis | 1755928 | 105244
Rosa X rudiuscula | 1755930 | 105245
Rubus canadensis | 1755932 | 105246
Rubus quaesitus | 1755934 | 105247
Rubus variispinus | 1755936 | 105248
Rumex longifolius | 1755938 | 105249
Salix X conifera | 1755940 | 105250
Senecio sylvaticus | 1755942 | 105251
Senna hebecarpa | 1755944 | 105252
Senna marilandica | 1755946 | 105253
Setaria pumila | 1755948 | 105254
Sibbaldiopsis tridentata | 1755950 | 105255
Silene csereii | 1755952 | 105256
Smilax illinoensis | 1755954 | 105257
Smilax lasioneura | 1755956 | 105258
Solanum ptychanthum | 1755958 | 105259
Solidago simplex | 1755960 | 105260
Sphenopholis intermedia | 1755962 | 105261
Spiraea X bumalda | 1755964 | 105262
Spirodela polyrrhiza | 1755966 | 105263
Stellaria borealis | 1755968 | 105264
Strophostyles helvula | 1755970 | 105265
Suaeda calceoliformis | 1755972 | 105266
Tanacetum parthenium | 1755974 | 105267
Torreyochloa pallida | 1755976 | 105268
Triosteum aurantiacum | 1755978 | 105269
Vaccaria hispanica | 1755980 | 105270
Vaccinium oxycoccos | 1755982 | 105271
Vaccinium vitis-idaea | 1755984 | 105272
Valeriana uliginosa | 1755986 | 105273
Verbascum densiflorum | 1755988 | 105274
Verbascum nigrum | 1755990 | 105275
Veronica austriaca | 1755992 | 105276
Veronica polita | 1755994 | 105277
Veronica verna | 1755996 | 105278
Viola cucullata | 1755998 | 105279
Viola selkirkii | 1756000 | 105280
Wolffia borealis | 1756002 | 105281
Wolffia brasiliensis | 1756004 | 105282
Zanthoxylum americanum | 1756006 | 105283
Zizania palustris | 1756008 | 105284
Celastrus orbiculatus | 1756010 | 105285
Allium tuberosum | 1756012 | 105286
Oenanthe javanica | 1756014 | 105287
Botrychium pallidum | 1756016 | 105288
Botrychium spathulatum | 1756018 | 105289
Carex ovalis | 1756020 | 105290
Diarrhena obovata | 1756022 | 105291
Mimosa quadrivalvis | 1756024 | 105292
Nassella viridula | 1756026 | 105293
Osmorhiza berteroi | 1756028 | 105294
Sparganium natans | 1756030 | 105295
Sporobolus compositus | 1756032 | 105296
Syringa reticulata | 1756034 | 105297
Verbascum X kerneri | 1756036 | 105298
Viola X subsinuata | 1756038 | 105299
Spergularia salina | 1756040 | 105300
Lycopodium lagopus | 1756042 | 105301
Canadanthus modestus | 1756044 | 105302
Pseudognaphalium macounii | 1756046 | 105303
Pseudognaphalium obtusifolium | 1756048 | 105304
Bolboschoenus fluviatilis | 1756050 | 105305
Carex pellita | 1756052 | 105306
Schoenoplectus acutus | 1756054 | 105307
Schoenoplectus hallii | 1756056 | 105308
Schoenoplectus heterochaetus | 1756058 | 105309
Schoenoplectus purshianus | 1756060 | 105310
Schoenoplectus smithii | 1756062 | 105311
Schoenoplectus X steinmetzii | 1756064 | 105312
Schoenoplectus subterminalis | 1756066 | 105313
Schoenoplectus tabernaemontani | 1756068 | 105314
Schoenoplectus torreyi | 1756070 | 105315
Trichophorum clintonii | 1756072 | 105316
Streptopus lanceolatus | 1756074 | 105317
Calopogon oklahomensis | 1756076 | 105318
Spiranthes X simpsonii | 1756078 | 105319
Hesperostipa comata | 1756080 | 105320
Hesperostipa spartea | 1756082 | 105321
Chaenomeles speciosa | 1756084 | 105322
Physalis grisea | 1756086 | 105323
Doellingeria umbellata | 1756088 | 105324
Trichophorum cespitosum | 1756090 | 105325
Schoenoplectus pungens | 1756092 | 105326
Anemone patens | 1756094 | 105327
Anthoxanthum hirtum | 1756096 | 105328
Anticlea elegans | 1756098 | 105329
Avenula pubescens | 1756100 | 105330
Bidens beckii | 1756102 | 105331
Bidens trichosperma | 1756104 | 105332
Brachyelytrum aristosum | 1756106 | 105333
Capnoides sempervirens | 1756108 | 105334
Carex grisea | 1756110 | 105335
Carex siccata | 1756112 | 105336
Centaurea benedicta | 1756114 | 105337
Cerastium velutinum | 1756116 | 105338
Clinopodium acinos | 1756118 | 105339
Clinopodium arkansanum | 1756120 | 105340
Coptidium lapponicum | 1756122 | 105341
Corispermum americanum | 1756124 | 105342
Corispermum villosum | 1756126 | 105343
Cota tinctoria | 1756128 | 105344
Crataegus florifera | 1756130 | 105345
Crataegus macracantha | 1756132 | 105346
Crocanthemum bicknellii | 1756134 | 105347
Crocanthemum canadense | 1756136 | 105348
Dichanthelium columbianum | 1756138 | 105349
Dichanthelium commonsianum | 1756140 | 105350
Dichanthelium perlongum | 1756142 | 105351
Diphasiastrum X habereri | 1756144 | 105352
Diphasiastrum X zeilleri | 1756146 | 105353
Diphasiastrum complanatum | 1756148 | 105354
Diphasiastrum digitatum | 1756150 | 105355
Diphasiastrum tristachyum | 1756152 | 105356
Drymocallis arguta | 1756154 | 105357
Elymus curvatus | 1756156 | 105358
Elymus diversiglumis | 1756158 | 105359
Euphorbia X pseudovirgata | 1756160 | 105360
Euphorbia virgata | 1756162 | 105361
Eurybia furcata | 1756164 | 105362
Eurybia macrophylla | 1756166 | 105363
Euthamia caroliniana | 1756168 | 105364
Fallopia cilinodis | 1756170 | 105365
Fallopia convolvulus | 1756172 | 105366
Fallopia scandens | 1756174 | 105367
Festuca octoflora | 1756176 | 105368
Ficaria verna | 1756178 | 105369
Graphephorum melicoides | 1756180 | 105370
Halerpestes cymbalaria | 1756182 | 105371
Lepidium didymum | 1756184 | 105372
Lepidium draba | 1756186 | 105373
Lonicera X muendeniensis | 1756188 | 105374
Malva pusilla | 1756190 | 105375
Medicago X varia | 1756192 | 105376
Melilotus albus | 1756194 | 105377
Micranthes pensylvanica | 1756196 | 105378
Nuphar microphylla | 1756198 | 105379
Nuphar variegata | 1756200 | 105380
Oenothera serrulata | 1756202 | 105381
Oxalis acetosella | 1756204 | 105382
Packera aurea | 1756206 | 105383
Packera indecora | 1756208 | 105384
Packera paupercula | 1756210 | 105385
Packera pseudaurea | 1756212 | 105386
Parthenocissus inserta | 1756214 | 105387
Persicaria amphibia | 1756216 | 105388
Persicaria careyi | 1756218 | 105389
Persicaria hydropiper | 1756220 | 105390
Persicaria hydropiperoides | 1756222 | 105391
Persicaria lapathifolia | 1756224 | 105392
Persicaria orientalis | 1756226 | 105393
Persicaria pensylvanica | 1756228 | 105394
Persicaria punctata | 1756230 | 105395
Persicaria virginiana | 1756232 | 105396
Petunia X atkinsiana | 1756234 | 105397
Plantago arenaria | 1756236 | 105398
Poa languida | 1756238 | 105399
Poterium sanguisorba | 1756240 | 105400
Rhododendron groenlandicum | 1756242 | 105401
Rorippa aquatica | 1756244 | 105402
Rosa rubiginosa | 1756246 | 105403
Rubus ablatus | 1756248 | 105404
Rubus adirondackensis | 1756250 | 105405
Rubus cauliflorus | 1756252 | 105406
Rubus dissensus | 1756254 | 105407
Rubus fulleri | 1756256 | 105408
Rubus miscix | 1756258 | 105409
Rubus satis | 1756260 | 105410
Rubus superioris | 1756262 | 105411
Rumex britannica | 1756264 | 105412
Rumex thyrsiflorus | 1756266 | 105413
Salix atrocinerea | 1756268 | 105414
Salix interior | 1756270 | 105415
Salsola tragus | 1756272 | 105416
Securigera varia | 1756274 | 105417
Silene coronaria | 1756276 | 105418
Silene flos-cuculi | 1756278 | 105419
Silene viscaria | 1756280 | 105420
Sisyrinchium strictum | 1756282 | 105421
Solanum lycopersicum | 1756284 | 105422
Solidago X bernardii | 1756286 | 105423
Solidago lepida | 1756288 | 105424
Stachys arenicola | 1756290 | 105425
Stachys pilosa | 1756292 | 105426
Symphyotrichum X amethystinum | 1756294 | 105427
Symphyotrichum X finkii | 1756296 | 105428
Symphyotrichum X longulum | 1756298 | 105429
Symphyotrichum boreale | 1756300 | 105430
Symphyotrichum ciliatum | 1756302 | 105431
Symphyotrichum ciliolatum | 1756304 | 105432
Symphyotrichum cordifolium | 1756306 | 105433
Symphyotrichum drummondii | 1756308 | 105434
Symphyotrichum dumosum | 1756310 | 105435
Symphyotrichum ericoides | 1756312 | 105436
Symphyotrichum falcatum | 1756314 | 105437
Symphyotrichum firmum | 1756316 | 105438
Symphyotrichum laeve | 1756318 | 105439
Symphyotrichum lanceolatum | 1756320 | 105440
Symphyotrichum novae-angliae | 1756322 | 105441
Symphyotrichum oblongifolium | 1756324 | 105442
Symphyotrichum oolentangiense | 1756326 | 105443
Symphyotrichum pilosum | 1756328 | 105444
Symphyotrichum praealtum | 1756330 | 105445
Symphyotrichum puniceum | 1756332 | 105446
Symphyotrichum racemosum | 1756334 | 105447
Symphyotrichum sericeum | 1756336 | 105448
Symphyotrichum shortii | 1756338 | 105449
Symphyotrichum subulatum | 1756340 | 105450
Symphyotrichum urophyllum | 1756342 | 105451
Taraxacum erythrospermum | 1756344 | 105452
Thaspium chapmanii | 1756346 | 105453
Torreyochloa fernaldii | 1756348 | 105454
Triantha glutinosa | 1756350 | 105455
Trichophorum alpinum | 1756352 | 105456
Tripleurospermum inodorum | 1756354 | 105457
Turritis glabra | 1756356 | 105458
Vincetoxicum nigrum | 1756358 | 105459
Yucca flaccida | 1756360 | 105460
Cakile edentula ssp. edentula | 1756362 | 105461
Calamagrostis stricta ssp. inexpansa | 1756364 | 105462
Calamagrostis stricta ssp. stricta | 1756366 | 105463
Carex brunnescens ssp. sphaerostachya | 1756368 | 105464
Carex canescens ssp. canescens | 1756370 | 105465
Carex canescens ssp. disjuncta | 1756372 | 105466
Carex inops ssp. heliophila | 1756374 | 105467
Carex leptalea ssp. leptalea | 1756376 | 105468
Carex magellanica ssp. irrigua | 1756378 | 105469
Carex viridula ssp. viridula | 1756380 | 105470
Cerastium arvense ssp. arvense | 1756382 | 105471
Cerastium arvense ssp. strictum | 1756384 | 105472
Cerastium fontanum ssp. vulgare | 1756386 | 105473
Comandra umbellata ssp. umbellata | 1756388 | 105474
Corydalis aurea ssp. aurea | 1756390 | 105475
Corydalis micrantha ssp. micrantha | 1756392 | 105476
Cyperus lupulinus ssp. lupulinus | 1756394 | 105477
Cyperus lupulinus ssp. macilentus | 1756396 | 105478
Delphinium carolinianum ssp. virescens | 1756398 | 105479
Deschampsia cespitosa ssp. cespitosa | 1756400 | 105480
Elymus lanceolatus ssp. lanceolatus | 1756402 | 105481
Elymus lanceolatus ssp. psammophilus | 1756404 | 105482
Elymus trachycaulus ssp. subsecundus | 1756406 | 105483
Elymus trachycaulus ssp. trachycaulus | 1756408 | 105484
Filipendula ulmaria ssp. ulmaria | 1756410 | 105485
Galium obtusum ssp. obtusum | 1756412 | 105486
Gymnocarpium jessoense ssp. parvulum | 1756414 | 105487
Halenia deflexa ssp. deflexa | 1756416 | 105488
Helianthus pauciflorus ssp. pauciflorus | 1756418 | 105489
Helianthus pauciflorus ssp. subrhomboideus | 1756420 | 105490
Lolium perenne ssp. multiflorum | 1756422 | 105491
Lolium perenne ssp. perenne | 1756424 | 105492
Luzula multiflora ssp. multiflora | 1756426 | 105493
Maianthemum racemosum ssp. racemosum | 1756428 | 105494
Medicago sativa ssp. falcata | 1756430 | 105495
Medicago sativa ssp. sativa | 1756432 | 105496
Monarda fistulosa ssp. fistulosa | 1756434 | 105497
Odontites vernus ssp. serotinus | 1756436 | 105498
Oenothera villosa ssp. strigosa | 1756438 | 105499
Oenothera villosa ssp. villosa | 1756440 | 105500
Orobanche ludoviciana ssp. ludoviciana | 1756442 | 105501
Pedicularis canadensis ssp. canadensis | 1756444 | 105502
Pellaea glabella ssp. glabella | 1756446 | 105503
Phleum pratense ssp. pratense | 1756448 | 105504
Phlox bifida ssp. bifida | 1756450 | 105505
Phlox divaricata ssp. laphamii | 1756452 | 105506
Phlox glaberrima ssp. interior | 1756454 | 105507
Phlox pilosa ssp. fulgida | 1756456 | 105508
Polemonium occidentale ssp. lacustre | 1756458 | 105509
Ptelea trifoliata ssp. trifoliata | 1756460 | 105510
Puccinellia distans ssp. borealis | 1756462 | 105511
Puccinellia distans ssp. distans | 1756464 | 105512
Pyrola asarifolia ssp. asarifolia | 1756466 | 105513
Rhinanthus minor ssp. minor | 1756468 | 105514
Rubus arcticus ssp. acaulis | 1756470 | 105515
Solidago rigida ssp. rigida | 1756472 | 105516
Solidago simplex ssp. randii | 1756474 | 105517
Sorghum bicolor ssp. bicolor | 1756476 | 105518
Stellaria borealis ssp. borealis | 1756478 | 105519
Thymus praecox ssp. arcticus | 1756480 | 105520
Toxicodendron radicans ssp. negundo | 1756482 | 105521
Veronica austriaca ssp. teucrium | 1756484 | 105522
Veronica peregrina ssp. peregrina | 1756486 | 105523
Veronica peregrina ssp. xalapensis | 1756488 | 105524
Vicia americana ssp. americana | 1756490 | 105525
Vicia cracca ssp. cracca | 1756492 | 105526
Vicia cracca ssp. tenuifolia | 1756494 | 105527
Vicia sativa ssp. nigra | 1756496 | 105528
Viola macloskeyi ssp. pallens | 1756498 | 105529
Woodsia obtusa ssp. obtusa | 1756500 | 105530
Woodsia oregana ssp. cathcartiana | 1756502 | 105531
Zea mays ssp. mays | 1756504 | 105532
Dipsacus fullonum ssp. sylvestris | 1756506 | 105533
Panicum miliaceum ssp. miliaceum | 1756508 | 105534
Panicum miliaceum ssp. ruderale | 1756510 | 105535
Linnaea borealis ssp. americana | 1756512 | 105536
Carex lasiocarpa ssp. americana | 1756514 | 105537
Equisetum hyemale ssp. affine | 1756516 | 105538
Lithospermum caroliniense ssp. croceum | 1756518 | 105539
Sagittaria montevidensis ssp. calycina | 1756520 | 105540
Solidago nemoralis ssp. decemflora | 1756522 | 105541
Solidago rigida ssp. humilis | 1756524 | 105542
Viburnum opulus ssp. trilobum | 1756526 | 105543
Acer negundo var. interius | 1756528 | 105544
Aureolaria grandiflora var. pulchra | 1756530 | 105545
Aureolaria pedicularia var. ambigens | 1756532 | 105546
Aureolaria pedicularia var. intercedens | 1756534 | 105547
Blephilia hirsuta var. hirsuta | 1756536 | 105548
Boltonia asteroides var. recognita | 1756538 | 105549
Bouteloua curtipendula var. curtipendula | 1756540 | 105550
Brickellia eupatorioides var. corymbulosa | 1756542 | 105551
Calamagrostis canadensis var. canadensis | 1756544 | 105552
Calamagrostis canadensis var. macouniana | 1756546 | 105553
Calamovilfa longifolia var. longifolia | 1756548 | 105554
Calopogon tuberosus var. tuberosus | 1756550 | 105555
Calypso bulbosa var. americana | 1756552 | 105556
Carex albicans var. albicans | 1756554 | 105557
Carex albicans var. emmonsii | 1756556 | 105558
Carex aquatilis var. aquatilis | 1756558 | 105559
Carex debilis var. rudgei | 1756560 | 105560
Carex deweyana var. deweyana | 1756562 | 105561
Carex laxiculmis var. copulata | 1756564 | 105562
Carex laxiculmis var. laxiculmis | 1756566 | 105563
Carex lenticularis var. lenticularis | 1756568 | 105564
Carex lucorum var. lucorum | 1756570 | 105565
Carex scoparia var. scoparia | 1756572 | 105566
Carex stipata var. stipata | 1756574 | 105567
Carex tribuloides var. tribuloides | 1756576 | 105568
Cerastium nutans var. nutans | 1756578 | 105569
Cercis canadensis var. canadensis | 1756580 | 105570
Chelone obliqua var. speciosa | 1756582 | 105571
Chenopodium capitatum var. capitatum | 1756584 | 105572
Chenopodium polyspermum var. acutifolium | 1756586 | 105573
Citrullus lanatus var. lanatus | 1756588 | 105574
Clematis occidentalis var. occidentalis | 1756590 | 105575
Coeloglossum viride var. virescens | 1756592 | 105576
Commelina erecta var. deamiana | 1756594 | 105577
Croton glandulosus var. septentrionalis | 1756596 | 105578
Cuscuta gronovii var. gronovii | 1756598 | 105579
Desmodium cuspidatum var. cuspidatum | 1756600 | 105580
Desmodium cuspidatum var. longifolium | 1756602 | 105581
Dichanthelium acuminatum var. fasciculatum | 1756604 | 105582
Dichanthelium acuminatum var. lindheimeri | 1756606 | 105583
Dichanthelium oligosanthes var. scribnerianum | 1756608 | 105584
Dichanthelium villosissimum var. praecocius | 1756610 | 105585
Echinochloa muricata var. microstachya | 1756612 | 105586
Echinochloa muricata var. muricata | 1756614 | 105587
Eleocharis tenuis var. verrucosa | 1756616 | 105588
Elymus virginicus var. virginicus | 1756618 | 105589
Eragrostis pectinacea var. pectinacea | 1756620 | 105590
Eragrostis pilosa var. pilosa | 1756622 | 105591
Erigeron glabellus var. pubescens | 1756624 | 105592
Erigeron philadelphicus var. philadelphicus | 1756626 | 105593
Erigeron pulchellus var. pulchellus | 1756628 | 105594
Erigeron strigosus var. septentrionalis | 1756630 | 105595
Erigeron strigosus var. strigosus | 1756632 | 105596
Fimbristylis puberula var. interior | 1756634 | 105597
Fimbristylis puberula var. puberula | 1756636 | 105598
Galeopsis tetrahit var. tetrahit | 1756638 | 105599
Galium circaezans var. hypomalacum | 1756640 | 105600
Gentiana andrewsii var. andrewsii | 1756642 | 105601
Geranium bicknellii var. bicknellii | 1756644 | 105602
Geranium carolinianum var. confertiflorum | 1756646 | 105603
Geranium carolinianum var. sphaerospermum | 1756648 | 105604
Geum macrophyllum var. perincisum | 1756650 | 105605
Glechoma hederacea var. hederacea | 1756652 | 105606
Glechoma hederacea var. micrantha | 1756654 | 105607
Gossypium hirsutum var. hirsutum | 1756656 | 105608
Hackelia deflexa var. americana | 1756658 | 105609
Helenium amarum var. amarum | 1756660 | 105610
Heliopsis helianthoides var. helianthoides | 1756662 | 105611
Heliopsis helianthoides var. scabra | 1756664 | 105612
Heterotheca villosa var. villosa | 1756666 | 105613
Hieracium X fassettii var. fassettii | 1756668 | 105614
Hieracium X fassettii var. mendicum | 1756670 | 105615
Hieracium X fassettii var. wisconsinense | 1756672 | 105616
Hudsonia tomentosa var. tomentosa | 1756674 | 105617
Humulus lupulus var. lupuloides | 1756676 | 105618
Humulus lupulus var. lupulus | 1756678 | 105619
Humulus lupulus var. neomexicanus | 1756680 | 105620
Humulus lupulus var. pubescens | 1756682 | 105621
Iris virginica var. shrevei | 1756684 | 105622
Juniperus communis var. depressa | 1756686 | 105623
Lathyrus japonicus var. maritimus | 1756688 | 105624
Lathyrus japonicus var. pellitus | 1756690 | 105625
Lechea intermedia var. intermedia | 1756692 | 105626
Liatris punctata var. punctata | 1756694 | 105627
Liatris pycnostachya var. pycnostachya | 1756696 | 105628
Lindernia dubia var. anagallidea | 1756698 | 105629
Lindernia dubia var. dubia | 1756700 | 105630
Linum medium var. texanum | 1756702 | 105631
Lobelia siphilitica var. ludoviciana | 1756704 | 105632
Lobelia siphilitica var. siphilitica | 1756706 | 105633
Lobelia spicata var. hirtella | 1756708 | 105634
Lobelia spicata var. spicata | 1756710 | 105635
Lonicera dioica var. dioica | 1756712 | 105636
Lonicera dioica var. glaucescens | 1756714 | 105637
Lonicera involucrata var. involucrata | 1756716 | 105638
Lotus unifoliolatus var. unifoliolatus | 1756718 | 105639
Luzula acuminata var. acuminata | 1756720 | 105640
Lythrum alatum var. alatum | 1756722 | 105641
Malus ioensis var. ioensis | 1756724 | 105642
Melampyrum lineare var. lineare | 1756726 | 105643
Mertensia paniculata var. paniculata | 1756728 | 105644
Mimulus glabratus var. jamesii | 1756730 | 105645
Mimulus ringens var. ringens | 1756732 | 105646
Najas guadalupensis ssp. guadalupensis | 1756734 | 105647
Nymphaea odorata ssp. odorata | 1756736 | 105648
Osmunda regalis var. spectabilis | 1756738 | 105649
Parnassia palustris var. tenuis | 1756740 | 105650
Paronychia fastigiata var. fastigiata | 1756742 | 105651
Petasites frigidus var. palmatus | 1756744 | 105652
Physalis longifolia var. longifolia | 1756746 | 105653
Physalis longifolia var. subglabrata | 1756748 | 105654
Physalis virginiana var. virginiana | 1756750 | 105655
Physocarpus opulifolius var. intermedius | 1756752 | 105656
Physocarpus opulifolius var. opulifolius | 1756754 | 105657
Polemonium reptans var. reptans | 1756756 | 105658
Polygala polygama var. obtusata | 1756758 | 105659
Polygala senega var. latifolia | 1756760 | 105660
Polygala senega var. senega | 1756762 | 105661
Polygala verticillata var. ambigua | 1756764 | 105662
Polygala verticillata var. isocycla | 1756766 | 105663
Polygala verticillata var. sphenostachya | 1756768 | 105664
Polygala verticillata var. verticillata | 1756770 | 105665
Potamogeton foliosus ssp. foliosus | 1756772 | 105666
Potamogeton pusillus ssp. pusillus | 1756774 | 105667
Proserpinaca palustris var. crebra | 1756776 | 105668
Prunus pumila var. besseyi | 1756778 | 105669
Prunus pumila var. pumila | 1756780 | 105670
Prunus pumila var. susquehanae | 1756782 | 105671
Prunus virginiana var. virginiana | 1756784 | 105672
Pteridium aquilinum var. latiusculum | 1756786 | 105673
Ranunculus sceleratus var. multifidus | 1756788 | 105674
Ranunculus sceleratus var. sceleratus | 1756790 | 105675
Rhus aromatica var. aromatica | 1756792 | 105676
Rhus aromatica var. serotina | 1756794 | 105677
Ribes aureum var. villosum | 1756796 | 105678
Rosa arkansana var. arkansana | 1756798 | 105679
Rosa arkansana var. suffulta | 1756800 | 105680
Rosa setigera var. tomentosa | 1756802 | 105681
Rosa woodsii var. woodsii | 1756804 | 105682
Rubus allegheniensis var. allegheniensis | 1756806 | 105683
Rubus allegheniensis var. gravesii | 1756808 | 105684
Rudbeckia fulgida var. speciosa | 1756810 | 105685
Rudbeckia hirta var. pulcherrima | 1756812 | 105686
Rudbeckia laciniata var. laciniata | 1756814 | 105687
Rudbeckia triloba var. triloba | 1756816 | 105688
Salix humilis var. humilis | 1756818 | 105689
Salix humilis var. tristis | 1756820 | 105690
Salvia azurea var. grandiflora | 1756822 | 105691
Schizachyrium scoparium var. scoparium | 1756824 | 105692
Setaria viridis var. viridis | 1756826 | 105693
Silphium integrifolium var. integrifolium | 1756828 | 105694
Silphium terebinthinaceum var. terebinthinaceum | 1756830 | 105695
Sisyrinchium montanum var. crebrum | 1756832 | 105696
Sisyrinchium montanum var. montanum | 1756834 | 105697
Solanum carolinense var. carolinense | 1756836 | 105698
Solidago caesia var. caesia | 1756838 | 105699
Solidago canadensis var. canadensis | 1756840 | 105700
Solidago canadensis var. hargeri | 1756842 | 105701
Solidago patula var. patula | 1756844 | 105702
Solidago ulmifolia var. ulmifolia | 1756846 | 105703
Spiraea alba var. alba | 1756848 | 105704
Spiraea tomentosa var. rosea | 1756850 | 105705
Spiranthes casei var. casei | 1756852 | 105706
Spiranthes lacera var. gracilis | 1756854 | 105707
Spiranthes lacera var. lacera | 1756856 | 105708
Spiranthes ovalis var. erostellata | 1756858 | 105709
Stachys tenuifolia var. tenuifolia | 1756860 | 105710
Symphoricarpos albus var. albus | 1756862 | 105711
Symphoricarpos albus var. laevigatus | 1756864 | 105712
Teucrium canadense var. occidentale | 1756866 | 105713
Teucrium canadense var. virginicum | 1756868 | 105714
Thelypteris palustris var. pubescens | 1756870 | 105715
Tilia americana var. americana | 1756872 | 105716
Tradescantia occidentalis var. occidentalis | 1756874 | 105717
Tridens flavus var. flavus | 1756876 | 105718
Triosteum aurantiacum var. aurantiacum | 1756878 | 105719
Triosteum aurantiacum var. illinoense | 1756880 | 105720
Verbena urticifolia var. leiocarpa | 1756882 | 105721
Verbena urticifolia var. urticifolia | 1756884 | 105722
Viburnum dentatum var. lucidum | 1756886 | 105723
Viburnum nudum var. cassinoides | 1756888 | 105724
Viburnum rafinesquianum var. affine | 1756890 | 105725
Viburnum rafinesquianum var. rafinesquianum | 1756892 | 105726
Viola blanda var. palustriformis | 1756894 | 105727
Viola canadensis var. canadensis | 1756896 | 105728
Viola canadensis var. rugulosa | 1756898 | 105729
Viola pubescens var. pubescens | 1756900 | 105730
Vitis aestivalis var. aestivalis | 1756902 | 105731
Zizania palustris var. interior | 1756904 | 105732
Zizania palustris var. palustris | 1756906 | 105733
Chenopodium berlandieri var. bushianum | 1756908 | 105734
Liatris spicata var. spicata | 1756910 | 105735
Physalis heterophylla var. heterophylla | 1756912 | 105736
Phytolacca americana var. americana | 1756914 | 105737
Sporobolus compositus var. compositus | 1756916 | 105738
Heterotheca villosa var. ballardii | 1756918 | 105739
Heterotheca villosa var. minor | 1756920 | 105740
Schoenoplectus acutus var. acutus | 1756922 | 105741
Streptopus lanceolatus var. longipes | 1756924 | 105742
Viola pubescens var. scabriuscula | 1756926 | 105743
Potentilla gracilis var. flabelliformis | 1756928 | 105744
Cakile edentula ssp. edentula var. edentula | 1756930 | 105745
Cakile edentula ssp. edentula var. lacustris | 1756932 | 105746
Ptelea trifoliata ssp. trifoliata var. trifoliata | 1756934 | 105747
Sambucus racemosa ssp. pubens var. pubens | 1756936 | 105748
Solidago rugosa ssp. rugosa var. rugosa | 1756938 | 105749
Solidago simplex ssp. randii var. gillmanii | 1756940 | 105750
Anemone patens var. multifida | 1756942 | 105751
Anemone virginiana var. alba | 1756944 | 105752
Athyrium filix-femina var. angustum | 1756946 | 105753
Calamovilfa longifolia var. magna | 1756948 | 105754
Campanula aparinoides var. grandiflora | 1756950 | 105755
Carex annectens var. xanthocarpa | 1756952 | 105756
Carex aquatilis var. substricta | 1756954 | 105757
Cirsium pumilum var. hillii | 1756956 | 105758
Crataegus chrysocarpa var. aboriginum | 1756958 | 105759
Crataegus chrysocarpa var. phoenicea | 1756960 | 105760
Crataegus macracantha var. occidentalis | 1756962 | 105761
Crataegus macracantha var. pertomentosa | 1756964 | 105762
Crataegus pruinosa var. leiophylla | 1756966 | 105763
Crataegus pruinosa var. virella | 1756968 | 105764
Cyperus esculentus var. leptostachyus | 1756970 | 105765
Cypripedium parviflorum var. pubescens | 1756972 | 105766
Desmodium paniculatum var. dillenii | 1756974 | 105767
Eleocharis flavescens var. olivacea | 1756976 | 105768
Erigeron acris var. kamtschaticus | 1756978 | 105769
Festuca octoflora var. glauca | 1756980 | 105770
Galeopsis ladanum var. angustifolia | 1756982 | 105771
Galeopsis tetrahit var. bifida | 1756984 | 105772
Juncus stygius var. americanus | 1756986 | 105773
Littorella uniflora var. americana | 1756988 | 105774
Maianthemum canadense var. interius | 1756990 | 105775
Malaxis monophyllos var. brachypoda | 1756992 | 105776
Melampyrum lineare var. americanum | 1756994 | 105777
Mimosa quadrivalvis var. nuttallii | 1756996 | 105778
Paspalum setaceum var. stramineum | 1756998 | 105779
Plagiobothrys scouleri var. penicillatus | 1757000 | 105780
Rhamnus lanceolata var. glabrata | 1757002 | 105781
Schizachyrium scoparium var. divergens | 1757004 | 105782
Sporobolus cryptandrus var. fuscicola | 1757006 | 105783
Symphyotrichum dumosum var. strictior | 1757008 | 105784
Symphyotrichum ericoides var. prostratum | 1757010 | 105785
Symphyotrichum falcatum var. commutatum | 1757012 | 105786
Symphyotrichum pilosum var. pringlei | 1757014 | 105787
Symphyotrichum praealtum var. angustior | 1757016 | 105788
Thaspium trifoliatum var. flavum | 1757018 | 105789
Viola sagittata var. ovata | 1757020 | 105790
Vitis aestivalis var. argentifolia | 1757022 | 105791
Acorus calamus | 1757024 | 105792
Alcea ficifolia | 1757026 | 105793
Anemone multifida | 1757028 | 105794
Carex albicans | 1757030 | 105795
Chaiturus marrubiastrum | 1757032 | 105796
Corispermum pallasii | 1757034 | 105797
Elymus X ebingeri | 1757036 | 105798
Euphorbia davidii | 1757038 | 105799
Fumaria officinalis | 1757040 | 105800
Galium boreale | 1757042 | 105801
Hylotelephium erythrostictum | 1757044 | 105802
Hylotelephium spectabile | 1757046 | 105803
Hylotelephium telephium | 1757048 | 105804
Kalopanax septemlobus | 1757050 | 105805
Oenothera rhombipetala | 1757052 | 105806
Packera plattensis | 1757054 | 105807
Platanthera huronensis | 1757056 | 105808
Ruellia humilis | 1757058 | 105809
Salix alba | 1757060 | 105810
Salix cordata | 1757062 | 105811
Salix myricoides | 1757064 | 105812
Setaria verticilliformis | 1757066 | 105813
Silene latifolia | 1757068 | 105814
Silphium terebinthinaceum | 1757070 | 105815
Stuckenia filiformis | 1757072 | 105816
Symphyotrichum robynsianum | 1757074 | 105817
Syringa josikaea | 1757076 | 105818
Vaccinium caespitosum | 1757078 | 105819
Veronica anagallis-aquatica | 1757080 | 105820
Bassia scoparia | 1757082 | 105821
Avenella flexuosa | 1757084 | 105822
Fallopia japonica | 1757086 | 105823
Fallopia sachalinensis | 1757088 | 105824
Anemone acutiloba | 1757090 | 105825
Anemone americana | 1757092 | 105826
Crataegus fluviatilis | 1757094 | 105827
Veronica bachofenii | 1757096 | 105828
Najas guadalupensis ssp. muenscheri | 1757098 | 105829
Najas guadalupensis ssp. olivacea | 1757100 | 105830
Nymphaea odorata ssp. tuberosa | 1757102 | 105831
Stuckenia filiformis ssp. occidentalis | 1757104 | 105832
Syringa reticulata ssp. reticulata | 1757106 | 105833
Anthoxanthum hirtum ssp. arcticum | 1757108 | 105834
Carex communis var. communis | 1757110 | 105835
Carex tonsa var. rugosperma | 1757112 | 105836
Carex tonsa var. tonsa | 1757114 | 105837
Corispermum americanum var. americanum | 1757116 | 105838
Doellingeria umbellata var. pubens | 1757118 | 105839
Doellingeria umbellata var. umbellata | 1757120 | 105840
Packera pseudaurea var. semicordata | 1757122 | 105841
Ranunculus recurvatus var. recurvatus | 1757124 | 105842
Sporobolus vaginiflorus var. vaginiflorus | 1757126 | 105843
Symphyotrichum drummondii var. drummondii | 1757128 | 105844
Symphyotrichum ericoides var. ericoides | 1757130 | 105845
Symphyotrichum laeve var. laeve | 1757132 | 105846
Symphyotrichum pilosum var. pilosum | 1757134 | 105847
Symphyotrichum puniceum var. puniceum | 1757136 | 105848
Viola sagittata var. sagittata | 1757138 | 105849
Onosmodium bejariense var. hispidissimum | 1757140 | 105850
Onosmodium bejariense var. occidentale | 1757142 | 105851
Cardamine pratensis var. palustris | 1757144 | 105852
Cypripedium parviflorum var. makasin | 1757146 | 105853
Dichanthelium commonsianum var. euchlamydeum | 1757148 | 105854
Lupinus perennis var. occidentalis | 1757150 | 105855
Lupinus perennis var. perennis | 1757152 | 105856
Monarda punctata var. villicaulis | 1757154 | 105857
Symphyotrichum lanceolatum var. hesperium | 1757156 | 105858
Symphyotrichum lanceolatum var. interior | 1757158 | 105859
Symphyotrichum lanceolatum var. lanceolatum | 1757160 | 105860
Stuckenia pectinata | 1757162 | 105861
Stuckenia vaginata | 1757164 | 105862
Stuckenia filiformis ssp. alpina | 1757166 | 105863
Centaurea X moncktonii | 1757168 | 105864
Centaurea stoebe | 1757170 | 105865
Eutrochium maculatum | 1757172 | 105866
Eutrochium purpureum | 1757174 | 105867
Ionactis linariifolia | 1757176 | 105868
Leontodon saxatilis | 1757178 | 105869
Matricaria chamomilla | 1757180 | 105870
Plectocephalus americanus | 1757182 | 105871
Pseudognaphalium micradenium | 1757184 | 105872
Pseudognaphalium saxicola | 1757186 | 105873
Rhaponticum repens | 1757188 | 105874
Symphyotrichum ontarionis | 1757190 | 105875
Tephroseris palustris | 1757192 | 105876
Mulgedium pulchellum | 1757194 | 105877
Carduus acanthoides ssp. acanthoides | 1757196 | 105878
Centaurea stoebe ssp. micranthos | 1757198 | 105879
Leontodon saxatilis ssp. saxatilis | 1757200 | 105880
Onopordum acanthium ssp. acanthium | 1757202 | 105881
Solidago altissima ssp. altissima | 1757204 | 105882
Solidago nemoralis ssp. nemoralis | 1757206 | 105883
Solidago sempervirens ssp. sempervirens | 1757208 | 105884
Solidago speciosa ssp. speciosa | 1757210 | 105885
Eutrochium maculatum var. bruneri | 1757212 | 105886
Eutrochium maculatum var. maculatum | 1757214 | 105887
Eutrochium purpureum var. holzingeri | 1757216 | 105888
Eutrochium purpureum var. purpureum | 1757218 | 105889
Galinsoga parviflora var. parviflora | 1757220 | 105890
Petasites frigidus var. sagittatus | 1757222 | 105891
Symphyotrichum ontarionis var. ontarionis | 1757224 | 105892
Aster praealtus var. coerulescens | 1757226 | 105893
Bouteloua dactyloides | 1757228 | 105894
Dichanthelium latifolium | 1757230 | 105895
Calamagrostis epigejos | 1757232 | 105896
Diplachne fusca | 1757234 | 105897
Arrhenatherum elatius ssp. elatius | 1757236 | 105898
Bouteloua hirsuta ssp. hirsuta | 1757238 | 105899
Festuca rubra ssp. fallax | 1757240 | 105900
Panicum dichotomiflorum ssp. dichotomiflorum | 1757242 | 105901
Festuca saximontana ssp. saximontana | 1757244 | 105902
Panicum capillare ssp. capillare | 1757246 | 105903
Setaria pumila ssp. pumila | 1757248 | 105904
Aristida longespica var. geniculata | 1757250 | 105905
Paspalum setaceum var. muhlenbergii | 1757252 | 105906
Agrostis perennans var. perennans | 1757254 | 105907
Setaria viridis var. major | 1757256 | 105908
Eleocharis mamillata | 1757258 | 105909
Cyperus X mesochorus | 1757260 | 105910
Carex bromoides ssp. bromoides | 1757262 | 105911
Eleocharis mamillata ssp. mamillata | 1757264 | 105912
Dulichium arundinaceum var. arundinaceum | 1757266 | 105913
Schoenoplectus smithii var. smithii | 1757268 | 105914
Schoenoplectus smithii var. setosus | 1757270 | 105915
Schoenoplectus purshianus var. williamsii | 1757272 | 105916
Schoenoplectus purshianus var. purshianus | 1757274 | 105917
Eleocharis compressa var. compressa | 1757276 | 105918
Carex deflexa var. deflexa | 1757278 | 105919
Carex digitalis var. digitalis | 1757280 | 105920
Iris domestica | 1757282 | 105921
Convallaria majalis var. majalis | 1757284 | 105922
Sagittaria graminea ssp. graminea | 1757286 | 105923
Symplocarpus foetidus | 1757288 | 105924
Juncus anthelatus | 1757290 | 105925
Luzula luzuloides ssp. luzuloides | 1757292 | 105926
Juncus balticus ssp. littoralis | 1757294 | 105927
Juncus ensifolius var. ensifolius | 1757296 | 105928
Potamogeton X nericius | 1757298 | 105929
Lycopodiella margueritae | 1757300 | 105930
Huperzia X josephbeitelii | 1757302 | 105931
Solanum sarrachoides | 1757304 | 105932
Hypericum X dissimulatum | 1757306 | 105933
Dysphania pumilio | 1757308 | 105934
Dysphania botrys | 1757310 | 105935
Dysphania ambrosioides | 1757312 | 105936
Phytolacca acinosa | 1757314 | 105937
Kochia scoparia ssp. scoparia | 1757316 | 105938
Chenopodium rubrum var. rubrum | 1757318 | 105939
Chenopodium glaucum var. glaucum | 1757320 | 105940
Chenopodium berlandieri var. zschackei | 1757322 | 105941
Barbarea stricta | 1757324 | 105942
Boechera grahamii | 1757326 | 105943
Boechera stricta | 1757328 | 105944
Peritoma serrulata | 1757330 | 105945
Boechera dentata | 1757332 | 105946
Tarenaya hassleriana | 1757334 | 105947
Lepidium appelianum | 1757336 | 105948
Boechera missouriensis | 1757338 | 105949
Boechera canadensis | 1757340 | 105950
Arabidopsis lyrata | 1757342 | 105951
Boechera laevigata | 1757344 | 105952
Physaria ludoviciana | 1757346 | 105953
Arabidopsis lyrata ssp. lyrata | 1757348 | 105954
Lepidium virginicum ssp. virginicum | 1757350 | 105955
Arabis pycnocarpa var. pycnocarpa | 1757352 | 105956
Silene chalcedonica | 1757354 | 105957
Silene flos-cuculi ssp. flos-cuculi | 1757356 | 105958
Silene dichotoma ssp. dichotoma | 1757358 | 105959
Silene viscaria ssp. viscaria | 1757360 | 105960
Holosteum umbellatum ssp. umbellatum | 1757362 | 105961
Dianthus deltoides ssp. deltoides | 1757364 | 105962
Scleranthus annuus ssp. annuus | 1757366 | 105963
Scleranthus perennis ssp. perennis | 1757368 | 105964
Dianthus armeria ssp. armeria | 1757370 | 105965
Dianthus barbatus ssp. barbatus | 1757372 | 105966
Agrostemma githago var. githago | 1757374 | 105967
Arenaria serpyllifolia var. serpyllifolia | 1757376 | 105968
Cerastium velutinum var. velutinum | 1757378 | 105969
Herniaria hirsuta var. cinerea | 1757380 | 105970
Petrorhagia saxifraga var. saxifraga | 1757382 | 105971
Persicaria arifolia | 1757384 | 105972
Persicaria sagittata | 1757386 | 105973
Fallopia X bohemica | 1757388 | 105974
Persicaria maculosa | 1757390 | 105975
Persicaria longiseta | 1757392 | 105976
Polygonum ramosissimum ssp. ramosissimum | 1757394 | 105977
Polygonum aviculare ssp. depressum | 1757396 | 105978
Polygonum aviculare ssp. aviculare | 1757398 | 105979
Polygonum aviculare ssp. buxiforme | 1757400 | 105980
Fallopia japonica var. japonica | 1757402 | 105981
Ilex mucronata | 1757404 | 105982
Lithospermum onosmodium | 1757406 | 105983
Lappula redowskii var. redowskii | 1757408 | 105984
Oenothera filiformis | 1757410 | 105985
Oenothera curtiflora | 1757412 | 105986
Oenothera gaura | 1757414 | 105987
Oenothera suffrutescens | 1757416 | 105988
Circaea canadensis | 1757418 | 105989
Circaea canadensis ssp. canadensis | 1757420 | 105990
Primula fassettii | 1757422 | 105991
Primula meadia | 1757424 | 105992
Rubus X neglectus | 1757426 | 105993
Aronia X prunifolia | 1757428 | 105994
Dasiphora fruticosa | 1757430 | 105995
Rubus ferrofluvius | 1757432 | 105996
Crataegus acutiserrata | 1757434 | 105997
Crataegus coccinea var. pringlei | 1757436 | 105998
Crataegus chrysocarpa var. chrysocarpa | 1757438 | 105999
Crataegus pruinosa var. pruinosa | 1757440 | 106000
Salix babylonica | 1757442 | 106001
Corylus cornuta ssp. cornuta | 1757444 | 106002
Carya ovata var. ovata | 1757446 | 106003
Betula pendula f. Dalecarlica | 1757448 | 106004
Campanula aparinoides var. aparinoides | 1757450 | 106005
Phemeranthus rugospermus | 1757452 | 106006
Monotropa hypopitys | 1757454 | 106007
Andromeda polifolia var. latifolia | 1757456 | 106008
Corallorhiza odontorhiza | 1757458 | 106009
Corallorhiza striata | 1757460 | 106010
Corallorhiza trifida | 1757462 | 106011
Corallorhiza maculata | 1757464 | 106012
Platanthera aquilonis | 1757466 | 106013
Neottia auriculata | 1757468 | 106014
Neottia convallarioides | 1757470 | 106015
Neottia cordata | 1757472 | 106016
Corallorhiza striata var. striata | 1757474 | 106017
Corallorhiza odontorhiza var. odontorhiza | 1757476 | 106018
Euonymus atropurpureus var. atropurpureus | 1757478 | 106019
Ribes oxyacanthoides var. oxyacanthoides | 1757480 | 106020
Nuphar X rubrodisca | 1757482 | 106021
Smilax ecirrhata | 1757484 | 106022
Triglochin palustris | 1757486 | 106023
Equisetum variegatum ssp. variegatum | 1757488 | 106024
Sceptridium oneidense | 1757490 | 106025
Azolla cristata | 1757492 | 106026
Cyclachaena xanthiifolia | 1757494 | 106027
Quercus X hawkinsiae | 1757496 | 106028
Agastache scrophulariifolia | 1757498 | 106029
Penstemon tubiflorus | 1757500 | 106030
Valerianella chenopodiifolia | 1757502 | 106031
Helianthus X kellermanii | 1757504 | 106032
Erysimum hieraciifolium | 1757506 | 106033
Carex muehlenbergii | 1757508 | 106034
Gymnocladus dioicus | 1757510 | 106035
Chamerion angustifolium | 1757512 | 106036
Solidago speciosa var. speciosa | 1757514 | 106037
Lobelia cardinalis ssp. cardinalis var. cardinalis | 1757516 | 106038
Carex muehlenbergii var. enervis | 1757518 | 106039
Carex muehlenbergii var. muehlenbergii | 1757520 | 106040
Solidago speciosa var. rigidiuscula | 1757522 | 106041
Chamerion angustifolium ssp. circumvagum | 1757524 | 106042
Solidago lepida var. salebrosa | 1757526 | 106043
Erechtites hieraciifolius var. hieraciifolius | 1757528 | 106044
Erechtites hieraciifolius | 1757530 | 106045
Botrychium dissectum | 1757532 | 106046
Botrychium multifidum | 1757534 | 106047
Botrychium rugulosum | 1757536 | 106048
Botrychium virginianum | 1757538 | 106049
Carex tenera var. echinodes | 1757540 | 106050
Coleataenia longifolia ssp. rigidula | 1757542 | 106051
Crataegus X anomala | 1757544 | 106052
Desmodium glutinosum | 1757546 | 106053
Desmodium nudiflorum | 1757548 | 106054
Diplazium pycnocarpon | 1757550 | 106055
Duchesnea indica | 1757552 | 106056
Leontodon autumnalis | 1757554 | 106057
Lycopodiella appressa | 1757556 | 106058
Lycopodium annotinum | 1757558 | 106059
Lycopodium dendroideum | 1757560 | 106060
Lycopodium hickeyi | 1757562 | 106061
Lycopodium obscurum | 1757564 | 106062
Piptatherum canadense | 1757566 | 106063
Piptatherum pungens | 1757568 | 106064
Piptatherum racemosum | 1757570 | 106065
Silene armeria | 1757572 | 106066
Viola palmata | 1757574 | 106067
Waldsteinia fragarioides | 1757576 | 106068
Viburnum opulus ssp. opulus | 1757578 | 106069
Amaranthus albus X A. blitoides | 1757580 | 106070
Amaranthus caudatus X A. hybridus | 1757582 | 106071
Amaranthus hybridus X A. tuberculatus | 1757584 | 106072
Amaranthus powellii X A. retroflexus | 1757586 | 106073
Amaranthus powellii X A. tuberculatus | 1757588 | 106074
Amaranthus retroflexus X A. tuberculatus | 1757590 | 106075
Allium sativum ssp. sativum | 1757592 | 106076
Angelica atropurpurea var. atropurpurea | 1757594 | 106077
Maianthemum canadense var. canadense | 1757596 | 106078
Ageratina altissima ssp. altissima | 1757598 | 106079
Bidens connata X B. frondosa | 1757600 | 106080
Cirsium altissimum X C. discolor | 1757602 | 106081
Cirsium discolor X C. muticum | 1757604 | 106082
Eutrochium maculatum X E. purpureum | 1757606 | 106083
Helianthus giganteus X H. grosseserratus | 1757608 | 106084
Helianthus giganteus X H. maximilianii | 1757610 | 106085
Helianthus grosseserratus X H. occidentalis | 1757612 | 106086
Hieracium scabrum X H. umbellatum | 1757614 | 106087
Liatris aspera X L. cylindracea | 1757616 | 106088
Liatris aspera X L. ligulistylis | 1757618 | 106089
Liatris pycnostachya X L. spicata | 1757620 | 106090
Packera aurea X P. paupercula | 1757622 | 106091
Packera paupercula var. paupercula | 1757624 | 106092
Packera paupercula var. pseudotomentosa | 1757626 | 106093
Packera paupercula var. savannarum | 1757628 | 106094
Petasites frigidus var. X vitifolius | 1757630 | 106095
Pseudognaphalium macounii X P. obtusifolium | 1757632 | 106096
Rudbeckia laciniata f. 'Hortensia' | 1757634 | 106097
Silphium integrifolium X S. laciniatum | 1757636 | 106098
Silphium integrifolium X S. perfoliatum | 1757638 | 106099
Silphium laciniatum X S. terebinthinaceum | 1757640 | 106100
Symphyotrichum boreale X S. lanceolatum var. hesperium | 1757642 | 106101
Symphyotrichum boreale X S. lanceolatum var. lanceolatum | 1757644 | 106102
Symphyotrichum boreale X S. pilosum var. pringlei | 1757646 | 106103
Symphyotrichum boreale X S. puniceum var. puniceum | 1757648 | 106104
Symphyotrichum boreale X S. laeve | 1757650 | 106105
Symphyotrichum boreale X S. pilosum | 1757652 | 106106
Symphyotrichum boreale X S. praealtum | 1757654 | 106107
Symphyotrichum boreale X S. racemosum | 1757656 | 106108
Symphyotrichum ciliolatum X S. cordifolium | 1757658 | 106109
Symphyotrichum ciliolatum X S. drummondii | 1757660 | 106110
Symphyotrichum ciliolatum X S. laeve | 1757662 | 106111
Symphyotrichum ciliolatum X S. lateriflorum | 1757664 | 106112
Symphyotrichum ciliolatum X S. puniceum | 1757666 | 106113
Symphyotrichum ciliolatum X S. urophyllum | 1757668 | 106114
Symphyotrichum cordifolium X S. drummondii | 1757670 | 106115
Symphyotrichum cordifolium X S. lateriflorum | 1757672 | 106116
Symphyotrichum cordifolium X S. urophyllum | 1757674 | 106117
Symphyotrichum drummondii X S. urophyllum | 1757676 | 106118
Symphyotrichum dumosum X S. lanceolatum var. interior | 1757678 | 106119
Symphyotrichum ericoides X S. sericeum | 1757680 | 106120
Symphyotrichum firmum X S. lanceolatum | 1757682 | 106121
Symphyotrichum firmum X S. lanceolatum var. hesperium | 1757684 | 106122
Symphyotrichum firmum X S. lanceolatum var. lanceolatum | 1757686 | 106123
Symphyotrichum firmum X S. praealtum | 1757688 | 106124
Symphyotrichum firmum X S. robynsianum | 1757690 | 106125
Symphyotrichum laeve X S. lanceolatum | 1757692 | 106126
Symphyotrichum laeve X S. lateriflorum | 1757694 | 106127
Symphyotrichum laeve X S. oolentangiense | 1757696 | 106128
Symphyotrichum laeve X S. pilosum | 1757698 | 106129
Symphyotrichum laeve X S. puniceum | 1757700 | 106130
Symphyotrichum lanceolatum X S. lateriflourm | 1757702 | 106131
Symphyotrichum lanceolatum X S. pilosum | 1757704 | 106132
Symphyotrichum lanceolatum X S. puniceum | 1757706 | 106133
Symphyotrichum lanceolatum X S. urophyllum | 1757708 | 106134
Symphyotrichum lanceolatum var. hesperium X S. laeve | 1757710 | 106135
Symphyotrichum lanceolatum var. hesperium X S. lanceolatum var. lanceolatum | 1757712 | 106136
Symphyotrichum lanceolatum var. interior X S. lanceolatum var. lanceolatum | 1757714 | 106137
Symphyotrichum lanceolatum var. interior X S. ontarionis | 1757716 | 106138
Symphyotrichum lanceolatum var. lanceolatum X S. ontarionis | 1757718 | 106139
Symphyotrichum lanceolatum var. lanceolatum X S. pilosum | 1757720 | 106140
Symphyotrichum lanceolatum var. lanceolatum X S. praealtum | 1757722 | 106141
Symphyotrichum lanceolatum var. lanceolatum X S. prenanthoides | 1757724 | 106142
Symphyotrichum lanceolatum var. lanceolatum X S. puniceum | 1757726 | 106143
Symphyotrichum lateriflorum X S. ontarionis | 1757728 | 106144
Symphyotrichum lateriflorum X S. oolentangiense | 1757730 | 106145
Symphyotrichum lateriflorum X S. puniceum | 1757732 | 106146
Symphyotrichum lateriflorum X S. urophuyllum | 1757734 | 106147
Symphyotrichum pilosum X S. urophyllum | 1757736 | 106148
Symphyotrichum praealtum X S. puniceum | 1757738 | 106149
Betula pendula var. pendula | 1757740 | 106150
Lepidium densiflorum X L. virginicum ssp. virginicum | 1757742 | 106151
Dianthus plumarius ssp. plumarius | 1757744 | 106152
Juniperus horizontalis X J. virginiana var. virginiana | 1757746 | 106153
Carex annectens var. annectens | 1757748 | 106154
Carex atherodes X C. trichocarpa | 1757750 | 106155
Carex cf. scoparia X C. tribuloides | 1757752 | 106156
Carex comosa X C. hystericina | 1757754 | 106157
Carex festucacea X C. tenera | 1757756 | 106158
Carex laeviconica X C. trichocarpa | 1757758 | 106159
Carex X laricina | 1757760 | 106160
Cyperus lupulinus ssp. macilentus X C. schweinitzii | 1757762 | 106161
Eleocharis engelmannii var. detonsa | 1757764 | 106162
Eleocharis engelmannii var. engelmannii | 1757766 | 106163
Eleocharis erythropoda X E. palustris | 1757768 | 106164
Schoenoplectus acutus X S. heterochaetus | 1757770 | 106165
Schoenoplectus acutus X S. tabernaemontani | 1757772 | 106166
Scirpus atrocinctus X S. cyperinus | 1757774 | 106167
Scirpus atrovirens X S. hattorianus | 1757776 | 106168
Scirpus atrovirens X S. microcarpus | 1757778 | 106169
Scirpus cyperinus X S. pedicellatus | 1757780 | 106170
Dryopteris intermedia X D. marginalis | 1757782 | 106171
Dryopteris X slossonae | 1757784 | 106172
Chimaphila umbellata ssp. umbellata | 1757786 | 106173
Acalypha gracilens ssp. gracilens | 1757788 | 106174
Anthyllis vulneraria ssp. vulneraria | 1757790 | 106175
Quercus ellipsoidalis X Q. palustris | 1757792 | 106176
Quercus ellipsoidalis X Q. rubra | 1757794 | 106177
Ribes cynosbati X R. hirtellum | 1757796 | 106178
Myriophyllum sibiricum X M. spicatum | 1757798 | 106179
Hypericum boreale X H. majus | 1757800 | 106180
Hypericum boreale X H. mutilum | 1757802 | 106181
Hypericum canadense X H. majus | 1757804 | 106182
Diphasiastrum complanatum X D. digitatum | 1757806 | 106183
Decodon verticillatus var. verticillatus | 1757808 | 106184
Anticlea elegans ssp. glaucus | 1757810 | 106185
Circaea alpina ssp. alpina X C. canadensis ssp. canadensis | 1757812 | 106186
Oenothera laciniata ssp. laciniata | 1757814 | 106187
Goodyera repens X G. tesselata | 1757816 | 106188
Platanthera dilatata X P. huronensis | 1757818 | 106189
Spiranthes cernua X S. magnicamporum | 1757820 | 106190
Spiranthes cernua X S. romanzoffiana | 1757822 | 106191
Triphora trianthophora ssp. trianthophora | 1757824 | 106192
Papaver somniferum ssp. setigerum | 1757826 | 106193
Picea glauca X P. mariana | 1757828 | 106194
Penstemon gracilis ssp. gracilis | 1757830 | 106195
Veronica beccabunga var. americana | 1757832 | 106196
Veronica beccabunga var. beccabunga | 1757834 | 106197
Dichanthelium acuminatum X D. boreale | 1757836 | 106198
Dichanthelium acuminatum X D. depauperatum | 1757838 | 106199
Dichanthelium acuminatum X D. oligosanthes | 1757840 | 106200
Dichanthelium acuminatum X D. xanthophysum | 1757842 | 106201
Dichanthelium columbianum X D. depauperatum | 1757844 | 106202
Dichanthelium depauperatum X D. perlongum | 1757846 | 106203
Dichanthelium oligosanthes var. scribnerianum X D. villosissimum var. praecocius | 1757848 | 106204
Diplachne fusca ssp. fascicularis | 1757850 | 106205
Elymus macgregorii | 1757852 | 106206
Panicum philadelphicum ssp. philadelphicum | 1757854 | 106207
Phragmites australis ssp. Americanus | 1757856 | 106208
Phragmites australis ssp. australis | 1757858 | 106209
Sporobolus cryptandrus var. cryptandrus | 1757860 | 106210
Phlox bifida ssp. bifida X P. subulata | 1757862 | 106211
Persicaria hydropiper X P. punctata | 1757864 | 106212
Rheum X hybridum | 1757866 | 106213
Potamogeton alpinus X P. richardsonii | 1757868 | 106214
Potamogeton amplifolius X P. praelongus | 1757870 | 106215
Potamogeton illinoensis X P. richardsonii | 1757872 | 106216
Potamogeton praelongus X P. richardsonii | 1757874 | 106217
Potamogeton richardsonii X Potamogeton sp. | 1757876 | 106218
Lysimachia ciliata X L. lanceolata | 1757878 | 106219
Ranunculus flabellaris X R. sceleratus | 1757880 | 106220
Amelanchier arborea X A. laevis | 1757882 | 106221
Crataegus macracantha var. macracantha | 1757884 | 106222
Crataegus margaretta | 1757886 | 106223
Rubus allegheniensis X R. canadensis | 1757888 | 106224
Rubus allegheniensis X R. rosa | 1757890 | 106225
Populus nigra f. Italica | 1757892 | 106226
Salix alba f. cv. Vitellina | 1757894 | 106227
Salix bebbiana X S. humilis | 1757896 | 106228
Salix candida X S. petiolaris | 1757898 | 106229
Phegopteris connectilis X P. hexagonoptera | 1757900 | 106230
Ulmus pumila X U. rubra | 1757902 | 106231
Viola adunca X V. labradorica | 1757904 | 106232
Viola adunca f. adunca | 1757906 | 106233
Viola adunca f. glabra | 1757908 | 106234
Viola blanda X V. macloskeyi ssp. pallens | 1757910 | 106235
Viola blanda X V. renifolia | 1757912 | 106236
Viola lanceolata var. lanceolata | 1757914 | 106237
Viola pedata f. pedata | 1757916 | 106238
Viola pedata f. rosea | 1757918 | 106239
2,4-Hexadienoic acid, 3-(trimethoxysilyl)propyl ester | 1757920 | 106241
2,5,7,10-Tetraoxaundecane | 1757922 | 106242
2-Propenoic acid, 3-phenyl-, zinc salt (2:1), (2E)- | 1757924 | 106243
2-Propenal, 3-[4-(1-methylethyl)phenyl]- | 1757926 | 106244
Cyclohexaneacetic acid, methyl ester | 1757928 | 106245
Phosphoric acid, iron(2+) lithium salt (1:1:1) | 1757930 | 106246
7-Decenal, (7E)- | 1757932 | 106247
1-Propene, 1,3,3,3-tetrafluoro-, (1Z)- | 1757934 | 106248
Cyclopentanecarboxylic acid, 3-oxo-2-pentyl-, methyl ester | 1757936 | 106249
Benzoic acid, 2-([1,1'-biphenyl]-4-ylcarbonyl)- | 1757938 | 106250
Dodecanedioic acid, polymer with 2,2-dimethyl-1,3-propanediol | 1757940 | 106251
Poly(oxy-1,2-ethanediyl), .alpha.-[[(3-isocyanatomethylphenyl)amino]carbonyl]-.omega.-methoxy- | 1757942 | 106252
Guanidine, N,N,N',N'-tetramethyl-N''-[3-(trimethoxysilyl)propyl]- | 1757944 | 106253
Poly[oxy(methyl-1,2-ethanediyl)], .alpha.-[3-[methylbis[(1-methylethenyl)oxy]silyl]propyl]-.omega.-[3-[methylbis[(1-methylethenyl)oxy]silyl]propoxy]- | 1757946 | 106254
2-Propenoic acid, 2-[[(octadecylamino)carbonyl]oxy]ethyl ester | 1757948 | 106255
Lignin, alkali, 2-hydroxypropyl ether | 1757950 | 106256
Fatty acids, C16-18, esters with ethylene glycol | 1757952 | 106257
Silanetriol, 1-propyl-, potassium salt (1:3) | 1757954 | 106258
6-Decenal, (6Z)- | 1757956 | 106259
Benzene, 2,4-diisocyanato-1,3,5-tris(1-methylethyl)-, homopolymer, 2-isocyanato-1,3-bis(1-methylethyl)benzene-blocked | 1757958 | 106260
6-Decenal, (6E)- | 1757960 | 106261
2,4-Hexadienoic acid, 3-(trimethoxysilyl)propyl ester, (2E,4E)- | 1757962 | 106262
Alkanes, C10-24-branched and linear | 1757964 | 106263
2-Propenoic acid, polymers with Et acrylate and styrene ar-bromo derivs. | 1757966 | 106264
8-Decenal, (8Z)- | 1757968 | 106265
8-Decenal, (8E)- | 1757970 | 106266
Siloxanes and Silicones, di-Me, Bu group- and 3-(2-hydroxyethoxy)propyl group-terminated | 1757972 | 106267
Carbamic acid, N-(3-isocyanatomethylphenyl)-, 2-[2-(2-butoxyethoxy)ethoxy]ethyl ester | 1757974 | 106268
Carbonic acid, dimethyl ester, polymer with 1,4-butanediol, 1,6-hexanediol, .alpha.-hydro-.omega.-hydroxypoly[oxy(methyl-1,2-ethanediyl)] and 1,1'-methylenebis[4-isocyanatobenzene] | 1757976 | 106269
Cuprate(4-), [[3,3',3'',3'''-[(29H,31H-phthalocyanine-1,8,15,22-tetrayl-.kappa.N29,.kappa.N30,.kappa.N31,.kappa.N32)tetrakis(sulfonyl)]tetrakis[1-propanesulfonato]](6-)]-, sodium (1:4), (SP-4-1)- | 1757978 | 106270
Molybdenum, borate neodecanoate oxo complexes | 1757980 | 106271
2-Propenoic acid, 2-methyl-, butyl ester, polymer with butyl 2-propenoate, ethenylbenzene, 4-hydroxybutyl 2-propenoate, 2-hydroxyethyl 2-methyl-2-propenoate, methyl 2-methyl-2-propenoate, 2-propenoic acid and rel-(1R,2R,4R)-1,7,7-trimethylbicyclo[2.2.1]hept-2-yl 2-methyl-2-propenoate | 1757982 | 106272
Alcohols, C18-22, distn. residues | 1757984 | 106273
Alkanes, C14-16-branched and linear | 1757986 | 106274
Phenol, polymer with 2,6,6-trimethylbicyclo[3.1.1]hept-2-ene, hydrogenated | 1757988 | 106275
Poly[oxy(methyl-1,2-ethanediyl)], .alpha.-hydro-.omega.-hydroxy-, polymer with 1,6-diisocyanatohexane and 1,1'-methylenebis[4-isocyanatocyclohexane], caprolactam- and polyethylene glycol mono-Me ether-blocked | 1757990 | 106276
Distillates (Fischer-Tropsch), heavy, C18-50-branched and linear | 1757992 | 106277
1-Cyclohexene-1-butanol, .gamma.-methyl- | 1757994 | 106278
Benzene, 1-(decyloxy)-2-(1-methylpropyl)-4-(triphenylmethyl)- | 1757996 | 106279
Bismuth nitrate oxide (Bi3(NO3)O4) | 1757998 | 106280
Hexanedioic acid, polymer with 2,2'-(methylimino)bis[ethanol], di-(9Z)-9-octadecenoate (ester), compd. with chloromethane | 1758000 | 106281
Oils, peach pulp | 1758002 | 106282
Alkanes, C18-24-branched and linear | 1758004 | 106283
Alkanes, C15-19-branched and linear | 1758006 | 106284
Cashew, nutshell liq., reaction products with aniline and formaldehyde | 1758008 | 106285
Alkenes, C10-16 .alpha.-, mixed with (6E)-7,11-dimethyl-3-methylene-1,6,10-dodecatriene, dimers and trimers, hydrogenated | 1758010 | 106286
Alkenes, C10-16 .alpha.-, mixed with (6E)-7,11-dimethyl-3-methylene-1,6,10-dodecatriene, tetramers and trimers, hydrogenated | 1758012 | 106287
Alkenes, C10-16 .alpha.-, mixed with (6E)-7,11-dimethyl-3-methylene-1,6,10-dodecatriene, dimers, tetramers and trimers, hydrogenated | 1758014 | 106288
Alcohols, C12-22, distn. residues | 1758016 | 106289
Benzene, 1,4-bis(1-chloro-1-methylethyl)-, reaction products with polyisobutylene, bis[4-[4-[(1-oxo-2-propen-1-yl)oxy]butoxy]phenyl]-terminated | 1758018 | 106290
Alkenes, C10-16 .alpha.-, reaction products with (6E)-7,11-dimethyl-3-methylene-1,6,10-dodecatriene, hydrogenated | 1758020 | 106291
1-Butanol, 4-cyclohexylidene-3-methyl- | 1758022 | 106292
4-Decenal, 9-hydroxy-5,9-dimethyl-, (4E)- | 1758024 | 106293
4-Decenal, 9-hydroxy-5,9-dimethyl-, (4Z)- | 1758026 | 106294
Siloxanes and Silicones, di-Me, mono[[dimethoxy[3-[(1-oxo-2-propen-1-yl)oxy]propyl]silyl]oxy]-terminated | 1758028 | 106295
2-Propenoic acid, 2-methyl-, C9-11-branched alkyl esters, polymers with Bu methacrylate, 2-butoxyethyl methacrylate, C12-15-branched and linear alkyl methacrylate, cetyl methacrylate, hydroxy-terminated hydrogenated polybutadiene monomethacrylate and stearyl methacrylate | 1758030 | 106296
Siloxanes and Silicones, di-Me, 3-hydroxypropyl Me, Me 2-(7-oxabicyclo[4.1.0]hept-3-yl)ethyl, ethers with polyethylene-polypropylene glycol mono-Me ether, reaction products with oligomeric D-glucopyranose C10-16-alkyl glycosides and oligomeric D-glucopyranose decyl octyl glycosides | 1758032 | 106297
D-Glucopyranose, oligomeric, C10-16-alkyl glycosides, polymers with epichlorohydrin | 1758034 | 106298
Siloxanes and Silicones, di-Me, Me 3-[2-[(1-oxo-2-propen-1-yl)oxy]ethoxy]propyl, [[dimethyl[3-[2-[(1-oxo-2-propen-1-yl)oxy]ethoxy]propyl]silyl]oxy]-terminated, polymers with chlorotrimethylsilane-iso-Pr alc.-sodium silicate reaction products | 1758036 | 106299
D-Glucopyranose, oligomeric, C10-16-alkyl glycosides, polymers with epichlorohydrin, 3-[bis(2-hydroxyethyl)amino]-2-hydroxypropyl ethers, sodium 2-chloroacetate (1:1)-quaternized, inner salts | 1758038 | 106300
D-Glucopyranose, oligomeric, decyl octyl glycosides, polymers with 1,3-dichloro-2-propanol | 1758040 | 106301
D-Glucopyranose, oligomeric, C10-16-alkyl glycosides, polymers with 1,3-dichloro-2-propanol | 1758042 | 106302
Hexanedioic acid, polymers with 1,3-butanediol, 1,4-butanediol, di-Et malonate, 1,6-diisocyanatohexane, ethoxylated reduced Me esters of reduced polymd. oxidized tetrafluoroethylene, 1,6-hexanediol, 1,1'-methylenebis[isocyanatobenzene], propylene glycol and tripropylene glycol | 1758044 | 106303
2,5-Furandione, polymer with 1,2-ethanediol, 2,2'-[(4-methylphenyl)imino]bis[ethanol], 2,2'-oxybis[ethanol] and 3a,4,7,7a-tetrahydro-4,7-methano-1H-indene | 1758046 | 106304
Fatty acids, C18-unsatd., dimers, mixed diesters with 2-octyl-1-dodecanol and polyethylene-polypropylene glycol mono-Bu ether | 1758048 | 106305
PAH/POM - Unspecified | 1758051 | 106307
Urea, N-(3,4-dichlorophenyl)- | 1758053 | 106309
Norovirus I | 1758059 | 106313
Norovirus II | 1758061 | 106314
Phenol, 3-propyl- | 1758062 | 106315
Magnesocene | 1758064 | 106316
2-Propenoic acid, 2-methyl-, (8-hydroxy-5-quinolinyl)methyl ester | 1758066 | 106317
Tricyclo[3.3.1.13,7]decan-1-amine, N,N-dimethyl- | 1758068 | 106318
8-Quinolinol, 5-(chloromethyl)-, hydrochloride (1:1) | 1758070 | 106319
Hydrazinecarboximidamide, 2-(2-chloro-1-methylethylidene)-, hydrochloride (1:1) | 1758072 | 106320
Cyclohexanecarbonyl fluoride, 1,2,2,3,3,4,4,5,5,6,6-undecafluoro- | 1758074 | 106321
Cyclohexanemethanol, 1,2,2,3,3,4,4,5,5,6,6-undecafluoro- | 1758076 | 106322
1,2-Propanediol, 3-(2-propen-1-yloxy)-, polymer with .alpha.-hydro-.omega.-hydroxypoly(oxy-1,4-butanediyl) and 1,1'-methylenebis[4-isocyanatobenzene] | 1758078 | 106323
Aluminate(1-), tetrafluoro-, cesium (1:1), (T-4)- | 1758080 | 106324
Magnesocene, 1,1'-dimethyl- | 1758082 | 106325
2-Propenoic acid, (1,2,2,3,3,4,4,5,5,6,6-undecafluorocyclohexyl)methyl ester | 1758084 | 106326
2-Propenoic acid, 1,1'-[(methyl-1,3-phenylene)bis[iminocarbonyloxy[2,2-bis[[(1-oxo-2-propen-1-yl)oxy]methyl]-3,1-propanediyl]]] ester | 1758086 | 106327
Oxirane, 2-methyl-, polymer with oxirane, ether with 2-ethyl-2-(hydroxymethyl)-1,3-propanediol (3:1), polymer with 1,1'-methylenebis[4-isocyanatocyclohexane] | 1758088 | 106328
Formaldehyde, polymer with 1,2-benzenediol and 4-methylphenol | 1758090 | 106329
2-Propenoic acid, 2-methyl-, 2-(dimethylamino)ethyl ester, homopolymer, compd. with 1-bromohexadecane | 1758092 | 106330
Zinc, bis(carbamodithioato-.kappa.S,.kappa.S')-, tetracoco alkyl derivs. | 1758094 | 106331
2-Propenoic acid, 2-methyl-, 2-[3-(2H-benzotriazol-2-yl)-4-hydroxyphenyl]ethyl ester, polymer with ethyl 2-propenoate and methyl 2-methyl-2-propenoate | 1758096 | 106332
2-Oxepanone, homopolymer, octyl ester | 1758098 | 106333
Benzenamine, 4,4'-(9H-fluoren-9-ylidene)bis[2-chloro- | 1758100 | 106334
Cellulose, acetate N-[2-[(2-methyl-1-oxo-2-propen-1-yl)oxy]ethyl]carbamate propanoate | 1758102 | 106335
Hexanal, 6-cyclopentylidene- | 1758104 | 106336
2-Propenoic acid, 2-methyl-, methyl ester, polymer with N,N-dimethyl-2-propenamide and ethyl 2-propenoate | 1758106 | 106337
Poly[oxy(1,1,2,2-tetrafluoro-1,2-ethanediyl)], .alpha.-(1,1-difluoro-2-methoxy-2-oxoethyl)-.omega.-(1,1-difluoro-2-methoxy-2-oxoethoxy)- | 1758108 | 106338
Octanamide, N-[5-[(2-amino-1,2-dithioxoethyl)amino]-4-methylpentyl]- | 1758110 | 106339
Octanamide, N-(5-amino-2-methylpentyl)- | 1758112 | 106340
Octanamide, N-(5-amino-4-methylpentyl)- | 1758114 | 106341
1,2,3-Propanetriol, polymer with 1,4-cyclohexanedimethanol, .alpha.-hydro-.omega.-hydroxypoly(oxy-1,4-butanediyl) and 5-isocyanato-1-(isocyanatomethyl)-1,3,3-trimethylcyclohexane | 1758116 | 106342
Octanamide, N-[5-[(2-amino-1,2-dithioxoethyl)amino]-2-methylpentyl]- | 1758118 | 106343
Poly[oxy(1,1,2,2-tetrafluoro-1,2-ethanediyl)], .alpha.-(1,1-difluoro-2-hydroxyethyl)-.omega.-(1,1-difluoro-2-hydroxyethoxy)- | 1758120 | 106344
Siloxanes and Silicones, di-Me, Me 2-(7-oxabicyclo[4.1.0]hept-3-yl)ethyl, Me 3-(2-oxiranylmethoxy)propyl, Me phenethyl | 1758122 | 106345
2-Propenoic acid, 2-methyl-, polymer with butyl 2-methyl-2-propenoate and phenylmethyl 2-methyl-2-propenoate | 1758124 | 106346
Hydrazinecarboximidamide, 2-(2-chloro-1-methylethylidene)-, hydrochloride (1:1), compd. with 4-ethenylpyridine homopolymer | 1758126 | 106347
Poly(oxy-1,2-ethanediyl), .alpha.,.alpha.'-[(2,2,4-trimethyl-1,6-hexanediyl)bis(iminocarbonyl)]bis[.omega.-[(2-methyl-1-oxo-2-propen-1-yl)oxy]- | 1758128 | 106348
Hexanedioic acid, polymer with 2,2-dimethyl-1,3-propanediol, 1,1'-methylenebis[4-isocyanatobenzene] and .alpha.,.alpha.',.alpha.''-1,2,3-propanetriyltris[.omega.-hydroxypoly[oxy(methyl-1,2-ethanediyl)]] | 1758130 | 106349
2-Propenoic acid, 2-methyl-, 2-hydroxyethyl ester, polymer with ethyl 2-propenoate, methyl 2-methyl-2-propenoate and rel-(1R,2R,4R)-1,7,7-trimethylbicyclo[2.2.1]hept-2-yl 2-propenoate | 1758132 | 106350
2-Propenoic acid, 2-methyl-, methyl ester, polymer with ethyl 2-propenoate, 1,1'-(1,6-hexanediyl) di-2-propenoate and N-(hydroxymethyl)-2-propenamide | 1758134 | 106351
2-Propenoic acid, 2,4-dibromo-6-(1-methylpropyl)phenyl ester | 1758136 | 106352
2-Propenoic acid, 2-methyl-, 2-(dimethylamino)ethyl ester, polymer with 1-ethenyl-2-pyrrolidinone, 2-methoxyethyl 2-propenoate and .alpha.-(1-oxo-2-propen-1-yl)-.omega.-methoxypoly(oxy-1,2-ethanediyl) | 1758138 | 106353
2-Propenoic acid, 2-methyl-, 2-(dimethylamino)ethyl ester, homopolymer, compd. with 2-(2-chloro-1-methylethylidene)hydrazinecarboximidamide hydrochloride (1:1) | 1758140 | 106354
1-Propanaminium, N,N,N-trimethyl-3-[(2-methyl-1-oxo-2-propen-1-yl)amino]-, chloride (1:1), polymer with 2-propenamide and 2-propenoic acid, sodium salt | 1758142 | 106355
Siloxanes and Silicones, di-Me, Me vinyl, hydroxy-terminated, reaction products with 3-[2-(trimethoxysilyl)ethyl]bicyclo[4.1.0]heptane | 1758144 | 106356
Oils, Aquilaria crassna | 1758146 | 106357
Ethanesulfonic acid, 2-[(2-aminoethyl)amino]-, sodium salt (1:1), polymer with 1,6-diisocyanatohexane, 1,6-hexanediol, 1,3-isobenzofurandione and 5-isocyanato-1-(isocyanatomethyl)-1,3,3-trimethylcyclohexane | 1758148 | 106358
Ferrate(1-), [[N,N'-1,2-ethanediylbis[N-[[2-(hydroxy-.kappa.O)phenyl]methyl]glycinato-.kappa.N,.kappa.O]](4-)]-, sodium (1:1), (OC-6-13)- | 1758150 | 106359
2-Heptanol, 3,6-dimethyl- | 1758152 | 106360
Poly[oxy(methyl-1,2-ethanediyl)], .alpha.-(2-aminomethylethyl)-.omega.-(2-aminomethylethoxy)-, phosphonomethylated, sodium salts | 1758154 | 106361
9-Octadecenoic acid (9Z)-, sulfonated, oxidized | 1758156 | 106362
9-Octadecenoic acid (9Z)-, sulfonated, oxidized, potassium salts | 1758158 | 106363
9-Octadecenoic acid (9Z)-, sulfonated, oxidized, sodium salts | 1758160 | 106364
1,2,3-Propanetricarboxylic acid, 2-hydroxy-, mixed 4-methyl-2-propylhexyl and 5-methyl-2-propylhexyl and 2-propylheptyl triesters | 1758162 | 106365
1,3-Propanediol, 2-ethyl-2-(hydroxymethyl)-, polymer with 1,6-diisocyanatohexane and 5-isocyanato-1-(isocyanatomethyl)-1,3,3-trimethylcyclohexane, 3,5-dimethyl-1H-pyrazole- and 3-hydroxy-2,2-dimethylpropanoic acid-blocked, compds. with 2-(dimethylamino)ethanol | 1758164 | 106366
5H-Cyclopenta[h]quinazoline, 6,6a,7,8,9,9a-hexahydro-7,7,8,9,9-pentamethyl- | 1758166 | 106367
D-Glucopyranoside, hexyl, reaction products with sodium bis(3-chloro-2-hydroxypropyl) phosphate (1:1) | 1758168 | 106368
2-Oxepanone, polymer with 1,4-butanediol, 1,4-diisocyanatobenzene and 2,2-dimethyl-1,3-propanediol | 1758170 | 106369
1,6-Hexanediamine, N1-(6-aminohexyl)-, polymer with 2-(chloromethyl)oxirane, N-(dithiocarboxy) derivs., sodium salts | 1758172 | 106370
Cashew, nutshell liq., polymer with formaldehyde, reaction products with diethanolamine and diisopropanolamine | 1758174 | 106371
Phenol, styrenated, reaction products with polyethylene glycol mono(hydrogen sulfate) monoammonium salt and 2-[(2-propen-1-yloxy)methyl]oxirane | 1758176 | 106372
1,6,10-Dodecatriene, 7,11-dimethyl-3-methylene-, (6E)-, hydrogenated | 1758178 | 106373
D-Glucopyranose, oligomeric, decyl octyl glycosides, polymers with epichlorohydrin | 1758180 | 106374
D-Glucopyranose, oligomeric, C10-16-alkyl glycosides, polymers with epichlorohydrin and oligomeric D-glucopyranose decyl octyl glycosides, 3-[bis(2-hydroxyethyl)amino]-2-hydroxypropyl ethers, sodium 2-chloroacetate (1:1)-quaternized, inner salts | 1758182 | 106375
D-Glucopyranose, oligomeric, C10-16-alkyl glycosides, polymers with epichlorohydrin and oligomeric D-glucopyranose decyl octyl glycosides | 1758184 | 106376
Formaldehyde, reaction products with ethylene glycol | 1758186 | 106377
D-Glucopyranose, oligomeric, C10-16-alkyl glycosides, polymers with epichlorohydrin and oligomeric D-glucopyranose decyl octyl glycosides, 2-hydroxy-3-(trimethylammonio)propyl ethers, chlorides | 1758188 | 106378
D-Glucopyranose, oligomeric, C10-16-alkyl glycosides, polymers with epichlorohydrin, 3-(dodecyldimethylammonio)-2-hydroxypropyl ethers, chlorides | 1758190 | 106379
D-Glucopyranose, oligomeric, decyl octyl glycosides, polymers with epichlorohydrin, 3-(dodecyldimethylammonio)-2-hydroxypropyl ethers, chlorides | 1758192 | 106380
D-Glucopyranose, oligomeric, decyl octyl glycosides, polymers with epichlorohydrin, 3-(dimethyloctadecylammonio)-2-hydroxypropyl ethers, chlorides | 1758194 | 106381
D-Glucopyranose, oligomeric, C10-16-alkyl glycosides, polymers with epichlorohydrin, 3-(dimethyloctadecylammonio)-2-hydroxypropyl ethers, chlorides | 1758196 | 106382
Fatty acids, C18-unsatd., dimers, polymers with azelaic acid, ethylenediamine, piperazine, polypropylene glycol diamine and tall-oil fatty acids | 1758198 | 106383
Fatty acids, C18-unsatd., dimers, polymers with azelaic acid, ethylenediamine, hexamethylenediamine, piperazine, polypropylene glycol diamine and tall-oil fatty acids | 1758200 | 106384
Siloxanes and Silicones, 3-[(2-aminoethyl)amino]propyl Me, di-Me, reaction products with cadmium zinc selenide sulfide, lauric acid and oleylamine | 1758202 | 106385
D-Glucopyranose, oligomeric, decyl octyl glycosides, polymers with epichlorohydrin, glycidyl ethers, dihydrogen phosphates, sodium salts | 1758204 | 106386
D-Glucopyranose, oligomeric, C10-16-alkyl glycosides, polymers with epichlorohydrin, glycidyl ethers, dihydrogen phosphates, sodium salts | 1758206 | 106387
Acetic acid ethenyl ester, polymer with 1-ethenyl-2-pyrrolidinone, hydrolyzed | 1758208 | 106388
Phenol, 4,4'-(1-methylethylidene)bis-, polymer with 2,2'-[(1-methylethylidene)bis(4,1-phenyleneoxymethylene)]bis[oxirane], reaction products with N1,N1-diethyl-1,3-propanediamine | 1758210 | 106389
Sulfonamides, C4-8-alkane, perfluoro, N-(3-chloro-2-hydroxypropyl)-N-methyl | 1758212 | 106390
Siloxanes and Silicones, di-Me, Bu group- and 3-[(2-methyl-1-oxo-2-propen-1-yl)oxy]propyl group-terminated, telomer with acrylic acid, di-Me, Me 3-mercaptopropyl siloxanes, Me acrylate, Me methacrylate and 2-[methyl[(perfluoro-C4-8-alkyl)sulfonyl]amino]ethyl acrylate, 2,2'-(1,2-diazenediyl)bis[2-methylpropanenitrile]-initiated, compds. with triethanolamine | 1758214 | 106391
Siloxanes and Silicones, di-Me, polymers with 3-[(2-aminoethyl)amino)propyl silsesquioxanes, hydroxy-terminated, reaction products with 1,1,2,2,3,3,4,4,5,5,6,6,7,7,8,8,8-heptadecafluoro-1-octanesulfonyl fluoride | 1758216 | 106392
Sulfonamides, C7-8-alkane, perfluoro, N-ethyl-N-(hydroxyethyl), reaction products with 1,3-bis(isocyanatomethyl)benzene and N-butyl-1-butanamine | 1758218 | 106393
Sulfonamides, C7-8-alkane, perfluoro, N-ethyl-N-(hydroxyethyl), reaction products with 1,3-bis(isocyanatomethyl)benzene | 1758220 | 106394
Siloxanes and Silicones, di-Me, Bu group- and 3-[(2-methyl-1-oxo-2-propen-1-yl)oxy]propyl group-terminated, telomers with acrylic acid, di-Me, Me 3-mercaptopropyl siloxanes, Me acrylate, Me methacrylate and 2-[methyl[(perfluoro-c4-8-alkyl)sulfonyl]amino]ethyl acrylate, 2,2'-(1,2-diazenediyl)bis[2-methylpropanenitrile]-initiated | 1758222 | 106395
2-Propenoic acid, 2-methyl-, methyl ester, polymer with 1,1-difluoroethene, ethyl 2-propenoate and 1,1,2,3,3,3-hexafluoro-1-propene | 1758224 | 106396
Octanamide, N,N'-[(1,2-dithioxo-1,2-ethanediyl)bis[imino(4-methyl-5,1-pentanediyl)]]bis- | 1758226 | 106397
Octanamide, N,N'-[(1,2-dithioxo-1,2-ethanediyl)bis[imino(2-methyl-5,1-pentanediyl)]]bis- | 1758228 | 106398
Octanamide, N-[2-methyl-5-[[2-[[2-methyl-5-[(1-oxooctyl)amino]pentyl]amino]-1,2-dithioxoethyl]amino]pentyl]- | 1758230 | 106399
Poly[oxy(1,1,2,2-tetrafluoro-1,2-ethanediyl)], .alpha.-(2,2,2-trifluoroacetyl)-.omega.-[(2,2,2-trifluoroacetyl)oxy]- | 1758232 | 106400
Cyclopentanecarbonyl fluoride, 1,2,2,3,3,4,5,5-octafluoro-4-(trifluoromethyl)- | 1758234 | 106401
Ethanaminium, N,N,N-trimethyl-2-[(1-oxo-2-propen-1-yl)oxy]-, chloride (1:1), polymer with ethyl 2-propenoate and 1,2-propanediol mono-2-propenoate | 1758236 | 106402
2-Propenoic acid, [octafluoro(trifluoromethyl)cyclopentyl]methyl ester | 1758238 | 106403
Cyclopentanemethanol, octafluoro(trifluoromethyl)- | 1758240 | 106404
Acetic acid ethenyl ester, homopolymer, hydrolyzed, hydrogen succinates, cyclic acetals with butanal, compds. with triethylamine | 1758242 | 106405
2-Propenoic acid, polymers with lauryl acrylate and 2-[methyl[(perfluoro-C4-8-alkyl)sulfonyl]amino]ethyl acrylate | 1758244 | 106406
Acetic acid ethenyl ester, homopolymer, hydrolyzed, hydrogen succinates, cyclic acetals with butanal | 1758246 | 106407
1,4-Benzenedicarboxylic acid, polymer with decanedioic acid, 1,3-diisocyanatomethylbenzene, dodecanedioic acid, hexanedioic acid and 1,1'-methylenebis[4-isocyanatobenzene], reaction products with benzoic acid | 1758248 | 106408
Poly(oxy-1,2-ethanediyl), .alpha.-(2-chloroethyl)-.omega.-hydroxy-, C12-16-alkyl ethers | 1758250 | 106409
Poly(oxy-1,2-ethanediyl), .alpha.-[2-(methylamino)ethyl]-.omega.-hydroxy-, N-[(perfluoro-C4-8-alkyl)sulfonyl] derivs., C12-16-alkyl ethers | 1758252 | 106410
2-Propenoic acid, 2-methyl-, dodecyl ester, polymer with 2-ethenyl-4,4-dimethyl-5(4H)-oxazolone, ethyl 2-propenoate, 2-hydroxyethyl 2-methyl-2-propenoate and (8-hydroxy-5-quinolinyl)methyl 2-methyl-2-propenoate, zirconium complexes | 1758254 | 106411
2-Propenoic acid, 2-(methylamino)ethyl ester, N-[(perfluoro-C4-8-alkyl)sulfonyl] derivs., polymers with propene | 1758256 | 106412
2-Propenoic acid, 2-methyl-, 2,3-dihydroxypropyl ester, polymer with 1,4-butanediol, 2-ethyloxirane and 1,1'-methylenebis[4-isocyanatocyclohexane] | 1758258 | 106413
2-Propenoic acid, 2-methyl-, dodecyl ester, polymer with 2-ethenyl-4,4-dimethyl-5(4H)-oxazolone, 2-hydroxyethyl 2-methyl-2-propenoate and (8-hydroxy-5-quinolinyl)methyl 2-methyl-2-propenoate | 1758260 | 106414
1,2,3-Propanetriol, polymer with 1,4-cyclohexanedimethanol, .alpha.-hydro-.omega.-hydroxypoly(oxy-1,4-butanediyl) and 1,1'-methylenebis[4-isocyanatocyclohexane] | 1758262 | 106415
2-Propenoic acid, 2-methyl-, dodecyl ester, polymer with 2-ethenyl-4,4-dimethyl-5(4H)-oxazolone, ethyl 2-propenoate, 2-hydroxyethyl 2-methyl-2-propenoate and (8-hydroxy-5-quinolinyl)methyl 2-methyl-2-propenoate | 1758264 | 106416
Carbonic acid, dimethyl ester, polymer with diethyl P-[[bis(2-hydroxyethyl)amino]methyl]phosphonate, 2,2-dimethyl-1,3-propanediol, 2-ethyl-2-(hydroxymethyl)-1,3-propanediol, 1,6-hexanediol, 1,1'-methylenebis[4-isocyanatobenzene] and 2-oxepanone | 1758266 | 106417
Carbonic acid, dimethyl ester, polymer with diethyl P-[[bis(2-hydroxyethyl)amino]methyl]phosphonate, 2,2-dimethyl-1,3-propanediol, 1,6-hexanediol and 1,1'-methylenebis[4-isocyanatobenzene] | 1758268 | 106418
1,3-Propanediol, 2-ethyl-2-(hydroxymethyl)-, polymer with 1,1'-methylenebis[isocyanatobenzene], [(1-methyl-1,2-ethanediyl)bis(oxy)]bis[propanol] and oxybis[propanol] | 1758270 | 106419
2-Propenenitrile, polymer with 2,2-dimethyl-1,3-propanediol, ethenylbenzene, 2-ethyl-2-(hydroxymethyl)-1,3-propanediol, 1,1'-methylenebis[4-isocyanatobenzene], 2-oxepanone and 2,2'-oxybis[ethanol] | 1758272 | 106420
Hexanedioic acid, polymer with 2,2-dimethyl-1,3-propanediol, 1,1'-methylenebis[isocyanatobenzene] and .alpha.,.alpha.',.alpha.''-1,2,3-propanetriyltris[.omega.-hydroxypoly[oxy(methyl-1,2-ethanediyl)]] | 1758274 | 106421
Fatty acids, C18-unsatd., dimers, polymers with cashew nutshell liq. glycidyl ethers and polyethylenepolyamines | 1758276 | 106422
Phenol, 4,4'-(1-methylethylidene)bis-, polymer with 2-(chloromethyl)oxirane, N-[1-methyl-1-[3-(1-methylethenyl)phenyl]ethyl]carbamate | 1758278 | 106423
Poly(oxy-1,2-ethanediyl), .alpha.,.alpha.'-[(2,4,4-trimethyl-1,6-hexanediyl)bis(iminocarbonyl)]bis[.omega.-[(2-methyl-1-oxo-2-propen-1-yl)oxy]- | 1758280 | 106424
Fatty acids, C8-10, tetraesters with bis[2,2-bis(hydroxymethyl)butyl] adipate | 1758282 | 106425
1-Propene, 1-chloro-3,3,3-trifluoro-, (1E)-, manuf. of, distn. residues | 1758284 | 106426
Methanol, reaction products with 1,1,1,2,2,3,4,5,5,6,6,7,7,7-tetradecafluoro-3-heptene | 1758286 | 106427
Methanol, reaction products with 1,1,1,2,3,4,4,5,5,6,6,7,7,7-tetradecafluoro-2-heptene | 1758288 | 106428
Phosphonic acid, P-tetradecyl-, reaction products with cadmium selenide (CdSe) | 1758290 | 106429
Dodecanoic acid, reaction products with cadmium zinc selenide sulfide and oleylamine | 1758292 | 106430
1,4-Dioxin | 1758295 | 106431
2-Propenoic acid, 2-ethyltricyclo[3.3.1.13,7]dec-2-yl ester | 1788053 | 106433
Benzeneacetic acid, .alpha.-chloro-.alpha.-phenyl-, ethyl ester | 1788055 | 106434
Benzenepropanal, .alpha.-methyl- | 1788057 | 106435
2-Propenoic acid, 4-phenoxybutyl ester | 1788059 | 106436
5-Isobenzofurancarboxylic acid, 1,3-dihydro-1,3-dioxo-, 2-[(2-methyl-1-oxo-2-propen-1-yl)oxy]ethyl ester | 1788061 | 106437
1H-Pyrazole, 3,4-dimethyl- | 1788063 | 106438
1,2-Cyclohexanedicarboxylic acid, 1-(2-ethylhexyl) 2-(2-methylpropyl) ester | 1788065 | 106439
Glycine, N-(carboxymethyl)-N-dodecyl-, monosodium salt | 1788067 | 106440
Acetic acid, 2-chloro-, 1-(3,3-dimethylcyclohexyl)ethyl ester | 1788069 | 106441
Silane, (3-chloropropoxy)dimethyl(1-methylethyl)- | 1788071 | 106442
Phosphonic acid, P-[2-[bis(2-hydroxyethyl)amino]ethyl]-, 2-[bis(2-chloroethoxy)phosphinyl]ethyl 2-chloroethyl ester | 1788073 | 106443
Propane, 2,2'-oxybis[1-methoxy- | 1788075 | 106444
Cyclotetrasiloxane, 2,4,6,8-tetrakis[3-[2-(2-methoxyethoxy)ethoxy]propyl]-2,4,6,8-tetramethyl- | 1788077 | 106445
1-Propanamine, 3-[2-(2-methoxyethoxy)ethoxy]- | 1788079 | 106446
1-Pentanamine, 3-[(2-ethylhexyl)oxy]- | 1788081 | 106447
1-Butanol, 4-amino- | 1788083 | 106448
Cesium nitrite | 1788085 | 106449
Rubidium nitrite | 1788087 | 106450
Oxirane, 2-[(1-propen-1-yloxy)methyl]- | 1788089 | 106451
Oxirane, [[2-(2-ethenyloxy)ethoxy]methyl]- | 1788091 | 106452
[1,1'-Biphenyl]-2,2'-diol, 5,5',6,6'-tetramethyl-3,3'-bis(1-methylethyl)- | 1788093 | 106453
Ethanol, 2,2'-[(3-[(2-ethylhexyl)oxy]pentyl]imino]bis- | 1788095 | 106454
Phosphonic acid, P-[2-[bis(2-hydroxyethyl)amino]ethyl]-, bis(2-chloroethyl) ester | 1788097 | 106455
Benzenecarboximidamide, N-hydroxy-4-nitro- | 1788099 | 106456
Thiosulfuric acid (H2S2O3), manganese(2+) salt (1:1) | 1788101 | 106457
Poly(oxy-1,2-ethanediyl), .alpha.-(1-oxododecyl)-.omega.-[3-triethoxysilyl)propoxy]- | 1788103 | 106458
Butanedioic acid, 2-methylene-, polymer with 2,5 furanedione, copper(2+) manganese(2+) sodium zinc salt, hydrogen peroxide-initiated | 1788105 | 106459
Fatty acids, C14-18 and C16-18 unsatd., polymers with adipic acid and triethanolamine, di-Me sulfate-quaternized | 1788107 | 106460
Calcium cobalt lead strontium titanium tungsten oxide | 1788109 | 106461
Calcium cobalt lead titanium tungsten oxide | 1788111 | 106462
Chromium lead molybdenum oxide | 1788113 | 106463
1-Octadecanaminium, N,N-dimethyl-N-[3-(triethoxysilyl)propyl]-, chloride (1:1), reaction products with ethylene glycol | 1788115 | 106464
Alcohols, C9-11-branched, ethoxylated propoxylated | 1788117 | 106465
4,7-Methano-1H-indene, 3a,4,7,7a-tetrahydro-, polymer with 2-methyl-1,3-butadiene and 5-(1-methylethenyl)bicyclo[2.2.1]hept-2-ene | 1788119 | 106466
Diphosphoric acid, calcium salt (1:1) | 1788121 | 106467
Zinc, bis[3-(acetyl-.kappa.O)-6-methyl-2H-pyran-2,4(3H)- dionato-.kappa.O4]diaqua- | 1788123 | 106468
Formaldehyde, polymer with phenol and 1,2,3-propanetriol, methylated | 1788125 | 106469
1,2-Benzenedicarboxylic acid, di-C7-14-branched and linear alkyl esters | 1788127 | 106470
2-Propenoic acid, 2-methyl-, methyl ester, polymer with butyl 2-propenoate, ethyl 2-propenoate, zinc 2-methyl-2-propenoate (1:2) and zinc 2-propenoate (1:2), 2,2'-(1,2-diazenediyl)bis[2-methylbutanenitrile]- and 2,2'-(1,2-diazenediyl)bis[2-methylpropanenitrile]-initiated | 1788129 | 106471
Phenol, 2,6-dimethyl-, homopolymer, ether with 2,2',3,3',5,5'-hexamethyl[1,1'-biphenyl]-4,4'-diol (2:1), bis[(ethenylphenyl)methyl] ether | 1788131 | 106472
Poly(oxy-1,2-ethanediyl), .alpha.-[(13Z)-1-oxo-13-docosen-1-yl]-.omega.-[[(13Z)-1-oxo-13-docosen-1-yl]oxy]- | 1788133 | 106473
Lead niobium titanium zirconium oxide | 1788135 | 106474
Bicyclo[2.2.1]heptanedimethanamine, N,N'-bis(1,2-dimethylpropylidene)- | 1788137 | 106475
Poly(oxy-1,2-ethanediyl), .alpha.-(2-methyl-2-propen-1-yl)-.omega.-hydroxy-, C12-16-alkyl ethers | 1788139 | 106476
Sulfuric acid, mono-C9-11-alkyl esters, sodium salts | 1788141 | 106477
Benzenamine, 5-(1,1-dimethylethyl)-2-[(2-ethylhexyl)thio]-, 4-methylbenzenesulfonate (1:1) | 1788143 | 106478
Phosphoric acid, mixed mono- and diesters with 2-ethyl-1-hexanol and polyethylene glycol mono-C12-16-alkyl ethers | 1788145 | 106479
1-Propanamine, N-(1-methylethyl)-, 3-(C12-15-alkyloxy) derivs. | 1788147 | 106480
Francium nitrite | 1788149 | 106481
Rhizobium meliloti strain Rm 1021 pJB151 | 1788205 | 106482
Rhizobium meliloti strain Rm 1021 pJB191 | 1788207 | 106483
Rhizobium meliloti strain Rm 1021 pMW148 | 1788209 | 106484
Pseudomonas aureofaciens biotyupe E strain Ps. 3732RNL11 | 1788211 | 106485
Rhizobium meliloti strain RMB7101 | 1788213 | 106486
Rhizobium meliloti strain RMB7201 | 1788215 | 106487
Rhizobium meliloti strain RMB7401 | 1788217 | 106488
Bradyrhizobium japonicum strain BJB 1001 | 1788219 | 106489
Bradyrhizobium japonicum strain BJB 2001 | 1788221 | 106490
Rhizobium meliloti strain RMB7103 | 1788223 | 106491
Bradyrhizobium japonicum strain BJB 1003 | 1788225 | 106492
Bradyrhizobium japonicum strain BJB 2003 | 1788227 | 106493
Rhizobium meliloti strain RMB7135 | 1788229 | 106494
Rizobium meliloti strain RMB138 Omega 710A | 1788231 | 106495
Rizobium meliloti strain RMB139 Omega 710B | 1788233 | 106496
Rizobium meliloti strain RMB7203 | 1788235 | 106497
Rizobium meliloti strain RMB7240 | 1788237 | 106498
Genetically modified Trichoderma reesei strain for use in production of a (hemi)cellulase enzyme preparation | 1788239 | 106499
Enhanced algae (generic) (J-14-0007) | 1788241 | 106500
Enhanced algae (generic) (J-14-0008) | 1788243 | 106501
Enhanced algae (generic) (J-14-0009) | 1788245 | 106502
Polymeric MDI based polyurethanes (generic) (P-00-0002) | 1788247 | 106503
Benzenediazonium, [[[[(substituted)azo]phenyl]sulfonyl]amino]-, coupled with aminophenol, diazotized aminobenzoic acid, diazotized (substituted) benzenesulfonic acid and naphthalenol (generic) (P-00-0045) | 1788249 | 106504
Alkoxyamino-alkyl-coumarin (generic) (P-00-0108) | 1788251 | 106505
Reaction product of substituted aromatic diol, formaldehyde and alkanolamine, propoxylated (generic) (P-00-0202) | 1788253 | 106506
Manganese heterocyclic tetraamine complex (generic) (P-00-0614) | 1788255 | 106507
Manganese heterocyclic tetraamine complex (generic) (P-00-0617) | 1788257 | 106508
Acetic acid, hydroxymethoxy-, methyl ester, reaction products with substituted alkylamine (generic) (P-02-0120) | 1788259 | 106509
Acrylic acid, polymer with substituted acrylamides (generic) (P-02-0269) | 1788261 | 106510
Benzeneethanol,halo-,halocycloalkyl-,hydrazinealkyl- (generic) (P-05-0775) | 1788263 | 106511
Dialkycornoilamidoalkylbetaine (generic) (P-06-0266) | 1788265 | 106512
Alkylarylsulfonic acid, sodium salts (generic) (P-00-0281) | 1788267 | 106513
Alkylarylsulfonic acid, compounds with ethanolamine (generic) (P-00-0282) | 1788269 | 106514
Alkylarylsulfonic acid, potassium salts (generic) (P-00-0283) | 1788271 | 106515
Alkylarylsulfonic acid, magnesium salts (generic) (P-00-0284) | 1788273 | 106516
Alkylarylsulfonic acid, calcium salts (generic) (P-00-0285) | 1788275 | 106517
Alkylarylsulfonic acid, sodium salts (generic) (P-00-0287) | 1788277 | 106518
Alkylarylsulfonic acid, compounds with ethanolamine (generic) (P-00-0288) | 1788279 | 106519
Alkylarylsulfonic acid, potassium salts (generic) (P-00-0289) | 1788281 | 106520
Alkylarylsulfonic acid, magnesium salts (generic) (P-00-0290) | 1788283 | 106521
Alkylarylsulfonic acid, calcium salts (generic) (P-00-0291) | 1788285 | 106522
Alkylarylsulfonic acid, barium salts (generic) (P-00-0292) | 1788287 | 106523
Salt of an acrylate copolymer (generic) (P-00-0334) | 1788289 | 106524
Alkoxylated aliphatic diisocyanate allyl ether (generic) (P-00-0353) | 1788291 | 106525
Zinc ammonium phosphate (generic) (P-00-0442) | 1788293 | 106526
Dialkylcornoilamidoacrylate (generic) (P-06-0266) | 1788297 | 106528
Substituted phenol (generic) (P-07-0327) | 1788299 | 106529
Phosphonic acid ester (generic) (P-07-0706) | 1788301 | 106530
Multi-walled carbon nanotubes (generic) (P-08-0177) | 1788303 | 106531
Lithium salt of sulfophenyl azo phenyl azo disulfostilbene (generic) (P-00-0698) | 1788305 | 106532
Epoxy resin containing phosphorus (generic) (P-00-0912) | 1788307 | 106533
Phosphorous modified epoxy resin (generic) (P-00-0992) | 1788309 | 106534
Sulfonated-copper phthalocyanine salt of a triarylmethane dye (generic) (P-00-1055) | 1788311 | 106535
Alkali metal alkyl borohydride (generic) (P-00-1089) | 1788313 | 106536
Fluoroacrylate copolymer (generic) (P-00-1093) | 1788315 | 106537
Modified cyclohexane esters (generic) (P-00-1108) | 1788317 | 106538
Mono esters from 2-propenoic acid (generic) (P-01-0085) | 1788319 | 106539
Halogenated naphthalic anhydride (generic) (P-01-0109) | 1788321 | 106540
Halogenated benzimidazole (generic) (P-01-0110) | 1788323 | 106541
Substituted phenylepoxide (generic) (P-01-0114) | 1788325 | 106542
Amine terminated bisphenol A diglycidyl ether polymer (generic) (P-01-0257) | 1788327 | 106543
Amine terminated bisphenol A diglycidyl ether polymer (generic) (P-01-0258) | 1788329 | 106544
Amine terminated bisphenol A diglycidyl ether polymer (generic) (P-01-0259) | 1788331 | 106545
Amine terminated bisphenol A diglycidyl ether polymer (generic) (P-01-0261) | 1788333 | 106546
Acrylate resin (generic) (P-01-0343) | 1788335 | 106547
Dihydro quinacridone derivative (generic) (P-01-0397) | 1788337 | 106548
Aromatic acrylate (generic) (P-01-0420) | 1788339 | 106549
Bis heterocyclic phenylene derivative (generic) (P-01-0432) | 1788341 | 106550
Polyurethane polymer (generic) (P-01-0481) | 1788343 | 106551
Alkoxylated alcohol (generic) (P-01-0530) | 1788345 | 106552
Reaction product of cyclicdiamine and a dialkyl | 1788347 | 106553
Benzoic acid, 2-chloro-5-nitro-, 1,1-dimethyl-2-oxo-2-(2-propenyloxy) ethyl ester | 1788349 | 106554
Alkoxylated alkyl amine (generic) (P-01-0578) | 1788352 | 106555
Acrylate ester (generic) (P-01-0579) | 1788354 | 106556
Nickel, cobalt mixed metal oxide (generic) (P-02-0090) | 1788356 | 106557
Single-walled carbon nanotubes (generic) (P-08-0328) | 1788358 | 106558
Carbon nanotubes (generic) (P-08-0392) | 1788360 | 106559
2,4-Imidazolidinedione, 1-chloro-5,5-dimethyl-, hydantoin | 1788362 | 106560
Multi-walled carbon nanotubes (generic) (P-08-0733) | 1788364 | 106561
Multi-walled carbon nanotubes (generic) (P-08-0734) | 1788366 | 106562
Acetaldehyde based polymer (generic) (P-02-0406) | 1788368 | 106563
Complex halogenated salt of tris(ethylatedaminocarbocyclic)methane (generic) (P-02-0423) | 1788370 | 106564
Alkyd amide polyol (generic) (P-02-0436) | 1788372 | 106565
Substituted vinylether ethoxylated (generic) (P-02-0534) | 1788374 | 106566
Dialkyl dithiocarbamate esters (generic) (P-02-0779) | 1788376 | 106567
Dialkyl dithiocarbamate esters (generic) (P-02-0780) | 1788378 | 106568
Polyglycerin alkyl ether (generic) (P-02-0796) | 1788380 | 106569
Propoxylated ethoxylated alkylamine (generic) (P-02-0828) | 1788382 | 106570
Dicyclopentadiene polymer with maleic anhydride and alkyl alcohols (generic) (P-02-0872) | 1788384 | 106571
Spiro naphthoxazine (generic) (P-02-0961) | 1788386 | 106572
Alkyl phosphate derivative (generic) (P-02-1040) | 1788388 | 106573
Fluoroalkene substituted alkene polymer (generic) (P-03-0067) | 1788390 | 106574
Silane, ethenyltrimethoxy-, reaction products with wollastonite (Ca(SiO3)) | 1788392 | 106575
Fatty acid amide (generic) (P-03-0186) | 1788394 | 106576
Ammonium salt of phosphonomethylated diamine (generic) (P-03-0686) | 1788396 | 106577
Potassium salt of phosphonomethylated diamine (generic) (P-03-0687) | 1788398 | 106578
Lithium metal phosphate (generic) (P-03-0824) | 1788400 | 106579
Adipic acid, substituted propane, alkyldiol, acrylate (generic) (P-04-0113) | 1788402 | 106580
Mixed metal oxide (generic) (P-04-0269) | 1788404 | 106581
Acrylate ester (generic) (P-04-0290) | 1788406 | 106582
Aminotriazine modified cresol novolec resin (generic) (P-04-0313) | 1788408 | 106583
Amino alkyl organoborane (generic) (P-04-0338) | 1788410 | 106584
Quaternary ammonium compounds, fatty alkyl dialkyl hydroxide (generic) (P-04-0516) | 1788412 | 106585
Polyhydroxyaminoether salts (generic) (P-04-0578) | 1788414 | 106586
Polyhydroxyaminoether salts (generic) (P-04-0579) | 1788416 | 106587
Polyhydroxyaminoether salts (generic) (P-04-0580) | 1788418 | 106588
Polyhydroxyaminoether salts (generic) (P-04-0581) | 1788420 | 106589
Polyhydroxyaminoether salts (generic) (P-04-0582) | 1788422 | 106590
Dialkyl dimethyl ammonium methylcarbonate (generic) (P-04-0587) | 1788424 | 106591
Alkylbenzenes sulfonic acids, metal salt (generic) (P-04-0599) | 1788426 | 106592
Alkylbenzenes sulfonic acids, metal salt (generic) (P-04-0600) | 1788428 | 106593
Alkylbenzenes sulfonic acids, metal salt (generic) (P-04-0605) | 1788430 | 106594
Alkylbenzenes sulfonic acids, metal salt (generic) (P-04-0606) | 1788432 | 106595
Mixed alkyl phosphate esters alkoxylated (generic) (P-04-0624) | 1788434 | 106596
Alkoxysilane modified silica (generic) (P-04-0830) | 1788436 | 106597
Ether amine phosphonate salt (generic) (P-05-0057) | 1788438 | 106598
Ether amine phosphonate salt (generic) (P-05-0059) | 1788440 | 106599
Ether amine phosphonate (generic) (P-05-0060) | 1788442 | 106600
Ether amine phosphonate salt (generic) (P-05-0061) | 1788444 | 106601
Ether amine phosphonate salt (generic) (P-05-0063) | 1788446 | 106602
Ether amine phosphonate salt (generic) (P-05-0064) | 1788448 | 106603
Ether amine phosphonate salt (generic) (P-05-0065) | 1788450 | 106604
Allylpolyalkyleneglycolsulfate, sodium salt (generic) (P-05-0120) | 1788452 | 106605
Trisphenol (generic) (P-05-0301) | 1788454 | 106606
Propanoic acid, 3-hydroxy-2-(hydroxymethyl)-2-methyl, polymer with 2-[(3-aminopropyl)amino]ethanol, dimethyl carbonate, 1,6-hexanediol, 1,1'-methylenebis[4-isocyanatocyclohexane] and 2-oxepanone, compd. with N,N'-dimethylethanamine | 1788456 | 106607
Tris-alkyl-alkoxy melamine polymer (generic) (P-05-0417) | 1788458 | 106608
Fatty acids, C16-18 and C18-unsatd. reaction products with triethanolamine, dimethyl sulfate quaternized (generic) (P-05-0486) | 1788460 | 106609
Fatty acids, C16-18 and C18-unsatd. reaction products with triethanolamine, methyl chloride-quaternized (generic) (P-05-0487) | 1788462 | 106610
Fluoroalkylacrylate copolymer (generic) (P-05-0491) | 1788464 | 106611
Fluoroalkylacrylate copolymer (generic) (P-05-0492) | 1788466 | 106612
Reaction product of trimethylolpropane triacrylate and alkylene imine (generic) (P-05-0501) | 1788468 | 106613
Fluorochemical urethane (generic) (P-05-0503) | 1788470 | 106614
Fluoroalkylacrylate copolymer (generic) (P-05-0504) | 1788472 | 106615
Fluoroalkylacrylate copolymer (generic) (P-05-0505) | 1788474 | 106616
Modified alkyl acrylamide (generic) (P-05-0536) | 1788476 | 106617
Metal silicate (generic) (P-05-0634) | 1788478 | 106618
Polyether ester acid compound with a polyamine amide (generic) (P-05-0714) | 1788480 | 106619
Acetoacetate ester (generic) (P-05-0729) | 1788482 | 106620
[5,6]Fullerene-C60-Ih | 1788484 | 106621
Fluoroalkylacrylate copolymer (generic) (P-05-0838) | 1788486 | 106622
Lanthanum carbonate oxide (La2(CO3)O2) | 1788490 | 106623
Lithium titanium oxide | 1788492 | 106624
Fluoroalkyl acrylate (generic) (P-06-0206) | 1788494 | 106625
Fluoroalkylacrylate copolymer (generic) (P-06-0207) | 1788496 | 106626
Fluoroalkylacrylate copolymer (generic) (P-06-0208) | 1788498 | 106627
Fluoroalkylacrylate copolymer (generic) (P-06-0211) | 1788500 | 106628
Fluoroalkylacrylate copolymer (generic) (P-06-0212) | 1788502 | 106629
Fluoroalkylacrylate copolymer (generic) (P-06-0213) | 1788504 | 106630
Fluoroalkylacrylate copolymer (generic) (P-06-0214) | 1788506 | 106631
Fluoroalkylacrylate copolymer (generic) (P-06-0215) | 1788508 | 106632
Fluoroalkylacrylate copolymer (generic) (P-06-0216) | 1788510 | 106633
Fluoroalkylacrylate copolymer (generic) (P-06-0217) | 1788512 | 106634
Fluoroalkylacrylate copolymer (generic) (P-06-0224) | 1788514 | 106635
Dialkylcocoamidoalkylpropionate (generic) (P-06-0264) | 1788516 | 106636
Dialkylcornoilamidoalkylamine (generic) (P-06-0265) | 1788518 | 106637
[5,6]Fullerene-C84-D2 | 1788520 | 106638
[5,6]Fullerene-C84-D2d | 1788522 | 106639
Dialkylcornoilamidopropionate (generic) (P-06-0267) | 1788524 | 106640
Substituted alkyl ester, hydrolysis products with silica and substituted silane (generic) (P-06-0276) | 1788526 | 106641
Substituted alkyl ester, hydrolysis products with silica (generic) (P-06-0277) | 1788528 | 106642
Substituted silane, hydrolysis products with silica (generic) (P-06-0278) | 1788530 | 106643
Substituted alkyl ester, hydrolysis products with silica and substituted silane (generic) (P-06-0279) | 1788532 | 106644
Substituted alkyl ester, hydrolysis products with silica (generic) (P-06-0280) | 1788534 | 106645
Substituted silane, hydrolysis products with silica (generic) (P-06-0281) | 1788536 | 106646
Acrylated mixed metal oxides (generic) (P-06-0341) | 1788538 | 106647
Fluoroalkyl acrylate copolymer (generic) (P-06-0480) | 1788540 | 106648
Fluoroalkyl methacrylate copolymer (generic) (P-06-0496) | 1788542 | 106649
Fluoroalkyl acrylate copolymer (generic) (P-06-0499) | 1788544 | 106650
Tridecyl phthalate (generic) (P-06-0542) | 1788546 | 106651
Fluoroalkyl methacrylate copolymer (generic) (P-06-0561) | 1788548 | 106652
Fluoroalkyl acrylate copolymer (generic) (P-06-0562) | 1788550 | 106653
Fluoroalkyl methacrylate copolymer (generic) (P-06-0564) | 1788552 | 106654
Fluoroalkyl methacrylate copolymer (generic) (P-06-0565) | 1788554 | 106655
Fluoroalkyl methacrylate copolymer (generic) (P-06-0566) | 1788556 | 106656
Fluoroalkyl acrylate copolymer (generic) (P-06-0567) | 1788558 | 106657
Fluoroalkyl methacrylate copolymer (generic) (P-06-0568) | 1788560 | 106658
Fluoroalkyl acrylate copolymer (generic) (P-06-0569) | 1788562 | 106659
Fluoroalkyl methacrylate copolymer (generic) (P-06-0570) | 1788564 | 106660
Fluoroalkyl methacrylate copolymer (generic) (P-06-0571) | 1788566 | 106661
Fluoroalkyl methacrylate copolymer (generic) (P-06-0572) | 1788568 | 106662
Fluorochemical urethane (generic) (P-06-0573) | 1788570 | 106663
Fluoroalkyl methacrylate copolymer (generic) (P-06-0574) | 1788572 | 106664
Fluoroalkyl acrylate copolymer (generic) (P-06-0575) | 1788574 | 106665
Fluoroalkyl methacrylate copolymer (generic) (P-06-0577) | 1788576 | 106666
Fluoroalkyl acrylate copolymer (generic) (P-06-0578) | 1788578 | 106667
Fluoroalkyl acrylate copolymer (generic) (P-06-0579) | 1788580 | 106668
Fluoroalkyl acrylate copolymer (generic) (P-06-0580) | 1788582 | 106669
Fluoroalkyl methacrylate copolymer (generic) (P-06-0581) | 1788584 | 106670
Fluoroalkyl acrylate copolymer (generic) (P-06-0582) | 1788586 | 106671
Fluoroalkyl methacrylate copolymer (generic) (P-06-0583) | 1788588 | 106672
Fluoroalkyl methacrylate copolymer (generic) (P-06-0584) | 1788590 | 106673
Fluoroalkyl methacrylate copolymer (generic) (P-06-0585) | 1788592 | 106674
Fluoroalkyl methacrylate copolymer (generic) (P-06-0587) | 1788594 | 106675
Fluoroalkyl acrylate copolymer (generic) (P-06-0588) | 1788596 | 106676
Modified triethylene glycol dithiol (generic) (P-06-0616) | 1788598 | 106677
Aspartic acid, N,N'- (iminodi-alkanediyl)bis, tetraalkane esters (generic) (P-06-0623) | 1788600 | 106678
Aspartic acid, N,N'- (iminodi-alkanediyl)bis, tetraalkane esters (generic) (P-06-0624) | 1788602 | 106679
Alkenedioic acid, dialkyl ester, reaction products with polyaminocarbomonocycle and alkenoic acid alkyl ester (generic) (P-06-0666) | 1788604 | 106680
Alkenedioic acid, dialkyl ester, reaction products with polyaminocarbomonocycle and alkenoic acid alkyl ester (generic) (P-06-0667) | 1788606 | 106681
Alkenedioic acid, dialkyl ester, reaction products with polyaminocarbomonocycle and alkenoic acid alkyl ester (generic) (P-06-0668) | 1788608 | 106682
Alkenedioic acid, dialkyl ester, reaction products with polyaminocarbomonocycle and alkenoic acid alkyl ester (generic) (P-06-0669) | 1788610 | 106683
Alkenedioic acid, dialkyl ester, reaction products with polyaminocarbomonocycle and alkenoic acid alkyl ester (generic) (P-06-0670) | 1788612 | 106684
Surface modified magnesium hydroxide (generic) (P-06-0682) | 1788614 | 106685
1,4-Benzenediamine, N'-(alkyl)-N-[4-[(alkyl)amino]phenyl]-N-phenyl- (generic) (P-06-0731) | 1788616 | 106686
Biphenyl substituted benzopyran (generic) (P-07-0107) | 1788618 | 106687
Hexanedioic acid, polymer with 2,2'-(methylimino)bis[ethanol] and 1,2,3-propanetriol, isooctadecanoate (ester) | 1788620 | 106688
Alkanoldioic dialkyl esters (generic) (P-07-0144) | 1788622 | 106689
Polyoxyalkylene siloxane (generic) (P-07-0172) | 1788624 | 106690
Polyoxyalkylene siloxane (generic) (P-07-0173) | 1788626 | 106691
Multi-walled carbon nanotubes (generic) (P-09-0198) | 1788630 | 106693
Multi-walled carbon nanotubes (generic) (P-09-0199) | 1788632 | 106694
Multi-wall carbon nanotube (generic) (P-09-0257) | 1788634 | 106695
Polyacrylate oligomer product from base-catalyzed reaction of dipropylene glycol diacrylate, Genomer 3364 amine-modified polyacrylate, ethoxylated trimethylol propane triacrylate and .beta.-ketoester (generic) (P-07-0339) | 1788636 | 106696
Polyacrylate oligomer product from base-catalyzed reaction of 1,6-hexanediol diacrylate, Genomer 3364 amine-modified polyacrylate, ethoxylated trimethylol propane triacrylate and .beta.-ketoester (generic) (P-07-0340) | 1788638 | 106697
Polyacrylate oligomer product from base-catalyzed reaction of dipropylene glycol diacrylate, Ebecryl 81 amine-modified polyacrylate, ethoxylated trimethylol propane triacrylate and .beta.-ketoester (generic) (P-07-0341) | 1788640 | 106698
Polyacrylate oligomer product from base-catalyzed reaction of 1,6-hexanediol diacrylate, Ebecryl 81 amine-modified polyacrylate, ethoxylated trimethylol propane triacrylate and .beta.-ketoesters (generic) (P-07-0342) | 1788642 | 106699
Polyacrylate oligomer product from base-catalyzed reaction of dipropylene glycol diacrylate, Genomer 3364 amine-modified polyacrylate, ethoxylated trimethylol propane triacrylate and .beta.-ketoesters (generic) (P-07-0343) | 1788644 | 106700
Polyacrylate oligomer product from base-catalyzed reaction of ethoxylated 1,6-hexanediol diacrylate, Genomer 3364 amine-modified polyacrylate, ethoxylated trimethylol propane triacrylate and .beta.-ketoesters (generic) (P-07-0344) | 1788646 | 106701
Carbon black, (4-methylphenyl)-modified, substituted (generic) (P-07-0523) | 1788648 | 106702
Fatty acid maleic acid amides (generic) (P-07-0563) | 1788650 | 106703
Fatty acid maleic acid amides (generic) (P-07-0564) | 1788652 | 106704
Modified styrene, divinylbenzene polymer (generic) (P-07-0642) | 1788654 | 106705
Reaction product between polyalkylene polyamine and propenamide (generic) (P-07-0651) | 1788656 | 106706
Multi-walled carbon nanotubes (generic) (P-09-0417) | 1788658 | 106707
Sodium olefin sulfonate derivative (generic) (P-09-0447) | 1788660 | 106708
Substituted silyl methacrylate (generic) (P-08-0003) | 1788662 | 106709
Modified methyl methacrylate, 2-hydroxyethyl methacrylate polymer (generic) (P-08-0006) | 1788664 | 106710
Alkylated phenols (generic) (P-08-0029) | 1788666 | 106711
Chloro fluoro alkane (generic) (P-08-0033) | 1788668 | 106712
Mixed amino diaryl sulfone isomers (generic) (P-08-0039) | 1788670 | 106713
Perfluorodioxyalkonic acid salt (generic) (P-08-0088) | 1788672 | 106714
Single-walled carbon nanotubes (generic) (P-10-0005) | 1788674 | 106715
Multi-walled carbon nanotubes (generic) (P-10-0039) | 1788676 | 106716
Multi-walled carbon nanotubes (generic) (P-08-0199) | 1788678 | 106717
Tetrafluoro nitrotoluene (generic) (P-08-0212) | 1788680 | 106718
Fluoroalkyl methacrylate copolymer (generic) (P-08-0221) | 1788682 | 106719
Amidoamine salt (generic) (P-08-0300) | 1788684 | 106720
Single-walled and multi-walled carbon nanotubes (generic) (P-10-0040) | 1788686 | 106721
Partially fluorinated alcohol substituted glycols (generic) (P-10-0058) | 1788688 | 106722
Partially fluorinated alcohol substituted glycols (generic) (P-10-0059) | 1788690 | 106723
Multi-walled carbon nanofibers (generic) (P-10-0115) | 1788692 | 106724
Diethanolamine salt of polymeric acid (generic) (P-08-0464) | 1788694 | 106725
Organosulfide (generic) (P-08-0510) | 1788696 | 106726
Fluorinated acrylic copolymer (generic) (P-08-0644) | 1788698 | 106727
N-Arylamino-phenol-formaldehyde condensate (generic) (P-08-0694) | 1788700 | 106728
Linear alkyl epoxide (generic) (P-08-0704) | 1788702 | 106729
Multi-walled carbon nanofibers (generic) (P-10-0116) | 1788704 | 106730
Multi-walled carbon nanofibers (generic) (P-10-0117) | 1788706 | 106731
Multi-walled carbon nanofibers (generic) (P-10-0118) | 1788708 | 106732
Multi-walled carbon nanofibers (generic) (P-10-0119) | 1788710 | 106733
Magnesium hydroxide surface treated with substituted alkoxysilanes (generic) (P-08-0737) | 1788712 | 106734
Fluorinated acrylic copolymers (generic) (P-08-0748) | 1788714 | 106735
Fluoroalkyl methacrylate copolymer (generic) (P-09-0032) | 1788716 | 106736
Fluoroalkyl methacrylate copolymer (generic) (P-09-0033) | 1788718 | 106737
Fluoroalkyl methacrylate copolymer (generic) (P-09-0034) | 1788720 | 106738
Fluoroalkyl acrylate copolymer (generic) (P-09-0035) | 1788722 | 106739
Fluoroalkyl methacrylate copolymer (generic) (P-09-0036) | 1788724 | 106740
Multi-walled carbon nanofibers (generic) (P-10-0120) | 1788726 | 106741
Multi-walled carbon nanofibers (generic) (P-10-0121) | 1788728 | 106742
Multi-walled carbon nanofibers (generic) (P-10-0122) | 1788730 | 106743
Multi-walled carbon nanofibers (generic) (P-10-0123) | 1788732 | 106744
Multi-walled carbon nanofibers (generic) (P-10-0124) | 1788734 | 106745
Multi-walled carbon nanofibers (generic) (P-10-0125) | 1788736 | 106746
Multi-walled carbon nanofibers (generic) (P-10-0126) | 1788738 | 106747
Multi-walled carbon nanotubes (generic) (P-10-0246) | 1788740 | 106748
Trivalent chromium complexes of a substituted beta-naphthol amine azo dye (generic) (P-09-0152) | 1788742 | 106749
Trivalent chromium complexes of a substituted beta-naphthol amine azo dye (generic) (P-09-0153) | 1788744 | 106750
Olefinic carbocycle, reaction products with alkoxysilane (generic) (P-09-0154) | 1788746 | 106751
Olefinic carbocycle, reaction products with alkoxysilane, sulfurized (generic) (P-09-0155) | 1788748 | 106752
Olefinic carbocycle, reaction products with alkoxysilane, polysulfurized (generic) (P-09-0156) | 1788750 | 106753
Perfluorinated alkylthio betaine (generic) (P-10-0405) | 1788752 | 106754
Poly(oxyalkylenediyl), .alpha.-[[[methyl-3-[[[(polyfluoroalkyl)oxy]carbonyl]amino]phenyl]amino]carbonyl]-.omega.- methoxy- (generic) (P-11-0217) | 1788754 | 106755
Fluoroether (generic) (P-11-0224) | 1788756 | 106756
N-(2-Hydroxyethyl) alkenamide (generic) (P-11-0226) | 1788758 | 106757
Multi-walled carbon nanotubes (generic) (P-11-0339) | 1788760 | 106758
Polyfluorinated alkyl polyamide (generic) (P-11-0487) | 1788762 | 106759
Alkylpolyhydroxy polymer (generic) (P-09-0234) | 1788764 | 106760
Ethyleneamine polyphosphates (generic) (P-09-0248) | 1788766 | 106761
Polyfluorinated alkyl thio polyacrylamide (generic) (P-11-0533) | 1788768 | 106762
Complex strontium aluminum, rare earth doped (generic) (P-12-0026) | 1788770 | 106763
Aromatic bromide (generic) (P-09-0259) | 1788772 | 106764
Substituted acrylamide (generic) (P-09-0390) | 1788774 | 106765
Vinyl carboxylic acid ester (generic) (P-09-0400) | 1788776 | 106766
2-Propenoic acid, 2-methyl-, C16-18 esters, telomers with 3-chloro-2-hydroxypropyl methacrylate, 1-dodecanethiol, N-(hydroxymethyl)-2-methyl-2-propenamide, polyfluorooctyl methacrylate, and rel-(1R,2R,4R)-1,7,7-trimethylbicyclo[2.2.1]hept-2-yl methacrylate, 2,2'-[1,2-diazenediylbis(1-methylethylidene)]bis[4,5-dihydro-1H-imidazole]hydrochloride (1:2)-initiated (generic) (P-12-0242) | 1788780 | 106768
Multi-walled carbon nanotubes (generic) (P-12-0416) | 1788782 | 106769
Multi-walled carbon nanotubes (generic) (P-12-0417) | 1788784 | 106770
Fluoroalkyl acrylate copolymer (generic) (P-09-0510) | 1788786 | 106771
Butyl aromatic bisurea (generic) (P-09-0532) | 1788788 | 106772
Aromatic hydrocarbon (generic) (P-09-0535) | 1788790 | 106773
Halogenated aromatic hydrocarbon (generic) (P-09-0540) | 1788792 | 106774
Oxime, di-Me silane (generic) (P-09-0589) | 1788794 | 106775
Cardanol-based alkyl phosphate (generic) (P-09-0613) | 1788796 | 106776
Multi-walled carbon nanotubes (generic) (P-12-0418) | 1788798 | 106777
Multi-walled carbon nanotubes (generic) (P-12-0419) | 1788800 | 106778
Quino[2,3-b]acridine-7,14-dione, 2,9-dichloro-5,12-dihydro[4-[[2-(sulfooxy)ethyl]substituted]phenyl]-, sodium salt (1:1) (generic) (P-10-0014) | 1788802 | 106779
Anthraquinonedicarboximide, diamino-N-alkyl- (generic) (P-10-0015) | 1788804 | 106780
Substituted polyglycidyl benzenamine (generic) (P-83-0394) | 1788806 | 106781
Substituted bromothiophene (generic) (P-83-0769) | 1788808 | 106782
Disubstituted diamino anisole (generic) (P-83-0822) | 1788810 | 106783
Substituted pyridines (generic) (P-84-1219) | 1788812 | 106784
Phenyl, alkyl, hydroxyalkyl substituted imidazole (generic) (P-86-0065) | 1788814 | 106785
Aromatic nitro compound (generic) (P-86-0335) | 1788816 | 106786
Acrylamide, polymer with substituted alkylacrylamide salt (generic) (P-87-0794) | 1788818 | 106787
Hydroxy-aryl, polymer with substituted benzene, cyanate (generic) (P-10-0083) | 1788820 | 106788
Polyamine ureaformaldehyde condensate (generic) (P-87-1456) | 1788822 | 106789
Perfluoroalkyl aromatic carbamate modified alkyl methacrylate copolymer (generic) (P-87-1555) | 1788824 | 106790
Substituted halogenated pyridinol, alkali salt (generic) (P-88-1272) | 1788826 | 106791
Substituted halogenated pyridinol (generic) (P-88-1273) | 1788828 | 106792
Polymer of alkanepolyol and polyalkylpolyisocyanatocarbomonocycle, acetone oxime-blocked (generic) (P-88-1658) | 1788830 | 106793
Substituted 2-nitro- and 2-aminobenzesulfonamide (generic) (P-88-1937) | 1788834 | 106795
.alpha.-Olefin sulfonate, sodium salt (generic) (P-88-2210) | 1788836 | 106796
Alkylbenzenesulfonic acid and sodium salts (generic) (P-88-2231) | 1788838 | 106797
Alkylbenzenesulfonic acid and sodium salts (generic) (P-88-2237) | 1788840 | 106798
Alkylbenzenesulfonic acid and sodium salts (generic) (P-88-2530) | 1788842 | 106799
2-Oxepanone, polymer with 4,4'-(1-methylethylidene)bisphenol and 2,2-[(1-methylethylidene)bis(4,1-phenyleneoxymethylene)]bisoxirane, graft (generic) (P-88-2582) | 1788844 | 106800
Alanine, N-(2-carboxyethyl)-N-alkyl-, salt (generic) (P-89-0336) | 1788846 | 106801
Polyalkylenepolyol alkylamine (generic) (P-89-0483) | 1788848 | 106802
Alkylated diarylamine, sulfurized (generic) (P-89-0506) | 1788850 | 106803
Distillates (petroleum), C(3-6), polymers with styrene and mixed terpenes (generic) (P-89-0676) | 1788855 | 106805
Bisphenol A, epichlorohydrin, polyalkylenepolyol and polyisocyanato derivative (generic) (P-89-0750) | 1788857 | 106806
Alkyl alkanoate (generic) (P-10-0183) | 1788859 | 106807
Alkyl ethoxylate (generic) (P-10-0184) | 1788861 | 106808
Reaction products of secondary alkyl amines with a substituted benzenesulfonic acid and sulfuric acid (generic) (P-89-0755) | 1788863 | 106809
Reaction products of secondary alkyl amines with a substituted benzenesulfonic acid and sulfuric acid (generic) (P-89-0756) | 1788865 | 106810
Reaction product of alkanediol and epichlorohydrin (generic) (P-89-0760) | 1788867 | 106811
Unsaturated polyester imide (generic) (P-10-0231) | 1788869 | 106812
Polymer of polyethylenepolyamine and alkanediol diglycidyl ether (generic) (P-89-0810) | 1788871 | 106813
Silane, (1,1-dimethylethoxy)dimethoxy(2-methylpropyl)- | 1788873 | 106814
Phenoxy alkyl ether (generic) (P-10-0344) | 1788875 | 106815
Carbon nanomaterial (generic) (P-10-0366) | 1788879 | 106817
Acetoacetanilide reaction product with multifunctional acrylate (generic) (P-10-0403) | 1788881 | 106818
Polymer of bisphenol A diglycidal ether, substituted alkenes, and butadiene (generic) (P-90-0244) | 1788883 | 106819
Polymer of bisphenol A diglycidal ether, substituted alkenes, and butadiene (generic) (P-90-0245) | 1788885 | 106820
Sodium bromide MDA complex (generic) (P-10-0433) | 1788887 | 106821
Poly(oxy-1,2- ethanediyl), .alpha., -monoalkyl ethers-.omega.-mono (hydrogen maleate)- (generic) (P-10-0495) | 1788889 | 106822
Brominated polyurethane prepolymers of methylene diphenyl diisocyanate (MDI) (generic) (P-10-0524) | 1788891 | 106823
Brominated polyurethane prepolymers of methylene diphenyl diisocyanate (MDI) (generic) (P-10-0525) | 1788893 | 106824
Modified lithium iron phosphate (generic) (P-10-0545) | 1788895 | 106825
Alkanamide, 2-hydroxy-N,N-dimethyl (P-10-0567) | 1788897 | 106826
Quaternary ammonium compound (generic) (P-10-0571) | 1788899 | 106827
Boron, trifluoro(tetrahydrofuran)-(T-4)-, polymer with 3-methyl-3-[(3,3,4,4,5,5,6,6,6-nonafluorohexyl)oxy]methyl]oxetane, ether with 2,2-dimethyl-1,3-propanediol (2:1) | 1788901 | 106828
Polyfluoroalkyl phosphoric acid salt (generic) (P-11-0088) | 1788903 | 106829
Polyfluoroalkyl phosphoric acid salt (generic) (P-11-0089) | 1788905 | 106830
Fluorinated acrylic alkylamino copolymer (generic) (P-11-0092) | 1788907 | 106831
Fluorinated acrylic alkylamino copolymer (generic) (P-11-0093) | 1788909 | 106832
Infused carbon nanostructures (generic) (P-11-0188) | 1788911 | 106833
Acetaldehyde, substituted-, reaction products with 2-butyne-1, 4-diol (generic) (P-11-0204) | 1788913 | 106834
Isocyanate terminated polyols (generic) (P-90-0404) | 1788915 | 106835
Isocyanate terminated polyols (generic) (P-90-0405) | 1788917 | 106836
Isocyanate terminated polyols (generic) (P-90-0406) | 1788919 | 106837
Substituted carboheterocyclic butane tetracarboxylate (generic) (P-90-0440) | 1788921 | 106838
Alkyl polyethylene glycol phosphate, potassium salt (generic) (P-90-0481) | 1788923 | 106839
Brominated phthalate ester (generic) (P-90-0581) | 1788925 | 106840
Benzeneacetonitrile, alkoxy-[[(alkylsulfonyl)oxy]imino]-(generic) (P-11-0252) | 1788927 | 106841
Carbide derived nanocarbon (generic) (P-11-0290) | 1788929 | 106842
Hexanedioic acid, polymer with .alpha.-hydro-.omega.-hydroxypoly[oxy(methyl-1,2-ethanediyl)], 1,1'-methylenebis[4- isocyanatobenzene], dihydroxydialkylether and dialkanol ether (generic) (P-11-0311) | 1788931 | 106843
Hexanedioic acid, polymer with .alpha.-hydro-.omega.-hydroxypoly[oxy(methyl-1,2-ethanediyl)], 1,1'-methylenebis[isocyanatobenzene], dihydroxydialkyl ether and dialkanol ether (generic) (P-11-0312) | 1788933 | 106844
Hexanedioic acid, polymer with .alpha.-hydro-.omega.-hydroxypoly[oxy(methyl-1,2-ethanediyl)], 1,1'-methylenebis[4-isocyanatobenzene], dihydroxydialkyl ether, reaction products with dialkylcarbinol (generic) (P-11-0313) | 1788935 | 106845
Biphenyl alkyl morpholino ketone (generic) (P-11-0338) | 1788937 | 106846
Glycol monobenzoate (generic) (P-90-1357) | 1788939 | 106847
Alkoxy dialkyl aminoalkanol carboxylate (generic) (P-11-0411) | 1788941 | 106848
Alkoxy dialkyl aminoalkanol carboxylate (generic) (P-11-0412) | 1788943 | 106849
Alkoxy dialkyl aminoalkanol carboxylate (generic) (P-11-0413) | 1788945 | 106850
Alkoxy dialkyl aminoalkanol carboxylate (generic) (P-11-0414) | 1788947 | 106851
Alkenoyloxy arylphenone (generic) (P-11-0424) | 1788949 | 106852
Ethoxybenzothiazole disulfide (generic) (P-90-1384) | 1788951 | 106853
Ethanediimidic acids (generic) (P-90-1472) | 1788953 | 106854
Ethanediimidic acids (generic) (P-90-1473) | 1788957 | 106856
Polyaromatic organophosphorus compound (generic) (P-11-0607) | 1788959 | 106857
Toluene diisocyanate, polymers with polyalkylene glycol (generic) (P-11-0635) | 1788961 | 106858
Toluene diisocyanate, polymers with polyalkylene glycol (generic) (P-11-0636) | 1788963 | 106859
Complex strontium aluminum, rare earth doped (generic) (P-12-0022) | 1788965 | 106860
Complex strontium aluminum, rare earth doped (generic) (P-12-0023) | 1788967 | 106861
Complex strontium aluminum, rare earth doped (generic) (P-12-0024) | 1788969 | 106862
Complex strontium aluminum, rare earth doped (generic) (P-12-0025) | 1788971 | 106863
Dialkyl phosphorodithioate phosphate compounds (generic) (P-90-1644) | 1788973 | 106864
Dialkyl phosphorodithioate phosphate compounds (generic) (P-90-1645) | 1788975 | 106865
Dialkyl phosphorodithioate phosphate compounds (generic) (P-90-1646) | 1788977 | 106866
Dialkyl phosphorodithioate phosphate compounds (generic) (P-90-1647) | 1788979 | 106867
Functionalized multi-walled carbon nanotubes (generic) (P-12-0044) | 1788983 | 106869
Substituted alkylamides (generic) (P-12-0051) | 1788985 | 106870
Substituted alkylamides (generic) (P-12-0052) | 1788987 | 106871
Thermolized wasted plastic (generic) (P-12-0125) | 1788989 | 106872
Distillation bottoms from manufacture of brominated cycloalkanes (generic) (P-12-0149) | 1788991 | 106873
Fatty acids, diesters with dihydroxy bicyclic diether (generic) (P-12-0150) | 1788993 | 106874
Amine-modified urea-formaldehyde polymer (generic) (P-12-0182) | 1788995 | 106875
Dialkyl phosphorodithioate phosphate compounds (generic) (P-90-1648) | 1788997 | 106876
Dialkyl phosphorodithioate phosphate compounds (generic) (P-90-1649) | 1788999 | 106877
Dicyclohexylmethane-4,4'-diisocyanate, polymer with ethoxylated, propoxylated polyethers (generic) (P-12-0326) | 1789001 | 106878
Distillation bottoms, alkylated benzene by-product, brominated and bromo diphenyl alkane (generic) (P-12-0333) | 1789003 | 106879
Reaction product of silica with alkoxysilane (generic) (P-12-0360) | 1789005 | 106880
Alkenedioic acid dialkyl ester, reaction products with alkenoic acid alkyl esters and diamine (generic) (P-12-0409) | 1789007 | 106881
Alkenedioic acid dialkyl ester, reaction products with alkenoic acid alkyl esters and diamine (generic) (P-12-0410) | 1789009 | 106882
Alkenedioic acid dialkyl ester, reaction products with alkenoic acid alkyl esters and diamine (generic) (P-12-0412) | 1789011 | 106883
Alkenedioic acid dialkyl ester, reaction products with alkenoic acid alkyl esters and diamine (generic) (P-12-0413) | 1789013 | 106884
Halophenyl sulfonamide salt (generic) (P-90-1730) | 1789016 | 106885
Halogenated biphenyl glycidyl ethers (generic) (P-90-1844) | 1789018 | 106886
Halogenated biphenyl glycidyl ethers (generic) (P-90-1845) | 1789020 | 106887
Halogenated biphenyl glycidyl ethers (generic) (P-90-1846) | 1789022 | 106888
Reaction products of substituted hydroxyalkanes and polyalkylpolyisocyanatocarbomonocycle (generic) (P-91-0075) | 1789024 | 106889
Fatty amide (generic) (P-91-0087) | 1789026 | 106890
Substituted phenol (generic) (P-91-0087) | 1789028 | 106891
Tall oil fatty acids, reaction products with polyamines, alkyl substituted (generic) (P-91-0225) | 1789030 | 106892
Yttrium borate phosphate vanadate with europium and additional dopants (generic) (P-12-0430) | 1789032 | 106893
Mixed metal oxalate (generic) (P-12-0432) | 1789034 | 106894
Quaternary ammonium compounds, bis(fattyalkyl) dimethyl, salts with tannins (generic) (P-12-0437) | 1789036 | 106895
Alkyl maleimide substituted bicyclic olefin (generic) (P-12-0480) | 1789038 | 106896
Aryl-substituted alkane (generic) (P-12-0548) | 1789040 | 106897
Infused carbon nanostructures (generic) (P-12-0576) | 1789042 | 106898
Fatty acid amides (generic) (P-13-0047) | 1789044 | 106899
Fatty acid amides (generic) (P-13-0050) | 1789046 | 106900
Fatty acid amides (generic) (P-13-0051) | 1789048 | 106901
Alkaneamide, halo-dialkylthienyl-alkoxydialkyl-, manuf. of by-products from (generic) (P-13-0056) | 1789050 | 106902
Fatty acid amide hydrochlorides (generic) (P-13-0069) | 1789052 | 106903
Fatty acid amide hydrochlorides (generic) (P-13-0070) | 1789054 | 106904
Fatty acid amide hydrochlorides (generic) (P-13-0071) | 1789056 | 106905
Fatty acid amide hydrochlorides (generic) (P-13-0074) | 1789058 | 106906
Substituted benzenamine schiff base (generic) (P-13-0135) | 1789060 | 106907
Zirconium substituted heteropolycyclic (generic) (P-13-0152) | 1789062 | 106908
Fluorinated oxirane polymer (generic) (P-13-0176) | 1789064 | 106909
Fatty acid amides (generic) (P-13-0182) | 1789070 | 106912
Fatty acid amides (generic) (P-13-0183) | 1789072 | 106913
Fatty acid amides (generic) (P-13-0184) | 1789074 | 106914
Fatty acid amides (generic) (P-13-0185) | 1789076 | 106915
Fatty acid amide hydrochlorides (generic) (P-13-0201) | 1789078 | 106916
Fatty acid amide hydrochlorides (generic) (P-13-0203) | 1789080 | 106917
Fatty acid amide hydrochlorides (generic) (P-13-0204) | 1789082 | 106918
Fatty acid amide hydrochlorides (generic) (P-13-0205) | 1789084 | 106919
Fatty acid amide hydrochlorides (generic) (P-13-0206) | 1789086 | 106920
Fatty acid amide hydrochlorides (generic) (P-13-0207) | 1789088 | 106921
Fatty acid amide hydrochlorides (generic) (P-13-0208) | 1789090 | 106922
Fatty acid amide hydrochlorides (generic) (P-13-0209) | 1789092 | 106923
Alkenyl succinate, amine salts (generic) (P-13-0212) | 1789094 | 106924
Alkenyl succinate, amine salts (generic) (P-13-0213) | 1789096 | 106925
Organo zinc salts (generic) (P-13-0225) | 1789098 | 106926
Tires, wastes, pyrolyzed, C5-15 condensate oil fraction | 1789100 | 106927
Substituted cycloalkanemethanamine with [(morpholinyl)propylidene] (generic) (P-13-0239) | 1789102 | 106928
Diphenylmethane diisocyanate polymer with alkanoic diacid and alkanediol (generic) (P-13-0338) | 1789106 | 106930
Carbonic acid, dialkyl ester (generic) (P-13-0346) | 1789108 | 106931
MDI modified polyalkene glycols (generic) (P-13-0365) | 1789110 | 106932
Glycolipid (generic) (P-13-0366) | 1789112 | 106933
1,3-Benzenedicarboxylic acid, polymer with 1,4-benzenedicarboxylic acid, 1,4-dimethyl 1,4-benzenedicarboxylate, 2,2-dimethyl-1,3-propanediol, dodecanedioic acid, 1,2-ethanediol, hexanedioic acid, 1,6-hexanediol, alkyldiol ester and aromatic isocyanate (generic) (P-13-0393) | 1789114 | 106934
Poly(oxy-1,2-ethanediyl), .alpha.,.alpha.'-[(1-methylethylidene)di-4,1-phenylene]bis[.omega.-[[6-(2,5-dihydro-2,5-dioxo-1H-pyrrol-1-yl)-1-oxohexyl]oxy]- | 1789116 | 106935
Methylene diisocyanate polymer with polypropylene glycol and diols (generic) (P-13-0471) | 1789118 | 106936
Metal hydroxide, treated with alkenyl alkoxy silane (generic) (P-13-0495) | 1789120 | 106937
Polymer of terephthalic acid and ethyl benzene with multi-walled carbon nanotube (generic) (P-13-0573) | 1789122 | 106938
Alkanedioic acid, polymer with alkyl alkyl-alkenoate, alkanedioic acid, alkanediol, .alpha.-hydro-.omega.-hydroxypoly[oxy(alkyl-1,2-alkanediyl)], aromatic diisocyanate, alkyl alkyl-alkeneoate and alkyl-alkenoic acid (generic) (P-13-0619) | 1789124 | 106939
Polycarbamoylsulfonic acid sodium salt (generic) (P-13-0674) | 1789126 | 106940
Isocyanate terminated urethane polymer (generic) (P-13-0753) | 1789128 | 106941
Functionalized carbon nanotubes (generic) (P-13-0793) | 1789130 | 106942
Dicarbomonocyclesubstituted carbomonocycledicarboxamide (generic) (P-13-0796) | 1789132 | 106943
Dicarbomonocyclesubstituted carbomonocycledicarboxamide (generic) (P-13-0797) | 1789134 | 106944
Dicarbomonocyclesubstituted carbomonocycledicarboxamide (generic) (P-13-0798) | 1789136 | 106945
Dicarboheterocycle-substituted carbomonocycledicarboxamide (generic) (P-13-0799) | 1789138 | 106946
Tricarbomonocycle-substituted carbomonocycletricarboxamide (generic) (P-13-0800) | 1789140 | 106947
Cycloalkylamino oleyl alkylamide acid salt (generic) (P-13-0811) | 1789144 | 106949
Cycloalkylamino oleyl alkylamide acid salt (generic) (P-13-0812) | 1789146 | 106950
Cycloalkylamino oleyl alkylamide acid salt (generic) (P-13-0813) | 1789148 | 106951
Cycloalkylamino oleyl alkylamide acid salt (generic) (P-13-0814) | 1789150 | 106952
Cycloalkylamino oleyl alkylamide acid salt (generic) (P-13-0815) | 1789152 | 106953
Cycloalkylamino cocoalkyl alkylamide acid salt (generic) (P-13-0816) | 1789154 | 106954
Cycloalkylamino cocoalkyl alkylamide acid salt (generic) (P-13-0817) | 1789156 | 106955
Cycloalkylamino cocoalkyl alkylamide acid salt (generic) (P-13-0818) | 1789158 | 106956
Cycloalkylamino cocoalkyl alkylamide acid salt (generic) (P-13-0819) | 1789160 | 106957
Cycloalkylamino cocoalkyl alkylamide acid salt (generic) (P-13-0820) | 1789162 | 106958
Cycloalkylamino cocoalkyl alkylamide acid salt (generic) (P-13-0821) | 1789164 | 106959
Mixture of alkylated benzene, brominated (generic) and alkylated benzene, dibrominated (generic) (P-13-0882) | 1789176 | 106965
Organic phosphonate salt (generic) (P-13-0936) | 1789178 | 106966
Fatty acid amide (generic) (P-14-0013) | 1789180 | 106967
Fatty acid amide (generic) (P-14-0015) | 1789182 | 106968
Substituted perfluoroether (generic) (P-14-0042) | 1789186 | 106970
Fatty acid amide hydrochloride (generic) (P-14-0091) | 1789188 | 106971
Fatty acid amide hydrochloride (generic) (P-14-0092) | 1789190 | 106972
Fatty acid amides (generic) (P-14-0158) | 1789194 | 106974
Fatty acid amides (generic) (P-14-0159) | 1789196 | 106975
Fatty acid amides (generic) (P-14-0161) | 1789198 | 106976
Fatty acid amides (generic) (P-14-0162) | 1789200 | 106977
Fatty acid amides (generic) (P-14-0163) | 1789202 | 106978
Fatty acid amide acetates (generic) (P-14-0173) | 1789204 | 106979
Fatty acid amide acetates (generic) (P-14-0175) | 1789206 | 106980
Fatty acid amide acetates (generic) (P-14-0176) | 1789208 | 106981
Fatty acid amide acetates (generic) (P-14-0177) | 1789210 | 106982
Fatty acid amide acetates (generic) (P-14-0178) | 1789212 | 106983
Fatty acid amide acetates (generic) (P-14-0179) | 1789214 | 106984
Fatty acid amide acetates (generic) (P-14-0180) | 1789216 | 106985
Fatty acid amide acetates (generic) (P-14-0181) | 1789218 | 106986
Fatty acid amide acetates (generic) (P-14-0182) | 1789220 | 106987
Fatty acid amide acetates (generic) (P-14-0183) | 1789222 | 106988
Fatty acid amide acetates (generic) (P-14-0184) | 1789224 | 106989
Fatty acid amide acetates (generic) (P-14-0185) | 1789226 | 106990
Fatty acid amide acetates (generic) (P-14-0186) | 1789228 | 106991
Fatty acid amide acetates (generic) (P-14-0187) | 1789230 | 106992
Fatty acid amide acetates (generic) (P-14-0188) | 1789232 | 106993
Fatty acid amide acetates (generic) (P-14-0190) | 1789234 | 106994
Fatty acid amide acetates (generic) (P-14-0191) | 1789236 | 106995
Fatty acid amide acetates (generic) (P-14-0192) | 1789238 | 106996
Fatty acid amide acetates (generic) (P-14-0193) | 1789240 | 106997
Fatty acid imidazolines (generic) (P-14-0202) | 1789242 | 106998
Fatty acid imidazolines (generic) (P-14-0204) | 1789246 | 107000
Fatty acid imidazolines (generic) (P-14-0205) | 1789248 | 107001
Fatty acid imidazolines (generic) (P-14-0206) | 1789250 | 107002
Trimellitic anhydride, polymer with alkanolamine and tetrahydrophthalic anhydride (generic) (P-14-0341) | 1789254 | 107004
Alkanedioic acids, polymer with substituted propanediol, alkanediols, polyethylene glycol and MDI (generic) (P-14-0357) | 1789256 | 107005
Aliphatic ether ethyl alcohol (generic) (P-14-0417) | 1789258 | 107006
Carbonic acid, dimethyl ester polymer with 1,4-diisocyanatobenzene, 1,6-hexanediol and 1,5-pentanediol | 1789260 | 107007
Heterocyclic amine potassium salt (generic) (P-14-0544) | 1789264 | 107009
2-Chloro-4,6-bis(substituted)-1,3,5-triazine, dihydrochloride (generic) (P-91-0659) | 1789268 | 107011
Trisubstituted anthracene (generic) (P-91-0689) | 1789270 | 107012
Benzenedisulfonic acid, chlorotriazinylamino-dimethylphenylazo-sulfonaphthaleneazo (generic) (P-83-0418) | 1789272 | 107013
Unsaturated aliphatic diether (generic) (P-83-0434) | 1789274 | 107014
Alkyl-substituted aromatic amine (generic) (P-83-0663) | 1789276 | 107015
Alkylaryl substituted phosphite (generic) (P-91-0899) | 1789278 | 107016
Imidazolethione (generic) (P-91-1131) | 1789280 | 107017
Reaction product of phenolic pentaerythritol tetraesters with fatty acid esters and oils, and glyceride triesters (generic) (P-91-1231) | 1789282 | 107018
Reaction product of phenolic pentaerythritol tetraesters with fatty acid esters and oils, and glyceride triesters (generic) (P-91-1232) | 1789284 | 107019
Halogenated alkyl pyridine (generic) (P-83-1162) | 1789286 | 107020
Perhalo alkoxy ether (generic) (P-83-1228) | 1789288 | 107021
Perhalo alkoxy ether (generic) (P-83-1229) | 1789290 | 107022
Polychlorinated alkylated aromatic hyhdrocarbon (generic) (P-84-0569) | 1789292 | 107023
Polyfunctional aziridine crosslinker (generic) (P-84-0839) | 1789294 | 107024
Brominated acrylcarbonate (generic) (P-84-0901) | 1789296 | 107025
Brominated aryl amine (generic) (P-84-0902) | 1789298 | 107026
Brominated aryl amine (generic) (P-84-0903) | 1789300 | 107027
Polyurethane polymer (generic) (P-84-1074) | 1789302 | 107028
Substituted aromatic amide (generic) (P-84-1136) | 1789304 | 107029
Cycloaliphatic epoxide (generic) (P-84-1137) | 1789306 | 107030
Alkyltrialkoxysilane (generic) (P-84-1145) | 1789308 | 107031
Polychlorofluoro aromatic alkylated hydrocarbon (generic) (P-84-1184) | 1789310 | 107032
Reaction product of phenolic pentaerythritol tetraesters with fatty acid esters and oils, and glyceride triesters (generic) (P-91-1233) | 1789312 | 107033
Reaction product of phenolic pentaerythritol tetraesters with fatty acid esters and oils, and glyceride triesters (generic) (P-91-1234) | 1789314 | 107034
Substituted amino anthraquinones (generic) (P-85-0018) | 1789316 | 107035
Polymeric aliphatic polyol acrylate esters (generic) (P-85-0159) | 1789318 | 107036
Polymeric aliphatic polyol acrylate esters (generic) (P-85-0160) | 1789320 | 107037
Polymeric aliphatic polyol acrylate esters (generic) (P-85-0161) | 1789322 | 107038
Polymeric aliphatic polyol acrylate esters (generic) (P-85-0162) | 1789324 | 107039
Disubstituted sulfide (generic) (P-85-0234) | 1789326 | 107040
Amines, tris(C11-14-iso-C13 rich) | 1789328 | 107041
Ester modified phenolic resin (generic) (P-85-0428) | 1789330 | 107042
Polymer of hydroxyethyl acrylate, 4,4'-diphenylmethane diisocyanate, and polymethylene polyphenyl isocyanate | 1789332 | 107043
Substituted alkyl alkanol (generic) (P-85-0822) | 1789334 | 107044
Modified trisphenol epoxy novolac (generic) (P-85-0854) | 1789336 | 107045
Modified trisphenol epoxy novolac (generic) (P-85-0855) | 1789338 | 107046
Substituted alkylamine salt (generic) (P-85-0941) | 1789340 | 107047
Modified trisphenol epoxy novolac (generic) (P-85-0973) | 1789342 | 107048
Benzothiazolesulfonic acid, substituted-((substituted-pyrimidinyl)azo)carbomonocycle-, alkali metal salt (generic) (P-85-0994) | 1789344 | 107049
Polymer of hydroxyethyl methacrylate, succinic anhydride, phenol, 4,4'-(1-methylethylidene)bis-, polymer with (chloromethyl)oxirane | 1789346 | 107050
Halogenated alkene (generic) (P-85-1167) | 1789348 | 107051
Polymer of trimethylol propane triacrylate, polyoxypropylene mono primary amine, and maleic anhydride | 1789350 | 107052
Benzoic acid, 2-((3a,4,5,6,7,7a-hexahydro-5-(or 6-)methoxy-4,7-methanoindan)-methylidene)amino, methyl ester | 1789352 | 107053
Benzoic acid, 2-(3-(4-methyl, cyclohex-3-enyl)butylidene)amino, methyl ester | 1789354 | 107054
Polymer of bisphenol A-diglycidyl ether, polyalkyl alkanepolyamines, substituted polyalkanepolyol and acrylonitrile adduct of polyalkyl alkanepolyamine (generic) (P-85-1239) | 1789356 | 107055
Polymer of bisphenol A-diglycidyl ether, polyalkyl alkanepolyamines, and substituted polyalkanepolyol (generic) (P-85-1240) | 1789358 | 107056
Polymer of an acrylate ester and mixed methacrylate esters (generic) (P-85-1283) | 1789360 | 107057
Ethenyl silane ester (generic) (P-85-1369) | 1789362 | 107058
Epoxy ester (generic) (P-85-1380) | 1789364 | 107059
Vinyl chloride-vinyl acetate hydroxyl modified copolymer (generic) (P-85-1388) | 1789366 | 107060
Substituted allyl aniline (generic) (P-85-1420) | 1789368 | 107061
Reaction product of phenolic pentaerythritol tetraesters with fatty acid esters and oils, and glyceride triesters (generic) (P-91-1235) | 1789370 | 107062
2-Methyl-1H-imidazole, adduct with 1,3,5-triazine-2,4,6(1H,3H,5H)-trione | 1789372 | 107063
Benzene, methyl nonyl-, branched | 1789374 | 107064
Benzene, methyltris(1-methylethyl)- | 1789376 | 107065
Dialkyl substituted propionamide (generic) (P-86-0266) | 1789378 | 107066
Propoxylated quaternary amine (generic) (P-86-0331) | 1789380 | 107067
Triethanolamine salts of fatty acids (generic) (P-92-0157) | 1789382 | 107068
Modified trisphenol epoxy novolac (generic) (P-86-0382) | 1789384 | 107069
t-Amyl peroxy monocarbonate (generic) (P-86-0473) | 1789386 | 107070
1,4-Benzenedisulfonic acid, 2,2'-[1,2-ethenediyl bis[3-sulfo-4,1-phenylene)imino[6-[(disubstituted)amino]-1,3,5-triazin-4,2-diyl]imino]]bis-, hexasodium salt (generic) (P-86-0477) | 1789388 | 107071
1,4-Benzenedisulfonic acid, 2,2'-[1,2-ethenediyl bis[3-sulfo-4,1-phenylene)imino[6-[(disubstituted)amino]-1,3,5-triazin-4,2-diyl]imino]]bis-, hexasodium salt (generic) (P-86-0478) | 1789390 | 107072
Substituted acetic acid, sodium and potassium salts (generic) (P-86-0530) | 1789392 | 107073
Substituted acetic acid, sodium and potassium salts (generic) (P-86-0531) | 1789394 | 107074
Substituted acetic acid, sodium and potassium salts (generic) (P-86-0532) | 1789396 | 107075
Alkylated pyridine (generic) (P-86-0831) | 1789398 | 107076
Perfluoroalkyl epoxide (generic) (P-86-0872) | 1789400 | 107077
Perfluoroalkyl epoxide (generic) (P-86-0873) | 1789402 | 107078
Alkyl acrylate (generic) (P-86-0924) | 1789404 | 107079
Maleic acid half-ester functionalized with alkenylether groups (generic) (P-86-1122) | 1789406 | 107080
Fluoroalkyl epoxide (generic) (P-86-1250) | 1789408 | 107081
Formaldehyde, polymer with substituted benezenesulfonic acid (generic) (P-86-1293) | 1789410 | 107082
Substituted alkyl methacrylate, butyl acrylate, substituted styrene and methyl methacrylate (generic) (P-86-1325) | 1789412 | 107083
Triethanolamine salts of fatty acids (generic) (P-92-0159) | 1789414 | 107084
Aryloxyarene (generic) (P-92-0314) | 1789416 | 107085
Alkanepolycarboxylic acid, polyalkylene glycol, alkanepolyol, tert-butyl benzoic acid and anhydride (generic) (P-86-1686) | 1789419 | 107086
Polymer of substituted heteromonocyle and alkanepolyol allyl ethers (generic) (P-87-0010) | 1789421 | 107087
Substituted cresol (generic) (P-87-0068) | 1789423 | 107088
Polymer of phthalic anhydride, substituted heteromonocycle, glycerol monoallyl ether, substituted alkane diallyl ether (generic) (P-87-0262) | 1789425 | 107089
Polymer of fumaric acid, polyalkylene glycol, neopentyl glycol and substituted alkane diallyl ether (generic) (P-87-0293) | 1789427 | 107090
Poly(oxy-1,2-ethanediyl), .alpha.-substituted-.omega.-hydroxy-, C16-20 alkyl ethers (generic) (P-87-0323) | 1789429 | 107091
Methylenebis-substituted aniline (generic) (P-87-0790) | 1789431 | 107092
Acrylamide-substituted epoxy (generic) (P-92-0660) | 1789433 | 107093
Poly(amino/hydroxy alkylaminomethyl)urea (generic) (P-87-1123) | 1789435 | 107094
Nickel salt of an organo compound containing nitrogen (generic) (P-92-0686) | 1789437 | 107095
Aliphatic polyisocyanates (generic) (P-92-0714) | 1789439 | 107096
Substituted diethylsuccinate (generic) (P-87-1417) | 1789441 | 107097
Butoxy-substituted ether alkane (generic) (P-92-0755) | 1789443 | 107098
Phenyl substituted triazolinones (generic) (P-93-0204) | 1789445 | 107099
Carboxylic acids, (C6-C9) branched and linear (generic) (P-93-0313) | 1789447 | 107100
Carboxylic acids, (C6-C9) branched and linear (generic) (P-93-0314) | 1789449 | 107101
Reaction product of alkylalkoxysilyl methacrylate and hydroxyalkane (generic) (P-88-0388) | 1789451 | 107102
Carboxylic acids, (C6-C9) branched and linear (generic) (P-93-0315) | 1789453 | 107103
Carboxylic acids, (C6-C9) branched and linear (generic) (P-93-0316) | 1789455 | 107104
Diarylmethane (generic) (P-88-0567) | 1789457 | 107105
Polymer of alkyl acrylate, polyalkyoxysilane propanamine, silicic acid, tetraethyl ester and alkanolamine (generic) (P-88-0715) | 1789459 | 107106
Asymmetrical aromatic diacyl peroxide (generic) (P-88-0862) | 1789461 | 107107
Fluorene-containing diaromatic amines (generic) (P-88-0999) | 1789463 | 107108
Substituted benzotriazole derivatives (generic) (P-93-0374) | 1789465 | 107109
Substituted benzotriazole derivatives (generic) (P-93-0375) | 1789467 | 107110
Cyclo-substituted alkyl propenoic acid derivative (generic) (P-88-1445) | 1789469 | 107111
Reaction product of polyalkyltolueneamine and polysubstituted benzene derivative (generic) (P-88-1514) | 1789471 | 107112
Terpenes and terpenoids, turpentine-oil, .beta.-pinene fraction polymer, reaction products with alkenepolycarboxylic acid deriv. (generic) (P-88-1623) | 1789473 | 107113
Polysulfide mixture (generic) (P-93-1043) | 1789475 | 107114
N,N'-Di(alkyl heteromonocycle)amino chlorotriazine (generic) (P-93-1369) | 1789477 | 107115
Carbopolycyclicol azoalkylaminoalkylcarbomonocyclic ester, halogen acid salt (generic) (P-88-1682) | 1789479 | 107116
Polycyclic isocyanate (generic) (P-94-0437) | 1789481 | 107117
Fatty acids C12-18, C18 unsaturated, C12-18 alkyl esters (generic) (P-94-0697) | 1789483 | 107118
Fatty acids C12-18, C18 unsaturated, C12-18 alkyl esters (generic) (P-94-0698) | 1789485 | 107119
Fatty acids C12-18, C18 unsaturated, C12-18 alkyl esters (generic) (P-94-0699) | 1789487 | 107120
Fatty acids C12-18, C18 unsaturated, C12-18 alkyl esters (generic) (P-94-0700) | 1789489 | 107121
Fatty acids C12-18, C18 unsaturated, C12-18 alkyl esters (generic) (P-94-0701) | 1789491 | 107122
Fatty acids C12-18, C18 unsaturated, C12-18 alkyl esters (generic) (P-94-0702) | 1789493 | 107123
Fatty acids C12-18, C18 unsaturated, C12-18 alkyl esters (generic) (P-94-0703) | 1789495 | 107124
Fatty acids C12-18, C18 unsaturated, C12-18 alkyl esters (generic) (P-94-0704) | 1789497 | 107125
Acrylamide, polymers with tetraalkyl ammonium salt and polyalkyl, aminoalkyl methacrylamide salt (generic) (P-88-2100) | 1789499 | 107126
Fatty acids C12-18, C18 unsaturated, C12-18 alkyl esters (generic) (P-94-0705) | 1789501 | 107127
Fatty acids C12-18, C18 unsaturated, C12-18 alkyl esters (generic) (P-94-0706) | 1789503 | 107128
Fatty acids C12-18, C18 unsaturated, C12-18 alkyl esters (generic) (P-94-0707) | 1789505 | 107129
Fatty acids C12-18, C18 unsaturated, C12-18 alkyl esters (generic) (P-94-0708) | 1789507 | 107130
Fatty acids C12-18, C18 unsaturated, C12-18 alkyl esters (generic) (P-94-0709) | 1789509 | 107131
Fatty acids C12-18, C18 unsaturated, C12-18 alkyl esters (generic) (P-94-0710) | 1789511 | 107132
Polymer of polyalkylene polyamine, bisphenol A, epichlorohydrin and substituted oxirane (generic) (P-88-2334) | 1789513 | 107133
Disubstituted phenylazo phenolsulfonic acid (generic) (P-88-2341) | 1789515 | 107134
Fatty acids C12-18, C18 unsaturated, C12-18 alkyl esters (generic) (P-94-0711) | 1789517 | 107135
Fatty acids C12-18, C18 unsaturated, C12-18 alkyl esters (generic) (P-94-0712) | 1789519 | 107136
Fatty acids C12-18, C18 unsaturated, C12-18 alkyl esters (generic) (P-94-0713) | 1789521 | 107137
Fatty acids C12-18, C18 unsaturated, C12-18 alkyl esters (generic) (P-94-0714) | 1789523 | 107138
Fatty acids C12-18, C18 unsaturated, C12-18 alkyl esters (generic) (P-94-0715) | 1789525 | 107139
Fatty acids C12-18, C18 unsaturated, C12-18 alkyl esters (generic) (P-94-0716) | 1789527 | 107140
Fatty acids C12-18, C18 unsaturated, C12-18 alkyl esters (generic) (P-94-0717) | 1789529 | 107141
Fatty acids C12-18, C18 unsaturated, C12-18 alkyl esters (generic) (P-94-0718) | 1789531 | 107142
Quaternary ammonium compound (generic) (P-89-0116) | 1789533 | 107143
Fatty acids C12-18, C18 unsaturated, C12-18 alkyl esters (generic) (P-94-0719) | 1789535 | 107144
Fatty acids C12-18, C18 unsaturated, C12-18 alkyl esters (generic) (P-94-0720) | 1789537 | 107145
Fatty acids C12-18, C18 unsaturated, C12-18 alkyl esters (generic) (P-94-0721) | 1789539 | 107146
Fatty acids C12-18, C18 unsaturated, C12-18 alkyl esters (generic) (P-94-0722) | 1789541 | 107147
Fatty acids C12-18, C18 unsaturated, C12-18 alkyl esters (generic) (P-94-0723) | 1789543 | 107148
Fatty acids C12-18, C18 unsaturated, C12-18 alkyl esters (generic) (P-94-0724) | 1789545 | 107149
Fatty acids C12-18, C18 unsaturated, C12-18 alkyl esters (generic) (P-94-0725) | 1789547 | 107150
Fatty acids C12-18, C18 unsaturated, C12-18 alkyl esters (generic) (P-94-0726) | 1789549 | 107151
Fatty acids C12-18, C18 unsaturated, C12-18 alkyl esters (generic) (P-94-0727) | 1789551 | 107152
Fatty acids C12-18, C18 unsaturated, C12-18 alkyl esters (generic) (P-94-0728) | 1789553 | 107153
Fatty acids C12-18, C18 unsaturated, C12-18 alkyl esters (generic) (P-94-0729) | 1789555 | 107154
Fatty acids C12-18, C18 unsaturated, C12-18 alkyl esters (generic) (P-94-0730) | 1789557 | 107155
Fatty acids C12-18, C18 unsaturated, C12-18 alkyl esters (generic) (P-94-0731) | 1789559 | 107156
Fatty acids C12-18, C18 unsaturated, C12-18 alkyl esters (generic) (P-94-0732) | 1789561 | 107157
Fatty acids C12-18, C18 unsaturated, C12-18 alkyl esters (generic) (P-94-0733) | 1789563 | 107158
Fatty acids C12-18, C18 unsaturated, C12-18 alkyl esters (generic) (P-94-0734) | 1789565 | 107159
Fatty acids C12-18, C18 unsaturated, C12-18 alkyl esters (generic) (P-94-0735) | 1789567 | 107160
Fatty acids C12-18, C18 unsaturated, C12-18 alkyl esters (generic) (P-94-0736) | 1789569 | 107161
Fatty acids C12-18, C18 unsaturated, C12-18 alkyl esters (generic) (P-94-0737) | 1789571 | 107162
Fatty acids C12-18, C18 unsaturated, C12-18 alkyl esters (generic) (P-94-0738) | 1789573 | 107163
Fatty acids C12-18, C18 unsaturated, C12-18 alkyl esters (generic) (P-94-0739) | 1789575 | 107164
Fatty acids C12-18, C18 unsaturated, C12-18 alkyl esters (generic) (P-94-0740) | 1789577 | 107165
Fatty acids C12-18, C18 unsaturated, C12-18 alkyl esters (generic) (P-94-0741) | 1789579 | 107166
Fatty acids C12-18, C18 unsaturated, C12-18 alkyl esters (generic) (P-94-0742) | 1789581 | 107167
Fatty acids C12-18, C18 unsaturated, C12-18 alkyl esters (generic) (P-94-0743) | 1789583 | 107168
Fatty acids C12-18, C18 unsaturated, C12-18 alkyl esters (generic) (P-94-0744) | 1789585 | 107169
Substituted phenol (generic) (P-89-1125) | 1789587 | 107170
Fatty acids C12-18, C18 unsaturated, C12-18 alkyl esters (generic) (P-94-0745) | 1789591 | 107172
Fatty acids C12-18, C18 unsaturated, C12-18 alkyl esters (generic) (P-94-0746) | 1789593 | 107173
Fatty acids C12-18, C18 unsaturated, C12-18 alkyl esters (generic) (P-94-0747) | 1789595 | 107174
Fatty acids C12-18, C18 unsaturated, C12-18 alkyl esters (generic) (P-94-0748) | 1789597 | 107175
Fatty acids C12-18, C18 unsaturated, C12-18 alkyl esters (generic) (P-94-0749) | 1789599 | 107176
Fatty acids C12-18, C18 unsaturated, C12-18 alkyl esters (generic) (P-94-0750) | 1789601 | 107177
Fatty acids C12-18, C18 unsaturated, C12-18 alkyl esters (generic) (P-94-0751) | 1789603 | 107178
Fatty acids C12-18, C18 unsaturated, C12-18 alkyl esters (generic) (P-94-0752) | 1789605 | 107179
Fatty acids C12-18, C18 unsaturated, C12-18 alkyl esters (generic) (P-94-0753) | 1789607 | 107180
Fatty acids C12-18, C18 unsaturated, C12-18 alkyl esters (generic) (P-94-0754) | 1789609 | 107181
Fatty acids C12-18, C18 unsaturated, C12-18 alkyl esters (generic) (P-94-0755) | 1789611 | 107182
Fatty acids C12-18, C18 unsaturated, C12-18 alkyl esters (generic) (P-94-0756) | 1789613 | 107183
Fatty acids C12-18, C18 unsaturated, C12-18 alkyl esters (generic) (P-94-0757) | 1789615 | 107184
Fatty acids C12-18, C18 unsaturated, C12-18 alkyl esters (generic) (P-94-0758) | 1789617 | 107185
Fatty acids C12-18, C18 unsaturated, C12-18 alkyl esters (generic) (P-94-0759) | 1789619 | 107186
Fatty acids C12-18, C18 unsaturated, C12-18 alkyl esters (generic) (P-94-0760) | 1789621 | 107187
Bisalkylated fatty alkyl amine oxide (generic) (P-90-0643) | 1789623 | 107188
Fatty acids C12-18, C18 unsaturated, C12-18 alkyl esters (generic) (P-94-0761) | 1789625 | 107189
Fatty acids C12-18, C18 unsaturated, C12-18 alkyl esters (generic) (P-94-0762) | 1789627 | 107190
Fatty acids C12-18, C18 unsaturated, C12-18 alkyl esters (generic) (P-94-0763) | 1789629 | 107191
Fatty acids C12-18, C18 unsaturated, C12-18 alkyl esters (generic) (P-94-0764) | 1789631 | 107192
Fatty acids C12-18, C18 unsaturated, C12-18 alkyl esters (generic) (P-94-0765) | 1789633 | 107193
Fatty acids C12-18, C18 unsaturated, C12-18 alkyl esters (generic) (P-94-0766) | 1789635 | 107194
Fatty acids C12-18, C18 unsaturated, C12-18 alkyl esters (generic) (P-94-0767) | 1789637 | 107195
Fatty acids C12-18, C18 unsaturated, C12-18 alkyl esters (generic) (P-94-0768) | 1789639 | 107196
Fatty acids C12-18, C18 unsaturated, C12-18 alkyl esters (generic) (P-94-0769) | 1789641 | 107197
Fatty acids C12-18, C18 unsaturated, C12-18 alkyl esters (generic) (P-94-0770) | 1789643 | 107198
Fatty acids C12-18, C18 unsaturated, C12-18 alkyl esters (generic) (P-94-0771) | 1789645 | 107199
Fatty acids C12-18, C18 unsaturated, C12-18 alkyl esters (generic) (P-94-0772) | 1789647 | 107200
Fatty acids C12-18, C18 unsaturated, C12-18 alkyl esters (generic) (P-94-0773) | 1789649 | 107201
Fatty acids C12-18, C18 unsaturated, C12-18 alkyl esters (generic) (P-94-0774) | 1789651 | 107202
Fatty acids C12-18, C18 unsaturated, C12-18 alkyl esters (generic) (P-94-0775) | 1789653 | 107203
Fatty acids C12-18, C18 unsaturated, C12-18 alkyl esters (generic) (P-94-0776) | 1789655 | 107204
Fatty acids C12-18, C18 unsaturated, C12-18 alkyl esters (generic) (P-94-0777) | 1789657 | 107205
Fatty acids C12-18, C18 unsaturated, C12-18 alkyl esters (generic) (P-94-0778) | 1789659 | 107206
Fatty acids C12-18, C18 unsaturated, C12-18 alkyl esters (generic) (P-94-0779) | 1789661 | 107207
Fatty acids C12-18, C18 unsaturated, C12-18 alkyl esters (generic) (P-94-0780) | 1789663 | 107208
Fatty acids C12-18, C18 unsaturated, C12-18 alkyl esters (generic) (P-94-0781) | 1789665 | 107209
Fatty acids C12-18, C18 unsaturated, C12-18 alkyl esters (generic) (P-94-0782) | 1789667 | 107210
Fatty acids C12-18, C18 unsaturated, C12-18 alkyl esters (generic) (P-94-0783) | 1789669 | 107211
Fatty acids C12-18, C18 unsaturated, C12-18 alkyl esters (generic) (P-94-0784) | 1789671 | 107212
Fatty acids C12-18, C18 unsaturated, C12-18 alkyl esters (generic) (P-94-0785) | 1789673 | 107213
Fatty acids C12-18, C18 unsaturated, C12-18 alkyl esters (generic) (P-94-0786) | 1789675 | 107214
Fatty acids C12-18, C18 unsaturated, C12-18 alkyl esters (generic) (P-94-0787) | 1789677 | 107215
Fatty acids C12-18, C18 unsaturated, C12-18 alkyl esters (generic) (P-94-0788) | 1789679 | 107216
Fatty acids C12-18, C18 unsaturated, C12-18 alkyl esters (generic) (P-94-0789) | 1789681 | 107217
Fatty acids C12-18, C18 unsaturated, C12-18 alkyl esters (generic) (P-94-0790) | 1789683 | 107218
Fatty acids C12-18, C18 unsaturated, C12-18 alkyl esters (generic) (P-94-0791) | 1789685 | 107219
Fatty acids C12-18, C18 unsaturated, C12-18 alkyl esters (generic) (P-94-0792) | 1789687 | 107220
Fatty acids C12-18, C18 unsaturated, C12-18 alkyl esters (generic) (P-94-0793) | 1789689 | 107221
Fatty acids C12-18, C18 unsaturated, C12-18 alkyl esters (generic) (P-94-0794) | 1789691 | 107222
Fatty acids C12-18, C18 unsaturated, C12-18 alkyl esters (generic) (P-94-0795) | 1789693 | 107223
Fatty acids C12-18, C18 unsaturated, C12-18 alkyl esters (generic) (P-94-0796) | 1789695 | 107224
.alpha.-Olefin sulfonate, potassium salts (generic) (P-91-0100) | 1789697 | 107225
2-Imino-1,3-thiazin-4-one, 5,6-dihydro-, monohydrochloride | 1789699 | 107226
Amidinothiopropionic acid hydrochloride (generic) (P-91-0102) | 1789701 | 107227
Fatty acids C12-18, C18 unsaturated, C12-18 alkyl esters (generic) (P-94-0797) | 1789703 | 107228
Fatty acids C12-18, C18 unsaturated, C12-18 alkyl esters (generic) (P-94-0798) | 1789705 | 107229
Disubstituted phenylazo trisubstituted naphthalene (generic) (P-91-0328) | 1789707 | 107230
Substituted ethanolamine (generic) (P-91-0490) | 1789709 | 107231
Acrylic acid, polymer with substituted ethene (generic) (P-91-0521) | 1789711 | 107232
Fatty acids C12-18, C18 unsaturated, C12-18 alkyl esters (generic) (P-94-0799) | 1789713 | 107233
Fatty acids C12-18, C18 unsaturated, C12-18 alkyl esters (generic) (P-94-0800) | 1789715 | 107234
Fatty acids C12-18, C18 unsaturated, C12-18 alkyl esters (generic) (P-94-0801) | 1789717 | 107235
Fatty acids C12-18, C18 unsaturated, C12-18 alkyl esters (generic) (P-94-0802) | 1789719 | 107236
Alkyl substituted diaromatic hydrocarbons (generic) (P-91-0710) | 1789721 | 107237
Fatty acids C12-18, C18 unsaturated, C12-18 alkyl esters (generic) (P-94-0803) | 1789723 | 107238
Fatty acids C12-18, C18 unsaturated, C12-18 alkyl esters (generic) (P-94-0804) | 1789725 | 107239
2,2'-[(1-Methylethylidene)bis[4,1-phenyloxy[1-(butoxymethyl)-(2,1-ethanediyl]oxymethylene]]bisoxirane, reaction product with a diamine (generic) (P-91-0934) | 1789727 | 107240
Fatty acids C12-18, C18 unsaturated, C12-18 alkyl esters (generic) (P-94-0805) | 1789729 | 107241
Fatty acids C12-18, C18 unsaturated, C12-18 alkyl esters (generic) (P-94-0806) | 1789731 | 107242
Fatty acids C12-18, C18 unsaturated, C12-18 alkyl esters (generic) (P-94-0807) | 1789733 | 107243
Fatty acids C12-18, C18 unsaturated, C12-18 alkyl esters (generic) (P-94-0808) | 1789735 | 107244
Fatty acids C12-18, C18 unsaturated, C12-18 alkyl esters (generic) (P-94-0809) | 1789737 | 107245
Fatty acids C12-18, C18 unsaturated, C12-18 alkyl esters (generic) (P-94-0810) | 1789739 | 107246
Fatty acids C12-18, C18 unsaturated, C12-18 alkyl esters (generic) (P-94-0811) | 1789741 | 107247
Fatty acids C12-18, C18 unsaturated, C12-18 alkyl esters (generic) (P-94-0812) | 1789743 | 107248
Fatty acids C12-18, C18 unsaturated, C12-18 alkyl esters (generic) (P-94-0813) | 1789745 | 107249
Fatty acids C12-18, C18 unsaturated, C12-18 alkyl esters (generic) (P-94-0814) | 1789747 | 107250
Fatty acids C12-18, C18 unsaturated, C12-18 alkyl esters (generic) (P-94-0815) | 1789749 | 107251
Fatty acids C12-18, C18 unsaturated, C12-18 alkyl esters (generic) (P-94-0816) | 1789751 | 107252
l-Aspartic acid, homopolymer and ammonium and potassium salts | 1789753 | 107253
Polyoxy alkylene glycol amine (generic) (P-91-1372) | 1789755 | 107254
Trimethyl spiropolyheterocyclic naphthalene compound generic) (P-91-1456) | 1789757 | 107255
Fatty acids C12-18, C18 unsaturated, C12-18 alkyl esters (generic) (P-94-0817) | 1789759 | 107256
Fatty acids C12-18, C18 unsaturated, C12-18 alkyl esters (generic) (P-94-0818) | 1789761 | 107257
Fatty acids C12-18, C18 unsaturated, C12-18 alkyl esters (generic) (P-94-0819) | 1789763 | 107258
Fatty acids C12-18, C18 unsaturated, C12-18 alkyl esters (generic) (P-94-0820) | 1789765 | 107259
Fatty acids C12-18, C18 unsaturated, C12-18 alkyl esters (generic) (P-94-0821) | 1789767 | 107260
Fatty acids C12-18, C18 unsaturated, C12-18 alkyl esters (generic) (P-94-0822) | 1789769 | 107261
Fatty acids C12-18, C18 unsaturated, C12-18 alkyl esters (generic) (P-94-0823) | 1789771 | 107262
Fatty acids C12-18, C18 unsaturated, C12-18 alkyl esters (generic) (P-94-0824) | 1789773 | 107263
Pseudomonas flourescens biovar I A (generic) (P-92-0244) | 1789775 | 107264
Pseudomonas flourescens biovar I A (generic) (P-92-0245) | 1789777 | 107265
Pseudomonas flourescens biovar I A (generic) (P-92-0246) | 1789779 | 107266
Pseudomonas flourescens biovar I A (generic) (P-92-0247) | 1789781 | 107267
Pseudomonas flourescens biovar I (generic) (P-92-0248) | 1789783 | 107268
Pseudomonas flourescens biovar I (generic) (P-92-0249) | 1789785 | 107269
Pseudomonas flourescens biovar I (generic) (P-92-0250) | 1789787 | 107270
Pseudomonas flourescens biovar I (generic) (P-92-0251) | 1789789 | 107271
Substituted spiro oxazine (generic) (P-92-0283) | 1789791 | 107272
Diphenylmethane diisocyanate (MDI) modified (generic) (P-92-0294) | 1789793 | 107273
Fatty acids C12-18, C18 unsaturated, C12-18 alkyl esters (generic) (P-94-0825) | 1789795 | 107274
Fatty acids C12-18, C18 unsaturated, C12-18 alkyl esters (generic) (P-94-0826) | 1789797 | 107275
Fatty acids C12-18, C18 unsaturated, C12-18 alkyl esters (generic) (P-94-0827) | 1789799 | 107276
Fatty acids C12-18, C18 unsaturated, C12-18 alkyl esters (generic) (P-94-0828) | 1789801 | 107277
Substituted phenol (generic) (P-92-0511) | 1789803 | 107278
Pseudomonas flourescens biovar I A (generic) (P-92-0545) | 1789805 | 107279
Pseudomonas flourescens biovar I A (generic) (P-92-0546) | 1789807 | 107280
Pseudomonas flourescens biovar I A (generic) (P-92-0547) | 1789809 | 107281
Pseudomonas flourescens biovar I A (generic) (P-92-0548) | 1789811 | 107282
Pseudomonas flourescens biovar I (generic) (P-92-0549) | 1789813 | 107283
Pseudomonas flourescens biovar I (generic) (P-92-0550) | 1789815 | 107284
Pseudomonas flourescens biovar I (generic) (P-92-0551) | 1789817 | 107285
Pseudomonas flourescens biovar I (generic) (P-92-0552) | 1789819 | 107286
Fatty acids C12-18, C18 unsaturated, C12-18 alkyl esters (generic) (P-94-0829) | 1789821 | 107287
Fatty acids C12-18, C18 unsaturated, C12-18 alkyl esters (generic) (P-94-0830) | 1789823 | 107288
Fatty acids C12-18, C18 unsaturated, C12-18 alkyl esters (generic) (P-94-0831) | 1789825 | 107289
Fatty acids C12-18, C18 unsaturated, C12-18 alkyl esters (generic) (P-94-0832) | 1789827 | 107290
Fatty acids C12-18, C18 unsaturated, C12-18 alkyl esters (generic) (P-94-0833) | 1789829 | 107291
Fatty acids C12-18, C18 unsaturated, C12-18 alkyl esters (generic) (P-94-0834) | 1789831 | 107292
Fatty acids C12-18, C18 unsaturated, C12-18 alkyl esters (generic) (P-94-0835) | 1789833 | 107293
Fatty acids C12-18, C18 unsaturated, C12-18 alkyl esters (generic) (P-94-0836) | 1789835 | 107294
Fatty acids C12-18, C18 unsaturated, C12-18 alkyl esters (generic) (P-94-0837) | 1789837 | 107295
Fatty acids C12-18, C18 unsaturated, C12-18 alkyl esters (generic) (P-94-0838) | 1789839 | 107296
Fatty acids C12-18, C18 unsaturated, C12-18 alkyl esters (generic) (P-94-0839) | 1789841 | 107297
Fatty acids C12-18, C18 unsaturated, C12-18 alkyl esters (generic) (P-94-0840) | 1789843 | 107298
Fatty acids C12-18, C18 unsaturated, C12-18 alkyl esters (generic) (P-94-0841) | 1789845 | 107299
Fatty acids C12-18, C18 unsaturated, C12-18 alkyl esters (generic) (P-94-0842) | 1789847 | 107300
Fatty acids C12-18, C18 unsaturated, C12-18 alkyl esters (generic) (P-94-0843) | 1789849 | 107301
Fatty acids C12-18, C18 unsaturated, C12-18 alkyl esters (generic) (P-94-0844) | 1789851 | 107302
Substituted nitrobenzene (generic) (P-92-1125) | 1789853 | 107303
Aliphatic dicarboxylic acid salt (generic) (P-92-1352) | 1789855 | 107304
Mannich-based adduct (generic) (P-93-0066) | 1789857 | 107305
Modified glycol ether ester (generic) (P-93-0096) | 1789859 | 107306
Modified glycol ether ester (generic) (P-93-0097) | 1789861 | 107307
Alkyl amine (generic) (P-93-0184) | 1789863 | 107308
Alkyl amine (generic) (P-93-0185) | 1789865 | 107309
Alkyl amine (generic) (P-93-0186) | 1789867 | 107310
Alkyl amine (generic) (P-93-0187) | 1789869 | 107311
Alkyl amine (generic) (P-93-0188) | 1789871 | 107312
Alkyl amine (generic) (P-93-0190) | 1789873 | 107313
Fatty acids C12-18, C18 unsaturated, C12-18 alkyl esters (generic) (P-94-0845) | 1789875 | 107314
Fatty acids C12-18, C18 unsaturated, C12-18 alkyl esters (generic) (P-94-0846) | 1789877 | 107315
Alkylaryloxime, metal complex (generic) (P-93-0282) | 1789879 | 107316
Fatty acids C12-18, C18 unsaturated, C12-18 alkyl esters (generic) (P-94-0847) | 1789881 | 107317
Fatty acids C12-18, C18 unsaturated, C12-18 alkyl esters (generic) (P-94-0848) | 1789883 | 107318
Fatty acids C12-18, C18 unsaturated, C12-18 alkyl esters (generic) (P-94-0849) | 1789885 | 107319
Fatty acids C12-18, C18 unsaturated, C12-18 alkyl esters (generic) (P-94-0850) | 1789887 | 107320
Fatty acids C12-18, C18 unsaturated, C12-18 alkyl esters (generic) (P-94-0851) | 1789889 | 107321
Fatty acids C12-18, C18 unsaturated, C12-18 alkyl esters (generic) (P-94-0852) | 1789891 | 107322
Fatty acids C12-18, C18 unsaturated, C12-18 alkyl esters (generic) (P-94-0853) | 1789893 | 107323
Fatty acids C12-18, C18 unsaturated, C12-18 alkyl esters (generic) (P-94-0854) | 1789895 | 107324
Alkylated sulfonated diphenyl oxide, alkali and amine salts (generic) (P-93-0352) | 1789898 | 107325
Fatty acids C12-18, C18 unsaturated, C12-18 alkyl esters (generic) (P-94-0855) | 1789902 | 107327
Fatty acids C12-18, C18 unsaturated, C12-18 alkyl esters (generic) (P-94-0856) | 1789904 | 107328
Fatty acids C12-18, C18 unsaturated, C12-18 alkyl esters (generic) (P-94-0857) | 1789906 | 107329
Fatty acids C12-18, C18 unsaturated, C12-18 alkyl esters (generic) (P-94-0858) | 1789908 | 107330
Polysubstituted piperidine (generic) (P-93-0568) | 1789912 | 107332
Fatty acids C12-18, C18 unsaturated, C12-18 alkyl esters (generic) (P-94-0859) | 1789914 | 107333
Fatty acids C12-18, C18 unsaturated, C12-18 alkyl esters (generic) (P-94-0860) | 1789916 | 107334
Phosphonocarboxylate salts (generic) (P-93-0722) | 1789918 | 107335
Phosphonocarboxylate salts (generic) (P-93-0723) | 1789920 | 107336
Phosphonocarboxylate salts (generic) (P-93-0724) | 1789922 | 107337
Fatty acids C12-18, C18 unsaturated, C12-18 alkyl esters (generic) (P-94-0861) | 1789924 | 107338
Fatty acids C12-18, C18 unsaturated, C12-18 alkyl esters (generic) (P-94-0862) | 1789926 | 107339
Organotin catalyst (generic) (P-93-0853) | 1789928 | 107340
Organotin catalyst (generic) (P-93-0854) | 1789930 | 107341
Organotin catalyst (generic) (P-93-0856) | 1789932 | 107342
Organotin catalyst (generic) (P-93-0857) | 1789934 | 107343
Organotin catalyst (generic) (P-93-0858) | 1789936 | 107344
Mixture of nitrated alkylated phenols (generic) (P-93-0987) | 1789938 | 107345
Fatty acids C12-18, C18 unsaturated, C12-18 alkyl esters (generic) (P-94-0863) | 1789940 | 107346
Fatty acids C12-18, C18 unsaturated, C12-18 alkyl esters (generic) (P-94-0864) | 1789942 | 107347
Polyurethane salt (generic) (P-93-1231) | 1789944 | 107348
Dialkyl ether (generic) (P-93-1308) | 1789946 | 107349
Fatty acids C12-18, C18 unsaturated, C12-18 alkyl esters (generic) (P-94-0865) | 1789948 | 107350
Fatty acids C12-18, C18 unsaturated, C12-18 alkyl esters (generic) (P-94-0866) | 1789950 | 107351
Silanes substituted macrocycle polyethyl (generic) (P-93-1423) | 1789952 | 107352
Silanes substituted macrocycle polyethyl (generic) (P-93-1424) | 1789954 | 107353
Silanes substituted macrocycle polyethyl (generic) (P-93-1425) | 1789956 | 107354
Silanes substituted macrocycle polyethyl (generic) (P-93-1426) | 1789958 | 107355
Allyloxysubstituted heterocycle (generic) (P-93-1471) | 1789960 | 107356
Perfluoroalkylethyl acrylate copolymer (generic) (P-94-0241) | 1789962 | 107357
Alkoxylated alkyldiethylenetriamine, alkyl sulfate salts (generic) (P-94-0325) | 1789964 | 107358
Alkoxylated alkyldiethylenetriamine, alkyl sulfate salts (generic) (P-94-0327) | 1789966 | 107359
Coco diglycinate (generic) (P-94-0343) | 1789968 | 107360
Tallow diglycinate (generic) (P-94-0344) | 1789970 | 107361
Branched synthetic fatty acid (generic) (P-94-0422) | 1789972 | 107362
Fatty acids C12-18, C18 unsaturated, C12-18 alkyl esters (generic) (P-94-0867) | 1789974 | 107363
Fatty acids C12-18, C18 unsaturated, C12-18 alkyl esters (generic) (P-94-0868) | 1789976 | 107364
Alkyl polyether carboxylic acid ester (generic) (P-94-0506) | 1789978 | 107365
Alkyl polyether carboxylic acid ester (generic) (P-94-0507) | 1789980 | 107366
Alkyl polyether carboxylic acid ester (generic) (P-94-0508) | 1789982 | 107367
Alkyl polyether carboxylic acid ester (generic) (P-94-0509) | 1789984 | 107368
Carboxylic acid/alkanolamine adduct (generic) (P-94-0615) | 1789986 | 107369
Carboxylic acid/alkanolamine adduct (generic) (P-94-0616) | 1789988 | 107370
Alkylamine (generic) (P-94-0658) | 1789990 | 107371
Fatty acids C12-18, C18 unsaturated, C12-18 alkyl esters (generic) (P-94-0869) | 1789992 | 107372
Fatty acids C12-18, C18 unsaturated, C12-18 alkyl esters (generic) (P-94-0870) | 1789994 | 107373
Fatty acids C12-18, C18 unsaturated, C12-18 alkyl esters (generic) (P-94-0871) | 1789996 | 107374
Fatty acids C12-18, C18 unsaturated, C12-18 alkyl esters (generic) (P-94-0872) | 1789998 | 107375
Fatty acids C12-18, C18 unsaturated, C12-18 alkyl esters (generic) (P-94-0873) | 1790000 | 107376
Fatty acids C12-18, C18 unsaturated, C12-18 alkyl esters (generic) (P-94-0874) | 1790002 | 107377
Fatty acids C12-18, C18 unsaturated, C12-18 alkyl esters (generic) (P-94-0875) | 1790004 | 107378
Fatty acids C12-18, C18 unsaturated, C12-18 alkyl esters (generic) (P-94-0876) | 1790006 | 107379
Fatty acids C12-18, C18 unsaturated, C12-18 alkyl esters (generic) (P-94-0877) | 1790008 | 107380
Fatty acids C12-18, C18 unsaturated, C12-18 alkyl esters (generic) (P-94-0878) | 1790010 | 107381
Fatty acids C12-18, C18 unsaturated, C12-18 alkyl esters (generic) (P-94-0879) | 1790012 | 107382
Fatty acids C12-18, C18 unsaturated, C12-18 alkyl esters (generic) (P-94-0880) | 1790014 | 107383
Fatty acids C12-18, C18 unsaturated, C12-18 alkyl esters (generic) (P-94-0881) | 1790016 | 107384
Fatty acids C12-18, C18 unsaturated, C12-18 alkyl esters (generic) (P-94-0882) | 1790018 | 107385
Fatty acids C12-18, C18 unsaturated, C12-18 alkyl esters (generic) (P-94-0883) | 1790020 | 107386
Fatty acids C12-18, C18 unsaturated, C12-18 alkyl esters (generic) (P-94-0884) | 1790022 | 107387
Fatty acids C12-18, C18 unsaturated, C12-18 alkyl esters (generic) (P-94-0885) | 1790024 | 107388
Fatty acids C12-18, C18 unsaturated, C12-18 alkyl esters (generic) (P-94-0886) | 1790026 | 107389
Fatty acids C12-18, C18 unsaturated, C12-18 alkyl esters (generic) (P-94-0887) | 1790028 | 107390
Fatty acids C12-18, C18 unsaturated, C12-18 alkyl esters (generic) (P-94-0888) | 1790030 | 107391
Fatty acids C12-18, C18 unsaturated, C12-18 alkyl esters (generic) (P-94-0889) | 1790032 | 107392
Fatty acids C12-18, C18 unsaturated, C12-18 alkyl esters (generic) (P-94-0890) | 1790034 | 107393
Fatty acids C12-18, C18 unsaturated, C12-18 alkyl esters (generic) (P-94-0891) | 1790036 | 107394
Fatty acids C12-18, C18 unsaturated, C12-18 alkyl esters (generic) (P-94-0892) | 1790038 | 107395
Fatty acids C12-18, C18 unsaturated, C12-18 alkyl esters (generic) (P-94-0893) | 1790040 | 107396
Fatty acids C12-18, C18 unsaturated, C12-18 alkyl esters (generic) (P-94-0894) | 1790042 | 107397
Fatty acids C12-18, C18 unsaturated, C12-18 alkyl esters (generic) (P-94-0895) | 1790044 | 107398
Methylenebisbenzotriazolyl phenols (generic) (P-94-1042) | 1790046 | 107399
Halogenated alkane aromatic compound (generic) (P-94-1747) | 1790048 | 107400
Isothiazolinone derivative (generic) (P-95-0116) | 1790050 | 107401
Isothiazolinone derivative (generic) (P-95-0117) | 1790052 | 107402
Antimony double oxide (generic) (P-95-0724) | 1790054 | 107403
Perfluorinatedalkyl polyhydroxysilane (generic) (P-95-1400) | 1790056 | 107404
Perfluorinatedalkyl polyalkoxysilane (generic) (P-95-1410) | 1790058 | 107405
Dichloro, hydroxy, hydrazino-carbomonocycle (generic) (P-96-0757) | 1790060 | 107406
Stilbene diglycidyl ether (generic) (P-96-1427) | 1790062 | 107407
4,4'-(1-Methylethylidene)bisphenol, polymer with (chloromethyl)oxirane and a diamine (generic) (P-97-0916) | 1790064 | 107408
Cycloaliphatic epoxy resin (generic) (P-98-0105) | 1790066 | 107409
Manganese heterocyclic tetraamine complex (generic) (P-98-0626) | 1790068 | 107410
Manganese heterocyclic tetraamine complex (generic) (P-98-0627) | 1790070 | 107411
Manganese heterocyclic tetraamine complex (generic) (P-98-0628) | 1790072 | 107412
Manganese heterocyclic tetraamine complex (generic) (P-98-0629) | 1790074 | 107413
Halogen substituted oxetanes (generic) (P-98-1034) | 1790076 | 107414
Halogen substituted oxetanes (generic) (P-98-1035) | 1790078 | 107415
Hexamethylenediamine adduct of substituted piperidinyloxy (generic) (P-99-0510) | 1790080 | 107416
Propanenitrile, 3-[amino, N-tallowalkyl] tripropylenetri- | 1790082 | 107417
Propanenitrile, 3-[amino, (C14-18 and C16-18 unsaturated alkyl)] trimethylenedi- | 1790084 | 107418
Propanenitrile, 3-[amino, (C14-18 and C16-18 unsaturated alkyl)] dipropylenetri- | 1790086 | 107419
Propanenitrile, 3-[amino, (C14-18 and C16-18 unsaturated alkyl)] tripropylenetetra- | 1790088 | 107420
Amines, N-(C14-18 and C16-18 unsaturated alkyl)] dipropylenetri- (generic) (P-94-1244) | 1790090 | 107421
Amines, N-(C14-18 and C16-18 unsaturated alkyl)] tripropylenetetra- (generic) (P-94-1245) | 1790092 | 107422
Amines, N-(C14-18 and C16-18 unsaturated alkyl)] tetrapropylenepenta- (generic) (P-94-1246) | 1790094 | 107423
Substituted phenol (generic) (P-94-1527) | 1790096 | 107424
Fatty amine compds. with organic acids (generic) (P-94-1537) | 1790098 | 107425
Calcium salts of alkyl salicylate alkyl phenate sulfide (generic) (P-94-1562) | 1790100 | 107426
Calcium salts of alkyl salicylate alkyl phenate sulfide (generic) (P-94-1563) | 1790102 | 107427
Calcium salts of alkyl salicylate alkyl phenate sulfide (generic) (P-94-1564) | 1790104 | 107428
Substituted phenol (generic) (P-94-1755) | 1790106 | 107429
Substituted naphthalenesulfonic acid, alkali salt (generic) (P-95-0085) | 1790109 | 107430
Copolymer of vinylacetate, a higher vinylester, and acrylester (generic) (P-95-0092) | 1790111 | 107431
Furan, 2-[(hexyloxy)methyl]tetrahydro- | 1790113 | 107432
Sodium salt of azo acid dye (generic) (P-95-0633) | 1790115 | 107433
Substituted phenyl azo substituted phenyl esters (generic) (P-95-0871) | 1790117 | 107434
Fluorinated carboxylic acid alkali metal salts (generic) (P-95-0979) | 1790119 | 107435
Fluorinated carboxylic acid alkali metal salts (generic) (P-95-0980) | 1790121 | 107436
Fluorinated carboxylic acid alkali metal salts (generic) (P-95-0981) | 1790123 | 107437
Polyester silane (generic) (P-95-1022) | 1790125 | 107438
Acrylosilane resins (generic) (P-95-1024) | 1790127 | 107439
Pseudomonas fluorescens (genetically modified) | 1790129 | 107440
Acrylosilane resins (generic) (P-95-1040) | 1790131 | 107441
Fluorinated acrylic copolymer (generic) (P-95-1208) | 1790133 | 107442
Hydrochlorofluorocarbon (generic) (P-95-1317) | 1790135 | 107443
Aliphatic polyisocyanate (generic) (P-95-1347) | 1790137 | 107444
Substituted imines (generic) (P-95-1558) | 1790139 | 107445
Stilbene bisphenol (generic) (P-95-1561) | 1790141 | 107446
Hydrofluorocarbon alkyl ether (generic) (P-95-1578) | 1790143 | 107447
Pseudomonas fluorescens HK44, contains intergeneric genes from Escherichia coli, providing resistance to tetracycline from a naturally occuring transposon, and from Vibrio fischeri, providing the ability to emit light in the presence of salicylate. (P-95-1601) | 1790145 | 107448
Alkyl phenyl polyetheramines (generic) (P-95-1650) | 1790147 | 107449
Alkyl phenyl polyetheramines (generic) (P-95-1652) | 1790149 | 107450
Chelated iron salt (generic) (P-95-2040) | 1790151 | 107451
Aminoalkanol (generic) (P-96-0308) | 1790153 | 107452
Alkyl polycarboxylic acids, esters with ethoxylated fatty alcohols, reaction products with maleic anhydride (generic) (P-96-0399) | 1790155 | 107453
Alkyl polycarboxylic acids, esters with ethoxylated fatty alcohols, reaction products with maleic anhydride (generic) (P-96-0400) | 1790157 | 107454
Alkyl polycarboxylic acids, esters with ethoxylated fatty alcohols, reaction products with maleic anhydride (generic) (P-96-0401) | 1790159 | 107455
Alkyl polycarboxylic acids, esters with ethoxylated fatty alcohols, reaction products with maleic anhydride (generic) (P-96-0402) | 1790161 | 107456
Alkyl polycarboxylic acids, esters with ethoxylated fatty alcohols, reaction products with maleic anhydride (generic) (P-96-0403) | 1790163 | 107457
Alkyl polycarboxylic acids, esters with ethoxylated fatty alcohols, reaction products with maleic anhydride (generic) (P-96-0404) | 1790165 | 107458
Alkyltri, tetra, and pentaamines (generic) (P-96-0406) | 1790167 | 107459
Alkyltri, tetra, and pentaamines (generic) (P-96-0407) | 1790169 | 107460
Alkyltri, tetra, and pentaamines (generic) (P-96-0408) | 1790171 | 107461
Alkyl polycarboxylic acids, esters with ethoxylated fatty alcohols (generic) (P-96-0554) | 1790173 | 107462
Alkyl polycarboxylic acids, esters with ethoxylated fatty alcohols (generic) (P-96-0555) | 1790175 | 107463
Alkyl polycarboxylic acids, esters with ethoxylated fatty alcohols (generic) (P-96-0556) | 1790177 | 107464
Alkyl polycarboxylic acids, esters with ethoxylated fatty alcohols (generic) (P-96-0557) | 1790179 | 107465
Alkyl polycarboxylic acids, esters with ethoxylated fatty alcohols (generic) (P-96-0558) | 1790181 | 107466
Alkyl polycarboxylic acids, esters with ethoxylated fatty alcohols (generic) (P-96-0559) | 1790183 | 107467
Alkyl polycarboxylic acids, esters with ethoxylated fatty alcohols (generic) (P-96-0560) | 1790185 | 107468
Alkyl polycarboxylic acids, esters with ethoxylated fatty alcohols (generic) (P-96-0561) | 1790187 | 107469
Alkyl polycarboxylic acids, esters with ethoxylated fatty alcohols (generic) (P-96-0564) | 1790189 | 107470
Alkyl polycarboxylic acids, esters with ethoxylated fatty alcohols (generic) (P-96-0565) | 1790191 | 107471
Ethoxylated alkyl quaternary ammonium compound (generic) (P-96-0573) | 1790193 | 107472
Polyoxyethylene alkyl citrate sulfosuccinate (generic) (P-96-0576) | 1790195 | 107473
Polyoxyethylene alkyl citrate sulfosuccinate (generic) (P-96-0577) | 1790197 | 107474
Polyoxyethylene alkyl citrate sulfosuccinate (generic) (P-96-0578) | 1790199 | 107475
Polyoxyethylene alkyl citrate sulfosuccinate (generic) (P-96-0579) | 1790201 | 107476
Polyoxyethylene alkyl citrate sulfosuccinate (generic) (P-96-0580) | 1790203 | 107477
Polyoxyethylene alkyl citrate sulfosuccinate (generic) (P-96-0581) | 1790205 | 107478
Substituted phenyl azo substituted sulfo carbopolycycle (generic) (P-96-0702) | 1790207 | 107479
Substituted ethylenediaminepolyacetic acid (generic) (P-96-0732) | 1790209 | 107480
Substituted ethylenediaminepolyacetic acid (generic) (P-96-0733) | 1790211 | 107481
Substituted ethylenediaminepolyacetic acid (generic) (P-96-0734) | 1790213 | 107482
Substituted ethylenediaminepolyacetic acid (generic) (P-96-0735) | 1790215 | 107483
Substituted ethylenediaminepolyacetic acid (generic) (P-96-0736) | 1790217 | 107484
Salt of substituted ethylenediaminepolyacetic acid (generic) (P-96-0737) | 1790219 | 107485
Salt of substituted ethylenediaminepolyacetic acid (generic) (P-96-0738) | 1790221 | 107486
Salt of substituted ethylenediaminepolyacetic acid (generic) (P-96-0739) | 1790223 | 107487
Salt of substituted ethylenediaminepolyacetic acid (generic) (P-96-0740) | 1790225 | 107488
Salt of substituted ethylenediaminepolyacetic acid (generic) (P-96-0741) | 1790227 | 107489
Salt of substituted ethylenediaminepolyacetic acid (generic) (P-96-0742) | 1790229 | 107490
Salt of substituted ethylenediaminepolyacetic acid (generic) (P-96-0743) | 1790231 | 107491
Salt of substituted ethylenediaminepolyacetic acid (generic) (P-96-0744) | 1790233 | 107492
Ceteareth-25 sorbate (generic) (P-96-0941) | 1790235 | 107493
Mixture of hydrofluoro alkanes and hydrofluoro alkene (generic) (P-96-0948) | 1790237 | 107494
Reaction product of epoxy with anhydride and glycerol and glycol (generic) (P-96-1233) | 1790239 | 107495
Substituted resorcinols (generic) (P-96-1235) | 1790241 | 107496
Aliphatic polyisocyanate homopolymer (generic) (P-96-1239) | 1790243 | 107497
Substituted phenyl azo substituted sulfocarbopolycle, sodium salt (generic) (P-96-1263) | 1790245 | 107498
Quaternary ammonium alkyltherpropyl trialkylamine halides (generic) (P-96-1280) | 1790247 | 107499
Quaternary ammonium alkyltherpropyl trialkylamine halides (generic) (P-96-1281) | 1790249 | 107500
Nitro methyl quinoline (generic) (P-96-1319) | 1790251 | 107501
Substituted bisaniline (generic) (P-96-1410) | 1790253 | 107502
Ethoxylated alcohol, phosphated, amine salt | 1790255 | 107503
Quaternary ammonium alkyltherpropyl trialkylamine halides (generic) (P-96-1504) | 1790257 | 107504
Quaternary ammonium alkyltherpropyl trialkylamine halides (generic) (P-96-1505) | 1790259 | 107505
Quaternary ammonium alkyltherpropyl trialkylamine halides (generic) (P-96-1506) | 1790261 | 107506
Quaternary ammonium alkyltherpropyl trialkylamine halides (generic) (P-96-1507) | 1790263 | 107507
Quaternary ammonium alkyltherpropyl trialkylamine halides (generic) (P-96-1508) | 1790265 | 107508
Alkyletherpropyl dialkylamines (generic) (P-96-1510) | 1790267 | 107509
Alkyletherpropyl dialkylamines (generic) (P-96-1511) | 1790269 | 107510
Alkyletherpropyl dialkylamines (generic) (P-96-1512) | 1790271 | 107511
Alkyletherpropyl dialkylamines (generic) (P-96-1513) | 1790273 | 107512
Alkyletherpropyl dialkylamines (generic) (P-96-1514) | 1790275 | 107513
Organosilane ester (generic) (P-96-1661) | 1790277 | 107514
Substituted diphenylmethane (generic) (P-97-0004) | 1790279 | 107515
Phenylazoalkoxy naphthylamines (generic) (P-97-0042) | 1790281 | 107516
Phenylazoalkoxy naphthylamines (generic) (P-97-0043) | 1790283 | 107517
Alkyl substituted quaternary ammonium chloride (generic) (P-97-0058) | 1790285 | 107518
Alkyl substituted quaternary ammonium chloride (generic) (P-97-0059) | 1790287 | 107519
Alkyl substituted quaternary ammonium chloride (generic) (P-97-0060) | 1790289 | 107520
Alkyl substituted quaternary ammonium chloride (generic) (P-97-0061) | 1790291 | 107521
Alkoxylated fatty acid amide, alkylsulfate salt (generic) (P-97-0136) | 1790293 | 107522
Zirconium dichlorides (generic) (P-97-0179) | 1790295 | 107523
Zirconium dichlorides (generic) (P-97-0181) | 1790297 | 107524
Alkyl benzene sulfonic acids and alkyl sulfates, amine salts (generic) (P-97-0298) | 1790299 | 107525
Amine salts of alkylene succinate and alkylene glycol esters (generic) (P-97-0344) | 1790301 | 107526
Propionic acid methyl ester (generic) (P-97-0370) | 1790303 | 107527
Potassium salt of polyolefin acid (generic) (P-97-0417) | 1790305 | 107528
Hydrofluorochloroalkene (generic) (P-97-0593) | 1790307 | 107529
Brominated aromatic phthalate ester (generic) (P-97-0727) | 1790309 | 107530
Brominated aromatic phthalate ester (generic) (P-97-0728) | 1790311 | 107531
Brominated aromatic phthalate ester (generic) (P-97-0730) | 1790313 | 107532
Brominated aromatic phthalate ester (generic) (P-97-0731) | 1790315 | 107533
Brominated aromatic phthalate ester (generic) (P-97-0732) | 1790317 | 107534
Zirconium dichlorides (generic) (P-97-0769) | 1790319 | 107535
Zirconium dichlorides (generic) (P-97-0775) | 1790321 | 107536
Zirconium dichlorides (generic) (P-97-0781) | 1790323 | 107537
Zirconium dichlorides (generic) (P-97-0782) | 1790325 | 107538
Zirconium dichlorides (generic) (P-97-0783) | 1790327 | 107539
Alkylphenylpolyetheralkanolamines (generic) (P-97-0881) | 1790329 | 107540
Alkylphenylpolyetheralkanolamines (generic) (P-97-0882) | 1790331 | 107541
Brominated aromatic phthalate ester (generic) (P-97-0904) | 1790333 | 107542
Mixed trialkylamines (generic) (P-97-0943) | 1790335 | 107543
Mixed trialkylamines (generic) (P-97-0944) | 1790337 | 107544
Mixed trialkylamines (generic) (P-97-0945) | 1790339 | 107545
Mixed trialkylamines (generic) (P-97-0946) | 1790341 | 107546
Mixed trialkylamines (generic) (P-97-0947) | 1790343 | 107547
Mixed trialkylamines (generic) (P-97-0948) | 1790345 | 107548
Substituted nitrobenezene (generic) (P-97-1028) | 1790347 | 107549
Substituted benzonitrile (generic) (P-97-1029) | 1790349 | 107550
Sodium salts of dodecylphenol (generic) (P-97-1060) | 1790351 | 107551
Sodium salts of dodecylphenol (generic) (P-97-1061) | 1790353 | 107552
Sodium salts of dodecylphenol (generic) (P-97-1062) | 1790355 | 107553
Polycarboxylic acid ester (generic) (P-97-1108) | 1790357 | 107554
Reaction product of polyalkylenepolyamine and substituted glycidyl ether (generic) (P-98-0005) | 1790359 | 107555
Reaction product of polyalkylenepolyamine and substituted glycidyl ether (generic) (P-98-0006) | 1790361 | 107556
Reaction product of polyalkylenepolyamine and substituted glycidyl ether (generic) (P-98-0007) | 1790363 | 107557
Ammonium benzophenonecarboxylate (generic) (P-98-0123) | 1790365 | 107558
Disubstituted benzene ether, polymer with substituted phenol (generic) (P-98-0155) | 1790367 | 107559
Coco alklydimethyl amine salts (generic) (P-98-0414) | 1790369 | 107560
Coco alklydimethyl amine salts (generic) (P-98-0415) | 1790371 | 107561
Coco alklydimethyl amine salts (generic) (P-98-0416) | 1790373 | 107562
Coco alklydimethyl amine salts (generic) (P-98-0417) | 1790375 | 107563
Substituted perfluoroalkyl sulfonamide (generic) (P-98-0645) | 1790377 | 107564
Mixed alkyl phenolic novolak resin (generic) (P-98-0718) | 1790379 | 107565
Alkoxylated acrylate polymer (generic) (P-98-0807) | 1790383 | 107567
Amine salt of organic acid (generic) (P-98-1172) | 1790385 | 107568
2-Butenoic acid, 4,4'-[(dibutylstannylene)bis(oxy)]bis[4-oxo-, (2Z,2'Z)-, di-C19-11-isoalkyl esters, C10-rich | 1790387 | 107569
Calcium salts of alkyl salicylate and alkyl phenate (generic) (P-99-0032) | 1790389 | 107570
Calcium salts of alkyl salicylate and alkyl phenate (generic) (P-99-0033) | 1790391 | 107571
Calcium salts of alkyl salicylate and alkyl phenate (generic) (P-99-0034) | 1790393 | 107572
Dimer acid/rosin amidoamine reaction product (generic) (P-99-0143) | 1790395 | 107573
Dimer acid/polymerized rosin amidoamine reaction product (generic) (P-99-0144) | 1790397 | 107574
Rosin amidoamine (generic) (P-99-0145) | 1790399 | 107575
Polymerized rosin amidoamine (generic) (P-99-0146) | 1790401 | 107576
Ethyl silicate, reaction products with modified alkoxysilane salt (generic) (P-99-0157) | 1790403 | 107577
Tetraaryltin (generic) (P-99-0198) | 1790405 | 107578
Triaryltin (generic) (P-99-0199) | 1790407 | 107579
Dimethyl alkylamine salt (generic) (P-99-0368) | 1790409 | 107580
Dimethyl alkylamine salt (generic) (P-99-0369) | 1790411 | 107581
Alkyl diol diacetoacetate (generic) (P-99-0492) | 1790413 | 107582
Alkyl diol diacetoacetate (generic) (P-99-0493) | 1790415 | 107583
Alkyl diol diacetoacetate (generic) (P-99-0494) | 1790417 | 107584
Alkyl diol diacetoacetate (generic) (P-99-0495) | 1790419 | 107585
Alkyl triol triacetoacetate (generic) (P-99-0496) | 1790421 | 107586
Alkyl tetraol tetraacetoacetate (generic) (P-99-0497) | 1790423 | 107587
Hydrochloride salt of a fatty polyalkylene polyamine (generic) (P-99-0618) | 1790425 | 107588
Fatty acids, polyalkyleneglycols and polyurethane (generic) (P-99-0703) | 1790427 | 107589
Propanetriol polyalkylenepolyolamine aryl aldimine (generic) (P-99-0873) | 1790429 | 107590
Substituted benzothiazole-azo-substituted benzoquinoline nickel complex (generic) (P-99-0897) | 1790431 | 107591
Polyisobutene epoxide (generic) (P-99-0952) | 1790433 | 107592
Glycine, N-(carboxymethyl)-N-[3-(1-methyl-ethoxy)propyl]-, monosodium salt | 1790435 | 107593
Glycine, N-(2-carboxyethyl)-N-[3-(hexyloxy)propyl]-, branched | 1790437 | 107594
Sulfonic acid, linear xylene alkylate, mono, sodium salts (generic) (P-99-1280) | 1790439 | 107595
Sulfonic acid, linear xylene alkylate, mono, sodium salts (generic) (P-99-1281) | 1790441 | 107596
Sulfonic acid, linear xylene alkylate, mono, sodium salts (generic) (P-99-1282) | 1790443 | 107597
Alkylaminated polyolefin (generic) (P-99-1287) | 1790445 | 107598
4,6-Disubstituted pyrimidine (generic) (P-99-1366) | 1790447 | 107599
Trimethylolpropane esters (generic) (P-99-1389) | 1790449 | 107600
Aromatic epoxide resin (generic) (P-99-1399) | 1790451 | 107601
2-Propenoic acid, 2-methyl-, butyl ester, polymer with 2-[ethyl[(heptadecafluorooctyl)sulfonyl]amino]ethyl 2-methyl-2-propenoate, 2-[ethyl[(nonafluorobutyl)sulfonyl]amino]ethyl 2-methyl-2-propenoate, 2-[ethyl[(pentadecafluoroheptyl)sulfonyl]amino]ethyl 2- | 1790453 | 107602
Perfluorooctane sulfonate (generic) (P-01-0035) | 1790455 | 107603
Modified fluoroaliphatic adduct (generic) (P-83-0126) | 1790457 | 107604
Fluorochemical epoxide (generic) (P-90-0110) | 1790459 | 107605
Fluorinated polysiloxane (generic) (P-94-1508) | 1790461 | 107606
Fluorinated polysiloxane (generic) (P-94-1509B) | 1790463 | 107607
Fluorochemical esters (generic) (P-98-0809) | 1790465 | 107608
Fluoroalkyl derivative (generic) (P-99-0296) | 1790467 | 107609
Benzoic acid, 5-amino-2-chloro-, 1,1-dimethyl-2-oxo-2-(2-propenyloxy) ethyl ester | 1790469 | 107610
2-Pentanone, 3,5-dichloro- | 1790471 | 107611
Phenol, 2,2'-dithiobis[4-(1-methyl-1-phenylethyl)]- | 1790473 | 107612
Piperazinone, 1,1',1"-[1,3,5-triazine-2,4,6-triyltris[(cyclohexylimino)-2,1-ethanediyl]]tris-[3,3,4,5,5-pentamethyl]- | 1790475 | 107613
2-Propenoic acid, (2-ethyl-2-methyl-1,3-dioxolan-4-yl)methyl ester | 1790477 | 107614
1,2-Benzenedicarboxylic acid, bis(2-methyl-2-propenyl) ester | 1790479 | 107615
Hexanoic acid, 3,5,5-trimethyl-, 2,2-dimethyl-1,3-propenediyl ester | 1790481 | 107616
2-Butanol, 1,1'-iminobis- | 1790483 | 107617
[5,6]Fullerene-C70-D5h(6 | 1790485 | 107618
Oxirane, 2-ethyl-, polymer with oxirane, mono-C11-15-sec-alkyl ethers (P-10-0518) | 1790487 | 107619
Alkyldiol formate (generic) (P-96-0804) | 1790489 | 107621
Phosphonosuccinate monoester with alkyl alcohols, ethoxylated (generic) | 1790491 | 107622
Sulphosuccinate monoester with alkyl alcohols, ethoxylated (generic) | 1790493 | 107623
Cyclohexene, 1-methyl-3-(1-methylethylidene)- | 1790495 | 107624
Cyclohexene, 3-methyl-6-(1-methylethylidene)- | 1790497 | 107625
Cyclohexene, 4-methyl-1-(1-methylethenyl)- | 1790499 | 107626
Alkyl phosphate salts (generic) (P-10-0186) | 1790501 | 107627
Halogenated diketopyrrolopyrrol derivative (generic) (P-07-0310) | 1790503 | 107628
Fatty acids, C8-21 and C8-21 unsatd., esters with propylene glycol, phosphates, anhydrides with silicic acid (H4SiO4) | 1790505 | 107629
Alkylbenzenesulfonic acid, sodium salts (generic) (P-88-1783) | 1790507 | 107630
N-Alkylaminoacrylamide (generic) (P-86-1602) | 1790509 | 107631
Phosphoric acid, aluminum sodium salt (8:2:3) | 1790511 | 107633
Phosphoric acid, aluminum sodium salt (8:3:1), tetrahydrate | 1790513 | 107634
Plumbane, ethyldimethyl- | 1790515 | 107635
Iron sulfide | 1790517 | 107636
Sulfate(1-), tetraoxo- | 1790519 | 107637
Hexadecanoic acid, 1,1'-(dibutylstannylene) ester | 1790521 | 107638
Phosphoric acid, aluminum sodium salt (8:3:1) | 1790523 | 107639
2-Benzothiazolamine, N-phenyl- | 1790525 | 107640
Benzene, 1,3-dichloro-2-(chloromethyl)- | 1790527 | 107641
Phenol, 2-chloro-6-fluoro- | 1790529 | 107642
Benzenamine, 2,4-dimethyl-, hydrochloride (1:1) | 1790531 | 107643
Butane, chloro- | 1790533 | 107644
Naphthalene, 1,2,3-trimethyl-4-(1E)-1-propen-1-yl- | 1790535 | 107645
Cyclohexane, tetramethyl- | 1790537 | 107646
Benzenamine, 2,3,5,6-tetrachloro- | 1790539 | 107647
Sulfuric acid, vanadium(2+) salt (1:1), heptahydrate | 1790541 | 107648
Stannane, dibutylbis[(1-oxooctyl)oxy]- | 1790543 | 107649
2-Phenanthrenol, 4b,5,6,7,8,8a,9,10-octahydro-4b,8,8-trimethyl-1-(1-methylethyl)-, (4bS,8aS)- | 1790545 | 107650
Plumbane, triethyl- | 1790547 | 107651
Plumbane, tripropyl- | 1790551 | 107653
Stannylium, triphenyl- | 1790553 | 107654
Plumbane, trimethyl- | 1790557 | 107656
1,4-Benzenediamine, 2-methyl-, hydrochloride (1:1) | 1790559 | 107657
Phosphoric acid, magnesium salt (1:1), trihydrate | 1790561 | 107658
Stannane, dibutylbis[(1-oxo-9,12-octadecadienyl)oxy]-, (all-Z)- | 1790563 | 107659
Stannane, tributyl-, mono(naphthenoyloxy) derivs. | 1790565 | 107660
Stannane, dibutylbis[(1-oxoisooctyl)oxy]- | 1790567 | 107661
Stannane, dibutylbis[(1-oxo-9,12,15-octadecatrienyl)oxy]-, (all-Z)- | 1790569 | 107662
Phosphonic acid, P-methyl- | 1790571 | 107663
Benzenamine, 2,3,4,5,6-pentachloro- | 1790611 | 107683
Promethium | 1790617 | 107686
Propane, 2,2-difluoro- | 1790635 | 107695
Carex flava var. fertilis | 1790644 | 107700
Carex flava var. fertilis | 1790646 | 107701
Microcystins | 1790649 | 107703
Legionella pneumophila | 1790655 | 107706
Mycobacterium avium | 1790657 | 107707
2-Butanone, 4-chloro-4,4-difluoro- | 1790659 | 107709
Dibutyltin Compounds | 1790661 | 107710
Monobutyltin Compounds | 1790663 | 107711
Thiocyanates | 1790665 | 107712
Aliphatic Hydrocarbons, C5-8 | 1790667 | 107713
Aliphatic Hydrocarbons, C9-18 | 1790669 | 107714
Aliphatic Hydrocarbons, C19-32 | 1790671 | 107715
Aromatic Hydrocarbons, C6-8 | 1790673 | 107716
Aromatic Hydrocarbons, C9-16 | 1790675 | 107717
Aromatic Hydrocarbons, C17-32 | 1790677 | 107718
Tributyltin Compounds | 1790679 | 107719
Alizarin Red Compounds | 1790681 | 107720
1,2-Benzenedicarboxylic acid, 1-(4-bromophenyl) 2-phenyl ester | 1790683 | 107721
Monocyclic aromatic hydrocarbons | 1790687 | 107723
Polycyclic chlorinated hydrocarbons | 1790689 | 107724
Complex Mixtures of Aliphatic and Aromatic Hydrocarbons | 1790691 | 107725
1-Naphthaleneacetonitrile, 4-cyano-1,2,3,4-tetrahydro-.alpha.-methyl- | 1790693 | 107726
Haloacetic acids (nine) | 1790697 | 107727
Aluminum magnesium phosphide | 1790699 | 107729
Morphinan-3,6-diol, 7,8-didehydro-4,5-epoxy-17-methyl-(5.alpha.,6.alpha.)-, 3,6-diacetate | 1790701 | 107730
Piperidine, 1-(1-phenylcyclohexyl)- | 1790703 | 107731
Ricin | 1790705 | 107733
Oxirane, 2,2,3-trifluoro-3-(trifluoromethyl)- | 1790706 | 107735
Benzene, 1,1'-(2,4-cyclopentadien-1-ylidenemethylene)bis- | 1790708 | 107736
2-Propenamide, N,N'-[oxybis(methylene)]bis- | 1790710 | 107737
Phosphoric acid, sodium titanium(4+) salt (3:1:2) | 1790712 | 107738
Butanedioic acid, polymer with 1,4-butanediol | 1790714 | 107739
1,6-Hexanediamine, acetate (1:2) | 1790716 | 107740
9-Octadecen-1-amine, hydrochloride (1:1), (9Z)- | 1790718 | 107741
1,2-Ethanediamine, N1,N2-bis(2-aminoethyl)-, acetate (1:4) | 1790720 | 107742
Benzenepropanol, 1-benzoate | 1790722 | 107743
Ethaneperoxoic acid, sodium salt (1:1) | 1790724 | 107744
Cladosporium resinae | 1790726 | 107745
Aspergillus oryzae | 1790728 | 107746
Azotobacter chroococcum | 1790730 | 107747
Azotobacter vinelandii | 1790732 | 107748
Bacillus amyloliquefaciens | 1790734 | 107749
Bacillus brevis | 1790736 | 107750
Bacillus circulans | 1790738 | 107751
Bacillus coagulans | 1790740 | 107752
Bacillus licheniformis | 1790742 | 107753
Bacillus megaterium | 1790744 | 107754
Bacillus polymyxa | 1790746 | 107755
Bacillus subtilis | 1790748 | 107756
Bacillus thuringiensis | 1790750 | 107757
Cellulomonas biazotea | 1790752 | 107758
Cellulomonas fimi | 1790754 | 107759
Clostridium pasteurianum | 1790756 | 107760
Clostridium thermosaccharolyticum | 1790758 | 107761
Saccharomonospora viridis | 1790760 | 107762
Pseudomonas putida | 1790762 | 107763
Pseudomonas oleovorans | 1790764 | 107764
Pseudomonas cepacia | 1790766 | 107765
Pseudomonas acidovorans | 1790768 | 107766
Mycobacterium paraffinicum | 1790770 | 107767
Mycobacterium chitae | 1790772 | 107768
Micrococcus varians | 1790774 | 107769
Lactobacillus casei | 1790776 | 107770
Lactobacillus bulgaricus | 1790778 | 107771
Lactobacillus acidophilus | 1790780 | 107772
Cytophaga lytica | 1790782 | 107773
Bordetella bronchiseptica | 1790784 | 107774
Clostridium perfringens, B | 1790786 | 107775
Clostridium perfringens, D | 1790788 | 107776
Corynebacterium pseudotuberculosis | 1790790 | 107777
Corynebacterium pyogenes | 1790792 | 107778
Corynebacterium renale | 1790794 | 107779
Klebsiella ozaenae | 1790796 | 107780
Pasteurella haemolytica | 1790798 | 107781
Pasteurella multocida | 1790800 | 107782
Pasteurella multocida, mixed P-1059, P-1662 and X-73 strains | 1790802 | 107783
Pseudomonas aeruginosa | 1790804 | 107784
Salmonella choleraesuis | 1790806 | 107785
Salmonella typhimurium | 1790808 | 107786
Serratia liquefaciens | 1790810 | 107787
Streptococcus, group E | 1790812 | 107788
Streptomyces cacaoi | 1790814 | 107789
Streptomyces cellulosae | 1790816 | 107790
Azotobacter agilis | 1790818 | 107791
Lactococcus lactis | 1790820 | 107792
Streptomyces cinnamonensis | 1790822 | 107793
Streptomyces diastaticus | 1790824 | 107794
Streptomyces fradiae | 1790826 | 107795
Streptomyces griseus | 1790828 | 107796
Thermoactinomyces vulgaris | 1790830 | 107797
Bradyrhizobium japonicum | 1790832 | 107798
Rhizobium leguminosarum | 1790834 | 107799
Rhizobium lupini | 1790836 | 107800
Rhizobium meliloti | 1790838 | 107801
Rhizobium phaseoli | 1790840 | 107802
Streptococcus faecium | 1790842 | 107803
Pseudomonas alcaligenes | 1790844 | 107804
Lactobacillus delbrueckii | 1790846 | 107805
Cellulomonas | 1790848 | 107806
Leuconostoc oenos | 1790850 | 107807
Serratia marcescens | 1790852 | 107808
Hexanedioic acid, polymer with 1,6-diisocyanatohexane, 2,2-dimethyl-1,3-propanediol, 1,6-hexanediol and 5-isocyanato-1-(isocyanatomethyl)-1,3,3-trimethylcyclohexane | 1790854 | 107809
1,2-Ethanediamine, N1-(2-aminoethyl)-, acetate (1:3) | 1790856 | 107810
Oxirane, 2,2'-[[1-[4-[1-methyl-1-[4-(2-oxiranylmethoxy)phenyl]ethyl]phenyl]ethylidene]bis(4,1-phenyleneoxymethylene)]bis- | 1790858 | 107811
Decanedioic acid, 1,10-diisotridecyl ester | 1790860 | 107812
2-Propanol, 1,3-bis[4-[1-[4-[1-methyl-1-[4-(2-oxiranylmethoxy)phenyl]ethyl]phenyl]-1-[4-(2-oxiranylmethoxy)phenyl]ethyl]phenoxy]- | 1790862 | 107813
Sulfur thulium ytterbium yttrium oxide | 1790864 | 107814
Alkanes, C10-13-branched and linear | 1790866 | 107815
1-Propanaminium, N,N,N-trimethyl-3-[(2-methyl-1-oxo-2-propen-1-yl)amino]-, chloride (1:1), polymer with methyl 2-propenoate and 2-propenoic acid, sodium salt | 1790868 | 107816
Poly(oxy-1,4-butanediyl), .alpha.-hydro-.omega.-hydroxy-, polymer with .alpha.-hydro-.omega.-hydroxypoly(oxy-1,2-ethanediyl) and 1,1'-methylenebis[4-isocyanatocyclohexane] | 1790870 | 107817
1,4-Cyclohexanedicarboxylic acid, 1,4-dimethyl ester, polymer with 1,4-cyclohexanedimethanol | 1790872 | 107818
Hexane, 1,6-diisocyanato-, homopolymer, di-Et malonate-blocked | 1790874 | 107819
2-Pyridinecarboxylic acid, 4,5,6-trichloro- | 1790876 | 107820
Castor oil, polymer with ethylenediamine, 1,6-hexanediol, .alpha.-hydro-.omega.-hydroxypoly(oxy-1,4-butanediyl), 3-hydroxy-2-(hydroxymethyl)-2-methylpropanoic acid, 1,1'-methylenebis[4-isocyanatocyclohexane] and soybean oil, compd. with triethylamine | 1790878 | 107821
2-Oxepanone, polymer with 5-amino-1,3,3-trimethylcyclohexanemethanamine, 1,2-ethanediol and 5-isocyanato-1-(isocyanatomethyl)-1,3,3-trimethylcyclohexane | 1790880 | 107822
Erbium gadolinium sulfur ytterbium oxide | 1790882 | 107823
2-Propenoic acid, 2-methyl-, methyl ester, polymer with ethenylbenzene, 2-oxepanone homopolymer 2-[(1-oxo-2-propen-1-yl)oxy]ethyl ester, 2-oxiranylmethyl 2-methyl-2-propenoate and rel-(1R,2R,4R)-1,7,7-trimethylbicyclo[2.2.1]hept-2-yl 2-methyl-2-propenoate | 1790884 | 107824
1,2-Cyclohexanediamine, acetate (1:2) | 1790886 | 107825
1-Butene, polymer with ethene and 1-propene, maleated | 1790888 | 107826
2-Propenenitrile, polymer with 1,1'-[oxybis(2,1-ethanediyloxy)]bis[ethene], sapond., sodium salts | 1790890 | 107827
Borate(1-), tetrahydro-, sodium (1:1), reaction products with reduced polymd. oxidized tetrafluoroethylene, hydrolyzed, diallyl ethers, polymers with 2,4,6,8-tetramethylcyclotetrasiloxane, Si-(8,13-dioxo-4,7,12-trioxa-9-azapentadec-14-en-1-yl) derivs. | 1790892 | 107828
4-Pentenal, 4-methyl-5-(4-methylphenyl)-, (4E)- | 1790894 | 107829
Hexane, 1,6-diisocyanato-, homopolymer, di-Et malonate- and 3,5-dimethyl-1H-pyrazole-blocked | 1790896 | 107830
3-Hexenoic acid, cyclopropylmethyl ester | 1790898 | 107831
Quaternary ammonium compounds, bis(hydrogenated tallow alkyl)dimethyl, salts with tannins | 1790900 | 107832
4,7-Methano-1H-inden-5-ol, octahydro-3,4,5-trimethyl- | 1790902 | 107833
4,7-Methano-1H-inden-5-ol, octahydro-2,4,5-trimethyl- | 1790904 | 107834
Ethanol, 2,2',2''-nitrilotris-, compd. with .alpha.,.alpha.'-[[[4-[2-(4-sulfo-1-naphthalenyl)diazenyl]phenyl]imino]di-2,1-ethanediyl]bis[.omega.-hydroxypoly(oxy-1,2-ethanediyl)] (1:1) | 1790906 | 107835
Phosphoric acid, methyl ester, compds. with branched dodecylbenzenamine | 1790908 | 107836
Phosphoric acid, butyl ester, compds. with branched dodecylbenzenamine | 1790910 | 107837
Alkenes, C18-22, mixed with polyethylene, oxidized, hydrolyzed, distn. residues, from C20-22-alcs. manuf. | 1790912 | 107838
Alkanes, C9-13-branched and linear | 1790914 | 107839
Alkanes, C12-15-branched and linear | 1790916 | 107840
Alkanes, C9-12-branched and linear | 1790918 | 107841
Alkanes, C8-11-branched and linear | 1790920 | 107842
2-Propenoic acid, heptadecyl ester, branched | 1790922 | 107843
Furan, 5-(hexyloxy)tetrahydro-2,2-dimethyl- | 1790924 | 107844
Glycolipids, sophorose-contg., Candida bombicola-fermented, from D-glucose and mahua Madhuca longifolia fats and glyceridic oils | 1790926 | 107845
D-Glucitol, 1-deoxy-1-(methylamino)-, N-C8-10 acyl derivs. | 1790928 | 107846
Erbium gadolinium sulfur ytterbium yttrium oxide | 1790930 | 107847
1,3-Butadiene, homopolymer, hydrogenated, 2-hydroxyethyl-terminated, bis[N-[4-[(4-isocyanatophenyl)methyl]phenyl]carbamates] | 1790932 | 107848
D-Glucopyranose, oligomeric, heptyl glycosides | 1790934 | 107849
Carbamic acid, N-octadecyl-, C,C'-[2,2-dimethyl-1-(1-methylethyl)-1,3-propanediyl] ester | 1790936 | 107850
Phenol, 1,1-dimethylpropyl derivs. | 1790938 | 107851
Erbium gadolinium neodymium sulfur ytterbium yttrium oxide | 1790940 | 107852
Neodymium sulfur yttrium oxide | 1790942 | 107853
Gadolinium sulfur ytterbium yttrium oxide, erbium- and thulium-doped | 1790944 | 107854
Cyclopropanemethanol, 2-(1,4-dimethyl-3-penten-1-yl)-1-methyl- | 1790946 | 107855
Ethanesulfonyl fluoride, 1,1,2,2-tetrafluoro-2-[(1,2,2-trifluoroethenyl)oxy]-, polymer with 1,1,2,2-tetrafluoroethene, hydrolyzed, lithium salts | 1790948 | 107856
2-Propenoic acid, polymer with 2-(chloromethyl)oxirane, ethenylbenzene, 2-ethyl-2-(hydroxymethyl)-1,3-propanediol and (1-methylethenyl)benzene, potassium sodium salt | 1790950 | 107857
Hexanedioic acid, polymer with 1,4-cyclohexanedimethanol, dimethyl carbonate, 2,2-dimethyl-1,3-propanediol, 2-ethyl-2-(hydroxymethyl)-1,3-propanediol, hexahydro-1,3-isobenzofurandione, 1,6-hexanediol, 3-hydroxy-2-(hydroxymethyl)-2-methylpropanoic acid and 5-isocyanato-1-(isocyanatomethyl)-1,3,3-trimethylcyclohexane, compd. with 2-(dimethylamino)ethanol | 1790952 | 107858
Ethanol, 2-[(2-aminoethyl)amino]-, acetate (1:2) | 1790954 | 107859
2-Oxepanone, polymer with bis(isocyanatomethyl)cyclohexane and 1,4-butanediol | 1790956 | 107860
1-Octanesulfonic acid, 3,3,4,4,5,5,6,6,7,7,8,8,8-tridecafluoro-, barium salt (2:1) | 1790958 | 107861
3-Pentenenitrile, (3Z)- | 1790961 | 107863
3-Pentenenitrile, (3E)- | 1790963 | 107864
3-Cyclohexene-1-carboxaldehyde, 3(or 4)-(4-hydroxy-4-methylpentyl)- | 1790965 | 107865
Benzene, 1,1'-oxybis-, pentabromo deriv., commercial | 1790967 | 107867
Benzene, 1,1'-oxybis-, octabromo deriv., commercial | 1790969 | 107868
Benzene, 1,1'-oxybis[2,3,4,5,6-pentabromo-, commercial | 1790971 | 107869
Aspergillus flavus strain AF36 | 1790973 | 107871
Aspergillus flavus NRRL 21882 | 1790975 | 107872
Aureobasidium pullulans strain DSM 14941 | 1790977 | 107873
Beauveria bassiana strain 447 | 1790979 | 107874
Beauveria bassiana ATCC 74040 | 1790981 | 107875
Beauveria bassiana GHA | 1790983 | 107876
Beauveria bassiana strain HF23 | 1790985 | 107877
Candida olephila strain O | 1790987 | 107878
Chondrostereum purpureum strain PFC 2139 | 1790989 | 107879
Gliocladium roseum strain 321 U, ATCC 10406 | 1790991 | 107880
Gliocladium virens G-21 | 1790993 | 107881
Isaria fumosorosea | 1790995 | 107882
Paecilomyces fumosoroseus strain FE 9901, blastospores | 1790997 | 107883
Paecilomyces lilacinus strain 251 | 1790999 | 107884
Live Chlamydospores of Phytophthora palmivora MWV | 1791001 | 107885
Pythium oligandrum DV 74 ATCC 38472 | 1791003 | 107886
Trichoderma asperellum Strain ICC 012 | 1791005 | 107887
Trichoderma asperellum, strain T34 | 1791007 | 107888
Trichoderma gamsii Strain ICC 080 | 1791009 | 107889
Trichoderma polysporum ATCC 20475 | 1791011 | 107890
Ulocladium oudemansii U3 Strain | 1791015 | 107892
Verticillium dahliae isolate WCS 850 | 1791017 | 107893
Heat-Killed Burkholderia sp strain A396 cells and spent fermentation media | 1791019 | 107894
Killed, non-viable Streptomyces acidiscabies strain RL-110 (ATCC 49003) cells and spent fermentaion media | 1791021 | 107895
Bacillus amyloliquefaciens strain D747 | 1791023 | 107896
Bacillus licheniformis strain SB3086 | 1791025 | 107897
Spores of bacillus popilliae | 1791027 | 107898
Bacillus pumilus strain Bu F-33 | 1791029 | 107899
Bacillus pumilus strain GB34 | 1791031 | 107900
Bacillus pumilus strain GHA 180 | 1791033 | 107901
Bacillus pumilus strain QST 2808 | 1791035 | 107902
Bacillus sphaericus 2362, serotype H5a5b strain ABTS 1743 solids, spores and insecticidal toxins | 1791037 | 107903
Bacillus sphaericus 2362 Serotype H5a5b, strain AML614 | 1791039 | 107904
Bacillus subtilis GB03 | 1791041 | 107905
Bacillus subtilis MBI 600 | 1791043 | 107906
Bacillus thuringiensis ssp. aizawai strain ABTS 1857 | 1791047 | 107908
Bacillus thuringiensis ssp. Kurstaki Strain ABTS-351 | 1791049 | 107909
Bacillus thuringiensis ssp. kurstaki strain BMP123 | 1791051 | 107910
Bacillus thuringiensis ssp. israelensis Strain BMP 144 solids, spores and insecticidal toxins | 1791053 | 107911
Bacillus thuringiensis ssp. israelensis strain EG2215 | 1791055 | 107912
Bacillus thuringiensis ssp. kurstaki strain EG2348 | 1791057 | 107913
Bacillus thuringiensis ssp. kurstaki strain EG2371 | 1791059 | 107914
Bacillus thuringiensis ssp. kurstaki strain EG7826 | 1791061 | 107915
Bacillus thuringiensis ssp. kurstaki strain EG7841 Lepidopteran active toxin | 1791063 | 107916
Bacillus thuringiensis ssp. aizawai strain GC-91 | 1791065 | 107917
Bacillus thuringiensis ssp. tenebrionis, strain NB-176 | 1791067 | 107918
Bacillus thuringiensis aizawai strain NB200 | 1791069 | 107919
Bacillus thuringiensis, ssp. kurstaki strain SA - 11 solids, spores and insecticidal toxins, ATCC # SD - 1322 | 1791071 | 107920
Bacillus thuringiensis ssp. kurstaki strain SA-12 solides, spores, and insecticidal toxins, ATCC # SD - 1323 | 1791073 | 107921
Bacillus thuringiensis ssp. israelensis strain SA3A | 1791075 | 107922
Bacillus thuringiensis ssp. galleriea strain SDS-502, fermentation solids, spores and insecticidal toxins | 1791077 | 107923
Bacillus thuringiensis ssp. israelensis, Strain SUM-6218 | 1791079 | 107924
Bacillus thuringiensis ssp. kurstaki strain VBTS 2546 | 1791081 | 107925
Bacillus thuringiensis ssp. Morrisoni | 1791083 | 107926
Bacillus thuringiensis ssp. san diego | 1791085 | 107927
Chromobacterium subtsugae strain PRAA4-1 cells and spent fermentation media | 1791087 | 107928
Clavibacter xyli ssp. cyondontis isolate MD69a producing Bacillus thuringiensis ssp. kurstaki delta-endotoxin protein | 1791089 | 107929
Clavibacter xyli ssp. cynodontis isolate producing bacillus thuringiensis ssp. kurstaki delta-endotoxin protein | 1791091 | 107930
Pantoea agglomerans strain E325; NRRL B-21856 | 1791093 | 107931
Pasteuria nishizawae Pn1 | 1791095 | 107932
Pasteuria Usgae - BL1 | 1791101 | 107935
Pseudomonas fluorescens A506 | 1791103 | 107936
Pseudomonas fluorescens CL 145 A | 1791105 | 107937
Pseudomonas Syringae 742RS | 1791107 | 107938
Streptomyces lydicus WYEC 108 | 1791109 | 107939
Wolbachia pipientis mosquito intracellular bacteria | 1791111 | 107940
Alkylated phenol (generic) (P-00-0346) | 1791117 | 107944
Polyalkylene, sulfonate, salts (generic) (P-00-0901) | 1791119 | 107945
Fluoroacrylate copolymer (generic) (P-00-1085) | 1791121 | 107946
Ethoxylated alkylphenol sulfate, ammonium salt (generic) (P-01-0470) | 1791123 | 107947
Perfluoroalkylsulfonamidoalkyl acrylate, polymer with acrylic acid derivatives (generic) (P-01-0584) | 1791125 | 107948
Tertiary amine salt of glycol succinate (generic) (P-01-0595) | 1791127 | 107949
Formaldehyde, reaction product with an alkylated phenol and an aliphatic amine (generic) (P-01-0629) | 1791129 | 107950
Oligomeric ester, capped with iso-alcohols (generic) (P-01-0728) | 1791131 | 107951
Alkyl carboxylic acid amine salt (generic) (P-01-0757) | 1791133 | 107952
Aryloxyethyl aryl carbamate (generic) (P-01-0776) | 1791135 | 107953
Isocyanate compound, modified with methoxysilane (generic) (P-01-0918) | 1791137 | 107954
Urethane polymer modified with perfluoroalkylsulfonamide (generic) (P-02-0016) | 1791139 | 107955
Urethane polymer modified with perfluoroalkylsulfonamide and polyethoxylate (generic) (P-02-0195) | 1791141 | 107956
Alkylbenzene sulfonate (generic) (P-02-0382) | 1791143 | 107957
Alkylene(diaryl phosphate) (generic) (P-02-0415) | 1791145 | 107958
Urethane polymer modified with perfluoroalkylsulfonamide (generic) (P-02-0609) | 1791147 | 107959
Copolymer of perfluoroalkylsulfonamidoalkyl acrylate and alkyl acrylate modified fatty acid dimers (generic) (P-02-0700) | 1791149 | 107960
Alkane carboxylic acids esters with long chain fatty alcohol and fluorinated alkylsulfonamidoalkyl alcohol (generic) (P-02-0920) | 1791151 | 107961
Alkylene diisocyanate homopolymer, reaction product with substituted polyethylene glycol, perfluoroalkyl alcohol, methyl ethyl ketoxime and perfluoroalkylene glycol (generic) (P-03-0032) | 1791153 | 107962
Polyperfluoro alkylene glycol, perfluoroalkoxy-and hydroxy alkyl amido perfluoroalkyl terminated (generic) (P-03-0033) | 1791155 | 107963
Alkoxylated monobutyl ether (generic) (P-03-0311) | 1791157 | 107964
Ethylhexyl oxetane (generic) (P-04-0132) | 1791159 | 107965
Proprietary cycloaliphatic amine reaction products (generic) (P-04-0163) | 1791161 | 107966
Fluoroacrylate modified urethane (generic) (P-04-0174) | 1791163 | 107967
Fluorinated oligomer alcohol (generic) (P-04-0176) | 1791165 | 107968
Copolymer of perfluoroalkylethyl acrylate, polyalkylene glycol diacrylate and polyalkylene glycol monoacrylate (generic) (P-04-0213) | 1791167 | 107969
Ethylene-tetrafluoroethylene-fluorinated alkene copolymer (generic) (P-04-0289) | 1791169 | 107970
Copolymer of phenol and aromatic hydrocarbon (generic) (P-04-0346) | 1791171 | 107971
Copolymer of phenol and aromatic hydrocarbon (generic) (P-04-0347) | 1791173 | 107972
Tetrabromophthalate diol diester (generic) (P-04-0404) | 1791175 | 107973
Fluorochemical ester (generic) (P-04-0537) | 1791177 | 107974
Diisocyanate terminated polycarbodiimide (generic) (P-04-0640) | 1791179 | 107975
Trifunctional acrylic ester (generic) (P-04-0692) | 1791181 | 107976
HDI biuret, hydroxyethyl methacrylate prepolymer (generic) (P-04-0834) | 1791183 | 107977
Polymer of perfluoroalkylethylmethacrylate, alkylacrylate, chloroethene, and urethane methacrylate (generic) (P-05-0075) | 1791185 | 107978
Polymer of perfluoroalkylethylacrylate, alkylaminomethacrylate, hydroxyalkylmethacrylate, organic acid salt (generic) (P-05-0107) | 1791187 | 107979
Modified phthalic acid polymer with alkylene glycol (generic) (P-05-0144) | 1791189 | 107980
Phosphonomethylated polyamine, compd. with substituted amine (generic) (P-05-0643) | 1791191 | 107981
Polymer of piperidinamino substituted triazine with alkylene polyamine, alkylated (generic) (P-05-0756) | 1791193 | 107982
Iso-tridecanol (generic) (P-06-0153) | 1791195 | 107983
Fluoroelastomer (generic) (P-06-0367) | 1791197 | 107984
Perfluoroalkylethylmethacrylate copolymer (generic) (P-06-0388) | 1791199 | 107985
Pefluoroalkylethylmethacrylate copolymer (generic) (P-06-0389) | 1791201 | 107986
Perfluoroalkyl ethylmethacrylate copolymer (generic) (P-06-0390) | 1791203 | 107987
Fluoroalkyl methacrylate copolymer (generic) (P-06-0472) | 1791205 | 107988
Fluoroalkyl acrylate co-polymer (generic) (P-06-0478) | 1791207 | 107989
Fluoroalkyl methacrylate co-polymer (generic) (P-06-0489) | 1791209 | 107990
Fluoroalkyl methacrylate copolymer (generic) (P-06-0494) | 1791211 | 107991
Fluoroalkyl acrylate copolymer (generic) (P-06-0560) | 1791213 | 107992
Fluoroalkyl methacrylate co-polymer (generic) (P-06-0563) | 1791215 | 107993
Fluoroalkylacrylate co-polymer (generic) (P-06-0576) | 1791217 | 107994
Fluoroalkyl methacrylate co-polymer (generic) (P-06-0586) | 1791219 | 107995
Modified reaction products of alkyl alcohol, halogenated alkane, substituted epoxide, and amino compound (generic) (P-06-0816) | 1791221 | 107996
Fluorinated aliphatic isocyanate polymer (generic) (P-07-0087) | 1791223 | 107997
Polyoxyalkylene siloxane (generic) (P-07-0171) | 1791225 | 107998
Halo alkylsulfotoluenecarboxylic acid (generic) (P-07-0211) | 1791227 | 107999
Halo alkylsulfotoluenecarboxylic acid (generic) (P-07-0212) | 1791229 | 108000
Toluene halo acetyl alkylsulfo derivative (generic) (P-07-0213) | 1791231 | 108001
Toluene halo acetyl alkylthio derivative (generic) (P-07-0214) | 1791233 | 108002
Toluene halo alkylthio derivative (generic) (P-07-0217) | 1791235 | 108003
Hexahydrophthalic anhydride, bisphenol A, and hydrogenated bisphenol A, polymer with chloromethyloxirane (generic) (P-07-0312) | 1791237 | 108004
Phenol, 4-[(alkyl)[4-(phenylsubstituted)phenylsubstituted]methyl]-2,6-bis(1,1-dimethylethyl)- (generic) (P-07-0328) | 1791239 | 108005
Glycol phosphite (generic) (P-07-0370) | 1791241 | 108006
Fluoroalkyl methacrylate copolymer (generic) (P-07-0445) | 1791243 | 108007
Fluoralkyl acrylate copolymer (generic) (P-07-0446) | 1791245 | 108008
Fluoroalkyl acrylate copolymer (generic) (P-07-0447) | 1791247 | 108009
Alkanenitrile, bis(cyanoalkyl)amino (generic) (P-07-0537) | 1791249 | 108010
Alkenyl succinimide (generic) (P-08-0069) | 1791251 | 108011
Alkyl acids, reaction products with metal salt of an alkanol (generic) (P-08-0087) | 1791253 | 108012
Partially fluorinated amphiphilic condensation polymer (generic) (P-08-0200) | 1791255 | 108013
Fluoroalkyl acrylate copolymer (generic) (P-08-0222) | 1791257 | 108014
Fluoroalkyl acrylate copolymer (generic) (P-08-0223) | 1791259 | 108015
Fluoroalkyl acrylate copolymer (generic) (P-08-0224) | 1791261 | 108016
Silica alumino phosphate (generic) (P-08-0447) | 1791263 | 108017
Fluorinated acrylic copolymer (generic) (P-08-0642) | 1791265 | 108018
Fluorinated acrylic copolymer (generic) (P-08-0643) | 1791267 | 108019
Fluorinated acrylic copolymer (generic) (P-08-0664) | 1791269 | 108020
Fluorinated acrylic alkylamino copolymer (generic) (P-08-0751) | 1791271 | 108021
Fluoroalkyl methacrylate copolymer (generic) (P-09-0037) | 1791273 | 108022
Alkylcarboxy polyester acrylate reaction products with mixed metal oxides (generic) (P-09-0048) | 1791275 | 108023
1,3-Propanediaminium-2-substituted, -hexaalkyl-, dihalide (generic) (P-09-0085) | 1791277 | 108024
Perfluoroalkylethylmethacrylate copolymer (generic) (P-09-0174) | 1791279 | 108025
Fluorinated copolymer (generic) (P-09-0176) | 1791281 | 108026
Carbon nanotubes (generic) (P-09-0188) | 1791283 | 108027
Formaldehyde, polymers with alkyl phenyl, branched and alkylamine (generic) (P-09-0237) | 1791285 | 108028
Partially fluorinated alcohol, reaction products with phosphorus oxide (P2O5), ammonium salts (generic) (P-09-0245) | 1791287 | 108029
Partially fluorinated alcohol, reaction products with phosphorus oxide (P2O5) (generic) (P-09-0246) | 1791289 | 108030
Ammonium salt of fluorinated alkoxyfluoropropanoic acid (generic) (P-09-0291) | 1791291 | 108031
Phosphoric acid, mixed esters with partially fluorinated alcohol, ammonium salts (generic) (P-09-0293) | 1791293 | 108032
Sodium C20-24 branched olefin sulfonate (generic) (P-09-0448) | 1791295 | 108033
Fluoroalkyl sulfonamide (generic) (P-09-0477) | 1791297 | 108034
Fluorinated alkylsulfonamido polymer (generic) (P-09-0481) | 1791299 | 108035
Fluorinated sulfonamide alcohol (generic) (P-09-0485) | 1791301 | 108036
Fluoroalkyl acrylate copolymer (generic) (P-09-0511) | 1791303 | 108037
Substituted alkyl phosphate ester, ammonium salt (generic) (P-09-0645) | 1791305 | 108038
Partially fluorinated alcohol substituted glycol (generic) (P-10-0060) | 1791307 | 108039
Partially fluorinated borate ester (generic) (P-10-0148) | 1791309 | 108040
Fluoroalkyl acrylate copolymer (generic) (P-10-0317) | 1791311 | 108041
Carbon black derived from the pyrolysis of rubber tire shreds (generic) (P-10-0367) | 1791313 | 108042
Fluoro modified, polyether modified and alkyl modified polymethylsiloxane (generic) (P-10-0470) | 1791315 | 108043
Fluoro modified, polyether modified polyacrylate (generic) (P-10-0471) | 1791317 | 108044
Fluoro modified, polyether modified polyacrylate (generic) (P-10-0472) | 1791319 | 108045
Alkyl methacrylates, polymer with substituted carbomonocycle, hydroxymethyl acrylamide and fluorinatedalkyl acrylate (generic) (P-10-0485) | 1791321 | 108046
Modified lithium iron phosphate (generic) (P-10-0546) | 1791323 | 108047
Diethylene glycol, polymer with diisocyanatoalkane, polyethylene glycol monomethyl ether- and fluorinatedalkanol-blocked (generic) (P-11-0048) | 1791325 | 108048
Alkyl phosphonic acid amine salt (generic) (P-11-0049) | 1791327 | 108049
Alkyl phosphonic acid amine salt (generic) (P-11-0050) | 1791329 | 108050
Perfluoroalkyl acrylate copolymer (generic) (P-11-0063) | 1791331 | 108051
Polyfluoroalkylproponic acid ethyl ester (generic) (P-11-0085) | 1791333 | 108052
Polyfluoroalkyl phosphoric acid (generic) (P-11-0086) | 1791335 | 108053
Polyfluoroalkyl phosphoric acid salt (generic) (P-11-0087) | 1791337 | 108054
Fluorinated acrylic alkylamino copolymer (generic) (P-11-0091) | 1791339 | 108055
Perfluoroalkylethyl methacrylate copolymer, salt (generic) (P-11-0203) | 1791341 | 108056
Perfluoroalkylethyl methacrylate copolymer (generic) (P-11-0247) | 1791343 | 108057
Brominated polyphenyl ether (generic) (P-11-0264) | 1791345 | 108058
Fluorinated alkylsulfonamidol urethane polymer (generic) (P-11-0384) | 1791347 | 108059
Polyfluorinated alkyl thiol (generic) (P-11-0483) | 1791349 | 108060
Perfluoroalkyl substituted alkyl sulfonate (generic) (P-11-0484) | 1791351 | 108061
Ethylene-tetrafluoroethylene copolymer (generic) (P-11-0509) | 1791353 | 108062
Partially fluorinated alkyl betaine (generic) (P-11-0526) | 1791355 | 108063
Polyfluorinated alkyl halide (generic) (P-11-0527) | 1791357 | 108064
Polyfluorinated alkyl thiol (generic) (P-11-0528) | 1791359 | 108065
Polyfluorinated alkyl thio acrylamide (generic) (P-11-0529) | 1791361 | 108066
Polyfluorinated alkyl thio polyacrylamide (generic) (P-11-0530) | 1791363 | 108067
Polyfluorinated alkyl amine (generic) (P-11-0532) | 1791365 | 108068
Polyfluorinated alkyl thio polyacrylic acid-acrylamide (generic) (P-11-0534) | 1791367 | 108069
Polyfluorinated alkyl quaternary ammonium chloride (generic) (P-11-0543) | 1791369 | 108070
2-Propenoic acid, 2-methyl-, 2-hydroxyethyl ester, telomers with C18-26-alkyl acrylate, 1-dodecanethiol, N-(hydroxymethyl)-2-methyl-2-propenamide,polyfluorooctyl methacrylate and vinylidene chloride, 2,2'-[1,2-diazenediylbis(1-methylethylidene)bis[4,5-dihydro-1H-imidazole] hydrochloride (1,2)-initiated(generic) (generic) (P-11-0557) | 1791371 | 108071
Tetrafluoroethylene chlorotrifluoroethylene copolymer (generic) (P-11-0561) | 1791373 | 108072
Perfluoroalkylethyl methacrylate copolymer (generic) (P-11-0646) | 1791375 | 108073
Perfluoroalkylethyl methacrylate copolymer (generic) (P-11-0653) | 1791377 | 108074
Modified fluorinated acrylate (generic) (P-12-0030) | 1791379 | 108075
Modified fluorinated acrylate (generic) (P-12-0031) | 1791381 | 108076
Modified fluorinated acrylate (generic) (P-12-0032) | 1791383 | 108077
Alkylbenzene sulfonic acid (generic) (P-12-0115) | 1791385 | 108078
Alkylbenzene sulfonate sodium salt (generic) (P-12-0116) | 1791387 | 108079
Fluoro-modified acrylic copolymer (generic) (P-12-0169) | 1791389 | 108080
2-Propenoic acid, 2-methyl-, 2-hydroxyethyl esters, telomers with C18-26-alkyl acrylate, 1-dodecanethiol, N-(hydroxymethyl)-2-methyl-2-propenamide, polyfluorooctyl methacrylate, 2,2'-[1,2-diazenediylbis(1-methylethylidene)]bis[4,5-dihydro-1H-imidazole]hydrochloride (1:2)-initiated (generic) (P-12-0241) | 1791391 | 108081
Fluoroalkyl sulfonamide derivative (generic) (P-12-0404) | 1791393 | 108082
Fluoroalkyl sulfonamide derivative (generic) (P-12-0406) | 1791395 | 108083
Partially fluorinated alcohol, reaction products with phosphorus oxide (P2O5), amine salts (generic) (P-12-0450) | 1791397 | 108084
Reaction product of polyol, glycerin and aromatic anhydride (generic) (P-12-0484) | 1791399 | 108085
Fluorinated ester (generic) (P-13-0305) | 1791401 | 108086
Fluoroalkyl acrylate copolymer modified with polysiloxanes (generic) (P-13-0646) | 1791403 | 108087
Fluoroalkyl acrylate copolymer (generic) (P-13-0647) | 1791405 | 108088
Fluoroalkyl acrylate copolymer modified with polysiloxanes (generic) (P-13-0648) | 1791407 | 108089
Fluoroalkyl acrylate copolymer (generic) (P-13-0649) | 1791409 | 108090
Fluoroalkyl methylacrylate copolymer (generic) (P-13-0678) | 1791411 | 108091
Fluoroalkyl acrylate copolymer (generic) (P-13-0679) | 1791413 | 108092
Copolymer of perfluorinated and alkyl methacrylates (generic) (P-14-0523) | 1791415 | 108093
Carbon nanotubes powder (generic) (P-15-0054) | 1791417 | 108094
Aminophosphonate salt (generic) (P-15-0084) | 1791419 | 108095
Isocyanated alkyl trialkoxysilane, reaction products with epoxy modified cyclohexyl trialkoxysilane and mixed metal oxides (generic) (P-15-0192) | 1791421 | 108096
Isocyanated alkyl trialkoxysilane, reaction products with epoxy modified cyclohexyl trialkoxysilane and mixed metal oxides (generic) (P-15-0193) | 1791423 | 108097
Methacrylate alkyltrialkoxysilane, reaction products with mixed metal oxides (generic) (P-15-0201) | 1791425 | 108098
Isocyanated alkyl trialkoxysilane, reaction products with epoxy modified cyclohexyl trialkoxy silane and mixed metal oxides (generic) (P-15-0204) | 1791427 | 108099
Aluminum calcium oxide salt (generic) (P-15-0328) | 1791429 | 108100
Substituted 2-phenoxypyridine (generic) (P-83-0023) | 1791431 | 108101
Substituted methylpyridine (generic) (P-83-0024) | 1791433 | 108102
Substituted methylpyridine (generic) (P-83-0272) | 1791435 | 108103
Halogenated pyridine (generic) (P-83-1163) | 1791439 | 108105
Disubstituted tetrafluoroalkane (generic) (P-84-0106) | 1791441 | 108106
Substituted pyridine (generic) (P-85-0036) | 1791443 | 108107
Substituted pyridine (generic) (P-85-0236) | 1791445 | 108108
Haloalkyl substituted cyclic ether (generic) (P-85-0367) | 1791447 | 108109
Haloalkyl substituted cyclic ether (generic) (P-85-0368) | 1791449 | 108110
Disubstituted alkyl triazine (generic) (P-85-0932) | 1791451 | 108111
Acrylate modified urethane (generic) (P-88-0875) | 1791453 | 108112
Reaction products of secondary alkyl amines with a substituted benzenesulfonic acid and sulfuric acid (generic) (P-89-0703) | 1791455 | 108113
Dialkyl phosphorodithioate phosphate compound (generic) (P-90-1642) | 1791457 | 108114
Dialkyl phosphorodithioate phosphate compound (generic) (P-90-1643) | 1791459 | 108115
Aliphatic polyisocyanate (generic) (P-91-1210) | 1791463 | 108117
Reaction product of ethoxylated fatty acid oils and a phenolic pentaerythritol tetraester (generic) (P-92-0063) | 1791465 | 108118
Triethanolamine salt of fatty acid (generic) (P-92-0156) | 1791467 | 108119
Mixed alkyltin mercaptoester sulfides (generic) (P-92-0177) | 1791469 | 108120
1,3,5-Triazin-2-amine, 4-dimethylamino-6-substituted- (generic) (P-92-0343) | 1791473 | 108122
Carboxylic acid glycidyl ester (generic) (P-92-0776) | 1791475 | 108123
Polyurethane (generic) (P-94-0047) | 1791477 | 108124
Polyurethane resin (generic) (P-94-1777) | 1791479 | 108125
Phenyl substituted triazolinone (generic) (P-94-1874) | 1791481 | 108126
Mixed manganese metal oxide (generic) (P-99-0313) | 1791483 | 108127
Antimony double oxide (generic) (P-95-0677) | 1791485 | 108128
Alkyl diol formates (generic) (P-96-0803) | 1791487 | 108129
Di-substituted acetophenone (generic) (P-97-0093) | 1791491 | 108131
Di-substituted propanedione (generic) (P-97-0094) | 1791493 | 108132
Reaction product of polyalkylenepolyamine and substituted glycidyl ether (generic) (P-98-0008) | 1791495 | 108133
Reaction product of polyalkylenepolyamine and substituted glycidyl ether (generic) (P-98-0009) | 1791497 | 108134
Reaction product of polyalkylenepolyamine and substituted glycidyl ether (generic) (P-98-0010) | 1791499 | 108135
Calcium salts of alkyl salicylate and alkyl phenate (generic) (P-99-0031) | 1791501 | 108136
N-Butyltrimellitimide (generic) (P-99-0309) | 1791503 | 108137
Mixed thio acid amide molybdenum complexes (generic) (P-99-0534) | 1791505 | 108138
Carboxylic acid glycidyl ester (generic) (P-92-0777) | 1791507 | 108139
Substituted 2-phenoxypyridine (generic) (P-83-0075) | 1791509 | 108140
Substituted halogenated pyridinol, alkali salt (generic) (P-88-1271) | 1791511 | 108141
Substituted methylpyridine (generic) (P-83-0049) | 1791513 | 108142
Substituted pyridine (generic) (P-85-0706) | 1791515 | 108143
Disubstituted tetrafluoroalkane (generic) (P-84-0107) | 1791517 | 108144
Polyurethane resin (generic) (P-94-1779) | 1791519 | 108145
Mixed metal oxide (generic) (P-98-0002) | 1791523 | 108147
Monosubstituted alkoxyaminotriazine (generic) (P-86-1044) | 1791525 | 108148
Aminophenyl substituted triazolinone (generic) (P-94-1870) | 1791527 | 108149
Halophenyl substituted triazolinone (generic) (P-94-1872) | 1791529 | 108150
Halophenyl substituted triazolinone (generic) (P-94-1873) | 1791531 | 108151
Phenyl substituted triazolinone (generic) (P-94-1871) | 1791533 | 108152
Trichoderma virens strain G-41 (12.1%) ATCC 20906 | 1791535 | 108153
Pasteuria spp. (Hoplolaimus Galeatus Nematode)-Ph3 | 1791539 | 108154
Pasteuria spp. (Rotylenchulus reniformis nematode) - Pr3 | 1791541 | 108155
Alkoxylated alkylpolyol acrylates, adduct with alkylamine (generic) (P-98-0083) | 1791543 | 108156
Poly(isophorone substituted-hexamethylene substituted-poly(hexamethylene carbonate)diol (generic) (P-91-0321) | 1791545 | 108157
Substituted dibasic ester (generic) (P-07-0589) | 1791547 | 108158
Substituted dibasic ester (generic) (P-07-0590) | 1791549 | 108159
Substituted dibasic ester (generic) (P-07-0591) | 1791551 | 108160
Substituted dibasic ester (generic) (P-07-0592) | 1791553 | 108161
Substituted dibasic ester (generic) (P-07-0593) | 1791555 | 108162
Substituted aliphatic amine (generic) (P-08-0689) | 1791557 | 108163
Polyisobutylene amine (generic) (P-92-0410) | 1791559 | 108164
Polyester polyurethane (generic) (P-02-0136) | 1791561 | 108165
Polyester polyurethane (generic) (P-05-0066) | 1791563 | 108166
Polyester polyurethane (generic) (P-08-0262) | 1791565 | 108167
Polyester polyurethane (generic) (P-10-0168) | 1791567 | 108168
Polyester polyurethane (generic) (P-11-0449) | 1791569 | 108169
Polyester polyurethane (generic) (P-12-0042) | 1791571 | 108170
Polyester polyurethane (generic) (P-88-0721) | 1791573 | 108171
Polyester polyurethane (generic) (P-91-0620) | 1791575 | 108172
Polyester polyurethane (generic) (P-91-1145) | 1791577 | 108173
Polyester polyurethane (generic) (P-94-0090) | 1791579 | 108174
Polyester polyurethane (generic) (P-94-1486) | 1791581 | 108175
Polyester polyurethane (generic) (P-94-1745) | 1791583 | 108176
Polyester polyurethane (generic) (P-95-0001) | 1791585 | 108177
Polyester polyurethane (generic) (P-95-1834) | 1791587 | 108178
Polyester polyurethane (generic) (P-98-0862) | 1791589 | 108179
Polyester polyurethane (generic) (P-98-1053) | 1791591 | 108180
Polyester polyurethane (generic) (P-99-0870) | 1791593 | 108181
Chromophore substituted polyoxyalkylene tint (generic) (P-94-0212) | 1791595 | 108182
Ester of alkyl ethers with acid of group III B element (generic) (P-96-1278) | 1791597 | 108183
Acidic polyester polyamide (generic) (P-98-0903) | 1791601 | 108185
Trisubstituted benzothiazole salt (generic) (P-83-0692) | 1791605 | 108187
Aliphatic blocked isocyanate crosslinker (generic) (P-87-1150) | 1791609 | 108189
Vinyl acetate-acrylate copolymer (generic) (P-84-0864) | 1791611 | 108190
Aliphatic polyether urethane (generic) (P-86-1343) | 1791613 | 108191
Organopolysiloxane containing hydrogen, trifluoroalkyl and methyl groups (generic) (P-88-1009) | 1791615 | 108192
Polyether modified organopolysiloxane (generic) (P-88-1010) | 1791617 | 108193
Fatty acid amidoamine (generic) (P-89-0950) | 1791619 | 108194
Substituted tertiary phosphine oxide (generic) (P-87-0114) | 1791621 | 108195
Dimethylethanolamine salt of styrene acrylate copolymer with epoxy ester (generic) (P-91-0216) | 1791623 | 108196
Alkoxysilane terminated polyether polymer (generic) (P-88-2300) | 1791625 | 108197
Alkylphenylpolyetheramidoalkanolamine (generic) (P-95-1653) | 1791627 | 108198
Modified acrylic resin (generic) (P-91-0744) | 1791629 | 108199
Epoxy modified polyester polymer (generic) (P-89-0492) | 1791631 | 108200
Amine substituted metal salt (generic) (P-96-1339) | 1791633 | 108201
Monosubstituted carboxybenzenesulfonamide (generic) (P-86-0226) | 1791635 | 108202
Aromatic amino polyol (generic) (P-93-0213) | 1791637 | 108203
Substituted polyhydroxy benzene derivative (generic) (P-91-0456) | 1791639 | 108204
Aryl azopyridine (generic) (P-92-0449) | 1791641 | 108205
Polyurethane suspension in polyol (generic) (P-91-0319) | 1791643 | 108206
Substituted butadiene copolymer (generic) (P-91-0171) | 1791645 | 108207
Acrylic latex (generic) (P-92-0726) | 1791647 | 108208
Salt of styrene acrylic copolymer (generic) (P-92-0370) | 1791649 | 108209
Waterborne polyurethanes from polyisocyanates, polyols and polyamines (generic) (P-89-0647) | 1791651 | 108210
Amino epoxy (generic) (P-92-0047) | 1791653 | 108211
Sulfoaryl disazo substituted naphthalene sulfonic acid salt (generic) (P-82-0551) | 1791655 | 108212
Modified alkyd resins (generic) (P-87-0393) | 1791657 | 108213
Sulfonated acrylic copolymer (generic) (P-90-1748) | 1791659 | 108214
Polymer of alkyl propenoates, substituted alkyl propenoates, ethenyl benzene and ethylene carboxylic acid (generic) (P-86-0479) | 1791661 | 108215
Polyalkylenepolyamine, reaction products with vegetable oil and alkenoic acid (generic) (P-84-0773) | 1791663 | 108216
Blocked polyurethane prepolymer (generic) (P-83-0798) | 1791665 | 108217
Polyurethane salt (generic) (P-91-0354) | 1791667 | 108218
Carboxyl-functional polyester (generic) (P-92-0369) | 1791669 | 108219
Amino modified silicone, halide salt (generic) (P-88-1774) | 1791671 | 108220
Chlorosulfonated polymer (generic) (P-88-1776) | 1791673 | 108221
Triisocyanurate prepolymer (generic) (P-90-0292) | 1791675 | 108222
Anhydride copolymer-acrylate half ester (generic) (P-90-1960) | 1791677 | 108223
Naphthoquinone sulfonyl ester of a phenolic (generic) (P-90-0278) | 1791679 | 108224
Substituted phenylazo substituted carbopolycycle (generic) (P-85-0260) | 1791681 | 108225
Haloalkyl substituted cyclic ether (generic) (P-85-0369) | 1791683 | 108226
Hydroxy propyl sorbate (generic) (P-90-0189) | 1791685 | 108227
Alkanamine, polyfluoro- (generic) (P-83-0976) | 1791687 | 108228
Dibasic acid/glycol ester (generic) (P-86-1003) | 1791689 | 108229
Salt of epoxy-amine adduct (generic) (P-90-1573) | 1791691 | 108230
Copolymer of fluoroolefin and vinyl ethers (generic) (P-87-0599) | 1791693 | 108231
Tall oil fractions, unsaturated hydrocarbon resin, substituted alkylbenzene, paraform, dieneophile-modified polymer with pentaerythritol (generic) (P-87-0604) | 1791695 | 108232
Partially oxidized polysaccharide (generic) (P-84-0314) | 1791697 | 108233
Gum and tall oil rosin, fumaric acid, modified with substituted phenols and formaldehyde esters of glycerine and sorbitol polymer, 2-(dimethylamino)-2-methyl-1-propanol (generic) (P-92-0079) | 1791699 | 108234
High solids long oil alkyd (generic) (P-91-1309) | 1791701 | 108235
(Substituted aromatic heterocyclic) substituted-3-sulfoalkyl benzothiazole, salt (generic) (P-86-0921) | 1791703 | 108236
Pentasubstituted naphthalenecarboxamide (generic) (P-84-0800) | 1791705 | 108237
Carboxy derivative of xanthen (generic) (P-87-0176) | 1791707 | 108238
Disubstituted benzenesulfonic acid (generic) (P-83-0895) | 1791709 | 108239
Vinyl ether terminated urethane (generic) (P-91-1208) | 1791711 | 108240
Silicone polymer (generic) (P-91-1255) | 1791713 | 108241
Methacrylate/acrylate/styrene copolymer (generic) (P-93-0411) | 1791715 | 108242
Potassium polyfluorocarboxylate (generic) (P-94-0323) | 1791717 | 108243
Amine reacted polymer of an aliphatic isocyanate with a polycaprolactone diol (generic) (P-91-0933) | 1791719 | 108244
Polyurea grease thickener (generic) (P-89-1034) | 1791721 | 108245
Polymer of C13-15 oxoalcohol etherolate amine and maleic anhydride (generic) (P-96-0951) | 1791723 | 108246
Anthracenesulfonic acid, 1-amino-9,10-dihydro-4-[[substitutedphenyl]amino]-9,10-dioxo-, monosodium salt (generic) (P-83-1238) | 1791725 | 108247
Chromophore substituted polyoxyalkylene (generic) (P-92-0624) | 1791727 | 108248
Polyamic acid (generic) (P-91-0781) | 1791729 | 108249
Perfluoro alkyl benzenediol (generic) (P-86-1346) | 1791731 | 108250
Acrylic acid, polymer with substituted methacrylates, acrylonitrile, alkyl acrylates, styrene and hydroxyalkyl acrylate (generic) (P-84-0830) | 1791733 | 108251
Substituted heteroaromatic-2-[[4-(dimethylamino)phenyl]azo]-3-methyl-, salt (generic) (P-97-0583) | 1791735 | 108252
Phenolic polyol (generic) (P-90-0519) | 1791737 | 108253
Polymer of methacrylamide derivative, acrylamide and alkylamino alkanol (generic) (P-82-0655) | 1791739 | 108254
Acid functional triester (generic) (P-92-0561) | 1791741 | 108255
Benzene substituted chloromethyltriazine (generic) (P-85-0578) | 1791743 | 108256
Substituted resorcinol (generic) (P-95-1104) | 1791745 | 108257
Polyimide-siloxane (generic) (P-90-1622) | 1791747 | 108258
Organopolysiloxane (generic) (P-87-1409) | 1791749 | 108259
Polyoxyalkylene polyester urethane block polymer (generic) (P-89-0618) | 1791751 | 108260
Polydimethylsiloxy, methyl-mercaptoalkyl siloxane copolymer (generic) (P-85-1027) | 1791753 | 108261
Diaryl iodonium tosylate (generic) (P-90-0033) | 1791755 | 108262
Substituted polyoxyalkylene m-toluidine (generic) (P-92-0259) | 1791757 | 108263
Aromatic tertiary diamine (generic) (P-85-0459) | 1791759 | 108264
Copolymer of unsaturated polyester and allyl compounds (generic) (P-85-0391) | 1791761 | 108265
2-(Di-(3,5-dimethyl-4-substitutedphenyl)hydroxyalkyl)-methylsubstituted)benzene (generic) (P-80-0123) | 1791763 | 108266
Substituted amino alkyl triazinyl benzenesulfonic acid derivative (generic) (P-98-1043) | 1791765 | 108267
N-Substituted acetamide (generic) (P-80-0378) | 1791767 | 108268
Polymer of modified resin esters and mixed oils (generic) (P-80-0317) | 1791769 | 108269
Phenyl, alkyl, hydroxyalkyl substituted-imidazole (generic) (P-98-0843) | 1791771 | 108270
Benzo-heterocyclic, 2-[[4-[alkyl(2-hydroxyalkyl)amino]phenyl]azo]-6-methoxy-3-alkyl-, chloride (generic) (P-83-1308) | 1791773 | 108271
Copolymer of acrylic esters, acrylic acid and dibromostyrene (generic) (P-00-0009) | 1791775 | 108272
Propanenitrile, 3,3'-[[4-[[2-substituted-4-nitro-6-(trihalomethyl)phenyl]azo]phenyl]imino]bis- (generic) (P-00-0391) | 1791777 | 108273
Alkyldiamine, N,N'-bis[chloro-(substituted sulfonated naphthalenyl)-heterocycle]-, sodium salt (generic) (P-88-2346) | 1791779 | 108274
Alkyldiamine, N,N'-[chloro-substituted sulfonated naphthalenyl)-heterocycle]-, sodium salt (generic) (P-88-2347) | 1791781 | 108275
Emulsion polymer (generic) (P-00-0008) | 1791783 | 108276
Polyurethane (generic) (P-00-0010) | 1791785 | 108277
Reaction product of cashew nutshell liquid, phenols, formaldehyde, and substituted amines (generic) (P-00-0012) | 1791787 | 108278
Polyoxyalkylene polyester urethane block polymer, salt with phosphorylated polyester (generic) (P-00-0015) | 1791789 | 108279
Aluminum alkylamide (generic) (P-00-0024) | 1791791 | 108280
Acrylic copolymer (generic) (P-00-0028) | 1791793 | 108281
Modified polyacrylate (generic) (P-00-0030) | 1791795 | 108282
Isocyanate-terminated polyurethane prepolymer (generic) (P-00-0035) | 1791797 | 108283
N-Alkyl-4-alkylaminonaphthalene (generic) (P-00-0042) | 1791799 | 108284
N-Alkyl-4-alkylaminonaphthalene (generic) (P-00-0043) | 1791801 | 108285
N-Alkyl-4-alkylaminonaphthalene (generic) (P-00-0044) | 1791803 | 108286
Aromatic substituted diurea (generic) (P-00-0046) | 1791805 | 108287
Modified melamine alkyd resin (generic) (P-00-0051) | 1791807 | 108288
Polyisobutylene oxime (generic) (P-00-0055) | 1791809 | 108289
Polyisobutylene oxime (generic) (P-00-0056) | 1791811 | 108290
Epoxy acrylate (generic) (P-00-0064) | 1791813 | 108291
Amines, N-tallow, alkylpoly-, hydrochlorides (generic) (P-00-0065) | 1791815 | 108292
Amines, N-tallow, alkylpoly- (generic) (P-00-0066) | 1791817 | 108293
Alkyl heteropolycyclic-aniline (generic) (P-00-0067) | 1791819 | 108294
Nitrated, sulfonated aromatic acid chloride (generic) (P-00-0069) | 1791821 | 108295
Alkanepolycarboxylic acid, alkyl ester (generic) (P-00-0071) | 1791823 | 108296
Macrocyclic cobalt complex (generic) (P-00-0072) | 1791825 | 108297
Polymer of substituted aromatic triamine and phosphorous compound (generic) (P-00-0080) | 1791827 | 108298
Acrylic copolymer (generic) (P-00-0081) | 1791829 | 108299
Silicone modified waterborne polyurethane dispersion (generic) (P-00-0082) | 1791831 | 108300
Trimethylolpropane ester polymer (generic) (P-00-0083) | 1791833 | 108301
Dimethyl ester of 2-2 oxo-1-(1,4-dihydro-2,3-dioxo-6-methoxyquinoxaline-7-yl carbamoyl-proplyazo)terephthalic acid (generic) (P-00-0084) | 1791835 | 108302
Alkyl methacrylate, alkylaminoalkylmethacrylamide copolymer (generic) (P-00-0089) | 1791837 | 108303
Alkyl amine, polymer with branched aliphatic amine, diacrylate and bisphenol a - diglycidyl ether (generic) (P-00-0090) | 1791839 | 108304
Salt of a substituted sulfonated aryl azo compound (generic) (P-00-0094) | 1791841 | 108305
Formaldehyde, polymer with an aliphatic polyamine (generic) (P-00-0095) | 1791843 | 108306
Vinyl tripolymer (generic) (P-00-0096) | 1791845 | 108307
Reaction product of fatty acid and dimethylaminoalkylamine (generic) (P-00-0099) | 1791847 | 108308
1,4-Butanediol, polymer with 2,4-diisocyanato-1-methylbenzene, 1,2-ethanediamine, polyol and 5-isocyanato-1-(isocyanatomethyl)-1,3,3-trimethylcyclohexane (generic) (P-00-0103) | 1791849 | 108309
Silane terminated polymer (generic) (P-00-0105) | 1791851 | 108310
Alkanedioic acid, polymer alkyl methacrylate, caprolactone homopolymer, isocyanate, polyester polyol, alkane diol, hydroxy alkyl methacrylate, alkenedioic acid and alkanediol homopolymer (generic) (P-00-0107) | 1791853 | 108311
Mono-halo substituted alkene (generic) (P-00-0117) | 1791855 | 108312
Unsaturated dialkyl acetal (generic) (P-00-0118) | 1791857 | 108313
Hydroxy functional acrylic polymer (generic) (P-00-0120) | 1791859 | 108314
Modified acrylate copolymer (generic) (P-00-0160) | 1791861 | 108315
Acrylic copolymer (generic) (P-00-0178) | 1791863 | 108316
Perfluorinated polyamine (generic) (P-00-0186) | 1791865 | 108317
Modified polyurethane (generic) (P-00-0189) | 1791867 | 108318
Amine functional acrylic polymer salted with an organic acid (generic) (P-00-0190) | 1791869 | 108319
Amine functional acrylic polymer (generic) (P-00-0194) | 1791871 | 108320
Urethane prepolymer (generic) (P-00-0235) | 1791873 | 108321
Imidazole functional polyalkyl acrylate (generic) (P-00-0262) | 1791875 | 108322
Acrylic acid, polymer with partial salt of acrylate ester (generic) (P-00-0266) | 1791877 | 108323
Acrylic acid, polymer with partial salt of acrylate ester, reactionproduct with substituted polyglycol (generic) (P-00-0267) | 1791879 | 108324
Acetyl heterocyclic compound (generic) (P-00-0268) | 1791881 | 108325
Amine-salted polyester resin (generic) (P-00-0274) | 1791883 | 108326
Amine-salted polyester resin (generic) (P-00-0275) | 1791885 | 108327
Acrylic polyester resin (generic) (P-00-0310) | 1791887 | 108328
Alkyl phenol, potassium salt (generic) (P-00-0311) | 1791889 | 108329
Reaction products of fatty alcohols, (aminoethylaminopropyl)dialkoxymethylsilane, glycidol, and hydroxy-terminated polydimethylsiloxane (generic) (P-00-0317) | 1791891 | 108330
Benzenedicarboxylic acid, alkyl alkylaminocarbonyloxyethyl ester (generic) (P-00-0319) | 1791893 | 108331
Polyamide amine epichlorohydrin resin (generic) (P-00-0321) | 1791895 | 108332
Polyamide amine epichlorohydrin resin (generic) (P-00-0322) | 1791897 | 108333
Polyamide amine epichlorohydrin resin (generic) (P-00-0323) | 1791899 | 108334
Polyamide amine epichlorohydrin resin (generic) (P-00-0324) | 1791901 | 108335
Polyamide amine resin (generic) (P-00-0325) | 1791903 | 108336
Aliphatic urethane (generic) (P-00-0326) | 1791905 | 108337
Maleic anhydride polyester (generic) (P-00-0328) | 1791907 | 108338
Vinylpyrrolidone vinylester copolymer (generic) (P-00-0331) | 1791909 | 108339
Cyclic carboxylic acids, polymer with tetra hydroxy alkane, cyclic isocyanate, hydroxy substituted alkane, alkanedioic acid, alkanetriol, carboxylic acid, alkoxylated triol with alkanetriol, diacrylate, blocked (generic) (P-00-0335) | 1791911 | 108340
Liquid anionic polymer (generic) (P-00-0336) | 1791913 | 108341
Liquid anionic polymer (generic) (P-00-0337) | 1791915 | 108342
Blocked isocyanate polymer (generic) (P-00-0342) | 1791917 | 108343
Mixed polyol-glycerol fatty acid ester (generic) (P-00-0344) | 1791919 | 108344
Acrylic polymer (generic) (P-00-0345) | 1791921 | 108345
N,N'-Bis(octadecanoyl)hexylenediamine (generic) (P-00-0348) | 1791923 | 108346
Benzoic acid, 3,5-diamino-2,4-bis[[4-[[2-(sulfooxy)ethyl]sulfonyl]phenyl]azo]-6-[[2-sulfo-4-[substituted]phenyl]azo]-, sodium salt (generic) (P-00-0349) | 1791925 | 108347
Ketimine functional oligomer (generic) (P-00-0350) | 1791927 | 108348
Amino-hydroxysulfonaphthylazo-disubstituted phenyl azo benzene carboxylate salt (generic) (P-00-0351) | 1791929 | 108349
Polyester-polyvinyl modified MDI-based polyurethane (generic) (P-00-0354) | 1791931 | 108350
Alkaryl sulfonic acid (generic) (P-00-0356) | 1791933 | 108351
Polyether-type polyurethane (generic) (P-00-0357) | 1791935 | 108352
Alkylnapthalenesulfonic acid (generic) (P-00-0359) | 1791937 | 108353
1,1'-Methylenebis[isocyanatobenzene], polymer with polyether polyols, a polyester polyol, and a modified polyvinyl copolymer (generic) (P-00-0362) | 1791939 | 108354
Polyolefin and polyamide (generic) (P-00-0366) | 1791943 | 108356
Polyamide (generic) (P-00-0367) | 1791945 | 108357
Alphatic alcohol (generic) (P-00-0370) | 1791949 | 108359
Acrylic monomer (generic) (P-00-0372) | 1791951 | 108360
Fluoroolefin copolymer (generic) (P-00-0377) | 1791953 | 108361
Polyester-polyurethane-elastomer dispersion (generic) (P-00-0378) | 1791955 | 108362
Blocked polyurethane resin, amine salt (generic) (P-00-0379) | 1791957 | 108363
Acrylic emulsion polymer (generic) (P-00-0394) | 1791959 | 108364
Alkenedioic acid, polymer with dihydroxy dialkyl ether and branchedalkanoic acid (generic) (P-00-0401) | 1791961 | 108365
Calcium fatty acid complex (generic) (P-00-0407) | 1791963 | 108366
Calcium fatty acid complex (generic) (P-00-0408) | 1791965 | 108367
Calcium fatty acid complex (generic) (P-00-0409) | 1791967 | 108368
Calcium fatty acid complex (generic) (P-00-0410) | 1791969 | 108369
Calcium fatty acid complex (generic) (P-00-0411) | 1791971 | 108370
Calcium fatty acid complex (generic) (P-00-0414) | 1791973 | 108371
Calcium fatty acid complex (generic) (P-00-0415) | 1791975 | 108372
Calcium fatty acid complex (generic) (P-00-0416) | 1791977 | 108373
Substituted phenylazo phenylazo phenol (generic) (P-00-0420) | 1791979 | 108374
Non volatile emulsion acrylic polymer (generic) (P-00-0422) | 1791981 | 108375
Dinonylnaphthalenesulfonic acid compound with amine (generic) (P-00-0423) | 1791983 | 108376
Dinonylnaphthalenesulfonic acid compound with amine (generic) (P-00-0424) | 1791985 | 108377
Inorganic acid reaction product, with alkaline fluoride metal salts (generic) (P-00-0426) | 1791987 | 108378
Substituted alicyclic alkenyl benz[e]indolium salt (generic) (P-00-0431) | 1791989 | 108379
Amine neutralized phosphated polyester (generic) (P-00-0433) | 1791991 | 108380
Polymer of acrylamido alkyl propane sulfonic acid ammonium salt andtwo acrylic monomers (generic) (P-00-0439) | 1791993 | 108381
Alkyn glyceryl ether sulphonate (generic) (P-00-0441) | 1791995 | 108382
Alkaryl polyoxyalkylene derivative (generic) (P-00-0443) | 1791997 | 108383
Alkaryl polyoxyalkylene derivative (generic) (P-00-0444) | 1791999 | 108384
Polyester polyol (generic) (P-00-0445) | 1792001 | 108385
Polyester polyol (generic) (P-00-0446) | 1792003 | 108386
Polyester polyol (generic) (P-00-0447) | 1792005 | 108387
Fluoroelastomer (generic) (P-00-0456) | 1792007 | 108388
Modified polyethercarboxylate (generic) (P-00-0457) | 1792009 | 108389
Modified polyethercarboxylate (generic) (P-00-0458) | 1792011 | 108390
Modified polyethercarboxylate (generic) (P-00-0459) | 1792013 | 108391
Modified polyethercarboxylate (generic) (P-00-0460) | 1792015 | 108392
Modified polyethercarboxylate (generic) (P-00-0461) | 1792017 | 108393
Modified polyethercarboxylate (generic) (P-00-0462) | 1792019 | 108394
Metal salt (generic) (P-00-0463) | 1792021 | 108395
Isocyanate terminated urethane polymer (generic) (P-00-0465) | 1792023 | 108396
2-Propenoic acid, 2-methyl-, 2-(dimethylamino)ethyl ester, polymer with methyl 2-methyl-2-propenoate, acid salt (generic) (P-00-0474) | 1792025 | 108397
Fatty acids, tall oil, polymers with 5-amino-1,3,3-trimethylcyclohexanemethanamine, dicarboxylic acid, fumarated rosin and pentaerythritol (generic) (P-00-0477) | 1792027 | 108398
Crosslinked polymethylsiloxane (generic) (P-00-0488) | 1792029 | 108399
Substituted acrylamides and acrylic acid copolymer (generic) (P-00-0490) | 1792031 | 108400
Copolymer of acrylic esters and styrene (generic) (P-00-0494) | 1792033 | 108401
Sodium salt of a naphthalene azo dyestuff (generic) (P-00-0506) | 1792035 | 108402
Polyether polyurethane (generic) (P-00-0509) | 1792037 | 108403
Vegetable oil, polymer with alkanedioic acid, alkanediol, hydroxyl substituted carboxylic acid, isocyanate, hydroxy substituted alkane and tetra hydroxy alkane, compd. with amine (generic) (P-00-0510) | 1792039 | 108404
Mixed ammonium/sodium salt of a naphthalene azo dye (generic) (P-00-0512) | 1792041 | 108405
Arylazo substituted sulfonated naphthalene compound (generic) (P-00-0513) | 1792043 | 108406
Sulfonated dioxazine compound (generic) (P-00-0516) | 1792045 | 108407
Polyester resin (generic) (P-00-0527) | 1792047 | 108408
Alkali salts of aryl carboxylates (generic) (P-00-0528) | 1792049 | 108409
Terpolyamide of copolyamide (generic) (P-00-0529) | 1792051 | 108410
Copolymer of alkyl acrylates (generic) (P-00-0534) | 1792053 | 108411
Reaction product of: polyoxyalkylene solution with trimethylolpropane, 1,4-cyclohexane dimethanol, cyclic aliphatic anhydrides, trimellitic anhydride and block copolymers of ethylene oxide and propylene oxide (generic) (P-00-0536) | 1792055 | 108412
Reaction product: polyoxyalkylene solution with trimethylolpropane,1,4-cyclohexane dimethanol, cyclic aliphatic anhydrides and trimellitic anhydride (generic) (P-00-0537) | 1792057 | 108413
Saturated dicarboxylic acid, polymer with polyester, polyamide and substituted carboxylic acid (generic) (P-00-0540) | 1792059 | 108414
Chloro nitro phenyl ether (generic) (P-00-0541) | 1792061 | 108415
Substituted phenols and formaldehyde polymer, alkylated (generic) (P-00-0542) | 1792063 | 108416
Alkyloxy-hydroxypropyl, trialkylamine, ammonium chloride (generic) (P-00-0546) | 1792065 | 108417
Alkyloxy-hydroxypropyl, dialkylamine (generic) (P-00-0547) | 1792067 | 108418
Polyurethane acrylate ester (generic) (P-00-0549) | 1792069 | 108419
Modified salicylic acid, zirconium complex (generic) (P-00-0552) | 1792071 | 108420
Epoxy modified saturated polyester resin (generic) (P-00-0557) | 1792073 | 108421
Methylated-para-rosaniline salt of a trisulfonated triarylmethane dye (generic) (P-00-0559) | 1792075 | 108422
Acrylic emulsion copolymer (generic) (P-00-0560) | 1792077 | 108423
Acrylic emulsion copolymer (generic) (P-00-0561) | 1792079 | 108424
Acrylic emulsion copolymer (generic) (P-00-0562) | 1792081 | 108425
Acrylic emulsion copolymer (generic) (P-00-0563) | 1792083 | 108426
Saturated polyester resin (generic) (P-00-0564) | 1792085 | 108427
Azo red pigment (generic) (P-00-0565) | 1792087 | 108428
Azo violet pigment (generic) (P-00-0566) | 1792089 | 108429
Melamine (generic) (P-00-0567) | 1792091 | 108430
Polyester (generic) (P-00-0578) | 1792093 | 108431
Amine terminated resin (generic) (P-00-0587) | 1792095 | 108432
Ketoxime blocked PPDI/polyether prepolymers (generic) (P-00-0588) | 1792097 | 108433
Organometallic compound (generic) (P-00-0591) | 1792099 | 108434
Acrylic graft polymer (generic) (P-00-0605) | 1792101 | 108435
Phenolic copolymer (generic) (P-00-0607) | 1792103 | 108436
Polyglycolether-polycarboxylate (generic) (P-00-0609) | 1792105 | 108437
Alkylphenol polyether amine (generic) (P-00-0615) | 1792107 | 108438
Substituted hydroxyalkane acetate (generic) (P-00-0618) | 1792109 | 108439
Long chain fatty acids, polymer with polyoxyalkylene and a cyclic diacid (generic) (P-00-0621) | 1792111 | 108440
Acrylate of polymer based on isophorone diisocyanate (generic) (P-00-0626) | 1792113 | 108441
Phenolic copolymer (generic) (P-00-0627) | 1792115 | 108442
Alkyl methacrylate copolymer (generic) (P-00-0628) | 1792117 | 108443
Alkyl arylaminophenylcarboxylate (generic) (P-00-0631) | 1792119 | 108444
Alkylated nitroso-phenylenediamine (generic) (P-00-0636) | 1792121 | 108445
Alkali metal salt of halogenated organoborate (generic) (P-00-0638) | 1792123 | 108446
Fatty acids, tall oil, polymers with diamine, 5(or 6)-carboxy-4-hexyl-2-cyclohexene-1-octanoic acid, fumaric acid, polyol, maleic anhydride, pentaerythritol and rosin (generic) (P-00-0647) | 1792125 | 108447
Aromatic urethane (generic) (P-00-0655) | 1792127 | 108448
Alkenyl ester (generic) (P-00-0656) | 1792129 | 108449
Styrene acrylic emulsion copolymer (generic) (P-00-0657) | 1792131 | 108450
Styrene acrylic emulsion copolymer (generic) (P-00-0658) | 1792133 | 108451
Styrene acrylic emulsion copolymer (generic) (P-00-0659) | 1792135 | 108452
Styrene acrylic emulsion copolymer (generic) (P-00-0660) | 1792137 | 108453
Fatty acids, reaction products (generic) (P-00-0680) | 1792139 | 108454
Isocyanate-functional polyester polyurethane (generic) (P-00-0681) | 1792141 | 108455
2-Propenoic acid, polymer with butyl 2-propenoate, N-(1,1-dimethyl-3-oxobutyl)-2-propenamide, 2-methoxy-2-substituted-ethyl 2-propenoate and methyl 2-methyl-2-propenoate (generic) (P-00-0683) | 1792143 | 108456
Butadiene, alkyl acrylate, styrene co-polymer (generic) (P-00-0684) | 1792145 | 108457
Butadiene, alkyl acrylate, alkyl methacrylate, co-polymer (generic) (P-00-0685) | 1792147 | 108458
Phenol, 4,4'-(1-methylethylidene)bis-, polymers with aliphatic diamines, epichlorohydrin and polyethylene glycol (generic) (P-00-0686) | 1792149 | 108459
Polyurethane and polyurea copolymer (generic) (P-00-0687) | 1792151 | 108460
Alkanediol (generic) (P-00-0688) | 1792153 | 108461
Alkoxylated allyl methacrylate (generic) (P-00-0690) | 1792155 | 108462
Aliphatic polyurethane (generic) (P-00-0692) | 1792157 | 108463
Epoxy-nitrile rubber adduct (generic) (P-00-0693) | 1792159 | 108464
Perfluoroalkylated polyamino acid (generic) (P-00-0695) | 1792161 | 108465
Polyimide (generic) (P-00-0701) | 1792163 | 108466
Olefin oligomers (generic) (P-00-0702) | 1792165 | 108467
Chromate(2-), [3-[(4,5-dihydro-3-methyl-5-oxo-1-phenyl-1H-pyrazol-4-yl)azo]-4-hydroxy-(substituted)][[(2-substituted]]-4-nitrophenylato(2-)-N2,O1,O2]-, disodium (generic) (P-00-0708) | 1792167 | 108468
Organosiloxane polymer (generic) (P-00-0709) | 1792169 | 108469
Benzenesulfinic acid, 2,2'-(9,10-dihydro-5,8-dihydroxy-9,10-dioxo-1,4-anthracenediyl)(substituted)-, disodium salt (generic) (P-00-0710) | 1792171 | 108470
Benzenesulfinic acid, 2,2'-(9,10-dihydro-5,8-dihydroxy-9,10-dioxo-1,4-anthracenediyl)(substituted)-, disodium salt (generic) (P-00-0711) | 1792173 | 108471
Benzenesulfinic acid, 2,2'-(9,10-dihydro-5,8-dihydroxy-9,10-dioxo-1,4-anthracenediyl)(subsituted)-,disodium salt (generic) (P-00-0712) | 1792175 | 108472
Arylazo substituted sulfonated naphthalene compound (generic) (P-00-0713) | 1792177 | 108473
Aminoalkylcarboxylic acid, sodium salt, polymer with saturated dicarboxylic acid, alkyldiols, and alkylisocyanates (generic) (P-00-0714) | 1792179 | 108474
Modified polyester (generic) (P-00-0718) | 1792181 | 108475
Amine salt of polyurethane resin (generic) (P-00-0719) | 1792183 | 108476
Flexible acrylic polymer (generic) (P-00-0721) | 1792185 | 108477
Acrylic polymer (generic) (P-00-0723) | 1792187 | 108478
Polyether modified acrylic (generic) (P-00-0724) | 1792189 | 108479
Alkylsilanes (generic) (P-00-0732) | 1792191 | 108480
Substituted heterocyclic metal complex (generic) (P-00-0734) | 1792193 | 108481
Polycarboxylic acid, zirconium salt (generic) (P-00-0749) | 1792195 | 108482
Reaction product of: 1,2-ethanediamine, aliphatic diisocyanate and polyether polyols (generic) (P-00-0750) | 1792197 | 108483
Azo maroon pigment (generic) (P-00-0753) | 1792199 | 108484
Blocked aromatic isocyanate (generic) (P-00-0754) | 1792201 | 108485
Isocyanate-terminated polyester polyurethane polymer (generic) (P-00-0756) | 1792203 | 108486
Isocyanate-terminated polyester polyurethane polymer (generic) (P-00-0757) | 1792205 | 108487
Isocyanate-terminated polyester polyurethane polymer (generic) (P-00-0758) | 1792207 | 108488
Rosin modified phenolic resin (generic) (P-00-0766) | 1792209 | 108489
Modified carbamate acrylic resin (generic) (P-00-0767) | 1792211 | 108490
Modified carbamate acrylic polymer (generic) (P-00-0769) | 1792213 | 108491
Sodium derivatives of modified alkali lignin reaction products withformaldehyde (generic) (P-00-0783) | 1792215 | 108492
Copolymer of styrene and methacrylic esters (generic) (P-00-0791) | 1792217 | 108493
Silicone copolymer (generic) (P-00-0792) | 1792219 | 108494
Acrylic solution polymer (generic) (P-00-0793) | 1792221 | 108495
Amine adduct of epoxy resin (generic) (P-00-0800) | 1792223 | 108496
Aliphatic dialdehyde (generic) (P-00-0804) | 1792225 | 108497
Aliphatic dialdehyde (generic) (P-00-0805) | 1792227 | 108498
Substituted cycloalkyl heterocyclic derivative (generic) (P-00-0807) | 1792229 | 108499
Heterocyclic alkyl acid derivative (generic) (P-00-0809) | 1792231 | 108500
Heterocyclic alkyl alcohol (generic) (P-00-0810) | 1792233 | 108501
Isocyanate terminated urethane polymer (generic) (P-00-0814) | 1792235 | 108502
Alkyl dialkylamino phenylsulfonyl alkenoate (generic) (P-00-0816) | 1792237 | 108503
Silicon resin (generic) (P-00-0817) | 1792239 | 108504
Fatty acids, unsatd. dimers, polymers with .alpha.,.omega.-diisocyanate and .omega.-hydroxyalkyl-imidazolidinone (generic) (P-00-0818) | 1792241 | 108505
Polyacrylate, partially neutralized (generic) (P-00-0826) | 1792243 | 108506
Hindered amine light stabilizer (generic) (P-00-0829) | 1792245 | 108507
Polyether modified dimethylpolysiloxane (generic) (P-00-0831) | 1792247 | 108508
Polyether modified polydimethylsiloxane (generic) (P-00-0832) | 1792249 | 108509
Polyether modified polysiloxane, acrylated (generic) (P-00-0833) | 1792251 | 108510
Substituted picolinate (generic) (P-00-0835) | 1792253 | 108511
Modified copolymer of acrylic esters and styrene (generic) (P-00-0836) | 1792255 | 108512
Substituted alkyl sulfonamide (generic) (P-00-0838) | 1792257 | 108513
Trisulfonated(copper phthalocyanine) salt of bis-arylguanidine (generic) (P-00-0851) | 1792259 | 108514
Arylazonaphthalene sulfonate salt of bis-arylguanidine (generic) (P-00-0853) | 1792261 | 108515
Polyester resin (generic) (P-00-0857) | 1792263 | 108516
Polyalkylsiloxane-modified polyalkylene resin (generic) (P-00-0860) | 1792265 | 108517
Carboxylic acid, polymer with 1,2-ethanediol, 2,5-furandione and alicyclic compound (generic) (P-00-0863) | 1792267 | 108518
Dimethyl,methylalkyl,methylaryl siloxane (generic) (P-00-0867) | 1792269 | 108519
Pyrazolotriazole derivative (generic) (P-00-0868) | 1792271 | 108520
Polyurethane (generic) (P-00-0869) | 1792273 | 108521
Acrylate terpolymer (generic) (P-00-0870) | 1792275 | 108522
Reaction product of halogenated arylammonium salt, alkylaluminum and substituted carbomonocyclic metal compound (generic) (P-00-0871) | 1792277 | 108523
Fluoroelastomer (generic) (P-00-0872) | 1792279 | 108524
Polyester polyether isocyanate polymer (generic) (P-00-0884) | 1792281 | 108525
Polyester polyether isocyanate polymer (generic) (P-00-0886) | 1792283 | 108526
Polyester polyether isocyanate polymer (generic) (P-00-0887) | 1792285 | 108527
Cyclohexane, 1,1'-methylenebis[4-isocyanato-, polymer with 2-propenoic acid, 2-hydroxyethyl ester, 2-propenoic acid, 2-methyl-, monoester with 1,2-propanediol, methyloxirane and alkanol (generic) (P-00-0890) | 1792287 | 108528
Urea, alkoxy silane (generic) (P-00-0899) | 1792289 | 108529
Polyalkene, sulfonated (generic) (P-00-0900) | 1792291 | 108530
Epoxy polyamine adduct (generic) (P-00-0902) | 1792293 | 108531
Isocyanate functional acrylic-polyester-polyether-urethane polymers (generic) (P-00-0904) | 1792295 | 108532
Hydroxy functional acrylic polymer (generic) (P-00-0907) | 1792297 | 108533
Perfluorinated organic peroxide (generic) (P-00-0911) | 1792299 | 108534
Polyoxyalkylene benzothiazoylazophenyl alkylene ester (generic) (P-00-0913) | 1792301 | 108535
Titanium phosphinate complex (generic) (P-00-0914) | 1792303 | 108536
Toluene diisocyanate terminated polyether polyol (generic) (P-00-0916) | 1792305 | 108537
Bisphenoxypolyalkylideneglycol (generic) (P-00-0918) | 1792307 | 108538
Methacrylate copolymer salt (generic) (P-00-0920) | 1792309 | 108539
Silane treated silica (generic) (P-00-0921) | 1792311 | 108540
Polyurea-polyurethane dispersion (generic) (P-00-0923) | 1792313 | 108541
Phenolic modified polymer (generic) (P-00-0936) | 1792315 | 108542
Poly[oxy(methyl-1,2-ethanediyl)],.alpha.-hydro-.omega.-hydroxy-,polymer with 1,1'-methylenebis[4-isocyanatocyclohexane], and an aliphatic alcohol (generic) (P-00-0937) | 1792317 | 108543
Polyamide resin (generic) (P-00-0940) | 1792319 | 108544
Aliphatic urethane (generic) (P-00-0941) | 1792321 | 108545
Alkylated naphthylamine (generic) (P-00-0942) | 1792323 | 108546
Aqueous polyurethane (generic) (P-00-0944) | 1792325 | 108547
Coconut fatty acid polyester (generic) (P-00-0948) | 1792327 | 108548
Alkoxy alkylmercaptan (generic) (P-00-0949) | 1792329 | 108549
Polyester polyurethane prepolymer (generic) (P-00-0952) | 1792331 | 108550
Polyester polyurethane prepolymer (generic) (P-00-0956) | 1792333 | 108551
1-Propanethiol, 3-(trisubstituted)-, hydrolysis products with dichlorodimethylsilane and silica (generic) (P-00-0958) | 1792335 | 108552
1-Propanethiol, 3-(trisubstituted)-, hydrolysis products with dichlorodimethylsilane and silica (generic) (P-00-0959) | 1792337 | 108553
Polyalkyleneoxy aliphatic urethane (generic) (P-00-0960) | 1792339 | 108554
Benzenesulfonic acid, 3,3'-[[6-[substituted]-1,3,5-triazine-2,4-diyl]bis[imino(3-alkoxy-4,1-phenylene)azo]]bis-, lithium salt (generic) (P-00-0971) | 1792341 | 108555
Benzenesulfonic acid, 3,3'-[[6-[substituted]-1,3,5-triazine-2,4-diyl]bis[imino(3-alkoxy-4,1-phenylene)azo]]bis-, lithium sodium salt (generic) (P-00-0972) | 1792343 | 108556
Amine functional acrylic polymer salted with an organic acid (generic) (P-00-0975) | 1792345 | 108557
Amine functional acrylic polymer salted with an organic acid (generic) (P-00-0976) | 1792347 | 108558
Polyester resin (generic) (P-00-0978) | 1792349 | 108559
Aliphatic polyether polyurethane (generic) (P-00-0985) | 1792351 | 108560
Dialkyl diether (generic) (P-00-0986) | 1792353 | 108561
Polyester, hydroxy functional (generic) (P-00-0988) | 1792355 | 108562
Amine salt of polyurethane resin (generic) (P-00-0990) | 1792357 | 108563
Substituted 6,6'-(1-methylethylidene)bis[3,4-dihydro-3-phenyl-1,3-benzoxazine] (generic) (P-00-0993) | 1792359 | 108564
Polyester resin (generic) (P-00-0995) | 1792361 | 108565
Polyester resin (generic) (P-00-0996) | 1792363 | 108566
2-Naphthalenesulfonic acid, 6-(substituted)-4-substituted-3[[4-[[2-(sulfooxy)sulfonyl]phenyl]azo]-, salt (generic) (P-00-0997) | 1792365 | 108567
Aliphatic urethane (generic) (P-00-1003) | 1792367 | 108568
Polyester resin (generic) (P-00-1004) | 1792369 | 108569
Polyester resin (generic) (P-00-1005) | 1792371 | 108570
Colored aliphatic urethane (generic) (P-00-1007) | 1792373 | 108571
Multifunctional polycarbodiimide (generic) (P-00-1008) | 1792375 | 108572
Quaternary ammonium salt polymer (generic) (P-00-1009) | 1792377 | 108573
Reaction product of cashew nutshell liquid, phenols, formaldehyde and substituted amines (generic) (P-00-1021) | 1792379 | 108574
Acrylic polyol (generic) (P-00-1023) | 1792381 | 108575
Epoxy polyamine adduct (generic) (P-00-1024) | 1792383 | 108576
Chlorinated polyester acrylate (generic) (P-00-1025) | 1792385 | 108577
Pyridine carboxylic ester (generic) (P-00-1028) | 1792387 | 108578
Substituted-((4,5-dihydro-3-methyl-5-oxo-(substituted carbomonocyclic)-1H-pyrazol-4-yl)azo)benzenesulfonic acid, mixed metal salt (generic) (P-00-1033) | 1792389 | 108579
Acrylic dispersant polymer (generic) (P-00-1037) | 1792391 | 108580
Magnesium phenate (generic) (P-00-1038) | 1792393 | 108581
Organic zirconium compound (generic) (P-00-1046) | 1792395 | 108582
Alkyl metal silicate (generic) (P-00-1047) | 1792397 | 108583
Alkyl metal silicate (generic) (P-00-1048) | 1792399 | 108584
Polyester resin (generic) (P-00-1049) | 1792401 | 108585
Polyol fatty acid ester (generic) (P-00-1051) | 1792403 | 108586
Phenolic silicone (generic) (P-00-1052) | 1792405 | 108587
Naphthalene sulfonic acid derivative (generic) (P-00-1053) | 1792407 | 108588
Polyester resin (generic) (P-00-1056) | 1792409 | 108589
Azo dye, copper complex (generic) (P-00-1057) | 1792411 | 108590
Alkylstyryl polyurea resin (generic) (P-00-1059) | 1792413 | 108591
Magnesium salt of phosphate ester (generic) (P-00-1060) | 1792415 | 108592
Modified ethylene/methyl acrylate copolymer (generic) (P-00-1061) | 1792417 | 108593
Methacrylic acid copolymer (generic) (P-00-1066) | 1792419 | 108594
Linear alkyl polyhydroxypolyester (generic) (P-00-1067) | 1792421 | 108595
Acrylic copolymer salt (generic) (P-00-1076) | 1792423 | 108596
Ferric complex (generic) (P-00-1077) | 1792425 | 108597
Potassium sulfonate (generic) (P-00-1078) | 1792427 | 108598
Modified cationic acrylamide polymer (generic) (P-00-1090) | 1792429 | 108599
Neutralized acrylate polymer (generic) (P-00-1091) | 1792431 | 108600
Sodium salt of a naphthalene azo dyestuff (generic) (P-00-1094) | 1792433 | 108601
Isocyanate terminated urethane polymer (generic) (P-00-1095) | 1792435 | 108602
Methacrylated aliphatic urethane (generic) (P-00-1096) | 1792437 | 108603
Functionalized polymethine (generic) (P-00-1099) | 1792439 | 108604
Alkyl silsesquioxanes (generic) (P-00-1101) | 1792441 | 108605
Aromatic isocyanate-polyester-polyether based urethane prepolymer with excess isocyanate (generic) (P-00-1103) | 1792443 | 108606
Block polymer of aromatic diacid with alkane diamines, polysubstituted cycloalkanes and alkanediols (generic) (P-00-1104) | 1792445 | 108607
Polymer of aliphatic/aromatic polycarboxylic acids and aliphatic/alicyclic polyols, neutralized with alkanolamine (generic) (P-00-1106) | 1792447 | 108608
Amino acrylate (generic) (P-00-1112) | 1792449 | 108609
Amino acrylate (generic) (P-00-1113) | 1792451 | 108610
Acrylic dispersant polymer (generic) (P-00-1115) | 1792453 | 108611
Unsaturated polyester (generic) (P-00-1116) | 1792455 | 108612
Alkenyl keto acid (generic) (P-00-1117) | 1792457 | 108613
Alkenyl hydroxy acid (generic) (P-00-1118) | 1792459 | 108614
Polyester resin (generic) (P-00-1120) | 1792461 | 108615
Acetylenic alcohol (generic) (P-00-1130) | 1792463 | 108616
Alkynyl acetate (generic) (P-00-1131) | 1792465 | 108617
Siloxanes and Silicones, aminoalkyl fluorooctyl, hydroxy-terminatedsalt (generic) (P-00-1132) | 1792467 | 108618
Carboxy modified polyester (generic) (P-00-1133) | 1792469 | 108619
Acrylic polymer on the basis of n-hexyl methacrylate (generic) (P-00-1135) | 1792471 | 108620
Substituted alkenyl succinic anhydride reaction product with polyalkylenepolyamine, alkylphenol, hydroxyalkylcarboxylic acid and an aldehyde (generic) (P-00-1136) | 1792473 | 108621
Polyurethane dispersion (generic) (P-00-1137) | 1792475 | 108622
Aliphatic methacrylate urethane oligomer (generic) (P-00-1142) | 1792477 | 108623
Unsaturated alkyl acid (generic) (P-00-1144) | 1792479 | 108624
Poly(ester-ether) (generic) (P-00-1150) | 1792481 | 108625
Poly(ester-ether) (generic) (P-00-1151) | 1792483 | 108626
Styrene-methacrylate copolymer (generic) (P-00-1160) | 1792485 | 108627
Aromatic silicone derivative, compds. with aromatic amine (generic) (P-00-1166) | 1792487 | 108628
Acrylic solution polymer (generic) (P-00-1167) | 1792489 | 108629
Polyester polyol (generic) (P-00-1176) | 1792491 | 108630
Functionalized polyether (generic) (P-00-1177) | 1792493 | 108631
Polyurethane acrylate copolymer (generic) (P-00-1180) | 1792495 | 108632
Silated urethane polymer (generic) (P-00-1181) | 1792497 | 108633
Propanoic acid, compds. with bisphenol A-an epoxy resin-epichlorohydrin-ethylenediamine-polyethylene glycol polymer-glycidyl o-tolyl ether reaction products (generic) (P-00-1182) | 1792499 | 108634
Poly(oxyalkylene)bis(2-malamidoacetate) (generic) (P-00-1188) | 1792501 | 108635
Toluene diisocyanate terminated polyether polyol (generic) (P-00-1192) | 1792503 | 108636
6-Methoxy-1H-benz[de]isoquinoline-2[3H]-dione derivative (generic) (P-00-1205) | 1792505 | 108637
6-Methoxy-1H-benz[de]isoquinoline-2[3H]-dione derivative (generic) (P-00-1207) | 1792507 | 108638
Non-volatile, non-fused aromatic hydrocarbon (generic) (P-00-1209) | 1792509 | 108639
Polyester isocyanate prepolymer (generic) (P-00-1213) | 1792511 | 108640
Aminosilanol polymer (generic) (P-00-1218) | 1792513 | 108641
Phenol-biphenyl polymer condensate (generic) (P-00-1220) | 1792515 | 108642
Carbamated diol (generic) (P-00-1224) | 1792517 | 108643
1,7-Naphthalenedisulfonic acid, 2-[[substituted amino)-5-hydroxy-6-[(4-methyl-2-sulfophenyl)azo]-, salt (generic) (P-00-1225) | 1792519 | 108644
1,7-Naphthalenedisulfonic acid, 2-substituted amino-5-hydroxy-6-[(2-methoxy-5-(substituted)phenyl)azo]-, salt (generic) (P-00-1226) | 1792521 | 108645
Substituted benzophenone (generic) (P-00-1228) | 1792523 | 108646
Acrylic copolymer (generic) (P-00-1229) | 1792525 | 108647
Chloroformate (generic) (P-01-0001) | 1792527 | 108648
Linear polyhydroxy polyester (generic) (P-01-0002) | 1792529 | 108649
Block polymer of aromaticdiacid with alkane diamines, polysubstituted cycloalkanes and alkanediols (generic) (P-01-0004) | 1792531 | 108650
Ethylenediaminetetraacetic acid mixed salt (generic) (P-01-0007) | 1792533 | 108651
Halogenated arylsilane (generic) (P-01-0009) | 1792535 | 108652
Pentaerythritol ester of branched and linear fatty acids (generic) (P-01-0011) | 1792537 | 108653
Alkyl polysaccharide derivative (generic) (P-01-0015) | 1792539 | 108654
Sugar acrylate copolymer (generic) (P-01-0016) | 1792541 | 108655
Sugar acrylate copolymer (generic) (P-01-0017) | 1792543 | 108656
Polyester polyurethane acrylate block copolymer (generic) (P-01-0025) | 1792545 | 108657
Acrylic polymer salt (generic) (P-01-0026) | 1792547 | 108658
Acid functional acrylic polymer (generic) (P-01-0027) | 1792549 | 108659
Hydroxy functional acrylic polymer (generic) (P-01-0028) | 1792551 | 108660
Dimethicone copolyol polyacrylate (generic) (P-01-0029) | 1792553 | 108661
Amine phosphate (generic) (P-01-0031) | 1792555 | 108662
Polyalkenyl succinimide, ammonium salt (generic) (P-01-0036) | 1792557 | 108663
Polymeric scale inhibitor (generic) (P-01-0037) | 1792559 | 108664
Alkyl phenyl siloxane (generic) (P-01-0038) | 1792561 | 108665
Dimethyl, methyl phenyl siloxane (generic) (P-01-0039) | 1792563 | 108666
Hydroxy functional acrylic polymer (generic) (P-01-0041) | 1792565 | 108667
Polyether epoxy polyurethane (generic) (P-01-0042) | 1792567 | 108668
Cationic epoxy dispersion (generic) (P-01-0044) | 1792569 | 108669
Modified alkyl ester (generic) (P-01-0047) | 1792571 | 108670
Counter ions of alkenes, hydroformylation products, distn. residues (generic) (P-01-0058) | 1792573 | 108671
Alkyl phosphate (generic) (P-01-0060) | 1792575 | 108672
Reaction products of polypropylene glycol diamine with an epoxide (generic) (P-01-0061) | 1792577 | 108673
Alkyl phosphate derivative (generic) (P-01-0065) | 1792579 | 108674
Propanenitrile, 3-[[6-amino-2,2,4(or 2,4,4)-trimethylhexyl]amino]-,polymers with 5-amino-1,3,3-trimethylcyclohexanemethanamine, bisphenol A, bisphenol A-epichlorohydrin polymer-2,2,4(or 2,4,4)-trimethyl-1,6-hexanediamine reaction products with glycidyl o-tolyl ether and an epoxide (generic) (P-01-0066) | 1792581 | 108675
Substituted naphthalene hydrazide (generic) (P-01-0069) | 1792583 | 108676
Oxylated isodecyl alcohol (generic) (P-01-0072) | 1792585 | 108677
Modified styrene acrylate polymer (generic) (P-01-0074) | 1792587 | 108678
Dimethyl terephthalate, polymer with cyclohexanedimethanol and disubstituted benzenedicarboxylic acid (generic) (P-01-0076) | 1792589 | 108679
Disubstituted benzenecarboxylic acid (generic) (P-01-0077) | 1792591 | 108680
Polyether poly-t-butyl peroxycarbonate (generic) (P-01-0087) | 1792593 | 108681
Vinyl pyrrolidone-acrylate copolymer (generic) (P-01-0089) | 1792595 | 108682
Polyester resin (generic) (P-01-0094) | 1792597 | 108683
Aliphatic urethane (generic) (P-01-0095) | 1792599 | 108684
Amino resin, acrylate terminated (generic) (P-01-0096) | 1792601 | 108685
Polyaziridinyl ester of an aliphatic alcohol (generic) (P-01-0097) | 1792603 | 108686
Aromatic polyacylurea (generic) (P-01-0102) | 1792605 | 108687
Phenolic resin modified rosin resin (generic) (P-01-0103) | 1792607 | 108688
Substituted polyether polyurethane (generic) (P-01-0105) | 1792609 | 108689
Hydrogen functional polysiloxane(s) (generic) (P-01-0106) | 1792611 | 108690
Modified aliphatic isocyanate (generic) (P-01-0107) | 1792613 | 108691
Dibenzimidazothianaphthalene (generic) (P-01-0111) | 1792615 | 108692
Fluorinated polyalkyl silicones (generic) (P-01-0116) | 1792617 | 108693
Aromatic saturated copolymer (generic) (P-01-0121) | 1792619 | 108694
Resorcinol azo dye (generic) (P-01-0123) | 1792621 | 108695
Alkoxyleted amine (generic) (P-01-0133) | 1792623 | 108696
Inorganic metallic salt (generic) (P-01-0137) | 1792625 | 108697
Alkylolammonium salt of an acidic polymer (generic) (P-01-0138) | 1792627 | 108698
n-Alkyl modified polyisocyanate, reaction products with diamine (generic) (P-01-0139) | 1792629 | 108699
Modified natural resin (generic) (P-01-0140) | 1792631 | 108700
Polyester polyol (generic) (P-01-0142) | 1792633 | 108701
Toluene diisocyanate polyurethane prepolymer (generic) (P-01-0145) | 1792635 | 108702
Aliphatic amine salt of aromatic polyamic acid (generic) (P-01-0146) | 1792637 | 108703
Epoxylated nitrile rubber (generic) (P-01-0147) | 1792639 | 108704
Hydrocarbyl zirconium substance (generic) (P-01-0153) | 1792641 | 108705
Organic transition metal complex (generic) (P-01-0154) | 1792643 | 108706
Isocyanate functional polyester polyether urethane polymer (generic) (P-01-0156) | 1792645 | 108707
Aminoalkoxysilane (generic) (P-01-0157) | 1792647 | 108708
Polymer dispersion of aromatic isocyanate, aliphatic polyols, and aliphatic amines (generic) (P-01-0160) | 1792649 | 108709
Aliphatic capped polyester (generic) (P-01-0161) | 1792651 | 108710
Polyethyleneimine propoxylate quat (generic) (P-01-0165) | 1792653 | 108711
Aromatic polyester polyol (generic) (P-01-0169) | 1792655 | 108712
Silated urethane polymer (generic) (P-01-0173) | 1792657 | 108713
Aromatic substituted diurea (generic) (P-01-0176) | 1792659 | 108714
Aromatic substituted diurea (generic) (P-01-0177) | 1792661 | 108715
Acrylate polymer (generic) (P-01-0179) | 1792663 | 108716
Methacrylate copolymer (generic) (P-01-0182) | 1792665 | 108717
Thiazine-indigo (generic) (P-01-0183) | 1792667 | 108718
Quaternary amine salt of a fatty acid polyester amide (generic) (P-01-0184) | 1792669 | 108719
Fatty acids, tall oil, reaction products with castor oil and substituted amines (generic) (P-01-0185) | 1792671 | 108720
Fatty acids, tall oil, reaction products with castor oil and substituted amines, hydrochlorides (generic) (P-01-0186) | 1792673 | 108721
Fatty acids, tall oil, reaction products with castor oil and substituted amines, acetates (generic) (P-01-0187) | 1792675 | 108722
Fatty acids, tall oil, reaction products with castor oil and substituted amines, phosphates (generic) (P-01-0188) | 1792677 | 108723
Styrene-methacrylate copolymer (generic) (P-01-0193) | 1792679 | 108724
Hydrocarbon resin (generic) (P-01-0196) | 1792681 | 108725
Polyester polycarbamate (generic) (P-01-0208) | 1792683 | 108726
Polyester (generic) (P-01-0212) | 1792685 | 108727
Hydrocarbon resin (generic) (P-01-0216) | 1792687 | 108728
Xanthylium, 3,6-diamino-9-(2-sulfophenyl)-, N,N'-bis(mixed substituted phenyl) derivs., inner salts (generic) (P-01-0221) | 1792689 | 108729
Xanthylium, 3,6-bis(methylamino)-9-(2-sulfophenyl)-, N,N'-bis(mixed2-substituted phenyl) derivs., inner salts (generic) (P-01-0223) | 1792691 | 108730
Decyl 4-nitrobenzene derivative (generic) (P-01-0227) | 1792693 | 108731
Hydrolyzed silane (generic) (P-01-0230) | 1792695 | 108732
Hydrogenated rosin ester (generic) (P-01-0231) | 1792697 | 108733
Modified acrylic resin (generic) (P-01-0233) | 1792699 | 108734
Acrylic polymer salt (generic) (P-01-0236) | 1792701 | 108735
Acrylic polymer salt (generic) (P-01-0237) | 1792703 | 108736
Modified polyacrylate (generic) (P-01-0238) | 1792705 | 108737
Carboxylated epoxy cresol novolac acrylate (generic) (P-01-0240) | 1792707 | 108738
Co-polymer of acrylic esters (generic) (P-01-0244) | 1792709 | 108739
Fatty acids, polymers with aliphatic amines, phthalic anhydride andepoxide oligomers (generic) (P-01-0247) | 1792711 | 108740
Substituted sulfonyl alkanoic acid ester (generic) (P-01-0250) | 1792713 | 108741
Aromatic substituted alkanoic acid derivative (generic) (P-01-0251) | 1792715 | 108742
Epoxy urethane acrylate (generic) (P-01-0254) | 1792717 | 108743
Distillates (petroleum), steam-cracked, polymers with light steam-cracked petroleum conc. and tall oil fatty acid (generic) (P-01-0262) | 1792719 | 108744
Distillates (petroleum), steam-cracked, polymers with light steam-cracked petroleum conc. (generic) (P-01-0265) | 1792721 | 108745
Modified melamine formaldehyde resin (generic) (P-01-0271) | 1792723 | 108746
Silicone salt (generic) (P-01-0279) | 1792725 | 108747
Acrylic copolymer (generic) (P-01-0281) | 1792727 | 108748
Modified acrylic copolymer (generic) (P-01-0283) | 1792729 | 108749
Substituted propane (generic) (P-01-0298) | 1792731 | 108750
Maleinized polybutadiene (generic) (P-01-0300) | 1792733 | 108751
Polyureapolyurethane polyol (generic) (P-01-0301) | 1792735 | 108752
Polyureapolyurethane polyol (generic) (P-01-0302) | 1792737 | 108753
Polyureapolyurethane polyol (generic) (P-01-0304) | 1792739 | 108754
Polyureapolyurethane polyol (generic) (P-01-0305) | 1792741 | 108755
Vinyl-terminated polydimethylsiloxane (generic) (P-01-0319) | 1792743 | 108756
Fatty acids, C18-unsatd., dimers, polymers with fatty amines and ethylenediamine (generic) (P-01-0322) | 1792745 | 108757
Fatty acids, C18-unsatd., dimers, hydrogenated, polymers with fattyamines and ethylenediamine (generic) (P-01-0323) | 1792747 | 108758
Cathodic epoxy dispersion resin (generic) (P-01-0332) | 1792749 | 108759
Cathodic epoxy dispersion resin (generic) (P-01-0333) | 1792751 | 108760
Polyether functional acrylic polymer (generic) (P-01-0334) | 1792753 | 108761
Styrene acrylic copolymer (generic) (P-01-0338) | 1792755 | 108762
Acrylic polymer (generic) (P-01-0346) | 1792757 | 108763
Sorbitan derivative (generic) (P-01-0349) | 1792759 | 108764
Polydialkylsiloxane with polyglucoside containing groups (generic) (P-01-0350) | 1792761 | 108765
2-Propenoic acid, polymer with an alkyl polyamine (generic) (P-01-0354) | 1792763 | 108766
N,N'-Substituted aniline sulfonic acid, compound with 2,2',2''-nitrilotris[ethanol] (generic) (P-01-0357) | 1792765 | 108767
Polyether polyurethane methacrylic graft copolymer (generic) (P-01-0358) | 1792767 | 108768
Polyacrylate, modified with siloxane (generic) (P-01-0365) | 1792769 | 108769
Hydrazine, polymer with .alpha.-hydro-.omega.-hydroxypoly[oxy(methyl-1,2-ethanediyl)] and aliphatic diisocyanate, polyethylene glycol mono-aliphatic ether (generic) (P-01-0372) | 1792771 | 108770
Modified polyurethane dispersion (generic) (P-01-0373) | 1792773 | 108771
Carbodiimide crosslinker (generic) (P-01-0377) | 1792775 | 108772
Substituted silicic acid ester, polymer with alkanediol, substituted polyalkanediyl, tetrasubstituted diisocyanotocyclohexane, and trisubstituted isocyanato alkysilane (generic) (P-01-0378) | 1792777 | 108773
Modified polyurethane resin (generic) (P-01-0379) | 1792779 | 108774
Ethoxylated, propoxylated diamine diaryl substituted phenylmethane ester with alkenylsuccinate, dialkylethanolamine salt (generic) (P-01-0384) | 1792781 | 108775
Modified phenolic resin (generic) (P-01-0389) | 1792783 | 108776
2,5-Furandione, polymer with ethene derivative, propyl ester (generic) (P-01-0390) | 1792785 | 108777
Modified phenolic resin (generic) (P-01-0391) | 1792787 | 108778
Polyacrylate polymer (generic) (P-01-0392) | 1792789 | 108779
Polyacrylate polymer (generic) (P-01-0394) | 1792791 | 108780
Polyacrylate, salt with polyalkylene glycolbutylether, phosphate (generic) (P-01-0399) | 1792793 | 108781
Acrylic dispersant polymer (generic) (P-01-0400) | 1792795 | 108782
Acetoacetate functional polyester (generic) (P-01-0401) | 1792797 | 108783
Hydroxy functional acrylic polymer (generic) (P-01-0402) | 1792799 | 108784
Acetoacetate functional epoxy (generic) (P-01-0403) | 1792801 | 108785
Polydimethylsiloxane with aminoalkyl and polyether groups (generic) (P-01-0407) | 1792803 | 108786
Acrylic copolymer (generic) (P-01-0410) | 1792805 | 108787
Acrylic copolymer (generic) (P-01-0411) | 1792807 | 108788
Acrylic copolymer (generic) (P-01-0412) | 1792809 | 108789
Acrylic copolymer (generic) (P-01-0413) | 1792811 | 108790
Acrylic copolymer (generic) (P-01-0414) | 1792813 | 108791
Acrylic copolymer (generic) (P-01-0415) | 1792815 | 108792
Acrylic copolymer (generic) (P-01-0416) | 1792817 | 108793
Isocyanate terminated urethane polymer (generic) (P-01-0417) | 1792819 | 108794
Substituted benzoic acid (generic) (P-01-0423) | 1792821 | 108795
Benzopyranone (generic) (P-01-0424) | 1792823 | 108796
Aromatic polyurethane (generic) (P-01-0426) | 1792825 | 108797
Modified polyolefin (generic) (P-01-0429) | 1792827 | 108798
Polyalkylene oxide benzoate (generic) (P-01-0430) | 1792829 | 108799
Halogenated alkane (generic) (P-01-0433) | 1792831 | 108800
Modified phenolic resin (generic) (P-01-0441) | 1792833 | 108801
Copolymer of polyoxyethylene allyl methyl ether (generic) (P-01-0443) | 1792835 | 108802
Hydroxy functional polyester resin (generic) (P-01-0444) | 1792837 | 108803
Amino modified silicone-polyether copolymer (generic) (P-01-0445) | 1792839 | 108804
Fatty acid modified polyester (generic) (P-01-0451) | 1792841 | 108805
Cycloalkene-1-alkanal tetramethyl (generic) (P-01-0465) | 1792843 | 108806
Organic transition metal complex (generic) (P-01-0466) | 1792845 | 108807
Organic transition metal complex (generic) (P-01-0467) | 1792847 | 108808
Aliphatic dicarboxylic acid, polymer with aliphatic diamine and cycloaliphatic amide (generic) (P-01-0468) | 1792849 | 108809
Phosphorus modified epoxy resin (generic) (P-01-0471) | 1792851 | 108810
Dodecyl 4-methoxybenzene derivative (generic) (P-01-0479) | 1792853 | 108811
Modified melamine formaldehyde resin (generic) (P-01-0483) | 1792855 | 108812
Acrylic solution polymer (generic) (P-01-0485) | 1792857 | 108813
Hydroxy urethane (generic) (P-01-0489) | 1792859 | 108814
Poly[oxy(alkyl-1,2-alkanediyl)], .alpha.-[2-[[(alkyl-2-hydroxyalkoxy)carbonyl]amino]alkyl]-.omega.-[2-[[(alkyl-2-hydroxyalkoxy)carbonyl]amino]alkylalkoxy]- (generic) (P-01-0491) | 1792861 | 108815
Hydroxy urethane (generic) (P-01-0492) | 1792863 | 108816
Polyesterimide resin, based on THEIC (generic) (P-01-0502) | 1792865 | 108817
Bis substituted amino benzenesulfonic acid, amine salt (generic) (P-01-0503) | 1792867 | 108818
Polyester polyol (generic) (P-01-0505) | 1792869 | 108819
Organo aluminum complex (generic) (P-01-0529) | 1792871 | 108820
Modified melamine (generic) (P-01-0534) | 1792873 | 108821
Pressure sensitive adhesive (generic) (P-01-0535) | 1792875 | 108822
Epoxy novolac acrylate carboxylate (generic) (P-01-0539) | 1792877 | 108823
Substituted carbopolycycle heteropolycycle substituted sulfo heteropolycycle (generic) (P-01-0543) | 1792879 | 108824
Aromatic/aliphatic copolyester (generic) (P-01-0553) | 1792881 | 108825
Copolyester (generic) (P-01-0554) | 1792883 | 108826
Hexanedioic acid, polymer with 1,4-butanediol, 2,2-dimethyl-1,3-propanediol, 1,6-hexanediol, oxyalkylpropanoic acid and 5-isocyanato-1-(isocyanatomethyl)-alkylcyclohexane, compd. with triethylamine (generic) (P-01-0555) | 1792885 | 108827
Modified phenolic resin (generic) (P-01-0561) | 1792887 | 108828
Water redispersible cationic acrylic copolymer (generic) (P-01-0562) | 1792889 | 108829
Modified polyurethane resin (generic) (P-01-0566) | 1792891 | 108830
Diacrylate monomer (generic) (P-01-0570) | 1792893 | 108831
Aromatic aldehyde phenolic resin (generic) (P-01-0573) | 1792895 | 108832
Arylazo substituted sulfonated naphthalene compound (generic) (P-01-0575) | 1792897 | 108833
Acrylic resin (generic) (P-01-0580) | 1792899 | 108834
(Monosubstituted naphthalene azo)trisubstituted naphthalene sulfonic acid, salt (generic) (P-01-0581) | 1792901 | 108835
(Monosubstituted naphthalene azo)trisubstituted naphthalene sulfonic acid, salt (generic) (P-01-0582) | 1792903 | 108836
Rosin, maleated, metal oxide salts (generic) (P-01-0588) | 1792905 | 108837
Substituted amido benzoic acid ester (generic) (P-01-0590) | 1792907 | 108838
Amino silanized silica (generic) (P-01-0591) | 1792909 | 108839
Carboxyl polyol (generic) (P-01-0592) | 1792911 | 108840
Polymer of a polyether polyol, isophorone diisocyanate and hydroxyethyl methacrylate (generic) (P-01-0596) | 1792913 | 108841
Acrylate and urethane modified polyester resin (generic) (P-01-0597) | 1792915 | 108842
Carboxylic acid, polymer with phenol and turpentine-oil .alpha.-pinene fraction terpenes (generic) (P-01-0609) | 1792917 | 108843
Substituted PPVs(poly-p-phenylen-vinylens) (generic) (P-01-0622) | 1792919 | 108844
Polybasic acids, polymers with branched alkyl alcohols (generic) (P-01-0625) | 1792921 | 108845
Polybasic acids, polymers with branched alkyl alcohols (generic) (P-01-0627) | 1792923 | 108846
Epoxy isocyanate copolymer (generic) (P-01-0632) | 1792925 | 108847
Isoprene based polymer (generic) (P-01-0645) | 1792927 | 108848
N-Substituted acrylcarboxamide (generic) (P-01-0647) | 1792929 | 108849
Organometallic complex (generic) (P-01-0648) | 1792931 | 108850
Organometallic complex (generic) (P-01-0649) | 1792933 | 108851
Epoxy acrylate (generic) (P-01-0650) | 1792935 | 108852
Substituted alkyl ester acid (generic) (P-01-0659) | 1792937 | 108853
Alkylated aromatic (generic) (P-01-0660) | 1792939 | 108854
Alkylated aromatic (generic) (P-01-0661) | 1792941 | 108855
Acrylate polymer (generic) (P-01-0662) | 1792943 | 108856
Polyalkoxylated aromatic chromophore (generic) (P-01-0671) | 1792945 | 108857
Polyalkoxylated intermediate (generic) (P-01-0673) | 1792947 | 108858
Polyalkoxylated aromatic chromophore (generic) (P-01-0675) | 1792949 | 108859
Polyalkoxylated aromatic chromophore (generic) (P-01-0676) | 1792951 | 108860
Polyalkoxylated intermediate (generic) (P-01-0677) | 1792953 | 108861
Polyalkoxylated intermediate (generic) (P-01-0679) | 1792955 | 108862
Polyalkoxylated intermediate (generic) (P-01-0680) | 1792957 | 108863
Polyalkoxylated intermediate (generic) (P-01-0681) | 1792959 | 108864
Alkyl aryl sulfonic acid (generic) (P-01-0687) | 1792961 | 108865
Alkyl aryl sulfonate, calcium salt (generic) (P-01-0688) | 1792963 | 108866
2-Anthracenesulfonic acid, 4-[[3-(acetylamino)phenyl]amino]-1-amino-9,10-dihydro-9,10-dioxo-, compd. with substituted amine polymer (generic) (P-01-0691) | 1792965 | 108867
Polyester resin (generic) (P-01-0693) | 1792967 | 108868
Acrylic polymer (generic) (P-01-0695) | 1792969 | 108869
Blocked aromatic isocyanate (generic) (P-01-0696) | 1792971 | 108870
Acrylic copolymer (generic) (P-01-0697) | 1792973 | 108871
Alkene adduct, alkenoic acid ester, sulfurized (generic) (P-01-0698) | 1792975 | 108872
Alkene adduct, calcium phenate, sulfurized (generic) (P-01-0699) | 1792977 | 108873
Polyester acrylate oligomer (generic) (P-01-0707) | 1792979 | 108874
Polyalkoxylated aromatic amine (generic) (P-01-0708) | 1792981 | 108875
Chromophore substituted polyoxyalkylene (generic) (P-01-0710) | 1792983 | 108876
Chromophore substituted polyoxyalkylene tint (generic) (P-01-0712) | 1792985 | 108877
Polyurea (generic) (P-01-0716) | 1792987 | 108878
Acrylic polymer resin (generic) (P-01-0720) | 1792989 | 108879
Toluene diisocyanate terminated polyether polyol (generic) (P-01-0721) | 1792991 | 108880
Fluoroalkyl substituted siloxanes (generic) (P-01-0726) | 1792993 | 108881
Modified acrylic resin (generic) (P-01-0727) | 1792995 | 108882
Aminopolyamide wet strength resin (generic) (P-01-0729) | 1792997 | 108883
Phosphate methacrylate (generic) (P-01-0732) | 1792999 | 108884
Polyamide (generic) (P-01-0734) | 1793001 | 108885
Polyamideimide polymer (generic) (P-01-0735) | 1793003 | 108886
Fatty alkylamines, reaction product with sodium chloracetate (generic) (P-01-0736) | 1793005 | 108887
Aminopolyamide (generic) (P-01-0737) | 1793007 | 108888
Hydroxyalkyl amine, compound with phosphoric acid ester (generic) (P-01-0738) | 1793009 | 108889
Modified melamine crosslinker (generic) (P-01-0739) | 1793011 | 108890
Methacrylate polymer (generic) (P-01-0745) | 1793013 | 108891
Silicone polymer (generic) (P-01-0747) | 1793015 | 108892
Phenol, reaction products with an aromatic amine and an isocyanate (generic) (P-01-0748) | 1793017 | 108893
Supported metallocene catalyst (generic) (P-01-0751) | 1793019 | 108894
Methyl aluminoxanes (generic) (P-01-0753) | 1793021 | 108895
Alkyl polyol (generic) (P-01-0754) | 1793023 | 108896
Amine salted polyurethane (generic) (P-01-0756) | 1793025 | 108897
Tetraisopropyl titanate, polymer with ketone resin and amyl acid phosphate (generic) (P-01-0760) | 1793027 | 108898
Alkyl polyol (generic) (P-01-0761) | 1793029 | 108899
Functionalized amine polymer (generic) (P-01-0763) | 1793031 | 108900
Polyester of alkane/alkene dicarboxylic acid, aromatic polycarboxylic acid and alkane diols, neutralized with aminoalkanol (generic) (P-01-0765) | 1793033 | 108901
Organic zirconium compound (generic) (P-01-0775) | 1793035 | 108902
Polyester resin (generic) (P-01-0778) | 1793037 | 108903
Polyester resin (generic) (P-01-0779) | 1793039 | 108904
Aminophosphonate (generic) (P-01-0783) | 1793041 | 108905
Aluminum alkoxide complex (generic) (P-01-0790) | 1793043 | 108906
Surface modified magnesium hydroxide with substituted silane (generic) (P-01-0792) | 1793045 | 108907
Substituted pyridinedicarboxylate (generic) (P-01-0796) | 1793047 | 108908
Substituted pyridinedicarboxylate (generic) (P-01-0798) | 1793049 | 108909
Substituted pyridinedicarboxylate (generic) (P-01-0799) | 1793051 | 108910
Substituted carbocycle (generic) (P-01-0804) | 1793053 | 108911
Alkylamine, alkoxylated (generic) (P-01-0805) | 1793055 | 108912
Alkylene oxide polymer, alkylamine initiated (generic) (P-01-0806) | 1793057 | 108913
Modified hydrogenated rosin (generic) (P-01-0811) | 1793059 | 108914
Cerium-based organic compound (generic) (P-01-0813) | 1793061 | 108915
Polyacrylic resin, based on hydroxyethyl methacrylate (generic) (P-01-0814) | 1793063 | 108916
1,3,5-Naphthalenetrisulfonic acid, [[[[[substituted alkyl amino]-6-halogen-1,3,5-triazin-2-yl]amino]substituted]azo]-, trisodium salt (generic) (P-01-0815) | 1793065 | 108917
Alkane diols (generic) (P-01-0819) | 1793067 | 108918
Alkyl halide (generic) (P-01-0827) | 1793069 | 108919
Polymeric acrylic ester (generic) (P-01-0832) | 1793071 | 108920
Polyethyleneamine crosslinked with substituted glycol (generic) (P-01-0833) | 1793073 | 108921
Aliphatic ester of dicarboxylic acid (generic) (P-01-0834) | 1793075 | 108922
Aliphatic ester of dicarboxylic acid (generic) (P-01-0835) | 1793077 | 108923
Ethoxylated propoxylated alcohol (generic) (P-01-0838) | 1793079 | 108924
Unsaturated polyester (generic) (P-01-0839) | 1793081 | 108925
Styrene, polymer with alkyl methacrylates and an alkanedioic acid diester (generic) (P-01-0847) | 1793083 | 108926
Hydroxy functional acrylic emulsion polymer (generic) (P-01-0848) | 1793085 | 108927
Hydroxy functional acrylic emulsion polymer (generic) (P-01-0849) | 1793087 | 108928
Hydroxy functional acrylic emulsion polymer (PROVISIOAL) (generic) (P-01-0850) | 1793089 | 108929
Hydroxy functional acrylic emulsion polymer (generic) (P-01-0851) | 1793091 | 108930
Hydroxy functional acrylic emulsion polymer (generic) (P-01-0852) | 1793093 | 108931
Hydroxy functional acrylic emulsion polymer (generic) (P-01-0853) | 1793095 | 108932
Substituted vinylether, ethoxylated, propoxylated (generic) (P-01-0855) | 1793097 | 108933
Ethoxylated alkylsulfate, substituted alkylamine salt (generic) (P-01-0862) | 1793099 | 108934
Ethylene amine aromatic epoxide adduct (generic) (P-01-0865) | 1793101 | 108935
Ethylene amine aromatic epoxide adduct (generic) (P-01-0866) | 1793103 | 108936
Acrylic polymer (generic) (P-01-0869) | 1793105 | 108937
Acrylic non-aqueous dispersion (generic) (P-01-0870) | 1793107 | 108938
Urethane polymer (generic) (P-01-0874) | 1793109 | 108939
Urethane polymer salt (generic) (P-01-0875) | 1793111 | 108940
Imidazole phosphate salt (generic) (P-01-0876) | 1793113 | 108941
Polymer of substituted aromatic olefins and aliphatic olefins (generic) (P-01-0892) | 1793115 | 108942
Phosphated polyester (generic) (P-01-0897) | 1793117 | 108943
Grafted mercaptosiloxane(s) (generic) (P-01-0899) | 1793119 | 108944
Carboxylic acid salt (generic) (P-01-0900) | 1793121 | 108945
Disubstituted benzene metal salt (generic) (P-01-0901) | 1793123 | 108946
Disubstituted benzene metal salt (generic) (P-01-0902) | 1793125 | 108947
Saturated and unsaturated fatty acids, esters with a polyalcohol (generic) (P-01-0906) | 1793127 | 108948
Acrylic polymer (generic) (P-01-0914) | 1793129 | 108949
Acrylic polymer (generic) (P-01-0915) | 1793131 | 108950
Acrylic polymer (generic) (P-01-0916) | 1793133 | 108951
Methacrylic polymer (generic) (P-01-0917) | 1793135 | 108952
Polymer ester of mono and dibasic acids (generic) (P-01-0920) | 1793137 | 108953
Copper phthalocyanine (generic) (P-01-0922) | 1793139 | 108954
Polycarbonate and polyester-type polyurethane (generic) (P-01-0927) | 1793141 | 108955
Alkoxysilane (generic) (P-01-0928) | 1793143 | 108956
Aliphatic epoxide (generic) (P-01-0932) | 1793145 | 108957
Alkoxylated fatty amine (generic) (P-01-0946) | 1793147 | 108958
Spiro arylamine derivative (generic) (P-01-0948) | 1793149 | 108959
Acrylic polymer on the basis of methyl methacrylate and n-butyl methacrylate (generic) (P-02-0001) | 1793151 | 108960
Aqueous polyurethane dispersion (generic) (P-02-0004) | 1793153 | 108961
Aqueous polyurethane dispersion (generic) (P-02-0005) | 1793155 | 108962
Phenyl azo dye (generic) (P-02-0017) | 1793157 | 108963
Ester wax (generic) (P-02-0020) | 1793159 | 108964
Mixed aliphatic substituted bis-p-phenylene diurea (generic) (P-02-0026) | 1793161 | 108965
Sodium salt methacrylic acid, methylacrylate copolymer (generic) (P-02-0033) | 1793163 | 108966
Phenolic resin (generic) (P-02-0034) | 1793165 | 108967
Modified acrylic emulsion (generic) (P-02-0038) | 1793167 | 108968
Modified acrylic emulsion (generic) (P-02-0039) | 1793169 | 108969
Modified acrylic copolymer (generic) (P-02-0041) | 1793171 | 108970
Neutralized acrylic copolymer (generic) (P-02-0053) | 1793173 | 108971
Modified phosphoric acid group ester (generic) (P-02-0056) | 1793175 | 108972
Polycarboxylic resin (generic) (P-02-0057) | 1793177 | 108973
N-Aryl-2-methyl-2-propenamide (generic) (P-02-0058) | 1793179 | 108974
Organosilicone elastomer (generic) (P-02-0068) | 1793181 | 108975
Counter ion of vegetable oil, oxidized and sulfited (generic) (P-02-0077) | 1793183 | 108976
Styrene-methacrylate copolymer (generic) (P-02-0081) | 1793185 | 108977
Styrene-methacryclate copolymer (generic) (P-02-0082) | 1793187 | 108978
Styrene-methacrylate copolymer (generic) (P-02-0083) | 1793189 | 108979
Styrene-methacrylate copolymer (generic) (P-02-0084) | 1793191 | 108980
Styrene-methacrylate copolymer (generic) (P-02-0085) | 1793193 | 108981
Alkyl silsesquioxane (generic) (P-02-0089) | 1793195 | 108982
Acid functional acrylic polymer (generic) (P-02-0096) | 1793197 | 108983
Metallic diacrylate (generic) (P-02-0097) | 1793199 | 108984
Polyester resin (generic) (P-02-0099) | 1793201 | 108985
Polyimide terminated polyester / polyamide graft to styrene / acrylic polymer (generic) (P-02-0103) | 1793203 | 108986
Modified polyester (generic) (P-02-0104) | 1793205 | 108987
Amidosiloxane (generic) (P-02-0112) | 1793207 | 108988
N,N'-Alkylenebis(alkenamide) (generic) (P-02-0115) | 1793209 | 108989
N,N'-Alkylbis(hydrocarbon amide) (generic) (P-02-0116) | 1793211 | 108990
Phosphazene (generic) (P-02-0119) | 1793213 | 108991
Anthracenesulfonic acid, amino-[[[[[[(alkenylsulfonyl)alkyl]substituted phenyl]amino]-substituted 1,3,5-triazin]amino]-alkyl-substituted phenyl]amino]-9,10-dihydro-9,10-dioxo-, disodium salt (generic) (P-02-0123) | 1793215 | 108992
Aminoacrylic polymer (generic) (P-02-0124) | 1793217 | 108993
Dialkylamine hydrochloride salt (generic) (P-02-0125) | 1793219 | 108994
Polymer ester of mono and dibasic acids (generic) (P-02-0126) | 1793221 | 108995
Benzenediacetic acid derivative (generic) (P-02-0132) | 1793223 | 108996
Benzofuranone derivative (generic) (P-02-0133) | 1793225 | 108997
Acrylic copolymer polyurethane dispersion (generic) (P-02-0140) | 1793227 | 108998
Polyalkenylbenzene sulfonate (generic) (P-02-0141) | 1793229 | 108999
Chromophore substituted polyoxyalkylene (generic) (P-02-0144) | 1793231 | 109000
Modified polyester (generic) (P-02-0146) | 1793233 | 109001
Polyester resin (generic) (P-02-0148) | 1793235 | 109002
Alkyl octanal (generic) (P-02-0149) | 1793237 | 109003
N-Substituted-2-methyl-2-propenamide, polymer with 2-propenoic acid, sodium salt (generic) (P-02-0150) | 1793239 | 109004
Metallic dimethacrylate (generic) (P-02-0156) | 1793241 | 109005
Polyurethane-poly carbonate polymers (generic) (P-02-0157) | 1793243 | 109006
Lithium metal phosphate (generic) (P-02-0167) | 1793245 | 109007
Organophosphorous salt (generic) (P-02-0171) | 1793247 | 109008
Aromatic polyester polyol (generic) (P-02-0172) | 1793249 | 109009
Naphthalene disulfonic acid, azo substituted phenyl disodium salt, reaction products with halo triazin amino substituted phenyl sulfonyl compound (generic) (P-02-0177) | 1793251 | 109010
Alkyl aryl phthalonitrile ether (generic) (P-02-0178) | 1793253 | 109011
Polyolefin carboxylate alcohol (generic) (P-02-0182) | 1793255 | 109012
Mercaptan terminated polyether polymer (generic) (P-02-0190) | 1793257 | 109013
Aliphatic urethane (generic) (P-02-0194) | 1793259 | 109014
Carboxylated amine (generic) (P-02-0197) | 1793261 | 109015
Polyimide precursor (generic) (P-02-0203) | 1793263 | 109016
Siloxane polyol ester (generic) (P-02-0208) | 1793265 | 109017
Siloxane polyol ester (generic) (P-02-0211) | 1793267 | 109018
Alkyl diol (generic) (P-02-0216) | 1793269 | 109019
Polyalkoxylated phenol derivative (generic) (P-02-0220) | 1793271 | 109020
Polyester/styrene-acrylic grafted resin (generic) (P-02-0221) | 1793273 | 109021
Poly(oxyalkylene) aromatic amine colorant (generic) (P-02-0224) | 1793275 | 109022
Substituted phenol derivative (generic) (P-02-0226) | 1793277 | 109023
Polyether (generic) (P-02-0227) | 1793279 | 109024
Alkyl methacrylates, polymer with alkyl acrylate, and amino alkyl methacrylate (generic) (P-02-0230) | 1793281 | 109025
Dehydrated castor oil modified epoxyester (generic) (P-02-0232) | 1793283 | 109026
Modified alkyl ammonium salts (generic) (P-02-0233) | 1793285 | 109027
Sulphonated azo/hydrazo dye (generic) (P-02-0234) | 1793287 | 109028
Sulphonated azo/hydrazo dye (generic) (P-02-0235) | 1793289 | 109029
Acrylic copolymer (generic) (P-02-0236) | 1793291 | 109030
Acrylic polymer (generic) (P-02-0237) | 1793293 | 109031
Isocyanate terminated urethane polymer (generic) (P-02-0243) | 1793295 | 109032
Urea resin (generic) (P-02-0244) | 1793297 | 109033
Acrylic polyol (generic) (P-02-0246) | 1793299 | 109034
Modified polyurethane resin (generic) (P-02-0247) | 1793301 | 109035
Acrylic copolymer (generic) (P-02-0250) | 1793303 | 109036
Polyester polyether isocyanate (generic) (P-02-0255) | 1793305 | 109037
Polyester polyether isocyanate (generic) (P-02-0256) | 1793307 | 109038
Halogenated benzophenone (generic) (P-02-0262) | 1793309 | 109039
Acrylamide/acrylic acid/sodium 2-acrylamido-2 methylpropane sulfonate/sodium 3-allyloxy-2-hydroxypropane sulfonate copolymer (generic) (P-02-0263) | 1793311 | 109040
Phenol, 4,4'-(1-methylethylidene)bis, polymer with (chloromethyl)oxirane, reaction products with an epoxy resin and a diamine (generic) (P-02-0266) | 1793313 | 109041
Acrylic copolymer (generic) (P-02-0268) | 1793315 | 109042
Vinylpyrrolidinone-vinylimidazole-copolymer (generic) (P-02-0271) | 1793317 | 109043
Acrylic copolymer (generic) (P-02-0275) | 1793319 | 109044
Phenolic resin (generic) (P-02-0279) | 1793321 | 109045
Dialkylphenoxyalkyl carboxylate, metal salt (generic) (P-02-0280) | 1793323 | 109046
Naphthalenedisulfonic acid, amino halo alkyl sulfonyl alkyl amino-1,3,5-triazin sulfophenyl azo hydroxy substituted phenyl azo sodium salt (generic) (P-02-0286) | 1793325 | 109047
Acrylic polymer (generic) (P-02-0293) | 1793327 | 109048
Glycerides, animal, reaction products with polyamines (generic) (P-02-0298) | 1793329 | 109049
Glycerides, animal, reaction products with polyamines, hydrochlorides (generic) (P-02-0300) | 1793331 | 109050
Poly(ester-ether) (generic) (P-02-0312) | 1793333 | 109051
Imine modified polyamide (generic) (P-02-0319) | 1793335 | 109052
Polymer of phenol and substituted benzenes (generic) (P-02-0320) | 1793337 | 109053
Ethoxy alkene (generic) (P-02-0321) | 1793339 | 109054
Modified fatty acid ester (generic) (P-02-0323) | 1793341 | 109055
Fatty acid polyethyleneimine condensate polymer (generic) (P-02-0329) | 1793343 | 109056
Modified phenolic resin (generic) (P-02-0334) | 1793345 | 109057
Copper azo dye (generic) (P-02-0338) | 1793347 | 109058
Modified melamine formaldehyde resin (generic) (P-02-0340) | 1793349 | 109059
Polyester resin (generic) (P-02-0342) | 1793351 | 109060
Alkyd resin (generic) (P-02-0346) | 1793353 | 109061
Amidoester of fatty acid and alkanolamine (generic) (P-02-0349) | 1793355 | 109062
Acrylic polymer (generic) (P-02-0354) | 1793357 | 109063
Allyl xanthate (generic) (P-02-0358) | 1793359 | 109064
Substitued pyridine coupled with diazotized substituted nitrobenzonitrile, diazotized substituted benzenamine and substituted pyridinecarbonitrile (generic) (P-02-0359) | 1793361 | 109065
Polyalkoxylated aromatic chromophore (generic) (P-02-0363) | 1793363 | 109066
Polyalkoxylated phenol derivative (generic) (P-02-0367) | 1793365 | 109067
Everzol yellow ED (generic) (P-02-0372) | 1793367 | 109068
Chlorinated polyester (generic) (P-02-0374) | 1793369 | 109069
Everzol red ED (generic) (P-02-0375) | 1793371 | 109070
Polyamide (generic) (P-02-0377) | 1793373 | 109071
Acrylic polymer (generic) (P-02-0386) | 1793375 | 109072
Modified alkyd resin (generic) (P-02-0387) | 1793377 | 109073
Alkyd resin (generic) (P-02-0389) | 1793379 | 109074
Fatty acid, alkanolamine ester (generic) (P-02-0390) | 1793381 | 109075
Arylsulfonium compound (generic) (P-02-0394) | 1793383 | 109076
Aliphatic substituted amide (generic) (P-02-0396) | 1793385 | 109077
Siloxane polymer (generic) (P-02-0397) | 1793387 | 109078
Blocked siloxane polymer (generic) (P-02-0398) | 1793389 | 109079
Aliphatic polyester polyurethane with tertiary amine (generic) (P-02-0404) | 1793391 | 109080
Polyester type polyurethane (generic) (P-02-0405) | 1793393 | 109081
Acetamide, substituted alkylamino phenyl azo substituted isoindole (generic) (P-02-0408) | 1793395 | 109082
Acetamide, substituted methoxyalkylamino phenyl azo substituted isoindole (generic) (P-02-0409) | 1793397 | 109083
Epoxy resin ester (generic) (P-02-0412) | 1793399 | 109084
Substituted alkylamino phenyl azo substituted isoindole (generic) (P-02-0413) | 1793401 | 109085
Polyol (generic) (P-02-0417) | 1793403 | 109086
Mixture of aliphatic and aromatic amides (generic) (P-02-0418) | 1793405 | 109087
Modified starch (generic) (P-02-0420) | 1793407 | 109088
Alkoxysilane terminated polyether polymer (generic) (P-02-0428) | 1793409 | 109089
Trimellitic anhydride, polymer with substituted glycol, alkyl phenols and ethoxylated nonylphenol (generic) (P-02-0434) | 1793411 | 109090
Unsaturated polyester resin (generic) (P-02-0435) | 1793413 | 109091
Polyesterimide resin (generic) (P-02-0438) | 1793415 | 109092
Polyether modified polyisocyanate, reaction product with diamine (generic) (P-02-0450) | 1793417 | 109093
Amine functional epoxy resin salted with and organic acid (generic) (P-02-0454) | 1793419 | 109094
Naphthalenesulfonic acid amino halo substituted triazin azo substituted phenyl sodium salt (generic) (P-02-0456) | 1793421 | 109095
Oxyalkylpropanoic acid, polymer with dimethylcarbonate, 1,2-ethanediamine, 1,6-hexanediol and 1,1'-methylenebis[4-isocyanatocyclohexane] (generic) (P-02-0457) | 1793423 | 109096
Phosphoric acid ester (generic) (P-02-0459) | 1793425 | 109097
Substituted naphthalenedisulfonic acid amino substituted triazine reaction products with substituted alkyl amino benzenesulfonic acid (generic) (P-02-0484) | 1793427 | 109098
Vinyl polymer emulsion (generic) (P-02-0487) | 1793429 | 109099
Acrylic copolymer (generic) (P-02-0489) | 1793431 | 109100
C14-18 fatty acids, calcium salts (generic) (P-02-0490) | 1793433 | 109101
Aromatic polyalkoxylate (generic) (P-02-0491) | 1793435 | 109102
Branched alkyl ester (generic) (P-02-0495) | 1793437 | 109103
Acrylic resin (generic) (P-02-0496) | 1793439 | 109104
IPDI prepolymer (generic) (P-02-0502) | 1793441 | 109105
Aromatic urethane (generic) (P-02-0503) | 1793443 | 109106
Aromatic aminoether (generic) (P-02-0504) | 1793445 | 109107
Aromatic pyromellitic tetrapolyimide (generic) (P-02-0506) | 1793447 | 109108
Polyether modified polysiloxane (generic) (P-02-0508) | 1793449 | 109109
Diethoxybenzenamine derivative, diazotized, coupled with aminonaphthalenesulfonic acid derivative, ammonium salt (generic) (P-02-0514) | 1793451 | 109110
Silated urethane resin (generic) (P-02-0515) | 1793453 | 109111
Alkyl methacrylate copolymer (generic) (P-02-0516) | 1793455 | 109112
Blocked aromatic isocyanate (generic) (P-02-0518) | 1793457 | 109113
Substituted acridine naphtha substituted benzamide (generic) (P-02-0522) | 1793459 | 109114
Diglyceride fatty acid, acetylated (generic) (P-02-0529) | 1793461 | 109115
Acrylic solution polymer (generic) (P-02-0532) | 1793463 | 109116
Sulfophenyl substituted alkyd acids sodium salt (generic) (P-02-0533) | 1793465 | 109117
Acrylic copolymer (generic) (P-02-0535) | 1793467 | 109118
Sulfonate salt (generic) (P-02-0538) | 1793469 | 109119
Dimethyl, hydridomethyl, methylalkylsiloxane (generic) (P-02-0547) | 1793471 | 109120
Substituted pyrazole ester (generic) (P-02-0548) | 1793473 | 109121
Imidazolium salt (generic) (P-02-0550) | 1793475 | 109122
1,5-(Naphthalenedisulfonic acid, substituted sulfophenyl)azo]-1-naphthalenyl]amino]-substituted-piperazinyl]substituted naphthalenyl]azo]-, sodiumsalt (generic) (P-02-0551) | 1793477 | 109123
Polyurethane dispersion (generic) (P-02-0554) | 1793479 | 109124
Isophorone diisocyanate, polymer with polyethylene-propyleneoxide bisphenol A epichlorohydrin copolymer (generic) (P-02-0564) | 1793481 | 109125
Organic transition metal complex (generic) (P-02-0565) | 1793483 | 109126
Polymer ester of mono and dibasic acids (generic) (P-02-0566) | 1793485 | 109127
Modified acrylic polymer (generic) (P-02-0567) | 1793487 | 109128
Cycloaliphatic amine adducts (generic) (P-02-0573) | 1793489 | 109129
Amine functional epoxy based resin salted with an organic acid (generic) (P-02-0574) | 1793491 | 109130
Polyester isocyanate (generic) (P-02-0579) | 1793493 | 109131
Polyester isocyanate polymer (generic) (P-02-0582) | 1793495 | 109132
Polyester polyether isocyanate (generic) (P-02-0589) | 1793497 | 109133
Polyester isocyanate polymer (generic) (P-02-0590) | 1793499 | 109134
Epoxy-amine adduct salt (generic) (P-02-0595) | 1793501 | 109135
Epoxy-amine adduct salt (generic) (P-02-0596) | 1793503 | 109136
Blocked aromatic isocyanate (generic) (P-02-0599) | 1793505 | 109137
Acrylate modified alkyd resin (generic) (P-02-0600) | 1793507 | 109138
Acrylic copolymer (generic) (P-02-0601) | 1793509 | 109139
Acrylic copolymer (generic) (P-02-0604) | 1793511 | 109140
Acrylic copolymer (generic) (P-02-0614) | 1793513 | 109141
Acrylic copolymer (generic) (P-02-0617) | 1793515 | 109142
Substituted cyan acetic acid butylester (generic) (P-02-0623) | 1793517 | 109143
Substituted cyan acetic acid butoxyethylester (generic) (P-02-0624) | 1793519 | 109144
Aromatic substituted diurea (generic) (P-02-0626) | 1793521 | 109145
Acrylic polymer (generic) (P-02-0627) | 1793523 | 109146
Modified polyester resin (generic) (P-02-0630) | 1793525 | 109147
Substituted naphthalene sulfonic acid, alkali salt (generic) (P-02-0631) | 1793527 | 109148
Acrylic polymer (generic) (P-02-0632) | 1793529 | 109149
Modified polyester resin (generic) (P-02-0633) | 1793531 | 109150
Methoxymethylbenzenes (generic) (P-02-0634) | 1793533 | 109151
Methoxymethylbenzenes (generic) (P-02-0635) | 1793535 | 109152
Methoxymethylbenzenes (generic) (P-02-0636) | 1793537 | 109153
Methoxymethylbenzenes (generic) (P-02-0637) | 1793539 | 109154
Hexanedioic acid, polymer with 2,2-dimethyl-1,3-propanediol, 1,6-hexanediol, hexanedioic acid amide derivative, 3-hydroxy-2-(hydroxymethyl)-2-methylpropanoic acid and 1,1'-methylenebis[4-isoyanatocyclohexane], compd. with N,N- diethylethanamine (generic) (P-02-0638) | 1793541 | 109155
Aromatic polyester polyol (generic) (P-02-0649) | 1793543 | 109156
Aromatic polyester polyol (generic) (P-02-0650) | 1793545 | 109157
Bis(phenol), 3,3-bis(3,4-dihydro-3-phenyl-2H-1,3-benzoxazin-6-yl) derivative (generic) (P-02-0651) | 1793547 | 109158
Polyurethane derivative (generic) (P-02-0652) | 1793549 | 109159
Bis[phenyl-2H-1,3-benzoxazine]derivative (generic) (P-02-0653) | 1793551 | 109160
Copolymer of acrylic and methacrylic esters (generic) (P-02-0655) | 1793553 | 109161
Ethylene copolymer (generic) (P-02-0658) | 1793555 | 109162
Chlorooxazole (generic) (P-02-0660) | 1793557 | 109163
Substituted naphthalene sulfonic acid, alkali salt (generic) (P-02-0662) | 1793559 | 109164
Modified polyvinyl butyral (generic) (P-02-0672) | 1793561 | 109165
Modified polyvinyl butyral (generic) (P-02-0673) | 1793563 | 109166
Modified polyvinyl butyral (generic) (P-02-0676) | 1793565 | 109167
Urethane diol (generic) (P-02-0678) | 1793567 | 109168
Polyester polyurethane polymer (generic) (P-02-0679) | 1793569 | 109169
Butyl acrylate, polymer with styrene and methylamino chloride compounds (generic) (P-02-0685) | 1793571 | 109170
Sytrene-methacrylate copolymer (generic) (P-02-0696) | 1793573 | 109171
Dineopentyl-4-substituted phthalate (generic) (P-02-0697) | 1793575 | 109172
Metal oxide, modified with alkyl and vinyl terminated polysiloxanes (generic) (P-02-0698) | 1793577 | 109173
Substituted aminophenyl substituted heteropolycycle, salt (generic) (P-02-0699) | 1793579 | 109174
Multifunctional polycarbodiimide (generic) (P-02-0708) | 1793581 | 109175
Butyl acrylate, polymer with styrene and methylamino chloride compounds, nitrate (generic) (P-02-0716) | 1793583 | 109176
Acrylic copolymer (generic) (P-02-0729) | 1793585 | 109177
Acid functional polyester resin amine salted (generic) (P-02-0735) | 1793587 | 109178
Diazotized substituted heteromonocycle coupled with naphthalenesulfonic acid derivative, nickel complex, alkaline salt (generic) (P-02-0737) | 1793589 | 109179
Polyurethane (generic) (P-02-0742) | 1793591 | 109180
Modified polyolefin (generic) (P-02-0743) | 1793593 | 109181
Lithium salt of azo bridged acid. (generic) (P-02-0744) | 1793595 | 109182
Aromatic-aliphatic polyamide (generic) (P-02-0746) | 1793597 | 109183
Polyaromatic amine phosphate (generic) (P-02-0747) | 1793599 | 109184
Salt of aromatic acids and aliphatic amine (generic) (P-02-0752) | 1793601 | 109185
Amine modified epoxy resin (generic) (P-02-0754) | 1793603 | 109186
Amine modified epoxy resin (generic) (P-02-0756) | 1793605 | 109187
Rosin modified phenolic resin (generic) (P-02-0757) | 1793607 | 109188
Silsesquioxane, siloxane (generic) (P-02-0759) | 1793609 | 109189
Polyether polyurethane (generic) (P-02-0771) | 1793611 | 109190
1,1'-Methylenebis[diisocyanato]benzene, polyetherpolyol polymer (generic) (P-02-0775) | 1793613 | 109191
Dialkyl dithiocarbamate ester (generic) (P-02-0778) | 1793615 | 109192
Polyalkoxylated aromatic chromophore (generic) (P-02-0782) | 1793617 | 109193
Polyalkoxylated aromatic chromophore (generic) (P-02-0784) | 1793619 | 109194
Epoxy functional styrenated methacrylate (generic) (P-02-0787) | 1793621 | 109195
Urethane acrylate ester (generic) (P-02-0788) | 1793623 | 109196
Copolymer containing phosphonic, sulfonic and carboxylic acid groups (generic) (P-02-0795) | 1793625 | 109197
Copolymer containing phosphonic and carboxylic acid groups (generic) (P-02-0797) | 1793627 | 109198
Acrylic resin (generic) (P-02-0799) | 1793629 | 109199
Aromatic polyester polyol (generic) (P-02-0800) | 1793631 | 109200
Styrene acrylic emulsion polymer (generic) (P-02-0802) | 1793633 | 109201
Amine salt of isocyanate, polymer with polyester, vegetable oils, alkyleneamines, hydroxy substituted carboxylic acid and tetra hydroxy alkane (generic) (P-02-0808) | 1793635 | 109202
Polyester polymer (generic) (P-02-0809) | 1793637 | 109203
Maleic anhydride and acryls modified polyolefin (generic) (P-02-0813) | 1793639 | 109204
Isocyanate amine adduct (generic) (P-02-0818) | 1793641 | 109205
Polymer of (alkylene ether)glycol, methylene bis[isocyanatobenzene]and toluene diisocyanate (generic) (P-02-0821) | 1793643 | 109206
Modified polyester of terephthalic acid, ethylene glycol and neopentyl glycol (generic) (P-02-0822) | 1793645 | 109207
Tertiary amine carboxylic acid salt (generic) (P-02-0823) | 1793647 | 109208
Modified polyester of terephthalic acid, ethylene glycol and neopentyl glycol (generic) (P-02-0824) | 1793649 | 109209
Tertiary amine (generic) (P-02-0825) | 1793651 | 109210
Crosslinked alkyl silicone (generic) (P-02-0831) | 1793653 | 109211
Polyester modified polyurethane amine salted (generic) (P-02-0835) | 1793655 | 109212
Dipentaerythritol ester of branched and linear fatty acids (generic) (P-02-0838) | 1793657 | 109213
Modified acrylic polymer (generic) (P-02-0839) | 1793659 | 109214
Brominated epoxy resin (generic) (P-02-0841) | 1793661 | 109215
Hydroxyfunctional acrylic copolymer (generic) (P-02-0844) | 1793663 | 109216
Sulfonated naphthalene condensate, calcium salts (generic) (P-02-0846) | 1793665 | 109217
Sulfonated naphthalene condensate, sodium salts (generic) (P-02-0847) | 1793667 | 109218
Fluoroalkene copolymer (generic) (P-02-0849) | 1793669 | 109219
Poly(phosphate and carboxylate)ester (generic) (P-02-0854) | 1793671 | 109220
Fluoropolymer (generic) (P-02-0863) | 1793673 | 109221
Fluoropolymeric sulfonic acid (generic) (P-02-0864) | 1793675 | 109222
Perfluoro alkoxy acid fluoride derivative (generic) (P-02-0865) | 1793677 | 109223
Substituted anthraquinone (generic) (P-02-0866) | 1793679 | 109224
Substituted anthraquinone (generic) (P-02-0867) | 1793681 | 109225
Substituted anthraquinone (generic) (P-02-0868) | 1793683 | 109226
Substituted anthraquinone (generic) (P-02-0869) | 1793685 | 109227
Perfluorinated difunctional acid flouride (generic) (P-02-0870) | 1793687 | 109228
Fluoropolymeric sulfonic acid salt (generic) (P-02-0871) | 1793689 | 109229
Modified phenoxy resin dispersion (generic) (P-02-0875) | 1793691 | 109230
Pyridone (generic) (P-02-0876) | 1793693 | 109231
Substituted pyridone (generic) (P-02-0877) | 1793695 | 109232
Dimer ester (generic) (P-02-0878) | 1793697 | 109233
Acrylic hydrocarbon resin (generic) (P-02-0879) | 1793699 | 109234
Castor oil, mixed esters with carboxylic acid anhydrides (generic) (P-02-0880) | 1793701 | 109235
Silated acrylic resin (generic) (P-02-0881) | 1793703 | 109236
Disubstituted cresol (generic) (P-02-0885) | 1793705 | 109237
Imidazoline derivative, reaction products with polybasic acid (generic) (P-02-0886) | 1793707 | 109238
Phosphine oxide derivative (generic) (P-02-0887) | 1793709 | 109239
Ammonium AMPS homopolymer (generic) (P-02-0888) | 1793711 | 109240
Ammonium sodium salt of substituted copper phthalocyanine derivative (generic) (P-02-0893) | 1793713 | 109241
Amine salt of carboxylated epoxy ester polymer, with fatty acids and alkyloxylated alkyl ester (generic) (P-02-0895) | 1793715 | 109242
Polyester polyol (generic) (P-02-0896) | 1793717 | 109243
Polyurethane (generic) (P-02-0897) | 1793719 | 109244
Ester of acid modified hydrocarbon resin (generic) (P-02-0898) | 1793721 | 109245
Aromatic polyester polyol (generic) (P-02-0909) | 1793723 | 109246
Aromatic polyester polyol (generic) (P-02-0910) | 1793725 | 109247
Vegetable fatty acids, polymer with cyclic carboxylic acid and tetra hydroxy alkane (generic) (P-02-0918) | 1793727 | 109248
Unsaturated polyester resin (generic) (P-02-0919) | 1793729 | 109249
Linear hydrocarbon polymer functionalized with alkylamidoammonium and alkylamidosulfonato groups (generic) (P-02-0923) | 1793731 | 109250
Substituted-phenyl-alkyl-heteropolycycle (generic) (P-02-0928) | 1793733 | 109251
Disubstituted-N'-hydroxy-benzenecarboximidamide (generic) (P-02-0929) | 1793735 | 109252
Sodium sulfonate (generic) (P-02-0931) | 1793737 | 109253
Calcium sulfonate (generic) (P-02-0933) | 1793739 | 109254
Polyglycolether-polycarboxylate (generic) (P-02-0935) | 1793741 | 109255
Fatty acids, polymer with peroxide, alkyl acrylate, alkenoic acid and alkenylbenzene (generic) (P-02-0939) | 1793743 | 109256
Fatty acids, C18-unsatd., dimers, hydrogenated, polymers with ethylenediamine and polyoxyalkyleneamines (generic) (P-02-0940) | 1793745 | 109257
Fatty acids, C18-unsatd., dimers, hydrogenated, polymers with ethylenediamine and polyoxyalkyleneamines (generic) (P-02-0941) | 1793747 | 109258
Substituted benzoic acid, alkali salt (generic) (P-02-0946) | 1793749 | 109259
Fatty acids, polymer with alicyclic alcohol, cyclic carboxylic acid, tetra hydroxy alkane and glycol (generic) (P-02-0949) | 1793751 | 109260
Ethoxylate/urethane copolymer (generic) (P-02-0959) | 1793753 | 109261
Metallic acrylate (generic) (P-02-0960) | 1793755 | 109262
Acryl based copolymer (generic) (P-02-0962) | 1793757 | 109263
Modified alkyd resin (generic) (P-02-0964) | 1793759 | 109264
Modified polyacrylate (generic) (P-02-0966) | 1793761 | 109265
Modified polyacrylate (generic) (P-02-0967) | 1793763 | 109266
Modified polyacrylate (generic) (P-02-0968) | 1793765 | 109267
Polyester resin (generic) (P-02-0975) | 1793767 | 109268
Epoxy modified polyvinyl butyral (generic) (P-02-0979) | 1793769 | 109269
Brominated epoxy resin (generic) (P-02-0980) | 1793771 | 109270
Substituted-alkyl-heteromonocycle (generic) (P-02-0983) | 1793773 | 109271
Vegetable fatty acids, polymer with peroxide, alkyl acrylate, cyclic carboxylic acid, alkeneoic acid, tetra hydroxy alkane and alkenylbenzene (generic) (P-02-0985) | 1793775 | 109272
Vegetable fatty acids, polymer with peroxide, alkyl acrylate, alkeneoic acid and alkenylbenzene (generic) (P-02-0986) | 1793777 | 109273
Aliphatic polyester polyurethane polymer (generic) (P-02-0989) | 1793779 | 109274
Isocyanate terminated urethane polymer (generic) (P-02-0991) | 1793781 | 109275
Ethylene oxide-propylene oxide copolymer allyl alkyl ether (generic) (P-02-0992) | 1793783 | 109276
Aminonitrile (generic) (P-02-0995) | 1793785 | 109277
Aliphatic triamine (generic) (P-02-0996) | 1793787 | 109278
Alkaline epoxide amine adduct (generic) (P-02-0997) | 1793789 | 109279
Silane coated barium sulfate (generic) (P-02-0999) | 1793791 | 109280
Polyurethane crosslinker (generic) (P-02-1006) | 1793793 | 109281
Polyurethane crosslinker (generic) (P-02-1009) | 1793795 | 109282
Cationic polyether (generic) (P-02-1014) | 1793797 | 109283
Phenol, 4,4'-(1-methylethylidene)bis-, polymer with (chloromethyl) oxirane and .alpha.,.alpha.'-[(1-methylethylidene)di-4,1-phenylene]bis[.omega.-hydroxypoly(oxy-1,2-ethanediyl), reaction products with alkanolamine and N-(1,3-dimethylbutylidene)-N'-[2-[(1,3-dimethylbutylidene)amino]ethyl]-1,2-ethanediamine, hydrolyzed, acetates (salts) (generic) (P-02-1017) | 1793799 | 109284
Acrylic resin (generic) (P-02-1019) | 1793801 | 109285
Modified alkyd resin (generic) (P-02-1026) | 1793803 | 109286
Silylated polyester (generic) (P-02-1027) | 1793805 | 109287
Polyamine acrylate (generic) (P-02-1037) | 1793807 | 109288
Isocyanate functional polyester polyether urethane polymer (generic) (P-02-1041) | 1793809 | 109289
Saturated and unsaturated fatty acids, esters with a polyalcohol (generic) (P-02-1049) | 1793811 | 109290
Substituted acrylate polymer (generic) (P-02-1052) | 1793813 | 109291
Substituted acrylate polymer (generic) (P-02-1053) | 1793815 | 109292
Acrylonitrile, butadiene rubber-extended epoxy resin polymer (generic) (P-02-1055) | 1793817 | 109293
Acrylate, acrylonitrile, butadiene rubber-extended epoxy resin (generic) (P-02-1059) | 1793819 | 109294
Acrylate, acrylonitrile, butadiene rubber-extended epoxy resin (generic) (P-02-1062) | 1793821 | 109295
Acrylonitrile, butadiene rubber-extended epoxy resin (generic) (P-02-1068) | 1793823 | 109296
Corn by-product (generic) (P-02-1076) | 1793825 | 109297
Corn by-product (generic) (P-02-1077) | 1793827 | 109298
Mannich base (generic) (P-02-1078) | 1793829 | 109299
Modified mannich base polyamine (generic) (P-02-1079) | 1793831 | 109300
Mannich base (generic) (P-02-1080) | 1793833 | 109301
Polymer of a carbomonocyclic diisocyanate, a modified polyalkene, hydroxyalkane and a substituted alkoxysilane (generic) (P-02-1086) | 1793835 | 109302
Aminoalkyl substituted alkylphenol (generic) (P-02-1088) | 1793837 | 109303
Polysiloxanes, containing propyl and ethoxy groups (generic) (P-02-1089) | 1793839 | 109304
Glycol ether sulfuric acid ester, ammonium salt (generic) (P-02-1090) | 1793841 | 109305
Polymer of methacrylate and acrylate esters, peroxide-initiated (generic) (P-02-1091) | 1793843 | 109306
Alkyl cinnamic aldehyde (generic) (P-03-0007) | 1793845 | 109307
Acrylic polymer (generic) (P-03-0009) | 1793847 | 109308
Alkylamide, ethoxylated (generic) (P-03-0012) | 1793849 | 109309
Alkylamides, ethoxylated (generic) (P-03-0013) | 1793851 | 109310
Polysubstituted imidazole (generic) (P-03-0018) | 1793853 | 109311
Alkene acrylate copolymer (generic) (P-03-0028) | 1793855 | 109312
Disazo yellow pigment (generic) (P-03-0029) | 1793857 | 109313
Epoxy-amine adduct (generic) (P-03-0030) | 1793859 | 109314
Alkene acrylate copolymer (generic) (P-03-0035) | 1793861 | 109315
Acrylic acid co-polymer (generic) (P-03-0036) | 1793863 | 109316
Copper(II) complex of sulfonated azo dye intermediate (generic) (P-03-0037) | 1793865 | 109317
Copper (II) complex of sulfonated azo dye (generic) (P-03-0038) | 1793867 | 109318
Polyamidoamine resin grafted with aziridine (generic) (P-03-0040) | 1793869 | 109319
Alkyl silane methacrylate (generic) (P-03-0041) | 1793871 | 109320
Alkylamides, ethoxylated (generic) (P-03-0042) | 1793873 | 109321
Modified styrenated acrylate methacrylate polymer (generic) (P-03-0048) | 1793875 | 109322
MEKO blocked prepolymer of cycloaliphatic isocyanate and hydroxyalkane carboxylic acid, neutralized with aminoalkanol (generic) (P-03-0060) | 1793877 | 109323
2,5-Furandione, polymer with ethenylbenzene, 4-[(1-oxo-2-propenyl)oxy] butyl propyl ester, compound with ammonia and amine (generic) (P-03-0064) | 1793879 | 109324
Polyester polyurethane dispersion (generic) (P-03-0068) | 1793881 | 109325
Alkylaminoethylcarboxylic acid ester (generic) (P-03-0069) | 1793883 | 109326
Organomodified siloxane (generic) (P-03-0070) | 1793885 | 109327
Sulphonated azo dye (generic) (P-03-0078) | 1793887 | 109328
Sulphonated azo dye (generic) (P-03-0079) | 1793889 | 109329
Fatty acids, tall oil, reaction products with tall oil fatty acids and substituted amines, chloride salt (generic) (P-03-0081) | 1793891 | 109330
Fatty acids, tall oil, reaction products with tall oil fatty acid and substituted polyamines, chloride salt (generic) (P-03-0084) | 1793893 | 109331
Fatty acids, tall oil, reaction products with tall oil fatty acids and substituted amines (generic) (P-03-0087) | 1793895 | 109332
Fatty acids, tall oil, reaction products with tall oil fatty acid and substituted polyamines (generic) (P-03-0088) | 1793897 | 109333
Acrylic resin (generic) (P-03-0090) | 1793899 | 109334
Polyglycidyl ether of (p-hydroxy styrene) novolak (generic) (P-03-0093) | 1793901 | 109335
Alkyl methacrylate copolymer (generic) (P-03-0095) | 1793903 | 109336
Alkyl methacrylate copolymer (generic) (P-03-0097) | 1793905 | 109337
Secondary cycloaliphatic amine (generic) (P-03-0100) | 1793907 | 109338
Dipentaerythritol mixed esters of branched and linear fatty acids (generic) (P-03-0103) | 1793911 | 109340
Tristyryl phenol alkoxylate salt (generic) (P-03-0104) | 1793913 | 109341
Substituted cyan acetic acid pentyl ester (generic) (P-03-0108) | 1793915 | 109342
Epoxy modified alkyd resin (generic) (P-03-0118) | 1793917 | 109343
Acrylic emulsion (generic) (P-03-0120) | 1793919 | 109344
Semiconducting light emitting polyfluorene copolymer (generic) (P-03-0128) | 1793921 | 109345
Metallocene fluoride complex (generic) (P-03-0142) | 1793923 | 109346
Carbonic acid, diethyl ester, polymer with 5-amino-1,3,3-trimethylcyclohexanemethanamine, alkane diols and 1,1'-methylenebis[4-isocyanatocyclohexane] (generic) (P-03-0144) | 1793925 | 109347
Polyurethane (generic) (P-03-0145) | 1793927 | 109348
Benzenesulfonic acid, substituted anthraquinone derivative, ammonium sodium salt (generic) (P-03-0151) | 1793929 | 109349
Substituted silane (generic) (P-03-0152) | 1793931 | 109350
Co-poly-2-methyl-1,5-pentane isophthalimide (generic) (P-03-0155) | 1793933 | 109351
Co-poly-2-methyl-1,5-pentane isophthalimide (generic) (P-03-0156) | 1793935 | 109352
Co-poly-2-methyl-1,5-pentane isophthalimide (generic) (P-03-0157) | 1793937 | 109353
Salt of modified polyacrylamide (generic) (P-03-0165) | 1793939 | 109354
Epoxy-acrylic graft copolymer (generic) (P-03-0171) | 1793941 | 109355
Modified polycarbocycles, maleated (generic) (P-03-0173) | 1793943 | 109356
Modified polycarbocycles, maleated ethoxylated (generic) (P-03-0174) | 1793945 | 109357
Modified polycarbocycles, maleated, ethoxylated, phosphates (generic) (P-03-0175) | 1793947 | 109358
Amino resin modified polyether polyurethane (generic) (P-03-0181) | 1793949 | 109359
Methyl styrene acrylonitrile copolymer (generic) (P-03-0183) | 1793951 | 109360
Methyl styrene acrylonitrile copolymer (generic) (P-03-0184) | 1793953 | 109361
Butadiene styrene polymer (generic) (P-03-0185) | 1793955 | 109362
Organometallic compound (generic) (P-03-0187) | 1793957 | 109363
Fatty acids, tall oil, reaction products with substituted ethyleneamines (generic) (P-03-0188) | 1793959 | 109364
Bis[phenyl, 2H-1,3-benzoxazine]derivative (generic) (P-03-0194) | 1793961 | 109365
Aromatic acid ester (generic) (P-03-0195) | 1793963 | 109366
Metallic diol (generic) (P-03-0196) | 1793965 | 109367
Polyoxyethylene polyalkylarylphenylether sulfate ammonium salt (generic) (P-03-0197) | 1793967 | 109368
Fatty acids, tall oil, reaction products with substituted ethyleneamines, chloride salt (generic) (P-03-0205) | 1793969 | 109369
Urethane modified acrylic copolymer (generic) (P-03-0210) | 1793971 | 109370
Acrylic copolymer (generic) (P-03-0216) | 1793973 | 109371
Polyester polyol (generic) (P-03-0217) | 1793975 | 109372
Alkyl borate (generic) (P-03-0218) | 1793977 | 109373
Urethane modified acrylic copolymer (generic) (P-03-0219) | 1793979 | 109374
Substituted phenolic resin (generic) (P-03-0227) | 1793981 | 109375
Silylated polyurethane polymer (generic) (P-03-0229) | 1793983 | 109376
Alkylpolysiloxanes, aminoalkyl groups modified (generic) (P-03-0232) | 1793985 | 109377
Calcium salt of a polyolefin substituted phenol (generic) (P-03-0233) | 1793987 | 109378
Phenolic resin (generic) (P-03-0234) | 1793989 | 109379
2-Propenoic acid, 2-methyl-, methyl ester, polymer with alkyl 2-methyl-2-propenoate and alkyl 2-propenoate and ethenylbenzene (generic) (P-03-0235) | 1793991 | 109380
Polyurethane acrylate (generic) (P-03-0237) | 1793993 | 109381
Acrylate of hydroxyimide (generic) (P-03-0238) | 1793995 | 109382
Vinyl acetate copolymer (generic) (P-03-0241) | 1793997 | 109383
Vinyl acetate copolymer (generic) (P-03-0242) | 1793999 | 109384
Polyol (generic) (P-03-0243) | 1794001 | 109385
Polyol (generic) (P-03-0244) | 1794003 | 109386
Polyol (generic) (P-03-0245) | 1794005 | 109387
Glycerol fatty acid ester (generic) (P-03-0248) | 1794007 | 109388
Acrylic polyol (generic) (P-03-0253) | 1794009 | 109389
Phenol and vinyltoluene based hydrocarbon resin (generic) (P-03-0255) | 1794011 | 109390
Hydroxyalkylpolyglycolether (generic) (P-03-0256) | 1794013 | 109391
Polyester polymer (generic) (P-03-0257) | 1794015 | 109392
Acrylic polymer (generic) (P-03-0273) | 1794017 | 109393
Substituted hydroxyethylcellulose ethers (generic) (P-03-0275) | 1794019 | 109394
Polyalkylenecarbonate diol (generic) (P-03-0276) | 1794021 | 109395
Polyalkylenecarbonate diol (generic) (P-03-0277) | 1794023 | 109396
Polyurethane silicone (generic) (P-03-0280) | 1794025 | 109397
Acrylic copolymer (generic) (P-03-0281) | 1794027 | 109398
Amino-substituted carbopolycycle (generic) (P-03-0282) | 1794029 | 109399
Substituted pyridinemethanesulfonic acid, [[[(sulfooxy)ethyl]sulfonyl]phenyl][sulfophenyl], sodium salt (generic) (P-03-0287) | 1794031 | 109400
Modified polyolefin polyacrylate copolymer (generic) (P-03-0289) | 1794033 | 109401
Corn by product (generic) (P-03-0291) | 1794035 | 109402
Thermochemical mechanical processed maize fiber (generic) (P-03-0292) | 1794037 | 109403
Modified acrylic resin (generic) (P-03-0295) | 1794039 | 109404
Modified polyolefin (generic) (P-03-0297) | 1794041 | 109405
Halogenated phosphate (generic) (P-03-0300) | 1794043 | 109406
Vinyl acrylic emulsion polymer (generic) (P-03-0301) | 1794045 | 109407
Acrylic copolymer (generic) (P-03-0302) | 1794047 | 109408
2-Naphthalenesulfonic acid, acetylamino phenyl azo, sulfo-1-naphthalenyl azo, diamino-5-sulfophenyl azo, acid (generic) (P-03-0305) | 1794049 | 109409
Azo nickel complex (generic) (P-03-0307) | 1794051 | 109410
Metal substituted oxide (generic) (P-03-0314) | 1794053 | 109411
Substituted polymethacrylic esters, hydrolyzed, sodium salts (generic) (P-03-0315) | 1794055 | 109412
Urethane acrylate polymer, compds. with amine (generic) (P-03-0318) | 1794057 | 109413
Polyester polyol (generic) (P-03-0320) | 1794059 | 109414
Alkyldiisocyanate polymer, alkyl esters blocked (generic) (P-03-0323) | 1794061 | 109415
2-Oxepanone, polymer with alkyldiisocyanate and substituted alkyl diol, alkyl esters blocked (generic) (P-03-0324) | 1794063 | 109416
Trialkylamine salt of substituted alkyarylpolyurethane (generic) (P-03-0329) | 1794065 | 109417
Heterocyclic sulfide ester (generic) (P-03-0332) | 1794067 | 109418
Carboxylate salt of polymeric imide (generic) (P-03-0333) | 1794069 | 109419
Acrylate and urethane modified polyether (generic) (P-03-0335) | 1794071 | 109420
Transition metal complex (generic) (P-03-0340) | 1794073 | 109421
Functional alcohol, polymer with IPDI, 2-hydroxyethyl acrylate-blocked (generic) (P-03-0341) | 1794075 | 109422
Functional alcohol, polymer with TDI, 2-hydroxyethyl acrylate-blocked (generic) (P-03-0342) | 1794077 | 109423
Acrylic polymer (generic) (P-03-0343) | 1794079 | 109424
Acrylic polymer (generic) (P-03-0344) | 1794081 | 109425
Hologenated substituted mercaptophenyl alkyl ether (generic) (P-03-0356) | 1794083 | 109426
Transition metal complex (generic) (P-03-0357) | 1794085 | 109427
Modified epoxy acrylate (generic) (P-03-0359) | 1794087 | 109428
Polyester polyurethane dispersion (generic) (P-03-0360) | 1794089 | 109429
Thionocarbamate derivative (generic) (P-03-0362) | 1794091 | 109430
Substituted aminotriazolopyrimidine (generic) (P-03-0363) | 1794093 | 109431
Halogenated substituted mercaptophenol (generic) (P-03-0364) | 1794095 | 109432
Halogenated substituted benzenesulfonyl chloride (generic) (P-03-0365) | 1794097 | 109433
Alkoxylated aliphatic alcohol (generic) (P-03-0366) | 1794099 | 109434
Amino ketal (generic) (P-03-0367) | 1794101 | 109435
Polyol ester (generic) (P-03-0370) | 1794103 | 109436
Polyurea isocyanate prepolymer (generic) (P-03-0373) | 1794105 | 109437
Polyurea isocyanate prepolymer (generic) (P-03-0374) | 1794107 | 109438
Cyano substituted phenyl sulfonamide (generic) (P-03-0385) | 1794109 | 109439
Organofunctional polysiloxane (generic) (P-03-0386) | 1794111 | 109440
Fatty acid amides (generic) (P-03-0388) | 1794113 | 109441
Polyester modified polyurethane amine salted (generic) (P-03-0391) | 1794115 | 109442
Anthranilic acid derivative (generic) (P-03-0392) | 1794117 | 109443
Aliphatic polyamine (generic) (P-03-0393) | 1794119 | 109444
Steric hindered amine, oligomer (generic) (P-03-0395) | 1794121 | 109445
Metal complexes of substituted benzenesulfonic acid derivatives (generic) (P-03-0396) | 1794123 | 109446
Modified hydrocarbylpolysilicate (generic) (P-03-0398) | 1794125 | 109447
Substituted anthracene ester (generic) (P-03-0400) | 1794127 | 109448
Potassium sodium salt of substituted thiazolesulfonic acid (generic) (P-03-0406) | 1794129 | 109449
Substituted fulvene (generic) (P-03-0408) | 1794131 | 109450
Styrene acrylic copolymer (generic) (P-03-0410) | 1794133 | 109451
Dimethyl-oxo-carboxylic acid (generic) (P-03-0416) | 1794135 | 109452
Polyester isocyanate polymer (generic) (P-03-0417) | 1794137 | 109453
Substituted cuprate[triazin-hydroxy-.kappa.O][[hydroxy-.kappa.O)sulfophenyl]azo-.kappa.N1]methoxyphenyl]azo-.kappa.N1]naphthalenedisulfonato-, sodium salt (generic) (P-03-0419) | 1794139 | 109454
Olefin-based block copolymer (generic) (P-03-0422) | 1794141 | 109455
Modified polyol (generic) (P-03-0423) | 1794143 | 109456
Amine adduct of epoxy resin (generic) (P-03-0424) | 1794145 | 109457
Polymer of methylene diphenyl diisocyanate, polyether polyol, and apolyester polyol (generic) (P-03-0430) | 1794147 | 109458
PPDI/polycaprolactone polymer (generic) (P-03-0431) | 1794149 | 109459
Polyether modified polyurethane urea (generic) (P-03-0438) | 1794151 | 109460
Polyether modified polyurethane urea (generic) (P-03-0439) | 1794153 | 109461
Acrylate, acrylonitrile, butadiene rubber-extended tetra epoxy resin (generic) (P-03-0446) | 1794155 | 109462
Acrylate, acrylonitrile, butadiene rubber-extended epoxy resin (generic) (P-03-0449) | 1794157 | 109463
Carboxylated modified poly(oxyalkylenediyl), calcium salt (generic) (P-03-0459) | 1794159 | 109464
Fatty acid, reaction products with alkanolamine (generic) (P-03-0461) | 1794161 | 109465
Bisphenol A type, epoxy resin, salt (generic) (P-03-0462) | 1794163 | 109466
Acrylic ester, polymer with ethenyl acetate, hydrolyzed, sodium salt (generic) (P-03-0470) | 1794165 | 109467
Hydrophobically modified acetylenic glycol (generic) (P-03-0474) | 1794167 | 109468
2H-Pyran-2-one, substituted (generic) (P-03-0475) | 1794169 | 109469
Hydroxyfunctional acrylic copolymer (generic) (P-03-0476) | 1794171 | 109470
Modified alkaline epoxy resin (generic) (P-03-0477) | 1794173 | 109471
Substituted-9,10-dihydro-9,10-dioxo-anthracenyl-phenylhalo compound (generic) (P-03-0478) | 1794175 | 109472
Substituted-9,10-dihydro-9,10-dioxo-anthracenyl-phenylhalo compound (generic) (P-03-0479) | 1794177 | 109473
Substituted-9,10-dihydro-9,10-dioxo-anthracenyl-phenylhalo compound (generic) (P-03-0480) | 1794179 | 109474
Fatty ester (generic) (P-03-0484) | 1794181 | 109475
Poly(dimethyl) siloxane (generic) (P-03-0490) | 1794183 | 109476
Poly(dimethyl) siloxane (generic) (P-03-0491) | 1794185 | 109477
Isocyanate terminated urethane polymer (generic) (P-03-0499) | 1794187 | 109478
Phosphate esters of acrylate (generic) (P-03-0506) | 1794189 | 109479
Water dispersible polyurethane (generic) (P-03-0508) | 1794191 | 109480
Acrylic polymer (generic) (P-03-0518) | 1794193 | 109481
Silicone resin (generic) (P-03-0520) | 1794195 | 109482
Salt of a copolymer of acrylic acid and acrylic acid derivatives (generic) (P-03-0521) | 1794197 | 109483
Octa-alkyl ethylenediamine tetraacetamide (generic) (P-03-0522) | 1794199 | 109484
2-Propenoic acid, 2-methyl-, polymer with 1,2-ethanediyl bis(2-methyl-2-propenoate), 2-ethyl-2-[[(2-methyl-1-oxo-2-propenyl)oxy]methyl}-1,3-propanediyl bis(2-methyl-2-propenoate) and methyl 2-methyl-2-propenoate, compd. with an imidazole (generic) (P-03-0528) | 1794201 | 109485
Salt of mixed fatty amidoamines and polyethylenepolyamines (generic) (P-03-0529) | 1794203 | 109486
Salt of polyalkylenepolyamine derivative (generic) (P-03-0530) | 1794205 | 109487
Salt of mixed fatty amidoamines (generic) (P-03-0531) | 1794207 | 109488
Unsaturated alkyl grignard reagent (generic) (P-03-0532) | 1794209 | 109489
Propoxylated tallow polypropylene polyamine (generic) (P-03-0534) | 1794211 | 109490
Polymer of substituted allylamine (generic) (P-03-0536) | 1794213 | 109491
Hexanedioic acid, polymer with aliphatic diols (generic) (P-03-0540) | 1794215 | 109492
Reaction product of alkyl phenol, aromatic cyclicamine, alkyl diglycidyl dibenzene and formaldehyde (generic) (P-03-0546) | 1794217 | 109493
Reaction product of alkyl phenyl glycidyl ether, polyalkylene polyamine, and alkyl diglycidyl dibenzene (generic) (P-03-0550) | 1794219 | 109494
Reaction product of alkylphenyl glycidyl ether, polyalkalene polyamine, alkyl diglycidyl dibenzene, and polyalkyl cyclic diamine (generic) (P-03-0551) | 1794221 | 109495
Amine salt of cyclic carboxylic acid, polymer with hydroxy substituted alkane, branched alkyl diol, alkanediol, alkoxylated triol and alkanetriol (generic) (P-03-0552) | 1794223 | 109496
Polyurethane (generic) (P-03-0554) | 1794225 | 109497
Isocyanate functional polyester polyether urethane polymer (generic) (P-03-0555) | 1794227 | 109498
Polyurethane (generic) (P-03-0557) | 1794229 | 109499
Polyurethane (generic) (P-03-0558) | 1794231 | 109500
Silica dispersion (generic) (P-03-0559) | 1794233 | 109501
Saturated copolyester (generic) (P-03-0569) | 1794235 | 109502
Alkylated polyamine (generic) (P-03-0572) | 1794237 | 109503
Polyester resin (generic) (P-03-0573) | 1794239 | 109504
Styrenated hydrocarbon resin, hydrogenated (generic) (P-03-0576) | 1794241 | 109505
Acrylic solution polymer (generic) (P-03-0578) | 1794243 | 109506
Multifunctional polycarbodimide (generic) (P-03-0580) | 1794245 | 109507
Telechelic polyacrylates (generic) (P-03-0581) | 1794247 | 109508
Polyurethane (generic) (P-03-0583) | 1794249 | 109509
Polycarboxylate polymer with alkenyloxyalkylol modified poly(oxyalkylenediyl), calcium sodium salt (generic) (P-03-0588) | 1794251 | 109510
Hydrolyzed propoxylated, ethoxylated isocyanate polymer (generic) (P-03-0591) | 1794253 | 109511
Alkoxylated acetal-derivative (generic) (P-03-0593) | 1794255 | 109512
Trialkylaluminum metal halide alkoxide reaction products (generic) (P-03-0595) | 1794257 | 109513
Aromatic acid salt (generic) (P-03-0596) | 1794259 | 109514
Fluorinated methacrylate monomer (generic) (P-03-0604) | 1794261 | 109515
Styrene acrylic copolymer (generic) (P-03-0605) | 1794263 | 109516
N,N'-Alkanebis-N-fatty acid amide (generic) (P-03-0608) | 1794265 | 109517
Oligomer of aromatic, alkyl amines and alkyl epoxide (generic) (P-03-0609) | 1794267 | 109518
Hydrolyzed silane (generic) (P-03-0615) | 1794269 | 109519
Unsaturated alkyl grignard reagent (generic) (P-03-0616) | 1794271 | 109520
Silsesquioxane (generic) (P-03-0618) | 1794273 | 109521
Fatty acid, reaction product with alkylamino alcohol, propoxylated (generic) (P-03-0619) | 1794275 | 109522
Amino epoxy silane (generic) (P-03-0623) | 1794277 | 109523
Pyrrolotriazole derivative (generic) (P-03-0628) | 1794279 | 109524
Alkylamide derivative (generic) (P-03-0633) | 1794281 | 109525
Modified epoxy acrylate oligomer (generic) (P-03-0636) | 1794283 | 109526
Polysiloxane (generic) (P-03-0637) | 1794285 | 109527
Epoxy-bisphenol adduct (generic) (P-03-0640) | 1794287 | 109528
Disubstituted benzenesulfonic acid, alkali metal salt (generic) (P-03-0642) | 1794289 | 109529
Disubstituted benzoic acid, alkali metal salt (generic) (P-03-0643) | 1794291 | 109530
Cationic amine salt epoxy resin (generic) (P-03-0646) | 1794293 | 109531
Amine salt of diglycidyl ether of bisphenol A, fatty acids, alkeneoic acid and alkenylbenzene (generic) (P-03-0647) | 1794295 | 109532
Organosulfate calcium hydroxy complex (generic) (P-03-0650) | 1794297 | 109533
Polyurethane (generic) (P-03-0651) | 1794299 | 109534
Polycarboxylate polymer with alkenylsubstituted carbomonocycle, modified with poly(oxyalkylenediyl) and polymer of heteromonocycle and alkylheteromonocycle monoalkyl ether, sodium salt (generic) (P-03-0653) | 1794301 | 109535
Polyurethane - polyester elastomer (generic) (P-03-0654) | 1794303 | 109536
Aliphatic epoxyacrylate (generic) (P-03-0663) | 1794305 | 109537
Alkyd resin (generic) (P-03-0665) | 1794307 | 109538
Distillation residue from glycol production (generic) (P-03-0666) | 1794309 | 109539
Acrylic solution polymer (generic) (P-03-0668) | 1794311 | 109540
Modified acrylic acid-maleic acid copolymer (generic) (P-03-0669) | 1794313 | 109541
Polyolefin ester, amine salt (generic) (P-03-0674) | 1794315 | 109542
Styrene acrylic polymer (generic) (P-03-0678) | 1794317 | 109543
Disubstituted aniline (generic) (P-03-0681) | 1794319 | 109544
Fatty acid ester (generic) (P-03-0685) | 1794321 | 109545
Rosin, polymer with a monocarboxylic acid, a phenol, maleic anhydride, formaldehyde and pentaerythritol (generic) (P-03-0690) | 1794323 | 109546
Rosin, polymer with a monocarboxylic acid, phenols, maleic anhydride, formaldehyde and pentaerythritol (generic) (P-03-0692) | 1794325 | 109547
Rosin, polymer with a monocarboxylic acid, a phenol, maleic anhydride, formaldehyde and pentaerythritol, metal salts (generic) (P-03-0694) | 1794327 | 109548
Rosin, polymer with a monocarboxylic acid, phenols, formaldehyde, maleic anhydride and pentaerythritol (generic) (P-03-0695) | 1794329 | 109549
Rosin, polymer with a monocarboxylic acid, alkylphenol, formaldehyde, maleic anhydride and pentaerythritol (generic) (P-03-0697) | 1794331 | 109550
Rosin, polymer with a monocarboxylic acid, alkylphenols, formaldehyde, maleic anhydride and pentaerythritol (generic) (P-03-0698) | 1794333 | 109551
Pyrazolotriazole derivative (generic) (P-03-0704) | 1794335 | 109552
Polycarboxylate polymer with alkenyloxyalkylol modified poly(oxyalkylenediyl), calcium potassium salt (generic) (P-03-0705) | 1794337 | 109553
Alkylcarboxyalkenyl dihydroxyalkylate, polymer with carboxyalkenyl and alkylalkenyl sodium sulfonate, calcium salt (generic) (P-03-0706) | 1794339 | 109554
Alkylcarboxyalkenyl polymer with carboxyalkenyl dihydroxyalkylate and alkylalkenyl sulfonate sodium salt (generic) (P-03-0707) | 1794341 | 109555
Aluminum alkoxide complex (generic) (P-03-0714) | 1794343 | 109556
Alcohol blocked polymeric isocyanate (generic) (P-03-0717) | 1794345 | 109557
Isocyanate functional polyester polyether urethane polymer (generic) (P-03-0719) | 1794347 | 109558
Pyrazolone derivative (generic) (P-03-0722) | 1794349 | 109559
Substituted alkylamino phenyl azo substituted isoindole (generic) (P-03-0723) | 1794351 | 109560
Poyetherester diepoxide (generic) (P-03-0724) | 1794353 | 109561
Polypropylene glycol, polymer with a carbomonocyclic diisocyanate, substituted-trialkoxysilane-blocked (generic) (P-03-0731) | 1794355 | 109562
Epoxy functional silsesquioxane (generic) (P-03-0739) | 1794357 | 109563
Diol distillation bottoms (generic) (P-03-0741) | 1794359 | 109564
Diol distillation bottoms (generic) (P-03-0742) | 1794361 | 109565
Diol distillation bottoms (generic) (P-03-0743) | 1794363 | 109566
Modified ethylene/acrylate polymer (generic) (P-03-0744) | 1794365 | 109567
Polymeric aromatic amine colorant (generic) (P-03-0746) | 1794367 | 109568
Polyacrylic resin (generic) (P-03-0749) | 1794369 | 109569
Alkyl acrylate, polymer with hydroxy acrylates, styrene, alkyl acrylate, cyclical acrylate, acid acrylate, peroxide-initiated (generic) (P-03-0751) | 1794371 | 109570
Telechelic polyacrylates (generic) (P-03-0754) | 1794373 | 109571
Copolymer of alkyl acrylate and ethyleneglycol dimethacrylate (generic) (P-03-0755) | 1794375 | 109572
Modified polyisocyanate (generic) (P-03-0762) | 1794377 | 109573
Modified polyisocyanate (generic) (P-03-0763) | 1794379 | 109574
Phenol, 4,4'-(1-methylethylidene)bis-, polymer with (chloromethyl)oxirane, reaction products with cycloaliphatic amine (generic) (P-03-0765) | 1794381 | 109575
Alkoxysilyldiesteramine (generic) (P-03-0766) | 1794383 | 109576
Aromatic isocyanate methacrylate blocked (generic) (P-03-0767) | 1794385 | 109577
Phosphated polyalkoxylate (generic) (P-03-0772) | 1794387 | 109578
Zincated resin system (generic) (P-03-0773) | 1794389 | 109579
Alkene, diaromatic alkoxy ketone ester (generic) (P-03-0789) | 1794391 | 109580
Ethylene interpolymer (generic) (P-03-0791) | 1794393 | 109581
Halogenated heteropolycycle (generic) (P-03-0797) | 1794395 | 109582
Dipentaerythritol, mixed esters with straight and branched fatty acids (generic) (P-03-0798) | 1794397 | 109583
Pentaerythritol, mixed esters with straight and branched fatty acids (generic) (P-03-0800) | 1794403 | 109586
Aliphatic phosphate diacrylate (generic) (P-03-0803) | 1794405 | 109587
Amino phenolic reaction product with polyvinylphenol (generic) (P-03-0807) | 1794407 | 109588
Polymeric modified vegetable oil (generic) (P-03-0813) | 1794409 | 109589
Sulfurized vegetable oil (generic) (P-03-0815) | 1794411 | 109590
Sulfurized vegetable oil (generic) (P-03-0816) | 1794413 | 109591
Sulfurized vegetable oil (generic) (P-03-0817) | 1794415 | 109592
Sulfurized vegetable oil (generic) (P-03-0818) | 1794417 | 109593
Sulfurized fat (generic) (P-03-0819) | 1794419 | 109594
Sulfurized vegetable oil (generic) (P-03-0820) | 1794421 | 109595
Polybutadiene prepolymer (generic) (P-03-0823) | 1794423 | 109596
Telechelic polyacrylates (generic) (P-03-0829) | 1794425 | 109597
Tertiary amine carboxylic acid compound (generic) (P-03-0831) | 1794427 | 109598
Di-substituted stilbene disulfonic acid salt (generic) (P-03-0833) | 1794429 | 109599
Salt of a disubstitute phenylenediamine (generic) (P-03-0834) | 1794431 | 109600
Unsaturated oils, polymer with aromatic carboxylic acid, alkyl methacrylates, hydroxy substituted alkane, tetra hydroxy alkane, carboxylic acid anhydride, alkenylbenzene and alkane alkenylbenzene (generic) (P-03-0836) | 1794433 | 109601
Benzothiadiazine derivative (generic) (P-03-0838) | 1794435 | 109602
Mono-halo substituted alkene (generic) (P-03-0839) | 1794437 | 109603
Substituted benzamine thio-ether (generic) (P-03-0840) | 1794439 | 109604
Benzothiadiazine derivative (generic) (P-03-0841) | 1794441 | 109605
Styrene acrylic copolymer (generic) (P-03-0843) | 1794443 | 109606
Mono-halo-substituted alkyne (generic) (P-03-0846) | 1794445 | 109607
14-Carbon keto alkyne (generic) (P-03-0847) | 1794447 | 109608
Mono-halo-substituted alkyne (generic) (P-03-0848) | 1794449 | 109609
Mixed carboxylic acid esters (generic) (P-03-0857) | 1794451 | 109610
Mixed carboxylic acid esters (generic) (P-03-0858) | 1794453 | 109611
Benzothiadiazine derivative (generic) (P-03-0859) | 1794455 | 109612
Silicone quaternary salt (generic) (P-03-0867) | 1794457 | 109613
Modified saponified tall oil distillates (generic) (P-04-0007) | 1794459 | 109614
Phenol, 4,4'-(1-methylethylidene)bis-, polymer with (chloromethyl)oxirane, reaction products with an epoxide and triethylenetetramine (generic) (P-04-0008) | 1794461 | 109615
Salicylic acid compound (generic) (P-04-0010) | 1794463 | 109616
Aromatic-aliphatic polyamides (generic) (P-04-0013) | 1794465 | 109617
Aminated styrenate acrylic salt (generic) (P-04-0025) | 1794467 | 109618
Methylenedi(phenylene isocyanate) polymer with substituted propanoland secondary butylphenol (generic) (P-04-0028) | 1794469 | 109619
Cyclic diamine bisamide with monocarboxylic fatty acid (generic) (P-04-0029) | 1794471 | 109620
Lithium grease thickener (generic) (P-04-0034) | 1794473 | 109621
Cross-linked aminopolyamide resin (generic) (P-04-0035) | 1794475 | 109622
Isocyanante terminated urethane polymer (generic) (P-04-0037) | 1794477 | 109623
Acrylic polymer (generic) (P-04-0038) | 1794479 | 109624
Polymeric amine (generic) (P-04-0041) | 1794481 | 109625
Epoxy amine adduct (generic) (P-04-0043) | 1794483 | 109626
Epoxy acrylic copolymer (generic) (P-04-0045) | 1794485 | 109627
Polyurethane (generic) (P-04-0050) | 1794487 | 109628
Multifunctional acrylate oligomer resin (generic) (P-04-0055) | 1794489 | 109629
Substituted metal complex (generic) (P-04-0061) | 1794491 | 109630
Modified metal complex (generic) (P-04-0062) | 1794493 | 109631
Polybutadiene acrylate (generic) (P-04-0066) | 1794495 | 109632
Acid modified chlorinated polyolefin (generic) (P-04-0069) | 1794497 | 109633
Polyether fatty acid ester (generic) (P-04-0070) | 1794499 | 109634
Acidic polyester (generic) (P-04-0072) | 1794501 | 109635
Modified aluminum alkoxide (generic) (P-04-0075) | 1794503 | 109636
Acrylic copolymer (generic) (P-04-0077) | 1794505 | 109637
Acrylic copolymer (generic) (P-04-0078) | 1794507 | 109638
Acrylic-acrylonitrile copolymer (generic) (P-04-0085) | 1794509 | 109639
C16-18 fatty acid product with polyethylene polyamine, phosphonomethylated (generic) (P-04-0086) | 1794511 | 109640
Triazine derivative (generic) (P-04-0090) | 1794513 | 109641
Cycloaliphatic ester (generic) (P-04-0097) | 1794515 | 109642
Disazo yellow dye (generic) (P-04-0099) | 1794517 | 109643
2,5-Furandione, dihydro-, alkyl derivs., reaction products with alkanolamine (generic) (P-04-0101) | 1794519 | 109644
Aqueous ketone-aldehyde resin (generic) (P-04-0102) | 1794521 | 109645
Alkylpolyhydroxy, polymer with (chloromethyl)oxirane, 4,4'-(1-methylethylidene)bis(phenol) and methyloxirane (generic) (P-04-0105) | 1794523 | 109646
Substituted aminoethanesulfonic acid salt (generic) (P-04-0107) | 1794525 | 109647
Amine prepolymer (generic) (P-04-0109) | 1794527 | 109648
Polycarboxylated ether (generic) (P-04-0111) | 1794529 | 109649
Isocyanate functional polyester polyether urethane polymer (generic) (P-04-0120) | 1794531 | 109650
Polyurethane (generic) (P-04-0121) | 1794533 | 109651
MDI/carbonate prepolymer (generic) (P-04-0122) | 1794535 | 109652
PPDI/carbonate/caprolactone/ether prepolymer (generic) (P-04-0123) | 1794537 | 109653
Polymethylene polyphenylene polyurea polymer (generic) (P-04-0124) | 1794539 | 109654
Reaction products of substituted benzenesulfonic acid azo substituted phenyl amino compound and substituted amino phenyl compound (generic) (P-04-0125) | 1794541 | 109655
Reaction products of substituted amino anthracenesulfonic acid and substituted triazine amino phenyl compound (generic) (P-04-0134) | 1794543 | 109656
Polyetherimide (generic) (P-04-0136) | 1794545 | 109657
Substituted acrylate polymer (generic) (P-04-0138) | 1794547 | 109658
Olefin-maleic anhydride esterified polymer (generic) (P-04-0148) | 1794549 | 109659
2-Propenoic acid, 2-methyl-, polymers with 2-hydroxypropyl 2-propenoate, 2-propenenitrile, alkyl 2-methyl-2-propenoate and 1-propene, homopolymer,chlorinated (generic) (P-04-0154) | 1794551 | 109660
Cobalt catalyst (generic) (P-04-0156) | 1794553 | 109661
Derivative of acrylic acid copolymer (generic) (P-04-0160) | 1794555 | 109662
Salt of a copolymer of acrylic acid and acrylic acid derivatives (generic) (P-04-0162) | 1794557 | 109663
Amides, from aliphatic and cycloaliphatic acids, polyamines, hydrochlorides (generic) (P-04-0167) | 1794559 | 109664
Tertiary amine carboxylic acid compound (generic) (P-04-0179) | 1794561 | 109665
Phenolic resin (generic) (P-04-0181) | 1794563 | 109666
Sulfonated ketone resin (generic) (P-04-0185) | 1794565 | 109667
Polyglycolic acid copolymer (generic) (P-04-0187) | 1794567 | 109668
Heterocyclic substituted sulfonyloxybenzenecarboxamide (generic) (P-04-0188) | 1794569 | 109669
Alkyl substituted acid chloride (generic) (P-04-0189) | 1794571 | 109670
Telechelic polyacrylates (generic) (P-04-0197) | 1794573 | 109671
Telechelic polyacrylates (generic) (P-04-0198) | 1794575 | 109672
Water based acrylic dispersion (generic) (P-04-0202) | 1794577 | 109673
Alkanediols, polymer with carboxylic acid anhydrides, reacted with branched alcohol and carboxylic acid (generic) (P-04-0203) | 1794579 | 109674
Olefin-based block copolymer (generic) (P-04-0204) | 1794581 | 109675
Disproportionated rosin esters (generic) (P-04-0212) | 1794583 | 109676
Alkanolamine carboxylate salt (generic) (P-04-0237) | 1794585 | 109677
Alkanolamine carboxylate salt (generic) (P-04-0238) | 1794587 | 109678
Alkanolamine carboxylate salt (generic) (P-04-0239) | 1794589 | 109679
Alkoxylated amine carboxylate salt (generic) (P-04-0240) | 1794591 | 109680
Alkanolamine carboxylate salt (generic) (P-04-0241) | 1794593 | 109681
Polycarboxylate polymer with alkenyloxyalkylol modified poly(oxyalkylenediyl), potassium sodium salt (generic) (P-04-0245) | 1794595 | 109682
Polycarboxylate polymer with alkenyloxyalkylol modified poly(oxyalkylenediyl), potassium sodium salt (generic) (P-04-0246) | 1794597 | 109683
Halophosphate mixed metal complex (generic) (P-04-0254) | 1794599 | 109684
Polybutadiene prepolymer (generic) (P-04-0256) | 1794601 | 109685
Polymer of cycloaliphatic polycarboxylic acid and aliphatic polyol (generic) (P-04-0263) | 1794603 | 109686
Substituted alkyl diol polymer with substituted alkyloxime and substituted cycloalkane and unsaturated alcohols (generic) (P-04-0265) | 1794605 | 109687
Aromatic polyether polyester polyurethane (generic) (P-04-0267) | 1794607 | 109688
Aryl magnesium halide (generic) (P-04-0268) | 1794609 | 109689
Alkali carboxylate salt (generic) (P-04-0281) | 1794611 | 109690
Alkali carboxylate salt (generic) (P-04-0282) | 1794613 | 109691
Modified alkyd resin (generic) (P-04-0286) | 1794615 | 109692
Substituted aromatic azo isoindole (generic) (P-04-0288) | 1794617 | 109693
Isocyanate functional polyester urethane polymer (generic) (P-04-0291) | 1794619 | 109694
Carbodiimide crosslinker, polycarbodiimide crosslinker (generic) (P-04-0294) | 1794621 | 109695
Fatty amide derivative (generic) (P-04-0297) | 1794623 | 109696
Aminotriazine modified cresol novolac resin (generic) (P-04-0313) | 1794625 | 109697
Reaction product of polyethylene-polyamine-(C16-18)-alkylamides with monothio-(C2)-alkyl phosphonates (generic) (P-04-0314) | 1794627 | 109698
Amine functional epoxy (generic) (P-04-0315) | 1794629 | 109699
Polyisobutenylsuccinic acid, metal salt (generic) (P-04-0316) | 1794631 | 109700
1,2-Ethanediol reaction products with nonylphenol glycidyl ether (generic) (P-04-0318) | 1794633 | 109701
.beta.-Ketoester, polymer with .beta.-diketone, poly(oxy-1,2-ethanediyl), .alpha.-hydro-.omega.-[(1-oxo-2-propenyl)oxy], ether with 2-ethyl-2-(hydroxymethyl)-1,3-propanediol (3:1), 2-propenoic acid, oxybis(methyl-2,1-ethanediyl) ester, alkylamine and Ebecryl 81 (generic) (P-04-0323) | 1794635 | 109702
Substituted phenoxy anthraquinone (generic) (P-04-0331) | 1794637 | 109703
Epoxy functional styrenated methacrylate polymer (generic) (P-04-0332) | 1794639 | 109704
Acrylic copolymer (generic) (P-04-0334) | 1794641 | 109705
Oligocarbodiimide (generic) (P-04-0336) | 1794643 | 109706
Polyoxyether salt (generic) (P-04-0340) | 1794645 | 109707
Azo nickel complex (generic) (P-04-0353) | 1794647 | 109708
Acrylic polymer (generic) (P-04-0357) | 1794649 | 109709
Blocked isocyanate (generic) (P-04-0366) | 1794651 | 109710
Fatty acid ester amine compound (generic) (P-04-0367) | 1794653 | 109711
Acetoacetic ester (generic) (P-04-0369) | 1794655 | 109712
Trimethylolpropane polyol (generic) (P-04-0380) | 1794657 | 109713
Hydroxyalkyl carboxylic acid, polymer with alkylamine, alkanediol, alkyldiisocyanate and polyalkyl ether, polyalkylene glycol ether-blocked, compds. with alkylamine (generic) (P-04-0383) | 1794659 | 109714
Trimethylolpropane polyol, aminated (generic) (P-04-0384) | 1794661 | 109715
Multifunctional acrylate oligomer resin (generic) (P-04-0386) | 1794663 | 109716
Sulphonated azo dye (generic) (P-04-0390) | 1794665 | 109717
Alkanediol, polymer with alkanedioic anhydride (generic) (P-04-0391) | 1794667 | 109718
Aliphatic N-substituted carboxylic acid amide, hydrochloride (generic) (P-04-0392) | 1794669 | 109719
Styrene acrylic copolymer (generic) (P-04-0393) | 1794671 | 109720
Poly(hydroxyaminoether) (generic) (P-04-0395) | 1794673 | 109721
MDI based polyurethane polymer (generic) (P-04-0398) | 1794675 | 109722
Styrene-butadiene copolymer latex (generic) (P-04-0400) | 1794677 | 109723
Styrene-butadiene copolymer latex (generic) (P-04-0401) | 1794679 | 109724
Blocked isocyanate terminated urethane prepolymer (generic) (P-04-0402) | 1794681 | 109725
Amide-borate complex (generic) (P-04-0403) | 1794683 | 109726
Aromatic urethane diacrylate polymer (generic) (P-04-0416) | 1794685 | 109727
Polyfluoralkyl ether (generic) (P-04-0417) | 1794687 | 109728
Polysiloxane (generic) (P-04-0418) | 1794689 | 109729
Polysiloxane (generic) (P-04-0420) | 1794691 | 109730
Polyester polycarbamate (generic) (P-04-0421) | 1794693 | 109731
Dithiophosphate alkyl ester (generic) (P-04-0426) | 1794695 | 109732
Hydroxyl terminated aromatic ester (generic) (P-04-0427) | 1794697 | 109733
Polycarboxylate polymer modified with alkylpoly(oxyalkylenediyl), calcium salt (generic) (P-04-0433) | 1794699 | 109734
Halo sulfonyl substituted alkane (generic) (P-04-0434) | 1794701 | 109735
Acrylate copolymer (generic) (P-04-0437) | 1794703 | 109736
Bisphenol A type epoxy resin salt (generic) (P-04-0441) | 1794705 | 109737
Reaction product of 4,4'-(1-methylethylidene)bisphenol, polymer with (chloromethyl)oxirane; polyethylene glycol; ethyleneamine; cresyl glycidyl ether (generic) (P-04-0442) | 1794707 | 109738
Aliphatic polyurethane (generic) (P-04-0443) | 1794709 | 109739
Aliphatic aromatic sulfonic acid compds. with alkyl amine (generic) (P-04-0445) | 1794711 | 109740
Aliphatic aromatic sulfonic acid compds. with alkyl amine (generic) (P-04-0448) | 1794713 | 109741
Copolymer of 1-vinylimidazole and 1-vinyl-2-pyrrolidone, modified (generic) (P-04-0451) | 1794715 | 109742
Benzoic acid, 2-[3-oxo-6-(phenylmethoxy)-2,7-dipropyl-3H-heteropolycycle-9-yl]-, phenylmethyl ester (generic) (P-04-0452) | 1794717 | 109743
Spiro[isobenzofuran-1(3H),9'-[9H]heteropolycycle]-3-one, 3',6'-dihydroxy-2',7'-dipropyl- (generic) (P-04-0453) | 1794719 | 109744
Spiro[isobenzofuran-1(3H),9'-[9H]heteropolycycle]-3-one, 3'-hydroxy-6'-(phenylmethoxy)-2',7'-dipropyl- (generic) (P-04-0454) | 1794721 | 109745
4-Propyl-1,3-disubstitutedbenzene (generic) (P-04-0455) | 1794723 | 109746
2-Propenoic acid, 2-methyl-, polymer with alkyloxy-2-propenamide, ethenylbenzene and ethyl 2-propenoate, compd. with 2-(diethylamino) ethanol (generic) (P-04-0456) | 1794725 | 109747
Alkyl methacrylate copolymer (generic) (P-04-0457) | 1794727 | 109748
Salt of phosphoric acid esters with modified amines (generic) (P-04-0458) | 1794729 | 109749
2-Propenoic acid, dimers and compounds (generic) (P-04-0464) | 1794731 | 109750
Acrylic solution polymer (generic) (P-04-0466) | 1794733 | 109751
Alkanedioic acid, polymer with amino-alkanes (generic) (P-04-0467) | 1794735 | 109752
Salt of polyphosphoric acid esters with modified amines and an acrylate (generic) (P-04-0468) | 1794737 | 109753
Acrylate polyester (generic) (P-04-0470) | 1794739 | 109754
Modified polyester resin (generic) (P-04-0471) | 1794741 | 109755
Modified polyester resin (generic) (P-04-0472) | 1794743 | 109756
Alkyl methacrylate copolymer (generic) (P-04-0475) | 1794745 | 109757
Calcium alkylbenzene sulfonate (generic) (P-04-0476) | 1794747 | 109758
Mixture containing alcohols, aminoalcohols and their sodium salts (generic) (P-04-0479) | 1794749 | 109759
Alkanediol/alkane oxime/alkane amine blocked cyclo aliphatic isocyanate, compds. with aliphatic acid (generic) (P-04-0482) | 1794751 | 109760
Functionalized poly(meth)acrylic acid (generic) (P-04-0483) | 1794755 | 109762
Rosin modified phenolic resin (generic) (P-04-0484) | 1794757 | 109763
Acrylic polymer (generic) (P-04-0488) | 1794759 | 109764
1,3-Isobenzofurandione, polymer with 2,5-furandione, oxybis[propanol] and 1,2-alkanediol, ester with 1 (or 2)-(2-methoxymethylethoxy)propanol (generic) (P-04-0491) | 1794761 | 109765
Naphthalenedisulfonic acid, [amino-hydroxy-[(substituted)azo-sulfo-naphthaleneyl]azo]-hydroxy-[(methoxysulfophenyl)azo], metal salt (generic) (P-04-0495) | 1794763 | 109766
Substituted phthalocyanine dye (generic) (P-04-0496) | 1794765 | 109767
Naphthalenedisulfonic acid, hydroxy-[[[(hydroxydisulfonaphthaleneyl)azo]-alkyl(C=1-5)-(sulfoalkoxy)cyclic]azo]- substituted azo-, metal salt (generic) (P-04-0498) | 1794767 | 109768
Substituted stilbene sulfonic acid (generic) (P-04-0499) | 1794769 | 109769
Substituted anthraquinone derivative (generic) (P-04-0507) | 1794771 | 109770
Polybutadiene acrylate (generic) (P-04-0514) | 1794773 | 109771
Urethane acrylic hybrid polymer (generic) (P-04-0515) | 1794775 | 109772
Substituted benzenesulfonic acid substituted pyrazol azo phenyl amino triazin amino substituted phenyl compound (generic) (P-04-0518) | 1794777 | 109773
Substituted benzenesulfonic acid substituted pyrazol azo phenyl amino triazin amino substituted phenyl compound (generic) (P-04-0519) | 1794779 | 109774
Condensation polymer of anhydride, polyol and terminating agent (generic) (P-04-0523) | 1794781 | 109775
Polyoxypropylene secondary diamine (generic) (P-04-0532) | 1794783 | 109776
Modified acrylic polymer (generic) (P-04-0533) | 1794785 | 109777
Secondary polyetheramine (generic) (P-04-0534) | 1794787 | 109778
Substituted xanthene (generic) (P-04-0538) | 1794789 | 109779
Formaldehyde polymers with phenol, long chain alkylphenol and resorcinol (generic) (P-04-0542) | 1794791 | 109780
Methacrylic polymer (generic) (P-04-0544) | 1794793 | 109781
Substituted naphthalenesulfonic acid azo substituted phenyl amino substituted triazine compound (generic) (P-04-0545) | 1794795 | 109782
Thioether epoxy (generic) (P-04-0547) | 1794797 | 109783
Pentaerythritol, mixed C7-C8 esters (generic) (P-04-0548) | 1794799 | 109784
Poly(methacrylic acid) salt (generic) (P-04-0549) | 1794801 | 109785
Polyglycolether-polycarboxylate (generic) (P-04-0550) | 1794803 | 109786
Spiro[isobenzofuran-1(3H),9'-[9H]heteropolycycle]-3-one, 3'-chloro-6'-(2,3-dihydro-1H-indol-1yl)-4,5,6,7-tetrafluoro- (generic) (P-04-0552) | 1794805 | 109787
Spiro[isobenzofuran-1(3H),9'-[9H]heteropolycycle]-3-one, 3'-(2,3-dihydro-1H-indol-1yl)-4,5,6,7-tetrafluoro-6'-[(4-methoxy-2-methylphenyl)amino]- (generic) (P-04-0553) | 1794807 | 109788
Spiro[isobenzofuran-1(3H),9'-[9H]heteropolycycle]-3-one, 3',6'-dichloro-4,5,6,7-tetrafluoro- (generic) (P-04-0554) | 1794809 | 109789
Spiro[isobenzofuran-1(3H),9'-[9H]heteropolycycle]-3-one, 4,5,6,7-tetrafluoro-3',6'-dihydroxy- (generic) (P-04-0555) | 1794811 | 109790
2-Propenoic acid, 2-methyl-, alkyl ester, telomer with butyl-2-propenoate, 2-(dimethylamino)ethyl 2-methyl-2-propenoate, 1-dodecanethiol, ethenylbenzene, and 2-hydroxy-2-propenoate, carbonoperoxoic acid, OO-(1,1-dimethylethyl) O-(2-ethylhexyl)ester initiated (generic) (P-04-0556) | 1794813 | 109791
1,3-Heteropolycycledione-4,5,6,7-tetrafluoro- (generic) (P-04-0557) | 1794815 | 109792
Amine neutralized alkyd resin (generic) (P-04-0558) | 1794817 | 109793
Polyacrylate (generic) (P-04-0559) | 1794819 | 109794
Ester derivative of amino acid (generic) (P-04-0562) | 1794821 | 109795
Alkylated aryloxyaniline thiourea (generic) (P-04-0563) | 1794823 | 109796
Substituted pyridinedicarboxylate (generic) (P-04-0565) | 1794825 | 109797
Poly[oxy(methyl-1,2-ethanediyl)], .alpha.-hydro-.omega.-hydroxy-, polymer with isocyanate, 2-hydroxyethyl methacrylate-blocked (generic) (P-04-0566) | 1794827 | 109798
Polymeric modified vegetable oil (generic) (P-04-0568) | 1794829 | 109799
Polyhydroxyaminoether salt (generic) (P-04-0583) | 1794831 | 109800
Maleic anhydride and acrylics modified polyolefin (generic) (P-04-0584) | 1794833 | 109801
Substituted butyl ethyl magnesium (generic) (P-04-0585) | 1794835 | 109802
MDI based polyurethane polymer (generic) (P-04-0586) | 1794837 | 109803
Modified polyacrylate (generic) (P-04-0588) | 1794839 | 109804
Fatty acids, polymers with polyurethane, alkyl acrylates, alkyl methacrylates, diols, vinyl monomer, amine salted (generic) (P-04-0590) | 1794841 | 109805
Alkyl sustituted amino-benzamide (generic) (P-04-0591) | 1794843 | 109806
Polyurea compound (generic) (P-04-0592) | 1794845 | 109807
Alkoxyphenol (generic) (P-04-0596) | 1794847 | 109808
Spiro[isobenzofuran-1(3H),9'-[9H]heteropolycycle]-3-one, 3'-[(2-methylphenyl)amino]-6'-[(2-methylphenyl)octylamino]- (generic) (P-04-0628) | 1794849 | 109809
Spiro[isobenzofuran-1(3H),9'-[9H]heteropolycycle]-3-one, 3',6'-bis[(2-methylphenyl)amino]- (generic) (P-04-0629) | 1794851 | 109810
Fatty acid polyester amide (generic) (P-04-0631) | 1794853 | 109811
Bis substituted benzenesulfonic acid amino substituted triazin amino substituted phenyl azo compound (generic) (P-04-0632) | 1794855 | 109812
Poly(oxyethylene)alkenyl ether (generic) (P-04-0633) | 1794857 | 109813
Reaction product of isophorone diisocyanate, aliphatic diamine, .alpha.-hydro-.omega.-hydroxypoly (oxy-1,4-butanediyl) and aliphatic hydroxy functional polyols (generic) (P-04-0634) | 1794859 | 109814
Cuprate, [[[[[[[(sulfonaphthalenyl)]azo]-(substitutedphenyl)]azo]-(substitutedsulfonaphthalenyl)]azo]-substitutedphenyl-substituted heteromonocycle], sodium salts (generic) (P-04-0636) | 1794861 | 109815
Polyurethane, based on 9-octadecenoic acid (Z)-, alkyl ester, substituted alkyldiol, 5-isocyanato-1-(isocyanatomethyl)-1,3,3-trimethylcyclohexane,2-oxepanone, 1,3,5-tris(6-isocyanatohexyl)-1,3,5-triazine-2,4,6(1H,3H,5H)-trione (generic) (P-04-0643) | 1794863 | 109816
Polyurethane acrylic ester (generic) (P-04-0644) | 1794865 | 109817
Amine functional epoxy resin salted with organic acid (generic) (P-04-0645) | 1794867 | 109818
Hydroxy functional organic acid compds. with aromatic epoxy polymer, reaction products with primary and secondary amines (generic) (P-04-0648) | 1794869 | 109819
Styrene-butadiene copolymer latex (generic) (P-04-0653) | 1794871 | 109820
N-Sulfoalkyl-aminocarbonylalkenyl, polymer modified with N,N-dialkyl-aminocarbonylalkenyl, calcium salt (generic) (P-04-0659) | 1794873 | 109821
N-Sulfoalkyl-aminocarbonylalkenyl, polymer with alkenyloxyalkylol modified with poly(alkyloxyalkylenediyl) and poly(oxyalkylenediyl) and aminocarbonylalkenyl, sodium salt (generic) (P-04-0660) | 1794875 | 109822
N-Sulfoalkyl-aminocarbonylalkenyl, polymer with alkenyloxyalkylol modified with poly(alkyloxyalkylenediyl) and poly(oxyalkylenediyl) and aminocarbonylalkenyl, sodium salt (generic) (P-04-0661) | 1794877 | 109823
N-Sulfoalkyl-aminocarbonylalkenyl, polymer with alkenyloxyalkylol modified with poly(oxyalkylenediyl) and aminocarbonylalkenyl, sodium salt (generic) (P-04-0662) | 1794879 | 109824
N-Sulfoalkyl-aminocarbonylalkenyl, polymer with alkenyloxyalkylol modified with poly(oxyalkylenediyl) and aminocarbonylalkenyl, sodium salt (generic) (P-04-0663) | 1794881 | 109825
Mono-Me ether blocked methylenediphenyl diisocyanate polyurethane polymer with polyoxypropylenediamine (generic) (P-04-0665) | 1794883 | 109826
Mono-Me ether blocked methylenediphenyl diisocyanate polyurethane polymer (generic) (P-04-0666) | 1794885 | 109827
Reactant polymer with the acrylate copolymer of (an isocyanate species and three species of acrylate polymer), and the polyurethane acrylate (generic) (P-04-0668) | 1794887 | 109828
Copolymer of mixed alkyl methacrylates and a substituted alkyl methacrylate (generic) (P-04-0669) | 1794889 | 109829
Isocyanate functional polyester urethane polymer (generic) (P-04-0672) | 1794891 | 109830
Alkanedicarboxylic acid, polymer with lauryllactam and poly(oxyalkylene)diamine (generic) (P-04-0673) | 1794893 | 109831
N,N,N-Trialkyl-alkylaminium, N-aminocarbonylalkenyl, chloride, polymer with N-sulfoalkylaminocarbonylalkenyl, sodium salt and aminocarbonylalkenyl (generic) (P-04-0675) | 1794895 | 109832
N,N,N-Trialkyl-alkylaminium, N-aminocarbonylalkenyl, chloride, polymer with N-sulfoalkylaminocarbonylalkenyl, sodium salt and aminocarbonylalkenyl (generic) (P-04-0676) | 1794897 | 109833
Acrylic polymer with hydroxy and diamine groups (generic) (P-04-0681) | 1794899 | 109834
Methyl amino ethyl ether (generic) (P-04-0690) | 1794901 | 109835
Carboxylic acid functional polyurethane polymer, amino-functional acrylate polymer salt (PROVISONAL) (generic) (P-04-0691) | 1794903 | 109836
Urethane acrylate oligomer (generic) (P-04-0693) | 1794905 | 109837
Substituted aromatic ketone (generic) (P-04-0694) | 1794907 | 109838
Modified silicone polymer (generic) (P-04-0702) | 1794909 | 109839
Spiro[isobenzofuran-1(3H),9'-[9H]polyheterocycle]-3-one, 3'-[hexyl(2-methylphenyl)amino]-6'-[(2-methylphenyl)amino]- (generic) (P-04-0703) | 1794911 | 109840
Polymer of carboxylic acids, glycols, and epoxy resin (generic) (P-04-0704) | 1794913 | 109841
Polymer of carboxylic acids, glycols, and epoxy resin (generic) (P-04-0705) | 1794915 | 109842
Telechelic polyacrylates (generic) (P-04-0708) | 1794917 | 109843
Alkyl methacrylate copolymer (generic) (P-04-0710) | 1794919 | 109844
Azole polymer (generic) (P-04-0712) | 1794921 | 109845
Acrylic copolymer (generic) (P-04-0715) | 1794923 | 109846
Polysiloxane, aminoalkyl terminated polymers with urea functionality alkylcyclohexane (generic) (P-04-0721) | 1794925 | 109847
2-Propenoic acid, telomer with ethenylbenzene and phosphate salt (generic) (P-04-0722) | 1794927 | 109848
2-Propenoic acid, telomer with ethenylbenzene and phosphate salt, compd. with 2,2',2''-nitrilotris[ethanol] (generic) (P-04-0723) | 1794929 | 109849
Caprylic/capric glycerides, mono and di (generic) (P-04-0742) | 1794931 | 109850
Substituted phosphonic acid compounded with substituted urea (generic) (P-04-0743) | 1794933 | 109851
Acrylate copolymer (generic) (P-04-0744) | 1794935 | 109852
Amino phenolic reaction product with polyvinylphenol (generic) (P-04-0746) | 1794937 | 109853
Propylene glycol diethylhexanoate (generic) (P-04-0747) | 1794939 | 109854
Alkenoic acid, polymer with poly(oxyalkylene) alkenyl ether, sodiumsalt (generic) (P-04-0749) | 1794941 | 109855
Alkenoic acid, polymer with alkenoic ester and poly(oxyalkylene) alkenyl ether, sodium salt (generic) (P-04-0750) | 1794943 | 109856
Chlorinated quinolinesulfonic acid derivative (generic) (P-04-0756) | 1794945 | 109857
Blocked polymeric isocyanate (generic) (P-04-0758) | 1794947 | 109858
Organic ester, polymer with 1,3-benzenedimethanamine, (chloromethyl)oxirane and 4,4'-(1-methylethylidene)bis[phenol], reaction products with aromatic isocyanate and [(methylphenoxy)methyl]oxirane (generic) (P-04-0759) | 1794949 | 109859
Acrylic polymer (generic) (P-04-0760) | 1794951 | 109860
Polycarboxylate polymer with alkenyloxyalkylol modified poly(oxyalkylenediyl), calcium sodium salt (generic) (P-04-0763) | 1794953 | 109861
Polycarboxylate polymer with alkenyloxyalkylol modified poly(oxyalkylenediyl), sodium salt (generic) (P-04-0764) | 1794955 | 109862
Polyether diol, copolymer with toluene diisocyanate, methacrylic acid ester-blocked (generic) (P-04-0765) | 1794957 | 109863
Polymerized vegetable and fish oil with an olefin (generic) (P-04-0766) | 1794959 | 109864
Substituted ammonium formate (generic) (P-04-0767) | 1794961 | 109865
Heteromonocyclo-.beta.-(2,4-dichlorophenyl)-1-propanol (generic) (P-04-0776) | 1794963 | 109866
Polyester polyol (generic) (P-04-0778) | 1794965 | 109867
Acrylic polymer with hydroxyethyl phosphate, oxepanone ester, peroxoate-initiated (generic) (P-04-0781) | 1794967 | 109868
4,4'-MDI-based polyurethane polymer (generic) (P-04-0784) | 1794969 | 109869
Isocyanate functional polyester polyether urethane polymer (generic) (P-04-0785) | 1794971 | 109870
Halo substituted hydroxy nitrophenyl amide (generic) (P-04-0792) | 1794973 | 109871
Isocyanate terminated urethane polymer (generic) (P-04-0795) | 1794975 | 109872
Modified styrene polymer (generic) (P-04-0800) | 1794977 | 109873
Aluminum alkoxide complex (generic) (P-04-0801) | 1794979 | 109874
Isocyanate terminated urethane polymer (generic) (P-04-0802) | 1794981 | 109875
Aromatic and aliphatic polyamide (generic) (P-04-0803) | 1794983 | 109876
Homopolymer of amino-substituted methacrylic acid (generic) (P-04-0805) | 1794985 | 109877
Phosphonic acid, alkyl-, alkyl ester (generic) (P-04-0806) | 1794987 | 109878
Aromatic polyurethane (generic) (P-04-0808) | 1794989 | 109879
Alkylated aromatic isothiacyanate (generic) (P-04-0810) | 1794991 | 109880
Styrene acrylic copolymer (generic) (P-04-0815) | 1794993 | 109881
Oil / phenolic modified resin (generic) (P-04-0819) | 1794995 | 109882
Partly esterified and amidated poly(methacrylic acid) in water (generic) (P-04-0820) | 1794997 | 109883
Diimidazo(substituted)triphenodioxazine-(substituted)dione, (substituted)dichloro, (substituted)diethyl, (substituted)tetrahydro (generic) (P-04-0827) | 1794999 | 109884
Aliphatic soluble acrylic polymer on the basis of isobutyl methacrylate (generic) (P-04-0831) | 1795001 | 109885
Mixed long oil alkyd resin (generic) (P-04-0833) | 1795003 | 109886
Substituted naphthalenesulfonic acid substituted azo phenyl amino triazin amino substituted phenyl compound (generic) (P-04-0836) | 1795005 | 109887
Copolymer of acrylic acid and styrene (generic) (P-04-0838) | 1795007 | 109888
Copolymer of acrylic acid and maleic acid (generic) (P-04-0839) | 1795009 | 109889
Copolymer of maleic acid and styrene (generic) (P-04-0840) | 1795011 | 109890
Copolymer of maleic acid and styrene (generic) (P-04-0841) | 1795013 | 109891
Copolymer of maleic acid and styrene (generic) (P-04-0842) | 1795015 | 109892
Copolymer of acrylic acid and styrene (generic) (P-04-0843) | 1795017 | 109893
Polyalkylene phthalocyanine (generic) (P-04-0844) | 1795019 | 109894
Alkenoic acid, polymer with alkyl methacrylate, alkenylbenzene, hydroxyalkyl methacrylate, poly(e-caprolactone) ester with hydroxy ester acrylate,peroxide-initiated (generic) (P-04-0845) | 1795021 | 109895
Polymer of vinyl heterocycles (generic) (P-04-0846) | 1795023 | 109896
Aluminum salt of a quinacridione derivative (generic) (P-04-0853) | 1795025 | 109897
Alkaryl sulfonic acid (generic) (P-04-0857) | 1795027 | 109898
Alkaryl sulfonic acid (generic) (P-04-0858) | 1795029 | 109899
Benzene alkylate (generic) (P-04-0862) | 1795031 | 109900
Benzene alkylate (generic) (P-04-0863) | 1795033 | 109901
Alkaryl sulfonic acid, metal salts (generic) (P-04-0869) | 1795035 | 109902
Alkaryl sulfonic acid, metal salts (generic) (P-04-0870) | 1795037 | 109903
Fatty acids, vegetable oil, polymers with aromatic carboxylic acid,alkanediol, alkanetriol, vegetable oil, tetra hydroxy alkane and carboxylic acid anhydride (generic) (P-04-0871) | 1795039 | 109904
Acrylic polymer on the basis of isobutyl methacrylate (generic) (P-04-0873) | 1795041 | 109905
Acrylic polymer on the basis of methacrylates (generic) (P-04-0874) | 1795043 | 109906
Substituted PPVs (poly-p-phenylen-vinylens) (generic) (P-04-0877) | 1795045 | 109907
Petroleum distillate (generic) (P-04-0879) | 1795047 | 109908
Carbomonocyclic carboxylic salt (generic) (P-04-0880) | 1795049 | 109909
Quaternary amino modified silicone-polyether copolymer (generic) (P-04-0881) | 1795051 | 109910
Quaternary amino modified silicone-polyether copolymer (generic) (P-04-0882) | 1795053 | 109911
Quaternary amino modified silicone-polyether copolymer (generic) (P-04-0883) | 1795055 | 109912
Polyester polyol (generic) (P-04-0885) | 1795057 | 109913
Isocyanate terminated polyurethane resin (generic) (P-04-0888) | 1795059 | 109914
Isocyanate terminated polyurethane resin (generic) (P-04-0891) | 1795061 | 109915
Fatty acids, C16-18 and C18-unsatd., branched and linear, polymers with C18-unsatd. fatty acids dimers, and an amine (generic) (P-04-0895) | 1795063 | 109916
Alkyldiene acyclic carboxylic acid, ethyl ester (generic) (P-04-0898) | 1795065 | 109917
MDI based polyurethane polymer (generic) (P-04-0900) | 1795067 | 109918
Fatty acids, C16-C18 and C18-unsatd., branched and linear, polymerswith C18-unsatd. fatty acids dimers, triethylenetetramine and an amine (generic) (P-04-0902) | 1795069 | 109919
Polymer of vinyl heterocycle (generic) (P-04-0905) | 1795071 | 109920
Silicone anhydride (generic) (P-04-0906) | 1795073 | 109921
Polyolefin ester (generic) (P-04-0908) | 1795075 | 109922
Aryl-substituted diether propane (generic) (P-04-0911) | 1795077 | 109923
Silsesquioxanes (generic) (P-04-0913) | 1795079 | 109924
Amino polyether prepolymer ester (generic) (P-04-0914) | 1795081 | 109925
Styrene-methacrylate copolymer (generic) (P-04-0915) | 1795083 | 109926
Styrene-methacrylate copolymer (generic) (P-04-0916) | 1795085 | 109927
Styrene-methacrylate copolymer (generic) (P-04-0917) | 1795087 | 109928
Alkaryl sulfonic acid, metal salts (generic) (P-04-0920) | 1795089 | 109929
Alkaryl sulfonic acid, metal salts (generic) (P-04-0921) | 1795091 | 109930
Alkaryl sulfonic acid, metal salts (generic) (P-04-0922) | 1795093 | 109931
Alkaryl sulfonic acid (generic) (P-04-0925) | 1795095 | 109932
Alkaryl sulfonic acid (generic) (P-04-0926) | 1795097 | 109933
Alkaryl sulfonic acid (generic) (P-04-0927) | 1795099 | 109934
Toluene alkylate (generic) (P-04-0930) | 1795101 | 109935
Toluene alkylate (generic) (P-04-0931) | 1795103 | 109936
Toluene alkylate (generic) (P-04-0932) | 1795105 | 109937
Silsesquioxanes (generic) (P-04-0937) | 1795107 | 109938
Polysiloxane, aminoalkyl terminated polymers with urea functionality alkylbenzene (generic) (P-04-0939) | 1795109 | 109939
Multifunctional acrylate oligomer resin (generic) (P-04-0946) | 1795111 | 109940
Organic acids aluminum complexes (generic) (P-04-0949) | 1795113 | 109941
Reaction product of substituted naphthalenesulfonic acid azo substituted phenyl amino substituted triazine compound and substituted phenyl azo substituted naphthalenesulfonic acid (generic) (P-04-0950) | 1795115 | 109942
Polydimethylsiloxane with aminoalkyl and polyether groups (generic) (P-04-0952) | 1795117 | 109943
Polydimethylsiloxane with aminoalkyl and polyether groups (generic) (P-04-0955) | 1795119 | 109944
Epoxide-amine adduct (generic) (P-04-0959) | 1795121 | 109945
Formaldehyde, polymer with dialkylphenylamine, dialkylphenol and trimethylhexanediamine (generic) (P-05-0001) | 1795123 | 109946
Methyl cyano amino ethyl ether (generic) (P-05-0002) | 1795125 | 109947
Trimethyl bis alkylamine bis (aminoethyl) ether (generic) (P-05-0010) | 1795127 | 109948
Polymer of maleic anhydride and substituted alkenes, potassium salt, persulfate-initiated (generic) (P-05-0014) | 1795129 | 109949
Modified acrylic resin (generic) (P-05-0015) | 1795131 | 109950
Modified acrylic resin (generic) (P-05-0016) | 1795133 | 109951
Modified acrylic resin (generic) (P-05-0017) | 1795135 | 109952
Norrish Type 1 acetophenone acetoacetic ester (generic) (P-05-0019) | 1795137 | 109953
Polyester isocyanate polymer (generic) (P-05-0026) | 1795139 | 109954
Substituted pyrimidinetrione (generic) (P-05-0028) | 1795141 | 109955
Substituted benzene (generic) (P-05-0033) | 1795143 | 109956
Substituted aryl acetonitrile (generic) (P-05-0035) | 1795145 | 109957
Diglycidyl bisphenol A trimellitic acid adduct (generic) (P-05-0039) | 1795147 | 109958
Modified starch-acrylate polymer (generic) (P-05-0040) | 1795149 | 109959
Urethane modified polycarboxylic resin (generic) (P-05-0044) | 1795151 | 109960
Hydroxy functional polyacrylate resin (generic) (P-05-0045) | 1795153 | 109961
Stabilized aluminum alcoholate (generic) (P-05-0047) | 1795155 | 109962
Phthalocyanine compound (generic) (P-05-0048) | 1795157 | 109963
Diglycidyl bisphenol A adduct (generic) (P-05-0049) | 1795159 | 109964
Urethane polymer [organic isocyanate, polyester polyol, oil or fat] (generic) (P-05-0051) | 1795161 | 109965
Formic acid, compd. with (chloromethyl)oxirane polymer with alkyldiamine, 4,4'-(1-methylethylidene)bis[phenol] and tetradecyloxirane, acetate (salt) (generic) (P-05-0053) | 1795163 | 109966
Neodecanoic acid, 1,6-hexanediylbis[imino(2-hydroxy-3,1-propanediyl)] ester, polymer with (chloromethyl)oxirane, alkyldiamine, 4,4'-(methylethylidene)bis[phenol] and 2,2'-[(1-methylethylidene)bis(4,1-phenyleneoxymethylene)]bis[oxirane], reaction products with diethanolamine, acetates (salts) formates (salts) (generic) (P-05-0054) | 1795165 | 109967
Ether amine phosphonate salt (generic) (P-05-0058) | 1795167 | 109968
Ether amine phosphonate salt (generic) (P-05-0062) | 1795169 | 109969
Fatty acid dimers, polymer with alkoxylated phenol, hydroxy ester acrylate, cyclohexyl isocyanate and cyclic carboxylic acid (generic) (P-05-0067) | 1795171 | 109970
Alkyl modified polysiloxane (generic) (P-05-0069) | 1795173 | 109971
Alkyl modified polysiloxane (generic) (P-05-0070) | 1795175 | 109972
Telechelic polyacrylates (generic) (P-05-0071) | 1795177 | 109973
Polymer of acrylate and methacrylate esters (generic) (P-05-0072) | 1795179 | 109974
Potassium salt of substituted arylazo butanamide (generic) (P-05-0079) | 1795181 | 109975
Halo phenyl amino substituted cyclohexene salt (generic) (P-05-0103) | 1795183 | 109976
Polyurethane (generic) (P-05-0104) | 1795185 | 109977
Toluylene-diisocyanate, reaction product with benzenedimethanamine and methoxypolyethylene glycol (generic) (P-05-0111) | 1795187 | 109978
Polyethylene-polypropylene glycol, reaction products with octadecylisocyanate (generic) (P-05-0113) | 1795189 | 109979
Reaction product of alkylcarboxylic acid, substituted alkenyl aminewith aromatic anhydride acetate salts (generic) (P-05-0116) | 1795191 | 109980
Vinyl acrylic copolymer (generic) (P-05-0121) | 1795193 | 109981
Alkylpolyoxyalkylenesulfosuccinimate (generic) (P-05-0122) | 1795195 | 109982
Alkylpolyoxyalkyleneamide (generic) (P-05-0123) | 1795197 | 109983
Polymer of alkanepolyol, fatty acid derivative and disubstituted benzenes (generic) (P-05-0127) | 1795199 | 109984
Waterborne polyurethane (generic) (P-05-0132) | 1795201 | 109985
Multifunctional acrylate oligomer resin (generic) (P-05-0138) | 1795203 | 109986
Alkyl acrylate, polymer with alkyl acrylate, alkylacrylamide, and alkyl acrylate (generic) (P-05-0142) | 1795205 | 109987
Polymer of halogenated alkenes (generic) (P-05-0143) | 1795207 | 109988
2-Alkenedioic acid, polymer with sodium 2-alkene-1-sulfonate, inorganic nitrogen compound salt (generic) (P-05-0157) | 1795209 | 109989
Polyethylene glycol ester of fatty acids (generic) (P-05-0160) | 1795211 | 109990
Polyethylene glycol ester of fatty acids (generic) (P-05-0161) | 1795213 | 109991
Polyester amidoamine (generic) (P-05-0168) | 1795215 | 109992
Maleic anhydride and acrylics modified polyolefin (generic) (P-05-0169) | 1795217 | 109993
Copolymer of methacrylic acid, acrylic ester, vinyl ester, and hydrophobically modified vinyl oligomer (generic) (P-05-0170) | 1795219 | 109994
Copolymer of methacrylic acid, acrylic ester, vinyl ester, and hydrophobically modified vinyl oligomer, ammonium salt (generic) (P-05-0171) | 1795221 | 109995
Copolymer of methacrylic acid, acrylic ester, vinyl ester, and hydrophobically modified vinyl oligomer, sodium salt (generic) (P-05-0172) | 1795223 | 109996
Copolymer of methacrylic acid, methacrylic ester, acrylic ester, vinyl ester, and hydrophobically modified vinyl oligomer (generic) (P-05-0173) | 1795225 | 109997
Copolymer of methacrylic acid, methacrylic ester, acrylic ester, vinyl ester, and hydrophobically modified vinyl oligomer, ammonium salt (generic) (P-05-0174) | 1795227 | 109998
Copolymer of methacrylic acid, methacrylic ester, acrylic ester, vinyl ester, and hydrophobically modified vinyl oligomer, sodium salt (generic) (P-05-0175) | 1795229 | 109999
2-Propenoic acid, 2-methyl-, oxiranylalkyl ester, polymer with alkyl 2-propenoate, ethenylbenzene, and trialkylcycloalkyl 2-methyl-2-propenoate, dialkyl peroxide and trialkylhexaneperoxoate-initiated (generic) (P-05-0176) | 1795231 | 110000
2-Propenoic, 2-methyl-, 2-hydroxyethyl ester, reaction products with hexakis (alkoxyalkyl) melamine (generic) (P-05-0177) | 1795233 | 110001
Heteropolycyclic, 9-(2-carboxyphenyl)-3,6-bis[(2-methylphenyl)amino]-, chloride (generic) (P-05-0184) | 1795235 | 110002
Fatty acids, tall-oil, reaction products with 4-methyl-2-pentanone and aliphatic polyamine (generic) (P-05-0186) | 1795237 | 110003
Fatty acids, tall-oil, reaction products with (butoxymethyl) oxirane formaldehyde-phenol polymer glycidyl ether, morpholinepropanamine, propylene glycol diamine and aliphatic polyamine, N-(1,3-dimethylbutylidene) derivs. (generic) (P-05-0186) | 1795239 | 110004
Formaldehyde, polymer with aliphatic diamine and phenol, reaction products with 4-methyl-2-pentanone (generic) (P-05-0186) | 1795241 | 110005
Poly(oxy-1,2-ethanediyl), .alpha.-[[[(ethenyloxy)alkyl]alkyl]methyl]-.omega.-hydroxy-, polymer with halogenated ethene, alkyl vinylethers and 4-[(ethenyloxy) alkyl]alkanemethanol (generic) (P-05-0188) | 1795243 | 110006
Polyester acrylate oligomer (generic) (P-05-0193) | 1795245 | 110007
Phenyl azo sulfonylphenyl copper amino sodium salt (generic) (P-05-0194) | 1795247 | 110008
Phenyl azo sulfonylphenyl copper sodium salt (generic) (P-05-0194) | 1795249 | 110009
Sulfonated azo-naphthalene derivative, sodium salt (generic) (P-05-0202) | 1795251 | 110010
Sulfonated azo-naphthalene derivative, mixed salt (generic) (P-05-0203) | 1795253 | 110011
Soybean oil, modified products (generic) (P-05-0210) | 1795255 | 110012
Soybean oil, modified, hydrogenated (generic) (P-05-0211) | 1795257 | 110013
Maleic acid, sodium allyl sulphonate copolymer sodium salt (generic) (P-05-0212) | 1795259 | 110014
Polycarboxylate polymer with alkenyloxyalkylol modified with poly(oxyalkylenediyl), potassium salt (generic) (P-05-0223) | 1795261 | 110015
Polycarboxylate polymer with alkenyloxyalkylol modified with poly(oxyalkylenediyl), calcium potassium salt (generic) (P-05-0224) | 1795263 | 110016
Polyalkoxylated aromatic (generic) (P-05-0226) | 1795265 | 110017
Alkoxylated aromatic amine (generic) (P-05-0227) | 1795267 | 110018
Aromatic-modified aliphatic hydrocarbon resin (generic) (P-05-0236) | 1795269 | 110019
HDI/polycarbonate/polycaprolactone prepolymer (generic) (P-05-0237) | 1795271 | 110020
1,4-Butanediol, polymer with .alpha.-hydro-.omega.-hydroxypoly(oxy-1,2-ethanediyl) and aliphatic diisocyanate (generic) (P-05-0238) | 1795273 | 110021
Glucomannan (generic) (P-05-0241) | 1795275 | 110022
Alkyl acrylic, methacrylic, vinylic copolymer (generic) (P-05-0245) | 1795277 | 110023
3-Phenylimino-6-oxo-1,4-cyclohexadiene derivative (generic) (P-05-0247) | 1795279 | 110024
5-Amino-4-nitrophenylazo-1-phenylpyrazole derivative (generic) (P-05-0248) | 1795281 | 110025
Allyl compounds, copolymers with unsaturated acids (generic) (P-05-0250) | 1795283 | 110026
Hydroxy aromatics, polymer with fluorinated aromatics (generic) (P-05-0251) | 1795285 | 110027
Aminoalkoxypolysiloxane (generic) (P-05-0260) | 1795287 | 110028
Phenol-substituted amide (generic) (P-05-0261) | 1795289 | 110029
Amine functional epoxy resin salted with organic acid (generic) (P-05-0264) | 1795291 | 110030
Polydimethyl fluoroalkyl hydrogen siloxane (generic) (P-05-0267) | 1795293 | 110031
Alkanolactone, polymer with substituted 2H-pyran-2-one, 2-(2-butoxyethoxy)ethyl ester, phosphate (generic) (P-05-0273) | 1795295 | 110032
Di(alkyl phenyl) iodonium hexafluoroantimonate (generic) (P-05-0275) | 1795297 | 110033
Styrene acrylate copolymer (generic) (P-05-0284) | 1795299 | 110034
Tall oil modified aromatic acrylic polymer (generic) (P-05-0288) | 1795301 | 110035
Tall oil modified aromatic acrylic polymer, ammonium salt (generic) (P-05-0289) | 1795303 | 110036
Alkanedioic acid, polymer with 1,3,5-tris(substituted alkyl)-1,3,5-triazine-2,4,6(1H,3H,5H)-trione, alkanoate(ester) 3-substituted-2-(substituted alkyl)-2-alkanoate (ester) (generic) (P-05-0290) | 1795305 | 110037
Aqueous polyurethane dispersion (generic) (P-05-0297) | 1795307 | 110038
Modified acrylonitrile-butadiene polymer (generic) (P-05-0299) | 1795309 | 110039
Niobium organic compound (generic) (P-05-0300) | 1795311 | 110040
Alkanoic acid, 3-hydroxy-2-(hydroxyalkyl)-2-alkyl-, ion(1-), salts with bisphenol A-bisphenol A-epichlorohydrin polymer 2-alkyl-1-alkanol-1-[(2-hydroxyalkyl)thio]-2-alkanol-TDI reaction products (generic) (P-05-0303) | 1795313 | 110041
Mixed fatty acids and diacids polymer with polyol (generic) (P-05-0306) | 1795315 | 110042
Mono-methyl maleate/acrylic acid/hydroxypropyl methacrylate copolymer ammonium salt (generic) (P-05-0317) | 1795317 | 110043
Mono-methyl maleate/acrylic acid/hydroxypropyl methacrylate copolymer (generic) (P-05-0321) | 1795319 | 110044
Amine salt of styrene acrylic polymer (generic) (P-05-0327) | 1795321 | 110045
Amine salt of styrene acrylate polymer (generic) (P-05-0327) | 1795323 | 110046
Halogenated phenoxy aromatic (generic) (P-05-0329) | 1795325 | 110047
Carboxylic acid and ketone-functional polyurethane polymer, 2-dimethylaminoethyl salt (generic) (P-05-0330) | 1795327 | 110048
Blocked polyurethane (generic) (P-05-0340) | 1795329 | 110049
Blocked polyurethane (generic) (P-05-0341) | 1795331 | 110050
Polyether glycol (generic) (P-05-0344) | 1795333 | 110051
Polymer of alkyl diols with aryl and alkyl diacids, aryl anhydridesand esters of aryl diacids (generic) (P-05-0346) | 1795335 | 110052
Poly[oxy(alkyldiyl), .alpha.-hydro-.omega.-hydroxy-, acrylated-blocked polymer with 1,1'-methylenebis[isocyanatobenzene] (generic) (P-05-0347) | 1795337 | 110053
Styrene maleic anhydride imide polyquat salt (generic) (P-05-0351) | 1795339 | 110054
Poly(oxy-1,2-ethanediyl), .alpha.-hydro-.omega.-hydroxy-, polymer with alkyl diisocyanate (generic) (P-05-0355) | 1795341 | 110055
Polycarbodiimide (generic) (P-05-0358) | 1795343 | 110056
Isocyanate acid, polyalkylenepolyphenyylene ester, 2-(2-alkoxy)alkanol-and alkylene glycol-blocked (generic) (P-05-0359) | 1795345 | 110057
7H-Pyrazolo[1,5-b][1,2,4]triazole derivative (generic) (P-05-0360) | 1795347 | 110058
Silane functionalized aliphatic amine (generic) (P-05-0365) | 1795349 | 110059
Substituted phenylsulfonyl, substituted acid chloride (generic) (P-05-0366) | 1795351 | 110060
Mixed metal oxide complex (generic) (P-05-0367) | 1795353 | 110061
Acrylic polymer with styrene, peroxy-initiated (generic) (P-05-0369) | 1795355 | 110062
Acrylic polymer with styrene, peroxy-initiated (generic) (P-05-0371) | 1795357 | 110063
Acrylic polymer with styrene, peroxy-initiated (generic) (P-05-0372) | 1795359 | 110064
Acrylic polymer with styrene, peroxy-initiated (generic) (P-05-0373) | 1795361 | 110065
Acrylic polymer with styrene, peroxy-initiated (generic) (P-05-0374) | 1795363 | 110066
Styrene maleic anhydride derivative potassium salt (generic) (P-05-0375) | 1795365 | 110067
Styrene maleic anhydride derivative sodium salt (generic) (P-05-0376) | 1795367 | 110068
Silane terminated polyurethane (generic) (P-05-0377) | 1795369 | 110069
Isocyanate functional polyester urethane polymer (generic) (P-05-0379) | 1795371 | 110070
Benzene, 1,1'-methylenebis[4-isocyanato-, polymer with benzenedicarboxylic acid, butyl dialkyl ester, poly[oxy(methyl-1,2-ethanediyl)], .alpha.-hydro-.omega.-hydroxy-, oxirane, alkyl-, polymer with oxirane, ether with propanepolyol and Sartomer's HLBH P-3000 and Lexorez 1180 (generic) (P-05-0380) | 1795373 | 110071
.beta.-Ketoester and .beta.-diketone, polymers with bisphenol A diglycidyl ether homopolymer diacrylate 3-(C10-16)-alkyloxy)-2-hydroxypropyl ethers, 1,6-hexanediol diacrylate, polyethylene glycol monoacrylate ether with trimethylolpropane (3:1), and alkyl acrylate, reaction products with alkyl amine andalkanol amine (generic) (P-05-0397) | 1795375 | 110072
Isocyanate functional polyester acrylic polyether urethane polymer (generic) (P-05-0401) | 1795377 | 110073
Arene, alkenyl-, homopolymer, hydroxyaromaticcarboxylic acid-terminated, metal complexes (generic) (P-05-0402) | 1795379 | 110074
Alkylaldehyde, polymer with alkylarenol, hydroxyaromaticcarboxylic acid-terminated, metal complexes (generic) (P-05-0403) | 1795381 | 110075
Substituted phenylsulfonyl, halosubstituted benzamide (generic) (P-05-0405) | 1795383 | 110076
Polyhydroxyalkanoate, homopolymer (generic) (P-05-0407) | 1795385 | 110077
Polyhydroxyalkanoate, copolymer (generic) (P-05-0408) | 1795387 | 110078
Phenol, 4,4'-(1-alkylalkylidene)bis-, reaction products with bisphenol A-epichlorohydrin polymer alkanoate, dialkylenetriamine, 2-(alkylamino)alkanol, 1,1'-alkylenebis[4-isocyanatobenzene] and polyalkylene glycol ether with bisphenol A (2:1) (generic) (P-05-0411) | 1795389 | 110079
Acrylic polymer with styrene, peroxy-initiated (generic) (P-05-0416) | 1795391 | 110080
NH2-terminated polyurethane prepolymer (generic) (P-05-0424) | 1795393 | 110081
2-Propenoic acid, 2-methyl-, 2-hydroxyalkyl ester, polymer with butyl 2-propenoate, ethenylbenzene, 4-hydroxybutyl 2-propenoate, 2-methylpropyl 2-methyl-2-propenoate, and 2-oxepanone and 2-propenoic acid, tert-Bu 2-ethylhexaneperoxoate-initiated, compds. with 2-(dimethylamino)ethanol (generic) (P-05-0425) | 1795395 | 110082
2-Propenoic acid, 2-methyl-, alkyl ester, polymer with butyl 2-propenoate, ethenylbenzene, and 2-propenoic acid, tert-Bu 2-ethylhexaneperoxoate-initiated, compds. with 2-(dimethylamino)ethanol (generic) (P-05-0426) | 1795397 | 110083
Polyester-urethane polyketone (generic) (P-05-0427) | 1795399 | 110084
1,3-Benzenedicarboxylic acid, polymer with 1,3-diisocyanatomethylbenzene, 2-ethyl-2-(hydroxymethyl)-1,3-propanediol, hexanedioic acid, 1,6-hexanediol, 3-hydroxy-2-(hydroxymethyl)-2-methylpropanoic acid, 5-isocyanato-1-(isocyanatomethyl)-1,3,3-trimethylcyclohexane, and (alkylidene)bis[cyclohexanol], 3-oxobutanoate, compd. with N,N-diethylethanamine (generic) (P-05-0428) | 1795401 | 110085
Modified fatty acids, polymer with 1,6-hexanediol, isophthalic acid, and trimellitic anhydride (generic) (P-05-0429) | 1795403 | 110086
2,5-Furandione, polymer with ethene and 1-propene, reaction productwith aryl amine (generic) (P-05-0431) | 1795405 | 110087
Alkanedioic acid, polymer with amine, alkanediols, caprolactone, dialkyl ester of sulfated aromatic dicarboxylic acid, sodium salt, hydroxy substituted alkane, isocyanates and alkanetriol (generic) (P-05-0432) | 1795407 | 110088
Carboxyalkenyl, telomer with mercaptoalkylol and sulfoalkyl-aminocarbonylalkenyl, sodium salt (generic) (P-05-0433) | 1795409 | 110089
Carboxyalkenyl, telomer with mercaptoalkylol and sulfoalkyl-aminocarbonylalkenyl ammonium salt (generic) (P-05-0434) | 1795411 | 110090
Alkylaminium, salt with mercaptoalkylol, telomer with sulfoalkyl-aminocarbonylalkenyl and carboxyalkenyl (generic) (P-05-0435) | 1795413 | 110091
2-Propenoic acid, 2-methyl-, 2-hydroxyalkyl ester, polymer with butyl 2-propenoate, ethenylbenzene, 4-hydroxybutyl 2-propenoate, 2-methylpropyl 2-methyl-2-propenoate, and 2-oxepanone, tert-Bu 2-ethylhexaneperoxoate-initiated (generic) (P-05-0437) | 1795415 | 110092
Vinyl acetal based polymer (generic) (P-05-0439) | 1795417 | 110093
2-Propenoic acid, 2-methyl-, C12-15-branched and linear alkyl esters, polymers with alkenylamide and 2-ethylhexyl methacrylate (generic) (P-05-0443) | 1795419 | 110094
Modified octylphenol formaldehyde polymer (generic) (P-05-0445) | 1795421 | 110095
1-Propanaminium, 2,3-dihydroxy-N,N-dimethyl-N-[3-[(fatty acid)amino]propy]chloride (generic) (P-05-0446) | 1795423 | 110096
Epoxidized soya oil reaction products with aqueous alcohol (generic) (P-05-0448) | 1795425 | 110097
Epxoidized soya oil reaction products with alcohol (generic) (P-05-0449) | 1795427 | 110098
Poly alkyl methacrylates, hydroxyalkyl methacrylate, alkyl acrylate, keto-functional alkylmethacrylate, vinyl hetercyclic monomer, reaction product with heterocyclic functional amine (generic) (P-05-0456) | 1795429 | 110099
Styrene, cycloaliphatic acrylate, alkyl acrylate, hydroxyalkyl methacrylate copolymer (generic) (P-05-0457) | 1795431 | 110100
Phenol-substituted amide (generic) (P-05-0458) | 1795433 | 110101
Polymer of aminoalkyl terminated polysiloxane with alkyl isocyanate (generic) (P-05-0460) | 1795435 | 110102
Fluorinated vinyl ether polymer (generic) (P-05-0467) | 1795437 | 110103
1,1'-Methylenebis[isocyanatobenzene], polymer with polycarboxylic acids and alkanepolyols (generic) (P-05-0469) | 1795439 | 110104
1,1'-Methylenebis[isocyanatobenzene], polymer with polycarboxylic acids and alkanepolyols (generic) (P-05-0471) | 1795441 | 110105
1,1'-Methylenebis[isocyanatobenzene] polymer with polycarboxylic acids and alkanepolyols (generic) (P-05-0473) | 1795443 | 110106
Acetoacetate functional acrylic polyol (generic) (P-05-0475) | 1795445 | 110107
Alkanoic acid, 2-hydroxy-, ion(1-), salt with bisphenol A-bisphenolA-epichlorohydrin polymer (generic) (P-05-0479) | 1795447 | 110108
Benzenemethanaminium, N,N-dimethyl-N-[2-[(2-methyl-1-oxo-2-propenyl)oxy]ethyl]-, chloride, polymer with ethenylbenzene, alkyl-substituted methyl-2-propenoate and alkyloxy-substituted methyl-2-propenoate (generic) (P-05-0482) | 1795449 | 110109
Reaction products with polyoxypropylenediamine and alkyl ketone (generic) (P-05-0483) | 1795451 | 110110
Polyoxyethylene polyoxypropylene polymer, reaction with cyclohexylmethane diisocyanate and polyoxyphenyl derivative (generic) (P-05-0484) | 1795453 | 110111
Blocked aromatic isocyanate (generic) (P-05-0495) | 1795455 | 110112
Cyclohexane, 5-isocyanato-1-(isocyanatomethyl)-1,3,3-trimethyl-, polymers with hydroxy-terminated saturated hydrocarbon chain, 2-hydroxyethyl acrylate-blocked (generic) (P-05-0496) | 1795457 | 110113
Quaternary acrylic copolymer (generic) (P-05-0499) | 1795459 | 110114
Thermochemical mechanically processed corn germ (generic) (P-05-0500) | 1795461 | 110115
Polyether-carbonateurethane and polyurea copolymer (generic) (P-05-0506) | 1795463 | 110116
2-Alkenoic acid, 2-alky-, polymer with alkyl 2-alkyl-2-alkenoate, alkenylbenzene, 2-hydroxyalkyl 2-alkyl-2-alkenoate and .alpha.-(2-alkyl-1-oxo-2-alkenyl)-.omega.-(phosphonoxy)poly[oxy(alkyl-1,2-alkanediyl)], tert-alkyl 2-alkaneperoxoate-initiated (generic) (P-05-0507) | 1795465 | 110117
Isocyanate functional urethane polymer (generic) (P-05-0509) | 1795467 | 110118
Modified isophorone diamine compound (generic) (P-05-0511) | 1795469 | 110119
Alkylacrylate copolymer (generic) (P-05-0512) | 1795471 | 110120
Alkyl methacrylate esters telomers with alkylmethacrylamide, 1-dodecanethiol, tert-Bu 2-ethylhexaneperoxoate-initiated (generic) (P-05-0513) | 1795473 | 110121
Alkyl methacrylate esters telomers with alkylmethacrylamide, 1-dodecanethiol, tert-Bu 2-ethylhexaneperoxoate-initiated (generic) (P-05-0517) | 1795475 | 110122
Polymer of formaldehyde and substituted phenols (generic) (P-05-0527) | 1795477 | 110123
Polyolefin esters (generic) (P-05-0530) | 1795479 | 110124
Polyolefin esters (generic) (P-05-0531) | 1795481 | 110125
Arylsulfonate salt (generic) (P-05-0535) | 1795483 | 110126
Alkanedioic acid, polymer with 1,3-diisocyanatomethylbenzene, 2,2-dimethyl-1,3-propanediol, 3-hydroxy-2-(hydroxymethyl)-2-methylpropanoic acid and2,2'-[(1-methylethylidene)bis(4,1-phenyleneoxy)]bis[ethanol], 2-ethyl-2-[[2-(hydroxymethyl)-2-[[(1-oxo-2-propenyl)oxy]methyl]butoxy]methyl]-1,3-propanediyl diacrylate blocked, compds. with triethylamine (generic) (P-05-0542) | 1795485 | 110127
Polyimide from carbonyl-bis(carbomonocyclic dianhydride), alkyl-substituted carbomonocyclic diisocyanates, alkylene-bis(carbomonocyclic isocyanates) and oxy-bis(carbomonocyclic amine) (generic) (P-05-0547) | 1795487 | 110128
Acrylic ester copolymer (generic) (P-05-0550) | 1795489 | 110129
Aromatic polyurethane polymer (generic) (P-05-0552) | 1795491 | 110130
Alkanoic acid polymer with hydroxy alkyl, isocyanated toluene and methyloxirane polymer with oxirane ether, polyalkylene glycol ether-blocked (generic) (P-05-0556) | 1795493 | 110131
Trisubstituted-phenylazo-propenylamino-methoxy-phenyl-acetamide (generic) (P-05-0558) | 1795495 | 110132
Acrylate, polymer with styrene and methylamino chloride compounds (generic) (P-05-0571) | 1795497 | 110133
Isocyanate functional polycarbamoyl(polyalkylene oxide) (generic) (P-05-0578) | 1795499 | 110134
Acrylic acid polymer with vinylated benzene and substituted propanediol trimethacrylate (generic) (P-05-0580) | 1795501 | 110135
2-Propenoic acid, polymer with substituted propanediol triacrylated (generic) (P-05-0581) | 1795503 | 110136
Acrylic modified polyester (generic) (P-05-0583) | 1795505 | 110137
2-Propenoic acid, 2-methyl-, 2-hydroxyethyl ester, homopolymer, ester with [3-[(carboxyamino)methyl]-3,5,5-trimethylcyclohexyl]carbamic acid mono[2-(2-butoxyethoxy)ethyl] ester, [3-[(carboxyamino)methyl]-3,5,5-trimethylcyclohexyl]carbamic acid mono[2-dimethylamino)ethyl] ester and alkyl polyester homopolymer hydrogen (methyl-1,3-phenylene)bis[carbamate] (generic) (P-05-0586) | 1795507 | 110138
Substituted benzenesulfonamide (generic) (P-05-0590) | 1795509 | 110139
Acrylic acid polymer with benzyl acrylate and substituted propanediol triacrylate (generic) (P-05-0592) | 1795511 | 110140
Sulfato cyclohexene aliphatic sulfo substituted imidazole napthyl salt (generic) (P-05-0600) | 1795513 | 110141
Ethoxylated bis (hydroxysubstituted) alkane, polymer with alkyl substituted alkenoate (generic) (P-05-0601) | 1795515 | 110142
Bisphenol S mono ether (generic) (P-05-0613) | 1795517 | 110143
Benzoic acid (substituted)-, alkyl vegetable oil derivatives (generic) (P-05-0617) | 1795519 | 110144
Octadecanoic acid, 12-hydroxy-, ion(1-), salts with alkyl acrylate-glycidyl methacrylate-hydroxyalkyl acrylate- Me methacrylate-styrene polymer-2,2'-thiobis[ethanol] reaction products lactates (salts) (generic) (P-05-0622) | 1795521 | 110145
Alkylsubstituted polyalkene glycol monoalkylether (generic) (P-05-0633) | 1795523 | 110146
Polyether amido acid polyamine derivative (generic) (P-05-0640) | 1795525 | 110147
2-Propenoic acid ester polymer, compd. with substituted aromatic derivative (generic) (P-05-0644) | 1795527 | 110148
Benzene, 1,1'-methylenebis[isocyanato-, polymer with 2-Propenoic acid, 2-hydroxyethyl ester, hexanedioic acid, polymer with 1,4-butanediol and 2,2-dimethyl-1,3-propanediol, and Lexorez 1180-35 (generic) (P-05-0649) | 1795529 | 110149
Cyclohexane, 5-isocyanato-1-(isocyanatomethyl)-1,3,3-trimethyl-, polymers with hydroxy-terminated unsaturated hydrocarbon chain, 2-hydroxyethyl acrylate-blocked (generic) (P-05-0652) | 1795531 | 110150
Maleic anhydride, adipic acid, propylene glycol polyglycol copolymer (generic) (P-05-0668) | 1795533 | 110151
Substituted quino[2,3-b]acridine-7,14-dione, 5,12-dihydro-, derivatives (generic) (P-05-0671) | 1795535 | 110152
Siloxane modified silica nanoparticles (generic) (P-05-0673) | 1795537 | 110153
Dialkyl carbonate epoxy polymer with substituted triol (generic) (P-05-0677) | 1795539 | 110154
Alkoxy modified polydimethylsiloxane (generic) (P-05-0679) | 1795541 | 110155
Polyoxyethylene alkyl phosphoether salt (generic) (P-05-0681) | 1795543 | 110156
Substituted alkyl sulfonic acid amino oxy homopolymer potassium salt (generic) (P-05-0682) | 1795545 | 110157
Phenolic modified rosin resin (generic) (P-05-0684) | 1795547 | 110158
Phenolic modified rosin resin (generic) (P-05-0685) | 1795549 | 110159
Siloxane modified alumina nanoparticles (generic) (P-05-0687) | 1795551 | 110160
Polyalkylene glycol aryl ether, reaction products with formaldehyde (generic) (P-05-0694) | 1795553 | 110161
Copolymer of acrylonitrile, methyl methacrylate and monosubstitutedacrylamide (generic) (P-05-0695) | 1795555 | 110162
Polyether polyurethane derivative polymer (generic) (P-05-0696) | 1795557 | 110163
Polyether polyurethane derivative polymer (generic) (P-05-0697) | 1795559 | 110164
Sulphonated azo-naphthalene derivative, salt (generic) (P-05-0701) | 1795561 | 110165
Sulfonated azo-naphthalene derivative, mixed salt (generic) (P-05-0702) | 1795563 | 110166
1,4-Benzenedicarboxylic acid, polymer with alkenedioic acid, alkyl diols, and, 2-hydroxy-3-[(2-methyl-1-oxo-2-propenyl)oxy]propyl ester (generic) (P-05-0703) | 1795565 | 110167
Urethane prepolymer constituted from polyols of polyoxyalkylene ether and isophorone diisocyanate as its main chain skeleton, whose terminal is modified by silylize reagent added methyl acrylate to N-.beta.-aminoethyl-.gamma.-aminopropyltrimethoxysilane (generic) (P-05-0704) | 1795567 | 110168
Urethane prepolymer constituted from polyols of polyoxyalkylene ether and isophorone diisocyanate as its main chain skeletion, whose terminal is modified by silylize reagent added methyl acrylate to N-.beta.-aminoethyl-.gamma.-aminopropylmethyldimethoxysilane (generic) (P-05-0705) | 1795569 | 110169
Hexanedioic acid polymer with diols and diisocyanate (generic) (P-05-0706) | 1795571 | 110170
Halogenated N,N,N-trialkyl-alkylamminium, N-aminocarbonylalkenyl (generic) (P-05-0707) | 1795573 | 110171
Polysulfide adduct (generic) (P-05-0715) | 1795575 | 110172
Polymer of a carbomonocyclic diisocyanate, a modified polyalkene, hydroxyalkane and a substituted alkoxysilane (generic) (P-05-0719) | 1795577 | 110173
Formaldehyde polymer with amines and phenol (generic) (P-05-0721) | 1795579 | 110174
Carbon black, 4-[[2-(sulfooxy)ethyl]substituted]phenyl-modified, sodium salts (generic) (P-05-0722) | 1795581 | 110175
Copper, [29H,31H-phthalocyaninato(2-)-.kappa.N29,.kappa.N30,.kappa.N31,.kappa.N32]-, 4-[[2-(sulfooxy) ethyl]substituted]phenyl derivs., sodium salts (generic) (P-05-0723) | 1795583 | 110176
Quino[2,3-b]acridine-7,14-dione, 5,12-dihydro-2,9-dimethyl-, 4-[[2-(sulfooxy)ethyl]substituted]phenyl derivs., sodium salts (generic) (P-05-0724) | 1795585 | 110177
Butanamide, 2-[(2-methoxy-4-nitrophenyl)azo]-N-(2-methoxyphenyl)-3-oxo, 4-[[2-(sulfooxy)ethyl]substituted]phenyl derivs., sodium salts (generic) (P-05-0725) | 1795587 | 110178
Naphthalenesulfonic acid azo substituted phenyl amino substituted triazine amino alkyl bis salt compound (generic) (P-05-0728) | 1795589 | 110179
Urethane modified epoxy resin (generic) (P-05-0733) | 1795591 | 110180
Peroxyalkanoic acid (generic) (P-05-0741) | 1795593 | 110181
Peroxyalkanoic acid (generic) (P-05-0742) | 1795595 | 110182
Peroxyalkanoic acid (generic) (P-05-0743) | 1795597 | 110183
Peroxyalkanoic acid (generic) (P-05-0744) | 1795599 | 110184
Peroxyalkanoic acid (generic) (P-05-0745) | 1795601 | 110185
Polyalphaolefins (generic) (P-05-0746) | 1795603 | 110186
Polyalphaolefins (generic) (P-05-0747) | 1795605 | 110187
Polyalphaolefins (generic) (P-05-0748) | 1795607 | 110188
Polyalphaolefins (generic) (P-05-0749) | 1795609 | 110189
Polyalphaolefins (generic) (P-05-0750) | 1795611 | 110190
Hydroxyalkyl carboxylic acid, polymer with alkylamine, dialkyl carbonate, alkanediol, alkyldiisocyanate, compd. with alkylamine (generic) (P-05-0751) | 1795613 | 110191
Alkyl substituted anaminium polyacrylamide salt (generic) (P-05-0753) | 1795615 | 110192
Hexanedioic acid polymer with alkanediols, isophorone diisocyanate and polypropyleneglycol (generic) (P-05-0754) | 1795617 | 110193
Isocyanate functional polyester urethane polymer (generic) (P-05-0755) | 1795619 | 110194
Acrylic solution polymer (generic) (P-05-0758) | 1795621 | 110195
Pyrazolylazo pyrazol derivative (generic) (P-05-0760) | 1795623 | 110196
Pyridylazo thiazol derivative (generic) (P-05-0761) | 1795625 | 110197
Carbonyl bis(imino phenyleneazo) derivative (generic) (P-05-0762) | 1795627 | 110198
Pyridylazo pyrazol derivative (generic) (P-05-0763) | 1795629 | 110199
Substituted pyrazole-3-carboxylic acid azo dye, metal salt (generic) (P-05-0764) | 1795631 | 110200
Substituted benzenedicarboxylic acid anthraquinone dye, metal (generic) (P-05-0765) | 1795633 | 110201
Blocked aromatic isocyanate (generic) (P-05-0770) | 1795635 | 110202
Formaldehyde, polymer with 6-phenyl-1,3,5-triazine-2,4-diamine and 1,3,5-triazine-2,4,6-triamine, alkylated (generic) (P-05-0781) | 1795637 | 110203
Styrene-acrylate copolymer (generic) (P-05-0783) | 1795639 | 110204
Styrene-maleic anhydride copolymer, reaction product with amino compounds (generic) (P-05-0785) | 1795641 | 110205
2-Propenoic acid, multifunctional alcohol with 2-hydroxyethyl acrylate and propylene glycol mono[[3-(carboxyamino)methylphenyl]carbamate] ether with glycerol (3:1) (generic) (P-05-0790) | 1795643 | 110206
Substituted benzenediamine (generic) (P-05-0792) | 1795645 | 110207
Amino polyether prepolymer ester (generic) (P-05-0793) | 1795647 | 110208
Aromatic diacid, polymer with aromatic anhydrides, alkanetriol, alkyl acid, alkanediol, compd. with 2-(dimethylamino)ethanol (generic) (P-05-0794) | 1795649 | 110209
Polyester resin (generic) (P-05-0795) | 1795651 | 110210
Hydroxyalkanoic acid polymer with alkyl isocyanate, oxime-blocked, compds. with 2-(dimethylamino)ethanol (generic) (P-05-0796) | 1795653 | 110211
Polymer of vegetable oils, aliphatic diols, aliphatic polyols, and aromatic acids (generic) (P-05-0801) | 1795655 | 110212
Alkanol, reaction products with epichlorohydrin and thiohydroxyalkanol (generic) (P-05-0817) | 1795657 | 110213
Methacrylate amine based polymer (generic) (P-05-0821) | 1795659 | 110214
Hydrocarbon resin (generic) (P-05-0822) | 1795661 | 110215
Vinyl homopolymer, salt (generic) (P-05-0835) | 1795663 | 110216
Coconut fatty acid alkyd resin (generic) (P-05-0836) | 1795665 | 110217
Fats and glyceridic oils mixed with alkenyl ester, sulfurized (generic) (P-05-0837) | 1795667 | 110218
Methyl-ethyl-ketoxime blocked polyisocyanate (generic) (P-05-0839) | 1795669 | 110219
Polycarbonate polyurethane (generic) (P-05-0840) | 1795671 | 110220
Polycarbonate polyurethane quaternized (generic) (P-05-0841) | 1795673 | 110221
Polycarbonate polyurethane (generic) (P-05-0842) | 1795675 | 110222
Polycarbonate polyurethane (generic) (P-05-0843) | 1795677 | 110223
Polyether polycarbodiimide (generic) (P-06-0002) | 1795679 | 110224
Alkoxylated benzenedicarboxylic acid derivative (generic) (P-06-0003) | 1795681 | 110225
Butanamide, 2-[(2-methoxy-4-nitrophenyl)azo]-N-(2-methoxyphenyl)-3-oxo, 4-[(17-substituted-3,6,9,12,15-pentaazaheptadec-1-yl)substituted]phenyl derivs., hydrochlorides (generic) (P-06-0004) | 1795683 | 110226
Aromatic urethane (generic) (P-06-0005) | 1795685 | 110227
Quino[2,3-b]acridine-7,14-dione, 5,12-dihydro-2,9-dimethyl-, 4-[(17-substituted-3,6,9,12,15-pentaazaheptadec-1-yl)substituted]phenyl derivs., hydrochlorides (generic) (P-06-0007) | 1795687 | 110228
Carbon black 4-[(17-substituted-3,6,9,12,15-pentaazaheptadec-1-yl)substituted]phenyl-modified, hydrochlorides (generic) (P-06-0008) | 1795689 | 110229
Amino alkoxy polydimethylsiloxane, hydroxy-terminated (generic) (P-06-0009) | 1795691 | 110230
Isocyanate functional polyester polyether urethane polymer (generic) (P-06-0011) | 1795693 | 110231
Polyurethane derivative (generic) (P-06-0012) | 1795695 | 110232
Sulfonated azo-naphthalene derivative, mixed salt (generic) (P-06-0015) | 1795697 | 110233
Substituted oxazolidinone (generic) (P-06-0020) | 1795699 | 110234
Substituted metallized organic dye (generic) (P-06-0021) | 1795701 | 110235
Aliphatic urethane acrylate oligomer (generic) (P-06-0024) | 1795703 | 110236
Aromatic urethane acrylate oligomer (generic) (P-06-0026) | 1795705 | 110237
Polyester acrylate oligomer (generic) (P-06-0027) | 1795707 | 110238
Polyester cyano acrylate oligomer (generic) (P-06-0028) | 1795709 | 110239
Amine modified monomer acrylate (generic) (P-06-0029) | 1795711 | 110240
Polymer of acrylate and methacrylate esters, azo-initiated (generic) (P-06-0030) | 1795713 | 110241
Terpolymer of substituted aromatic olefins (generic) (P-06-0034) | 1795715 | 110242
Alkyl ester polymer with alkyl esters and alkyl benzene (generic) (P-06-0049) | 1795717 | 110243
Dialkyl carbocyclo reaction products with alkadiene, cyclized, dehydrogenated, isomerized, by-products from, distn. lights (PROVISONAL) (generic) (P-06-0066) | 1795719 | 110244
Modified acrylate polymer (generic) (P-06-0067) | 1795721 | 110245
Dialkyl carbocyclo-, reaction products with alkadiene, by products from, distn. residues (generic) (P-06-0069) | 1795723 | 110246
Copper, [29H,31H-phthalocyaninato(2-)-.kappa.N29,.kappa.N30,.kappa.N31,.kappa.N32]-, 4-[(17-substituted-3,6,9,12,15-pentaazaheptadec-1-yl)substituted]phenyl derivs., hydrochlorides (generic) (P-06-0070) | 1795725 | 110247
Salt of amine with aromatic acid (generic) (P-06-0077) | 1795727 | 110248
(Substituted)-benzenecarboxylic acid, 2,2'-[(substituted) bis[imino(subsituted)-azo]]bis-, tetramethyl ester (generic) (P-06-0085) | 1795729 | 110249
Diesel (generic) (P-06-0086) | 1795731 | 110250
Naphtha (generic) (P-06-0087) | 1795733 | 110251
Residual base oil (generic) (P-06-0090) | 1795735 | 110252
Kerosine (generic) (P-06-0091) | 1795737 | 110253
Oxirane, methyl-, polymer with oxirane, fatty acid alkyl ethers (generic) (P-06-0092) | 1795739 | 110254
Acrylic polymer (generic) (P-06-0101) | 1795741 | 110255
Polyether polyol polymer with aromatic ketone (generic) (P-06-0103) | 1795743 | 110256
Substituted sulfonated phenyl azo naphthalene (generic) (P-06-0104) | 1795745 | 110257
Aminophenyl substituted pyrazolone (generic) (P-06-0107) | 1795747 | 110258
Alk-aryl sulfonic acid, metal salts (generic) (P-06-0114) | 1795749 | 110259
Alkaryl sulfonic acid, metal salts (generic) (P-06-0115) | 1795751 | 110260
Amino-hydroxy-naphthalenedisulfonic acid, di phenyl-azo, substituted, sodium salt (generic) (P-06-0120) | 1795753 | 110261
Base oil (generic) (P-06-0122) | 1795755 | 110262
Cuprate[[[[[[(substituted)sulfonaphtalenyl]-azo]-substitutedphenyl]-sulfonyl]-ethyl]-glycinato],sodium salts (generic) (P-06-0123) | 1795757 | 110263
Modified thionocarbamate (generic) (P-06-0124) | 1795759 | 110264
Benzoic acid (substituted)-, akyl vegetable oil derivitives (generic) (P-06-0125) | 1795761 | 110265
Modified butyl acrylate (generic) (P-06-0127) | 1795763 | 110266
Iron-based organic complex (generic) (P-06-0128) | 1795765 | 110267
2-Propenoic acid, alkyl-, polymer with ethenylbenzene, alkyl propenoates, 2-hydroxyalkyl propenoate, alkylperoxoate-initiated, compds. with aminoalkanol (generic) (P-06-0132) | 1795767 | 110268
2-Propenoic acid, alkyl-, alkyl ester, polymer with alkyl propenoate and oxiranylalkyl propenoate (generic) (P-06-0133) | 1795769 | 110269
Acrylic polymer (generic) (P-06-0138) | 1795771 | 110270
Aliphatic polyurethane (generic) (P-06-0143) | 1795773 | 110271
Polyoxyethylene polyoxyalkylene monoalkenyl ether (generic) (P-06-0145) | 1795775 | 110272
Phenol, polymer with substituted benzene, glycidyl ether (generic) (P-06-0146) | 1795777 | 110273
Aromatic tetracarbonyl compound polymer with 5-isocyanato-1-(isocyanatomethyl)-1,3,3-trimethylcyclohexane, 2-hydroxyethyl acrylate- and 2-oxepanone homopolymer 2-[(1-oxo-2-propenyl)oxy]ethyl ester-blocked (generic) (P-06-0155) | 1795779 | 110274
Acetate salt of an alkylethanolamine (generic) (P-06-0157) | 1795781 | 110275
Organic acid salt of an alkylalkanolamine (generic) (P-06-0158) | 1795783 | 110276
Organic acid salt of an alkylalkanolamine ethoxylate (generic) (P-06-0159) | 1795785 | 110277
Organic acid salt of an ethoxylated alkanolamine (generic) (P-06-0160) | 1795787 | 110278
Organic acid salt of an alkanolamine (generic) (P-06-0161) | 1795789 | 110279
Isocyanate functional urethane prepolymer (generic) (P-06-0162) | 1795791 | 110280
Halogenated aromatic anhydride copolymer (generic) (P-06-0165) | 1795793 | 110281
Substituted benzoic acid ester (generic) (P-06-0167) | 1795795 | 110282
Copolymer of alkylacrylate and modified methylacrylate (generic) (P-06-0168) | 1795797 | 110283
Dicarboxylic acid ester, polymer with styrene, maleic anhydride andmethacrylate, compd. with amine (generic) (P-06-0170) | 1795799 | 110284
Styrene-maleic acid copolymer, amine salt (generic) (P-06-0171) | 1795801 | 110285
Fatty acid polymer with aliphatic diols and aromatic diacid (generic) (P-06-0172) | 1795803 | 110286
Amine salt of an organic acid (generic) (P-06-0174) | 1795805 | 110287
Polyester polyol (generic) (P-06-0175) | 1795807 | 110288
Isocyanate functional polyester polyether urethane polymer (generic) (P-06-0177) | 1795809 | 110289
Hydroxyl functional acrylic polyol (generic) (P-06-0181) | 1795811 | 110290
Styrene-acrylate-methacrylate copolymer (generic) (P-06-0184) | 1795813 | 110291
Substituted polycyclic -acid, ((((halo-(substituted)phenyl)amino)-heterocycle)amino-sulfophenyl)azo)-hydroxy-alkyl-substituted-, sodium salt (generic) (P-06-0185) | 1795815 | 110292
Alkyl alkenoic acid, polymer with ethenylbenzene, ethenylbenzene telomer with 3-mercaptopropanoic acid 2-hydroxy-3-[(2-methyl-1-oxo-2-alkenyl)oxy]propyl ester, 2-hydroxyethyl alkyl alkenoate and .alpha.-(2-methyl-1-oxo-2-alkenyl)-.omega.-phenoxypoly(oxy-1,2-ethanediyl), metal salt (generic) (P-06-0186) | 1795817 | 110293
TDI prepolymer based on hydrid caprolactone polyol (generic) (P-06-0196) | 1795819 | 110294
Isocyanate functional urethane prepolymer (generic) (P-06-0198) | 1795821 | 110295
Oxabicycloalkane carboxylic acid alkanediyl ester (generic) (P-06-0199) | 1795823 | 110296
Hydroxy carboxylic acid amide, N,N-dialkyl derivs. (generic) (P-06-0200) | 1795825 | 110297
1-Pyrrolidinepropanamine, N,N-dimethyl-2,5-dioxo-3-polyalkylene derivs., quaternized (generic) (P-06-0203) | 1795827 | 110298
Fatty acid, alkyl ester (generic) (P-06-0204) | 1795829 | 110299
Methacrylic acid, polymer with acrylic and methacrylic acid derivatives (generic) (P-06-0220) | 1795831 | 110300
Phenol, (methylethylidene)bis-, polymer wth N-aminoethyl-N'-[(phenylmethyl)amino]ethyl]-ethanediamine, N-(aminoethyl)-N'-(phenylmethyl)-ethanediamine, N,N'-bis[(phenylmethyl)amino]ethyl]-ethanediamine, (chloromethyl)oxirane, .alpha.-hydro-.omega.-hydroxypoly (oxy-ethanediyl) and N-(phenylmethyl)-N'-[(phenylmethyl)amino]ethyl]-ethanediamine (generic) (P-06-0221) | 1795833 | 110301
Alkyl amine with substituted heteromonocyclic compound (generic) (P-06-0223) | 1795835 | 110302
Alkylcarbosilane polymer (generic) (P-06-0228) | 1795837 | 110303
Substituted aniline (generic) (P-06-0230) | 1795839 | 110304
Substituted polyaryl sulfonium polyhalide phosphate salt (generic) (P-06-0232) | 1795841 | 110305
Alkoxylated chloro-substituted alkylchlorosilane (generic) (P-06-0235) | 1795843 | 110306
Alkoxylated chloro-substituted alkylchlorosilane (generic) (P-06-0236) | 1795845 | 110307
Isocyanate functional urethane prepolymer (generic) (P-06-0237) | 1795847 | 110308
Isocyanate functional polyester polyether urethane polymer (generic) (P-06-0244) | 1795849 | 110309
Siloxanes and silicones, di-Me, 3-hydroxypropyl Me, ethers with polyalkylene glycol mono[2-hydroxy-3-[[6-(oxiranylalkoxy)alkyl]oxy]alkyl alkyl-carbomonocyclicdicarboxylate (generic) (P-06-0245) | 1795851 | 110310
Modified ketone resin, sodium salt (generic) (P-06-0246) | 1795853 | 110311
Sodium salt copolymer of acrylic acid, methyl methacrylate, p-sulfomethallyl ether, sodium salt, sodium methallylsulfonate, 2-acrylamido-2-methylpropanesulfonic acid sodium salt (generic) (P-06-0251) | 1795855 | 110312
Isocyanate functional urethane prepolymer (generic) (P-06-0258) | 1795857 | 110313
Naphthalenesulfonic acid azo substituted naphthyl amino substitutedtriazine amino phenyl sulfonyl alkyl salt compound (generic) (P-06-0260) | 1795859 | 110314
Alkylenediol, dialkyl-, polymer with isocyanato(isocyanatoalkyl)trialkylcycloalkane, dipentaerythritol acrylate- and pentaerythritol acrylate-blocked, homopolymer (generic) (P-06-0261) | 1795861 | 110315
Alkylenedicarboxylic dichloride, polymer with dihydroxybenzene (generic) (P-06-0272) | 1795863 | 110316
Fatty acids, polymers with alkanoic acid, and epoxy resin (generic) (P-06-0283) | 1795865 | 110317
Fatty acids, polymers with alkanoic acid and alkoxylated polyols (generic) (P-06-0284) | 1795867 | 110318
Hydroxyalkyl carbamate of a triamine (generic) (P-06-0288) | 1795869 | 110319
Polyacrylate (generic) (P-06-0294) | 1795871 | 110320
Naphthalenesulfonic acid azo substituted naphthalenesulfonic acid amino substituted triazine amino substituted phenyl azo phenyl sulfonyl compound (generic) (P-06-0296) | 1795873 | 110321
Modified anionic polyacrylate (generic) (P-06-0301) | 1795875 | 110322
Polymer of 4,4-diphenylmethane diisocyanate with polyester diols and 1,4 butanediol (generic) (P-06-0307) | 1795877 | 110323
Polymer of 4,4'-diphenylmethane diisocyanate with polyester diols and 1,4 butanediol (generic) (P-06-0308) | 1795879 | 110324
Alkenoic acid, polymer with alkoxylated polyol, reaction products with alkylamine (generic) (P-06-0311) | 1795881 | 110325
Fatty acids, dimers, polymers with alkenoic acid and aromatic polyol (generic) (P-06-0312) | 1795883 | 110326
Alkenoic acid modified vinylic copolymer (generic) (P-06-0313) | 1795885 | 110327
Polyoxyalkylene siloxane (generic) (P-06-0314) | 1795887 | 110328
Aluminum trihydrate surface treated (generic) (P-06-0316) | 1795889 | 110329
Polycarbonate polyurethane (generic) (P-06-0317) | 1795891 | 110330
Polycarbonate polyurethane resin (generic) (P-06-0318) | 1795893 | 110331
Styrene-acrylate-methacrylate copolymer (generic) (P-06-0320) | 1795895 | 110332
Functionalized polyetheraimine derivative (generic) (P-06-0321) | 1795897 | 110333
Fatty acid polymer with aliphatic diol and aromatic diacid (generic) (P-06-0325) | 1795899 | 110334
Fatty acid glycol ester (generic) (P-06-0329) | 1795901 | 110335
Silicone polyether modified polyester polyurethane (generic) (P-06-0331) | 1795903 | 110336
Acrylic polymer alkyl polyethylene glycol ether (generic) (P-06-0333) | 1795905 | 110337
Naphthalenesulfonic acid azo substituted naphthalenesulfonic acid amino substituted triazine coupled with alkyl amino phenyl sulfonyl compound (generic) (P-06-0335) | 1795907 | 110338
Condensation polymerized silane functionalized aliphatic amine (generic) (P-06-0338) | 1795909 | 110339
Fatty acids, polymers with substituted acrylates, substituted alkanoic acid, substituted polyglycol and substituted carbomonocycle, peroxide inititated (generic) (P-06-0339) | 1795911 | 110340
Dialkyl carbocyclo-, reaction products with alkadiene, cyclized, dehydrogenated, isomerized, by products from, distn. residues (generic) (P-06-0343) | 1795913 | 110341
Mixed metal oxide complex (generic) (P-06-0344) | 1795915 | 110342
Urethane modified polyamide (generic) (P-06-0346) | 1795917 | 110343
Polyether modified polyamide (generic) (P-06-0347) | 1795919 | 110344
Fatty acid polymer with aliphatic diol and aromatic diacid (generic) (P-06-0349) | 1795921 | 110345
Polyoxyalkylene ether (generic) (P-06-0350) | 1795923 | 110346
Isocyanate functional polyester polyether urethane polymer (generic) (P-06-0366) | 1795925 | 110347
Mixed metal oxide complex (generic) (P-06-0369) | 1795927 | 110348
Polyether polyurethane (generic) (P-06-0373) | 1795929 | 110349
Bis diamide (generic) (P-06-0375) | 1795931 | 110350
Acrylic resin (generic) (P-06-0376) | 1795933 | 110351
Alkyl substituted carbotricycle acid anhydride (generic) (P-06-0379) | 1795935 | 110352
Alkyl substituted carbobicycle acid anhydride (generic) (P-06-0380) | 1795937 | 110353
Sulfonyl phenyl amino substituted triazine reaction product with naphthalenesulfonic acid azo phenyl hydroxyl naphthalene hydroxyl azo naphthalenesulfonic acid chromium compound (generic) (P-06-0381) | 1795939 | 110354
Polymer of epichlorohydrin, aromatic diol and an alkyl ether amine (generic) (P-06-0382) | 1795941 | 110355
1,1-Diacid substituted -2-(4-aminophenyl) ethanol, monosodium salt (generic) (P-06-0387) | 1795943 | 110356
Alkyl methacrylate polymer with vinyl aromatic, branched alkyl acrylate, and alkyl methacrylate (generic) (P-06-0391) | 1795945 | 110357
Polyester acrylate oligomer (generic) (P-06-0392) | 1795947 | 110358
Aliphatic urethane acrylate oligomer (generic) (P-06-0393) | 1795949 | 110359
Epoxy acrylate oligomer (generic) (P-06-0394) | 1795951 | 110360
Epoxy acrylate oligomer (generic) (P-06-0395) | 1795953 | 110361
Polyester acrylate oligomer (generic) (P-06-0397) | 1795955 | 110362
2,5-Furandione, polymer with 1-hexadecene, alkyloxirane polymer with oxirane bis(2-aminopropyl) ether and 2-methyl-1-propene, 4-(arylamino)aryl imide (generic) (P-06-0402) | 1795957 | 110363
2,5-Furandione, polymer with alkene and 2-methyl-1-propene (generic) (P-06-0404) | 1795959 | 110364
Alkanoylamide (generic) (P-06-0405) | 1795961 | 110365
Polycarboxylate polymer with alkenyloxyalkylol modified poly(oxyalkylenediyl), sodium salt (generic) (P-06-0407) | 1795963 | 110366
Polycarboxylate polymer with alkenyloxyalkylol modified poly(oxyalkylenediyl), sodium salt (generic) (P-06-0408) | 1795965 | 110367
Amine neutralized phosphoric acid ester (generic) (P-06-0417) | 1795967 | 110368
Alkanoic acid, 2-[[(alkylthio)thioxomethyl]thio]-2-alkyl- (generic) (P-06-0422) | 1795969 | 110369
2-Propenoic acid, 2-methyl-, 1,2-ethanediyl ester, telomer with alkyl 2-[[(alkylthio)thioxomethyl]thio]-2-methylalkanoate, alkyl methacrylate and Me methacrylate, tert-Bu 2-ethylhexaneperoxoate-initiated (generic) (P-06-0423) | 1795971 | 110370
Polyoxyalkylene siloxane (generic) (P-06-0429) | 1795973 | 110371
Styrenated terpene resin (generic) (P-06-0431) | 1795975 | 110372
Alkanoic acid, 2-[[(alkylthio)thioxomethyl]thio]-2-alkyl-, alkyl ester (generic) (P-06-0432) | 1795977 | 110373
Silylalkylhydrodisiloxane (generic) (P-06-0435) | 1795979 | 110374
Fatty acids, C18-unsatd., dimers, hydrogenated, polymers with polypropylene glycol diamine and polyoxyalkylenepolyamine (generic) (P-06-0436) | 1795981 | 110375
Fatty acids, C18-unsatd., dimers, hydrogenated, polymers with polypropylene glycol diamine, amino acid and polyoxyalkylenepolyamine (generic) (P-06-0438) | 1795983 | 110376
Alkylamine, reaction products with alkoxylated polyalcohol and substituted alkane (generic) (P-06-0440) | 1795985 | 110377
Acid functional maleimide (generic) (P-06-0441) | 1795987 | 110378
Amine functional acrylic-styrene polymer (generic) (P-06-0446) | 1795989 | 110379
Fatty acid salt of alkyldiamine (generic) (P-06-0448) | 1795991 | 110380
Esterified maleated polyolefin (generic) (P-06-0453) | 1795993 | 110381
Sodium salt of alkoxylated formaldehyde phenol resin (generic) (P-06-0454) | 1795995 | 110382
Sodium salt of alkoxylated formaldehyde phenol resin (generic) (P-06-0455) | 1795997 | 110383
Tall-oil fatty, alkylamino amides, hydrochloride (generic) (P-06-0465) | 1795999 | 110384
Methyl methacrylate-butanediol diacrylate polymer (generic) (P-06-0466) | 1796001 | 110385
Polyalkylenepolyamine-, polymer with 2,2'-[(methylethylidene)bis(4,1-phenyleneoxymethylene)]bis[oxirane], reaction products with alkyl and aromatic oxiranes (generic) (P-06-0468) | 1796003 | 110386
Acid anhydride, chlorinated, esters with fatty alcohol (generic) (P-06-0469) | 1796005 | 110387
Fluoroalkyl acrylate copolymer (generic) (P-06-0474) | 1796007 | 110388
Polyether modified polydimethylsiloxane (generic) (P-06-0510) | 1796009 | 110389
Poyether modified polydimethylsiloxane (generic) (P-06-0511) | 1796011 | 110390
Aluminum, mixed metal and alcohol complex (generic) (P-06-0514) | 1796013 | 110391
[Biphenyl]-sulfonamide]-((substituted)pyrrole-diyl)bis[(substituted)propyl- (generic) (P-06-0520) | 1796015 | 110392
Carbomonocycledicarboxylic acid, polymer with alkenedioic acid, 1,3-dihydro-1,3-dioxo-5-isobenzofurancarboxylic acid, dihydro-3-(tetrapropenyl)-2,5-furandione, .alpha.,.alpha.'-[(1-methylethylidene)dicarbomonocycle]bis[.omega.-hydroxypoly(oxy-1,2-ethanediyl)] and .alpha.,.alpha.'-[(1-methylethylidene)dicarbomonocycle]bis[.omega.-hydroxypoly[oxy(methyl-1,2-ethanediyl)]] (generic) (P-06-0533) | 1796017 | 110393
Ester urethane (generic) (P-06-0535) | 1796019 | 110394
Ester of fatty acid with bisphenol A ethoxylate (generic) (P-06-0537) | 1796021 | 110395
Alkyl substituted pyridone azo anthraquinone compound (generic) (P-06-0538) | 1796023 | 110396
Substituted benzenesulfonic acid substituted pyrazol azo phenyl amino triazin amino substituted phenyl compound (generic) (P-06-0538) | 1796027 | 110398
Substituted carbomonocycle, polymer with isocyanate substituted alkyl carbomonocycle, substituted alkenoates, substituted heteromonocycle, alkanedioc acid, alkane diol, reaction products with substituted alkylamine, compds. with substituted alkanol (generic) (P-06-0546) | 1796029 | 110399
Polyoxyalkylenesilane (generic) (P-06-0556) | 1796031 | 110400
Silanic hydride (generic) (P-06-0557) | 1796033 | 110401
Chlorosilane (generic) (P-06-0558) | 1796035 | 110402
Aromatic saturated copolyester (generic) (P-06-0559) | 1796037 | 110403
Aliphatic isocyanate resin (generic) (P-06-0593) | 1796039 | 110404
Substituted dioxolane (PROVSIONAL) (generic) (P-06-0594) | 1796041 | 110405
Neutralized salt of functionalized acrylate polymer (generic) (P-06-0597) | 1796043 | 110406
Polyester polyol urethane modified epoxy resin (generic) (P-06-0598) | 1796045 | 110407
Aromatic substituted bis-dihydropyrrole monosodium salt (generic) (P-06-0599) | 1796047 | 110408
Substituted benzenedicarboxylic acid, 4,4'-oxybis, polymer with substituted [benzenamine] (generic) (P-06-0601) | 1796049 | 110409
Silicone modified acrylic polymer (generic) (P-06-0602) | 1796051 | 110410
Alkylether alkenoate (generic) (P-06-0603) | 1796053 | 110411
Alkyl acrylate, polymer with alkyl acrylates, styrene and hydroxyalkyl acrylates, peroxide-initiated (generic) (P-06-0608) | 1796055 | 110412
Substituted carbohydrate (generic) (P-06-0611) | 1796057 | 110413
Substituted carbohydrate (generic) (P-06-0612) | 1796059 | 110414
Substituted benzylidene sugar compound (generic) (P-06-0614) | 1796061 | 110415
Propenoic acid, hydroxy-alkoxyphenyl- (generic) (P-06-0615) | 1796063 | 110416
Brominated polyaromatic compound (generic) (P-06-0617) | 1796065 | 110417
Isocyanate-terminated alkyl alkoxy silane (generic) (P-06-0625) | 1796067 | 110418
Isocyanate functional polyester urethane polymer (generic) (P-06-0626) | 1796069 | 110419
Alkyl diisocyanate, homopolymer, substituted alkenoic acid and heteromonocyclic homopolymer and substituted polyethylene glycol (generic) (P-06-0628) | 1796071 | 110420
Mixed metal oxide complex (generic) (P-06-0630) | 1796073 | 110421
Polymer of unsaturated fatty acids with phenylalkylene polyamine, epoxy resin and polyether polyamine (generic) (P-06-0636) | 1796075 | 110422
Crosslinked cyclic polyester (generic) (P-06-0638) | 1796077 | 110423
Castor oil, dehydrated, polymer with adipic acid, ethylenediamine, 1,6-hexanediol, 3-hydroxy-2-(hydroxymethyl)-2-methylpropanoic acid, 1,1'-methylenebis[4-isocyanatocyclohexane], neopentyl glycol and polyethylene glycol mono[2,2-bis(hydroxyalkyl)alkyl] ether, compd. with triethylamine (generic) (P-06-0639) | 1796079 | 110424
Sulfonated azo-naphthalene derivative, salt (generic) (P-06-0647) | 1796081 | 110425
Sulfonated azo-naphthalene derivative, salt (generic) (P-06-0648) | 1796083 | 110426
Alkyl acetoacetate resin (generic) (P-06-0657) | 1796085 | 110427
Macrocyclic lactone derivative salt (generic) (P-06-0659) | 1796087 | 110428
Macrocyclic lactone derivative (generic) (P-06-0660) | 1796089 | 110429
Naphthalenesulfonic acid salt, polymer with resorcinol, formaldehyde and phenol (generic) (P-06-0661) | 1796091 | 110430
Alkenedioic acid, dialkyl ester, reaction products with polyaminocarbomonocycle and alkenoic acid alkyl ester (generic) (P-06-0665) | 1796093 | 110431
Silylated polyurethane polymer (generic) (P-06-0673) | 1796095 | 110432
Alkene acrylate copolymer (generic) (P-06-0674) | 1796097 | 110433
Polyacrylic salt (generic) (P-06-0677) | 1796099 | 110434
Acrylate copolymer (generic) (P-06-0678) | 1796101 | 110435
1,3-Benzenedisulfonic acid, 4-[[3-methyl-1-(3-sulfobenzoyl)heteropolycycle]amino]-, triammonium salt (generic) (P-06-0679) | 1796103 | 110436
Alkyl amino substituted triazine amino substituted benzenesulfonic acid reaction product with naphthalenesulfonato azo substituted phenyl azo substituted benzenesulfonic acid copper compound (generic) (P-06-0689) | 1796105 | 110437
Alkyl dimethyl betaine (generic) (P-06-0693) | 1796107 | 110438
Polymer of styrene, alkyl methacrylates and substituted methacrylates (generic) (P-06-0696) | 1796109 | 110439
Polymer of acrylic and methacrylic acid derivatives (generic) (P-06-0698) | 1796111 | 110440
Aminoalkyl alcohol, N,N-dialky derivs. (generic) (P-06-0699) | 1796113 | 110441
Amine containing polyalkylene oxides (generic) (P-06-0703) | 1796115 | 110442
Polyamine modified polyamide (generic) (P-06-0705) | 1796117 | 110443
Alkanoic acid, hydroxy-, compd. with [[[[(alkylamino)alkyl]amino]heterocycle][(hydro-oxo-benzimidazolyl)azo]hydroxy-carbopolycyclesulfonic acid (generic) (P-06-0707) | 1796119 | 110444
Maleate mixed esters with straight and branched alkyl alcohols (generic) (P-06-0709) | 1796121 | 110445
Alkyd phthalic polyester (generic) (P-06-0712) | 1796123 | 110446
Acrylate polymer stabilized titania (generic) (P-06-0714) | 1796125 | 110447
Styrenyl surface treated carbon black (generic) (P-06-0715) | 1796127 | 110448
Acrylate surface treated titania (generic) (P-06-0716) | 1796129 | 110449
Acrylate polymer stabilized copper chromite (generic) (P-06-0717) | 1796131 | 110450
Acrylate polymer stabilized carbon black (generic) (P-06-0718) | 1796133 | 110451
Styrenyl surface treated copper chromite (generic) (P-06-0719) | 1796135 | 110452
Propyl heptanol distillation residues (generic) (P-06-0725) | 1796137 | 110453
Cyclical acid, polymer with isocyanate, diols, diacids, alkanolamine, amine salt (generic) (P-06-0726) | 1796139 | 110454
Substituted benzenemethanaminium chloride/acrylamide/acrylic acid polymer (generic) (P-06-0727) | 1796141 | 110455
Substituted melamine (generic) (P-06-0737) | 1796143 | 110456
Ethanediol tetramethylxylylene diisocyanate polymer (generic) (P-06-0738) | 1796145 | 110457
Polyglycol (generic) (P-06-0740) | 1796147 | 110458
[N-(alkylbenzyl)-N,N-dimethylanilinium][(halomethylsulfonyl)imide)] (generic) (P-06-0747) | 1796149 | 110459
Polyetheramine (generic) (P-06-0748) | 1796151 | 110460
Modified imidazole (generic) (P-06-0752) | 1796153 | 110461
Propylene glycol mono fatty acid ester (generic) (P-06-0754) | 1796155 | 110462
Titanium phosphate, glycolate complex (generic) (P-06-0755) | 1796157 | 110463
2-Propenoic acid, 2-methyl-, 2-(dimethylamino)ethyl ester, polymer with alkyl 2-propenoate, ethenylbenzene and 2-hydroxyethyl 2-propenoate, acetate (salt) formate (salt) (generic) (P-06-0756) | 1796159 | 110464
Spiro[isobenzofuran-1(3H), polyheterocycle]-3-one, 3'-chloro-6'-(2,3-dihydro-3,3,5-trimethyl-1H-indol-1-yl)-4,5,6,7-tetrafluoro- (generic) (P-06-0757) | 1796161 | 110465
Polyheterocycle, 2,3-dihydro-3,3,5-trimethyl-, hydrochloride (generic) (P-06-0758) | 1796163 | 110466
Acetamide, N-(4-methylphenyl)-N-(alkenyl)- (generic) (P-06-0759) | 1796165 | 110467
Heteropolycycle, 1-acetyl-2,3-dihydro-3,3,5-trimethyl- (generic) (P-06-0760) | 1796167 | 110468
Spiro[isobenzofuran-1(3H), polyheterocycle]-3-one, 3'-(2,3-dihydro-3,3,5-trimethyl-1H-indol-1-yl)-6'-[(2,4-dimethylphenyl)amino]-4,5,6,7-tetrafluoro- (generic) (P-06-0761) | 1796169 | 110469
Polyheterocycle, 2,3-dihydro-3,3,5-trimethyl- (generic) (P-06-0762) | 1796171 | 110470
Sodium, bis[(substituted)-(sulfonatocarbocycleamino)-triazine-yl]amino]-sulfonatostilbene (generic) (P-06-0766) | 1796173 | 110471
Polymer of fatty acids methyl esters, hydroformylation products, hydrogenated, with alkoxylated glycerine (generic) (P-06-0767) | 1796175 | 110472
Fatty acids methyl esters, hydroformylation products (generic) (P-06-0771) | 1796177 | 110473
Fatty acids methyl esters, hydroformylation products, hydrogenated (generic) (P-06-0775) | 1796179 | 110474
Substituted cyanoguanidine polymer (generic) (P-06-0779) | 1796181 | 110475
Substituted polyamine (generic) (P-06-0780) | 1796183 | 110476
Polyamide (generic) (P-06-0791) | 1796185 | 110477
Substituted alkenoic acid, polymer with substituted carbomonocycle,alkenoate, alkenoic acid and substituted polycycle, peroxide-initiated (generic) (P-06-0798) | 1796187 | 110478
Siloxane, silsesquioxanes (generic) (P-06-0800) | 1796189 | 110479
Modified dithiocarbamate (generic) (P-06-0805) | 1796191 | 110480
Polyamide resin (generic) (P-06-0808) | 1796193 | 110481
Amine modified acrylic ester (generic) (P-06-0809) | 1796195 | 110482
Poly(oxyalkanediyl),.alpha.,.alpha.'-carbomonocycledicarbonyl-bis-(.omega.-alkyloxy)- (generic) (P-06-0813) | 1796197 | 110483
Poly(oxyalkanediyl),.alpha.,.alpha.',.alpha.'',-carbomonocycletricarbonyltris(.omega.-alkyloxy)- (generic) (P-06-0814) | 1796199 | 110484
1,3,5-Trialkyl triazine (generic) (P-06-0820) | 1796201 | 110485
2-Propenoic acid, polymer with cyanoalkene, alkenoic acid alkyl ester, alkyalkenamide, methylolmethacrylamide and an alkenyl benzene (generic) (P-06-0824) | 1796203 | 110486
Oxepanone, polymer with dialkyl-alkanediol, alkyl-(hydroxyaalkyl)-alkanediol, carbocycle, isocyanato-(isocyanatoalkyll)- trialkyl-, alkanoic acid,hydroxy-(hydroxyalkyl)-alkyl-, alkylamine, N,N-dialkyl-, aminoalkyl-trialkylcarbocyclicamine, and alkyldiamine (generic) (P-06-0825) | 1796205 | 110487
Heterocycle amine, N-heterocycle, monoammonium salt (generic) (P-06-0827) | 1796207 | 110488
Polyacrylic terpolymer salt (generic) (P-06-0828) | 1796209 | 110489
Phenoxyphosphazene oligomer (generic) (P-06-0839) | 1796211 | 110490
Fatty acids, C16-18 and C18 unsaturated, esters with mixed diols & triols (generic) (P-07-0002) | 1796213 | 110491
Mixed polyol-glycerol fatty acid ester (generic) (P-07-0007) | 1796215 | 110492
1,3-Benzenedicarboxylic acid, polymer with hexanoic acid, carboxylic acid dihydrazide, alkyldiol, 3-hydroxy-2-(hydroxymethyl)-2-methylpropanoic acid and 1,1'-methylenebis[4-isocyanatocyclohexane] (generic) (P-07-0009) | 1796217 | 110493
Styrene-maleic anhydride copolymer, reaction products with polyether, salt with alkanolamine (generic) (P-07-0010) | 1796219 | 110494
Benzenealkanoic acid, 3,5-bis(1,1-dimethylethyl)-4-hydroxy-, alkyl ester (generic) (P-07-0011) | 1796221 | 110495
Ethanol capped polyether polyurethane (generic) (P-07-0012) | 1796223 | 110496
Alkylphenol novolak modified with amine and epoxy (generic) (P-07-0013) | 1796225 | 110497
Substituted naphthalenedisulfonic acid, substituted amino azo]-, sodium salts (generic) (P-07-0015) | 1796227 | 110498
Hydrolyzed wheat silicone copolymer (generic) (P-07-0016) | 1796229 | 110499
Aminoalkoxysiloxane, acetates(salts) (generic) (P-07-0017) | 1796231 | 110500
Alkylamine ethoxylated (generic) (P-07-0024) | 1796233 | 110501
Alkyl ether trialkyl ammonium compound (generic) (P-07-0026) | 1796235 | 110502
Methacrylate copolymer (generic) (P-07-0035) | 1796237 | 110503
Methacrylate copolymer (generic) (P-07-0036) | 1796239 | 110504
Disubstituted acetanilide (generic) (P-07-0047) | 1796241 | 110505
Salt of amine with aliphatic acid (generic) (P-07-0048) | 1796243 | 110506
Aliphatic polyamide (generic) (P-07-0049) | 1796245 | 110507
Benzenesulfonic acid azo benzenesulfonic acid azo substituted naphthalenesulfonic acid amino substituted triazine amino substituted phenyl sulfonyl compound (generic) (P-07-0052) | 1796247 | 110508
1:2-(dimethylamino)ethyl methyl-2-propanoate, polymer with alkyl-substituted methyl-2-propanoate and aryl-substituted methyl-2-propanoate, salt with mono(alkyl-substituted polyalkoxyether)butanedioates and alkyl-substituted polyalkoxyether phosphate (generic) (P-07-0055) | 1796249 | 110509
Modified polyacrylate block polymer (generic) (P-07-0056) | 1796251 | 110510
Cyclic acrylic polymer, peroxide initiated (generic) (P-07-0059) | 1796253 | 110511
Aliphatic acrylate (generic) (P-07-0060) | 1796255 | 110512
Polymer of styrene, acrylic acid derivatives and alkyl methacrylate (generic) (P-07-0063) | 1796257 | 110513
Modified rosin, hydrocarbon resin (generic) (P-07-0064) | 1796259 | 110514
Isocyanate terminated urethane polymer (generic) (P-07-0065) | 1796261 | 110515
Trimellitic anhydride, polymer with alkanediol, dihydroxyalkane diglycidyl ether di-3,5,5-trimethylhexanoate homopolymer, ethoxylated bis(hydroxysubstituted)alkane and heteromonocycledione, compd. with 2-(dimethylamino)ethanol (generic) (P-07-0066) | 1796263 | 110516
Polymeric MDI prepolymer (generic) (P-07-0070) | 1796265 | 110517
MDI and polymeric MDI polymer (generic) (P-07-0071) | 1796267 | 110518
Alkanoic acid potassium salt (generic) (P-07-0072) | 1796269 | 110519
Acrylic polymer with vinyl compound, salt (generic) (P-07-0075) | 1796271 | 110520
Benzene, 1,1'-[1,2-ethanediylbis(oxy)]bis[polymethyl- (generic) (P-07-0076) | 1796273 | 110521
Copolymer of alkene-alkenyl (generic) (P-07-0077) | 1796275 | 110522
Acrylic polymer salt with vinyl compound, salts (generic) (P-07-0078) | 1796277 | 110523
Polyester polyol (generic) (P-07-0084) | 1796279 | 110524
Acrylated aliphatic polyurethane (generic) (P-07-0085) | 1796281 | 110525
Polyurethane (generic) (P-07-0086) | 1796283 | 110526
TDI/PPG ether polymer (generic) (P-07-0088) | 1796285 | 110527
Aliphatic urethane acrylate oligomer (generic) (P-07-0090) | 1796287 | 110528
Anthranilate (generic) (P-07-0094) | 1796289 | 110529
Substituted pyridone (generic) (P-07-0095) | 1796291 | 110530
Substituted carbopolycycle, polymer with substituted alkane and trialkylene glycol, substituted epoxy alkyl ester (generic) (P-07-0099) | 1796293 | 110531
Polyester (generic) (P-07-0101) | 1796295 | 110532
Substituted phenyl amino substituted triazine reaction product withnaphthalenesulfonic acid azo naphthalenesulfonic acid amino substituted triazine amino alkyl compound (generic) (P-07-0102) | 1796297 | 110533
Substituted benzene sulfonic acid, salt reaction product with phenylamine and amino alcohol and substituted propaneamide compds. with amino alcohol (generic) (P-07-0103) | 1796299 | 110534
Mixed esters of diacids with alcohols and acid-alcohols (generic) (P-07-0104) | 1796301 | 110535
1,1-Diacidsubstituted-4-aminobutanol, monosodium salt (generic) (P-07-0108) | 1796303 | 110536
Iodoalkyl substituted catechol (generic) (P-07-0109) | 1796305 | 110537
Calixarene (generic) (P-07-0110) | 1796307 | 110538
Substituted catechol (generic) (P-07-0112) | 1796309 | 110539
Chloroalkyl substituted catechol (generic) (P-07-0113) | 1796311 | 110540
Alkyl glycidyl ether (generic) (P-07-0116) | 1796313 | 110541
Acrylated aliphatic polyurethane (generic) (P-07-0117) | 1796315 | 110542
Epoxy-amine adduct salt (generic) (P-07-0121) | 1796317 | 110543
Polyglycerol, with alkyl esters (generic) (P-07-0122) | 1796319 | 110544
Alkanedicarboxylic acid, polymer with alkanediamine and poly(oxyalkylene)diamine (generic) (P-07-0129) | 1796321 | 110545
Polyether polyol polyester polyurethane (generic) (P-07-0131) | 1796323 | 110546
Epoxy/phenolic modified polyester with aliphatic diols, and aromatic diacids (generic) (P-07-0133) | 1796325 | 110547
Isocyanate compound with polyurethane polyol (generic) (P-07-0134) | 1796327 | 110548
Epoxy modified polyester with aliphatic diols, and aromatic diacids (generic) (P-07-0135) | 1796329 | 110549
Epoxy/phenolic modified polyester with aliphatic diols, aromatic mono and di (generic) (P-07-0136) | 1796331 | 110550
Polyester with aromatic diols and aromatic mono-and di-acids (generic) (P-07-0137) | 1796333 | 110551
Quino[2,3-b]acridine-7,14-dione, 5,12-dihydro-ar-[4-[[2-(sulfooxy)ethyl]subsituted]phenyl]-, monosodium salt (generic) (P-07-0140) | 1796335 | 110552
Amine modified phenol formaldehyde polymer (generic) (P-07-0142) | 1796337 | 110553
Alkanoldioic dialkyl ester (generic) (P-07-0143) | 1796339 | 110554
Dimer fatty acid based polyester polyurethane (generic) (P-07-0150) | 1796341 | 110555
Arylacrylate (generic) (P-07-0151) | 1796343 | 110556
Vinylamine copolymer (generic) (P-07-0157) | 1796345 | 110557
Perfluoropolyether compound (generic) (P-07-0159) | 1796347 | 110558
Organosilane derivative (generic) (P-07-0160) | 1796349 | 110559
Alkene substituted bis phenol (generic) (P-07-0161) | 1796351 | 110560
Fatty acids, C18-unsatd., dimers, polymers with bisphenol A, polyalkylene glycol diglycidyl ether and alkylene oxide (generic) (P-07-0163) | 1796353 | 110561
Substituted phenyl amino substituted triazine reaction product withnaphthalenesulfonic acid azo substituted phenyl substituted naphthalenesulfonic acid amino compound (generic) (P-07-0164) | 1796355 | 110562
Polyester acrylate resin (generic) (P-07-0166) | 1796357 | 110563
Substituted carbomonocycles, polymer with substituted glycols and alkyldioic acid (generic) (P-07-0167) | 1796359 | 110564
Heterocyclic homopolymer, polycyclic substituted ester (generic) (P-07-0168) | 1796361 | 110565
Isocyanate-functional polyurethane (generic) (P-07-0169) | 1796363 | 110566
Oil/phenolic modified resin (generic) (P-07-0176) | 1796365 | 110567
Styrene maleic anhydride ester (generic) (P-07-0181) | 1796367 | 110568
Styrene maleic anhydride ester (generic) (P-07-0183) | 1796369 | 110569
Styrene maleic anhydride ester ammonium salt (generic) (P-07-0188) | 1796371 | 110570
Methyl methacrylate, acrylate copolymer (generic) (P-07-0190) | 1796373 | 110571
Polyethyleneimine polyester copolymer (generic) (P-07-0192) | 1796375 | 110572
Formaldehyde, polymer with substituted carbomonocycles, alkyl ether (generic) (P-07-0193) | 1796377 | 110573
Polyalkoxylated aromatic colorant (generic) (P-07-0194) | 1796379 | 110574
Acrylate coated ceramic particles (generic) (P-07-0198) | 1796381 | 110575
Alkenoic acid alkyl esters, polymer with substituted carbmonocycle,substituted epoxy alkyl ester compd. with substituted amine (generic) (P-07-0199) | 1796383 | 110576
Fluorinated alcohol (generic) (P-07-0202) | 1796385 | 110577
Fluorinated alkenyl ether (generic) (P-07-0203) | 1796387 | 110578
Alkylamino-substituted phenothiazine hydrochloride (generic) (P-07-0207) | 1796389 | 110579
Substituted phenyl amino alkyl sulfonyl reaction product with substituted naphthalenesulfonic acid amino compound (generic) (P-07-0216) | 1796391 | 110580
Aminocarboxylic acid (generic) (P-07-0221) | 1796393 | 110581
Aminocarboxylic acid, salt (generic) (P-07-0225) | 1796395 | 110582
Mono-Me ether blocked methylenediphenyl diisocyanate polyurethane polymer with polyoxypropylene diamine (generic) (P-07-0226) | 1796397 | 110583
Polyethyleneglycol diacrylate, modified (generic) (P-07-0227) | 1796399 | 110584
Polyether modified polydimethylsiloxane (generic) (P-07-0228) | 1796401 | 110585
Sulfonated copolyester (generic) (P-07-0229) | 1796403 | 110586
Polyester copolymer (generic) (P-07-0232) | 1796405 | 110587
Acrylic esters (generic) (P-07-0234) | 1796407 | 110588
Tri-(substituted azo benzenesulfonic acid)-m-phenylenediamine, sodium salts (generic) (P-07-0235) | 1796409 | 110589
Acrylate silane adduct (generic) (P-07-0242) | 1796411 | 110590
Fatty acid modified polyester resin (generic) (P-07-0247) | 1796413 | 110591
Fatty acid modified polyester resin (generic) (P-07-0250) | 1796415 | 110592
Polyether-modified siloxane (generic) (P-07-0253) | 1796417 | 110593
Organosilane derivative (generic) (P-07-0254) | 1796419 | 110594
Phosphoric acid, alkylester, compd. with morpholine (generic) (P-07-0255) | 1796421 | 110595
Mono-Me ether blocked methylenediphenyl diisocyanate polyurethane polymer (generic) (P-07-0256) | 1796423 | 110596
Aqueous, aliphatic polyether polyurethane dispersion polymer (generic) (P-07-0257) | 1796425 | 110597
Acrylic acid polymer with vinylphosphonic acid and ethylene glycol acrylate (generic) (P-07-0258) | 1796427 | 110598
Silicone polyether copolymer (generic) (P-07-0259) | 1796429 | 110599
Bis[(substituted)phenyl]-dihydro-pyrrolo[substituted]pyrrole-dione (generic) (P-07-0263) | 1796431 | 110600
Isocyanic acid, polymethylenepolyphenylene ester, polymer with (chloromethyl)oxirane, 4,4'-(1-methylethylidene)bis[phenol] and .alpha.,.alpha.'-[(1-methylethylidene))di-4,1-phenylene]bis[.omega.-hydroxypoly(oxy-1,2-ethanediyl)], 2-ethylhexanoate, reaction products with substituted ethanols and diethylenetriamine (generic) (P-07-0264) | 1796433 | 110601
Substituted benzoxazolium salt (generic) (P-07-0268) | 1796435 | 110602
Phosphoramidic acid, carbomonocyclic-, diphenylester (generic) (P-07-0269) | 1796437 | 110603
Alkyl salicylate, metal salt (generic) (P-07-0273) | 1796439 | 110604
Alkyl salicylic acid (generic) (P-07-0275) | 1796441 | 110605
Alkyl salicylate, metal salt (generic) (P-07-0277) | 1796443 | 110606
Substituted triphenodioxazinedisulfonic acid reaction product with substituted naphthalenesulfonic acid amino triazine compound (generic) (P-07-0278) | 1796445 | 110607
Corn distillers condensed solubles (generic) (P-07-0281) | 1796447 | 110608
Alkyl silicone resin (generic) (P-07-0284) | 1796449 | 110609
Polyurethane derivative (generic) (P-07-0285) | 1796451 | 110610
Phenol, 4,4'-(1-methylethylidene)bis[disubstituted-, polymer with disubstituted phenol (generic) (P-07-0286) | 1796453 | 110611
Phenol, 4,4'-(1-methylethylidene)bis[disubstituted-, polymer with disubstituted phenol substituted propenoate (generic) (P-07-0287) | 1796455 | 110612
Isocyanate-terminated polyether polyester polyurethane (generic) (P-07-0289) | 1796457 | 110613
Cobalt zinc complex (generic) (P-07-0291) | 1796459 | 110614
Fatty acid polymer with aliphatic diol and aromatic diacid (generic) (P-07-0295) | 1796461 | 110615
Ethyl methacrylate based polymer (generic) (P-07-0298) | 1796463 | 110616
Acrylic polymer on the basis of isobutyl methacrylate (generic) (P-07-0300) | 1796465 | 110617
Polyester resin (generic) (P-07-0302) | 1796467 | 110618
2-Propenoic acid, 1,1'-[2,2-bis(hydroxymethyl)-1,3-propanediyl] ester, polymer with multifunctional isocyanate, pentaerythritol triacrylate-blocked (generic) (P-07-0303) | 1796469 | 110619
Dicarboxylic acid, aminoalkanoic acid and polyether copolymer (generic) (P-07-0305) | 1796471 | 110620
Glycol ether (generic) (P-07-0308) | 1796473 | 110621
Carboxylic acid, lithium salt (generic) (P-07-0318) | 1796475 | 110622
Alkylaminoalcohol (generic) (P-07-0319) | 1796477 | 110623
Quaternary ammonium salt (generic) (P-07-0320) | 1796479 | 110624
Quaternary ammonium salt (generic) (P-07-0321) | 1796481 | 110625
Quaternary ammonium salt (generic) (P-07-0322) | 1796483 | 110626
Quaternary ammonium salt (generic) (P-07-0323) | 1796485 | 110627
Quaternary ammonium salt (generic) (P-07-0324) | 1796487 | 110628
Polyurethane (generic) (P-07-0326) | 1796489 | 110629
Derivative of 2,4-dihydroxybenzophenone (generic) (P-07-0329) | 1796491 | 110630
Acrylate coated ceramic materials (generic) (P-07-0330) | 1796493 | 110631
Alkyloxy carboxylic acid (generic) (P-07-0332) | 1796495 | 110632
Acrylated aliphatic polyurethane (generic) (P-07-0334) | 1796497 | 110633
Oxirane, indene epoxy resin (generic) (P-07-0335) | 1796499 | 110634
Spiro[isobenzofuran-1(3H), polyheterocycle]-3-one, 3'-[(4-fluoro-2-methylphenyl)amino]-6'-[(2-fluorophenyl)amino]- (generic) (P-07-0345) | 1796501 | 110635
Spiro[isobenzofuran-1(3H), polyheterocycle]-3-one, 3'-chloro-6'-[(4-fluoro-2-methylphenyl)amino]- (generic) (P-07-0347) | 1796503 | 110636
Fluorinated alkylammonium salt (generic) (P-07-0349) | 1796505 | 110637
Carbomonocycle, bis[(4-methylphenoxy)methyl]- (generic) (P-07-0351) | 1796507 | 110638
Alkyl acid fluoride (generic) (P-07-0353) | 1796509 | 110639
3-Bromo-1-(3-chloro-2-pyridinyl)-1H-pyrazole derivative (generic) (P-07-0355) | 1796511 | 110640
Polymer with aliphatic diisocyanates, polycarbonatediol and bishydroxymethylpropionic acid (generic) (P-07-0356) | 1796513 | 110641
Polyaniline emeraldine salt (generic) (P-07-0357) | 1796515 | 110642
Hexitol, anhydro-, bis[[(1-oxo-2-propenyl)oxy]benzoate], polymer with phenylene bis[[(1-oxo-2-propenyl)oxy]alkyl(C1-C10)oxy benzoate] (generic) (P-07-0358) | 1796517 | 110643
Linseed oil, ester with pentaerythritol, polymer with hydrazine, 3-hydroxy-2-(hydroxymethyl)2-methylpropanoic acid, 5-isocyanato-1-(isocyanatomethyl)-alkylcyclohexane, 1,1'-methylenebis[4-isocyanatocyclohexane] and polypropylene glycol, compds. with triethylamine (generic) (P-07-0361) | 1796519 | 110644
Butylene phthalate/(poly-1,3-propyleneoxide) phthalate copolymer (generic) (P-07-0362) | 1796521 | 110645
Butylene phthalate/(poly-1,3-propyleneoxide)phthalate copolymer (generic) (P-07-0363) | 1796523 | 110646
Fluorinated zinc dialkyldithiophosphate (generic) (P-07-0367) | 1796525 | 110647
Phenol, substituted, polymer with substituted oxirane and substituted thiol (generic) (P-07-0368) | 1796527 | 110648
Counterion of sulfonated CI Pigment Yellow 138 (generic) (P-07-0373) | 1796529 | 110649
Aluminum trihydrate surface treated (generic) (P-07-0375) | 1796531 | 110650
Methylenebisisocyanatocarbomonocycle; reaction product with polyalkyloxirane and oligomeric hydroxyalkenyl ester (generic) (P-07-0378) | 1796533 | 110651
Heteropolycycle alkyl ether sulfate salt (generic) (P-07-0386) | 1796535 | 110652
Polydimethylsiloxane hydroxyalkyl terminated, polymers with diisocyanate and aminoalkyl groups aliphatic amine blocked (generic) (P-07-0387) | 1796537 | 110653
Polydimethylsiloxane hydroxyalkyl terminated, polymers with diisocyanate and aminoalkyl groups aliphatic amine blocked, acetates (generic) (P-07-0388) | 1796539 | 110654
Isocyanate functional polyester urethane polymer (generic) (P-07-0393) | 1796541 | 110655
Alkylphenoxy naphthalic acid amide, N-alkylphenyl- (generic) (P-07-0402) | 1796543 | 110656
Substituted quinacridone, substituted phthalimidomethyl derivatives (generic) (P-07-0404) | 1796545 | 110657
Substituted quinacridone, aminophthalimidomethyl derivatives (generic) (P-07-0405) | 1796547 | 110658
Fatty acid polymer with aliphatic diol and aromatic diacid (generic) (P-07-0407) | 1796549 | 110659
Methylpropenoic acid, polymer with substituted-methyl propenoate and propenoic acid (generic) (P-07-0409) | 1796551 | 110660
2-Propenoic acid, 2-methyl-, polymer with 2-ethylhexyl 2-propenoate, methyl 2-methyl-2-propenoate, substituted-1-propanesulfonic acid and 2-methyl-2-propenamide (generic) (P-07-0412) | 1796553 | 110661
Alkyl heteroalkyl chloride (generic) (P-07-0414) | 1796555 | 110662
Aziridine homopolymer derivative (generic) (P-07-0416) | 1796557 | 110663
Phenol, 4,4'-(1-methylethylidene)bis-, polymer with 2-(chloromethyl)oxirane and a polyol, reaction products with 5-amino-1,3,3-trimethylcyclohexanemethanamine derivatives, an aromatic alkylamine and an alkyl amine (generic) (P-07-0422) | 1796559 | 110664
Acrylic polymer with styrene and polyethylene glycol methyl ether methacrylate (generic) (P-07-0423) | 1796561 | 110665
Acrylic polymer with vinyl acetate and acrylonitrile (generic) (P-07-0424) | 1796563 | 110666
Substituted propenoic acid polymer with substituted bisethanol and substituted cyclohexane (generic) (P-07-0429) | 1796565 | 110667
Modified polyethylene terephthalate (generic) (P-07-0431) | 1796567 | 110668
Modified polyethylene terephthalate (generic) (P-07-0432) | 1796569 | 110669
Alkyl heteroaryl chloroaluminate (generic) (P-07-0433) | 1796571 | 110670
Copolymer of acrylic acrylates, methacrylates and acid (generic) (P-07-0435) | 1796573 | 110671
Polycarboxylate, modified sodium salt (generic) (P-07-0439) | 1796575 | 110672
Glycerides, alkyl (generic) (P-07-0441) | 1796577 | 110673
Methacrylate copolymer with phosphinicobis methacrylate and 2-(phosphonooxy)ethyl 2-methyl-2-propenoate, sodium salt, peroxydisulfuric acid ([(HO)S(O)2]O2) diammonium salt-initiated (generic) (P-07-0443) | 1796579 | 110674
Surface modified aluminum hydroxide (generic) (P-07-0444) | 1796581 | 110675
Substituted heterocycle, polymer with diisocyanate, substituted cyclic diamine and substituted heterocycle, alkyl ester (generic) (P-07-0449) | 1796583 | 110676
Halide salt of an alkylamine (generic) (P-07-0453) | 1796585 | 110677
C4-alkyl amine (generic) (P-07-0454) | 1796587 | 110678
C8-18 Fatty acids alkyl amido amine (generic) (P-07-0455) | 1796589 | 110679
C8-18 Fatty acids alkyl amine (generic) (P-07-0456) | 1796591 | 110680
Maleic modified soybean oil alkyd (generic) (P-07-0457) | 1796593 | 110681
Bismaleimide resin (generic) (P-07-0458) | 1796595 | 110682
Quarternized polyether modified aminomodified substituted polysiloxane (generic) (P-07-0459) | 1796597 | 110683
Derivative of a salt of a polymer of styrene, substituted methacrylic acid and an alkyl acrylate (generic) (P-07-0461) | 1796599 | 110684
Reaction product of a substituted pyridine, paraformaldehyde, hydrochloric acid and an alkylamine (generic) (P-07-0467) | 1796601 | 110685
Brominated epoxy novolac (generic) (P-07-0468) | 1796603 | 110686
Magnesium hydroxide surface treated (generic) (P-07-0469) | 1796605 | 110687
Methyl sorbide (generic) (P-07-0470) | 1796607 | 110688
Dimer fatty acid based polyester polyurethane (generic) (P-07-0473) | 1796609 | 110689
Alkylated glycoluril formaldehyde resin (generic) (P-07-0480) | 1796611 | 110690
Pentaerythritol cocoate (generic) (P-07-0482) | 1796613 | 110691
Urethane polymer methacrylate (generic) (P-07-0483) | 1796615 | 110692
Mixed glycol adipate polyester polyol (generic) (P-07-0484) | 1796617 | 110693
Copolymer of alkenyl (generic) (P-07-0486) | 1796619 | 110694
Unsaturated alkylcarboxylic acid, polymers with alkanedioic acid, alkyl alcohols, alkylaldehyde, substituted triazine, substituted carbomonocycle and urea (generic) (P-07-0487) | 1796621 | 110695
Polyvinyl butyral derivative (generic) (P-07-0488) | 1796623 | 110696
Salt of alkylolaminoamide and ethoxylated alcohols, phosphates (generic) (P-07-0489) | 1796625 | 110697
Maleic anhydride, polymer with n-tetradec-1-ene,n-hexadec-1-ene andallylmethyl-poly[ethylene glycol], dicocoalkyl-, di[hydrogenated tallow] amide/ammonium salt (generic) (P-07-0492) | 1796627 | 110698
Amino substituted benzoic acid (generic) (P-07-0495) | 1796629 | 110699
Acrylic styrenic acrylamide polyether ammonium salt polymer (generic) (P-07-0502) | 1796631 | 110700
Acrylic co-polymer (generic) (P-07-0505) | 1796633 | 110701
12-Alkanedecen-10-yn-1-o1, (12Z)- (generic) (P-07-0506) | 1796635 | 110702
Ethene-vinyl acetate-acrylate-aldehyde modified polymer (generic) (P-07-0508) | 1796637 | 110703
Reactive cyclodextrin derivative (generic) (P-07-0509) | 1796639 | 110704
Branched acid functional polyester (generic) (P-07-0512) | 1796641 | 110705
Acrylic latex (generic) (P-07-0515) | 1796643 | 110706
Urethane resin (generic) (P-07-0516) | 1796645 | 110707
Aminobenzene (generic) (P-07-0519) | 1796647 | 110708
Carbon black, (3-methylphenyl)-modified, substituted (generic) (P-07-0522) | 1796649 | 110709
Phosphoric acid, branched and linear esters (generic) (P-07-0527) | 1796651 | 110710
Diol initiated polymer with fatty acids methyl esters, hydroformylation products, hydrogenated (generic) (P-07-0530) | 1796653 | 110711
Aromatic hydrogenated polyalkyldiene containing polyalkyl methacrylate (generic) (P-07-0536) | 1796655 | 110712
Organic tallate salt (generic) (P-07-0538) | 1796657 | 110713
Mixed polyol-glycerol fatty acid ester (generic) (P-07-0542) | 1796659 | 110714
Aluminum trihydrate surface treated (generic) (P-07-0553) | 1796661 | 110715
Phosphonium, tetraphenyl-tetrakis(aryl) borate(1-) (generic) (P-07-0555) | 1796663 | 110716
Substituted epoxy resin (generic) (P-07-0556) | 1796665 | 110717
Acrylated polyester urethane (generic) (P-07-0558) | 1796667 | 110718
Acrylate modified acrylonitrile, butadiene, styrene polymer (generic) (P-07-0560) | 1796669 | 110719
Metal salt of styrene-acrylic copolymer (generic) (P-07-0561) | 1796671 | 110720
Polyester polyether urethane block copolymer (generic) (P-07-0565) | 1796673 | 110721
Modified ethylene-vinyl alcohol (EVOH) polymer (generic) (P-07-0570) | 1796675 | 110722
[[[[(Methoxyphenyl)amino]carbonyl]-oxypropyl]diazenyl]-benzoic acid (generic) (P-07-0571) | 1796677 | 110723
Hexafluoropropylene-perfluoro (alkyl vinyl ether)-tetrafluoroethylene copolymer (generic) (P-07-0576) | 1796679 | 110724
Styrene iminodiacetic polymer, sodium salt (generic) (P-07-0581) | 1796681 | 110725
Styrene iminodiacetic polymer, sodium salt (generic) (P-07-0582) | 1796683 | 110726
Stryene amino acid polymer (generic) (P-07-0583) | 1796685 | 110727
Alkyl nitrile (generic) (P-07-0588) | 1796687 | 110728
N,N,N-Trialkylalkylamine acetate (generic) (P-07-0595) | 1796689 | 110729
Aromatic acrylate monomer (generic) (P-07-0599) | 1796691 | 110730
Alkanedioic acid, polymer with polyamine, epoxy resins reaction products with substituted glycidols (generic) (P-07-0600) | 1796693 | 110731
1-Alkene, 10,10-diethoxy- (generic) (P-07-0602) | 1796695 | 110732
Reaction product of 2-propenoic acid, 2-methyl-, monoester and a proprietary isocyanate (generic) (P-07-0603) | 1796697 | 110733
MDI modified polyester mixture (generic) (P-07-0605) | 1796699 | 110734
Polyol ester (generic) (P-07-0606) | 1796701 | 110735
Aliphatic polyurethane acrylate (generic) (P-07-0608) | 1796703 | 110736
Sulfurized fatty acid derivative (generic) (P-07-0609) | 1796705 | 110737
Bisurea compound (generic) (P-07-0610) | 1796707 | 110738
2-arylazo-N-aryl-3-oxo-alkylamide (generic) (P-07-0614) | 1796709 | 110739
Fatty acid polymer with aliphatic diol and aromatic diacid (generic) (P-07-0616) | 1796711 | 110740
Alkyl acid fluoride (generic) (P-07-0618) | 1796713 | 110741
Butanedioic acid, 2,3-dihydroxy-, mixed diesters, (2R,3R)-rel- (generic) (P-07-0621) | 1796715 | 110742
Butanedioic acid, 2,3-dihydroxy-, mixed diesters, (2R,3R)-rel- (generic) (P-07-0622) | 1796717 | 110743
Cyclic amine polymer with epoxides, alkylcarboxy derivs. (generic) (P-07-0625) | 1796719 | 110744
Methyl trialkyl ammonium chloride, reaction products with silicic acid, lithium, magnesium and sodium salt (generic) (P-07-0626) | 1796721 | 110745
Acrylic polymer (generic) (P-07-0627) | 1796723 | 110746
Blocked aromatic isocyanate (generic) (P-07-0628) | 1796725 | 110747
Polyester polyether urethane block copolymer (generic) (P-07-0630) | 1796727 | 110748
Aluminum mixed metal and mixed diol complex (generic) (P-07-0637) | 1796729 | 110749
Ether carboxylic acid amide (generic) (P-07-0639) | 1796731 | 110750
Isocyanate functional polyester polyether urethane polymer (generic) (P-07-0640) | 1796733 | 110751
Hydroxyalkyl methacrylate, polymer with branched benzene, alkyl alkenoate and alkyl fumarate (generic) (P-07-0643) | 1796735 | 110752
Hydroxyalkyl methacrylate, polymer with branched benzene, alkyl (C=1-6) methacrylate, alkyl acrylate and alkenoic acid (generic) (P-07-0645) | 1796737 | 110753
Ethoxylated methylphosphinic acid (generic) (P-07-0653) | 1796739 | 110754
Substituted alkenyl-terminated siloxanes and silicones polymers with substituted acrylates, peroxide initiated (generic) (P-07-0662) | 1796741 | 110755
Butanoic acid, (1R)-1-ethenylalkyl ester (generic) (P-07-0670) | 1796743 | 110756
Polyethylene glycol ether acid (generic) (P-07-0672) | 1796745 | 110757
Oxirane, substituted silylmethyl-, hydrolysis products with alkanolzirconium (4+) salt and silica, acetates (generic) (P-07-0674) | 1796747 | 110758
Aspartic acid, N-alkyl,N'-(isocyanatoalkyl)-, alkyl ester (generic) (P-07-0677) | 1796749 | 110759
Polyetheramine (generic) (P-07-0686) | 1796751 | 110760
Polyester amine adduct (generic) (P-07-0690) | 1796753 | 110761
Substituted naphthalenesulfonic acid azo substituted phenyl sulfonyl compound coupled with substituted amino phenyl sulfonyl compound (generic) (P-07-0696) | 1796755 | 110762
Alkanedioc acid, polymer with isocyanate, alkyl diols, and substituted alkenoate, alkylamine-blocked, compds. with substituted alkanol (generic) (P-07-0697) | 1796757 | 110763
Aromatic polyester acrylate (generic) (P-07-0698) | 1796759 | 110764
Acrylics modified chlorinated polypropylene (generic) (P-07-0699) | 1796761 | 110765
Polyester resin (generic) (P-07-0700) | 1796763 | 110766
Poly[oxy(alkyl-1,2-ethanediyl)], .alpha.-alkyl-.omega.-[3-(alkyloxyalkylsilyl)propoxy]- (generic) (P-07-0701) | 1796765 | 110767
Polyether polyurethane (generic) (P-07-0704) | 1796767 | 110768
Silyl-terminated polyurethane polymer (generic) (P-07-0705) | 1796769 | 110769
Acrylic modified chlorinated polypropylene (generic) (P-07-0708) | 1796771 | 110770
Epoxy amine polymer (generic) (P-07-0715) | 1796773 | 110771
N-[Chlorooxoethyl[(diethylamino)phenylimino]carbomonocyclic]acetamide (generic) (P-07-0723) | 1796775 | 110772
Esterified polyamic acid polymer (generic) (P-08-0001) | 1796777 | 110773
Aliphatic polycarbonate diol polyurethane (generic) (P-08-0004) | 1796779 | 110774
Phosphorated phenolic novolac (generic) (P-08-0017) | 1796781 | 110775
Benzene, 1,4-bis(aralkoxy)- (generic) (P-08-0019) | 1796783 | 110776
Alkanedioic acid polymer with 1,4-butanediol and 2-hydroxypropanoicacid (generic) (P-08-0023) | 1796785 | 110777
Dimethyl siloxane polyglycol (generic) (P-08-0027) | 1796787 | 110778
Dimethyl siloxane polyethylene glycol (generic) (P-08-0028) | 1796789 | 110779
1,1-Geminal disubstituted ethylene (generic) (P-08-0030) | 1796791 | 110780
Isocyanate functional polyester polyether urethane polymer (generic) (P-08-0037) | 1796793 | 110781
Tertiary amine acrylate (generic) (P-08-0038) | 1796795 | 110782
Silyl-terminated polyurethane polymer (generic) (P-08-0040) | 1796797 | 110783
Alipatic urethane acrylate oligomer (generic) (P-08-0045) | 1796799 | 110784
2-Propenoic acid, 2-methyl-, polymer with alkyl 2-propenoate, ethenylbenzene and 2-propenoic acid, metal salt, peroxycompound-initiated (generic) (P-08-0049) | 1796801 | 110785
Polyalphaolefin (generic) (P-08-0057) | 1796803 | 110786
Alcohol, reaction products with alkylene oxide, alkenyl glycidyl ether sulfate (generic) (P-08-0061) | 1796805 | 110787
Urethane modified vegetable oil, epoxidized polymer (generic) (P-08-0062) | 1796807 | 110788
Polyamide based on alkanedioic acid, alkyl lactam and polyoxyalkylene (generic) (P-08-0063) | 1796809 | 110789
Rosin modified phenolic resin (generic) (P-08-0064) | 1796811 | 110790
Urethane-urea (generic) (P-08-0065) | 1796813 | 110791
Urethane-urea (generic) (P-08-0066) | 1796815 | 110792
1',1'''-[1,4-Phenylenebis(methylene)]bis[1',3'-dihydro-8-methoxy-3',3'-dimethyl-6-nitro- aromatic substituted indole (generic) (P-08-0067) | 1796817 | 110793
Fluorosilicone (generic) (P-08-0070) | 1796819 | 110794
Fluorosilicone (generic) (P-08-0071) | 1796821 | 110795
Poly (methacryloyloxyalkyl trialkylammonium salt) (generic) (P-08-0072) | 1796823 | 110796
Aliphatic polyisocyanate, C16-alcohol and polyalkylene glycol-blocked (generic) (P-08-0073) | 1796825 | 110797
Aliphatic polyisocyanate, C16-alcohol and polyalkylene glycol-blocked (generic) (P-08-0074) | 1796827 | 110798
Plant oil (generic) (P-08-0078) | 1796829 | 110799
Amine salt of polyester polyol, hydroxy substituted carboxylic acid, cycloaliphatic glycol, aliphatic diisocyanate and hydroxy substituted alkylamines (generic) (P-08-0080) | 1796831 | 110800
Fatty acid oils polymer with aromatic acid, acrylates, styrene, polyol and conjugated anhydrides (generic) (P-08-0089) | 1796833 | 110801
Aromatic polyester polyol (generic) (P-08-0093) | 1796835 | 110802
Dialkylmonoheterocycledione, homopolymer ester with 1,2,3-propanetriol (generic) (P-08-0103) | 1796837 | 110803
Aryl azo compound (generic) (P-08-0105) | 1796839 | 110804
Alkoxy silane (generic) (P-08-0107) | 1796841 | 110805
Alkanoic acid, ethenyl ester, polymer with ethenyl acetate and alkyl 2-propenoate (generic) (P-08-0114) | 1796843 | 110806
Olefin copolymer (generic) (P-08-0115) | 1796845 | 110807
Bisphenol A/epichlorohydrin epoxy polymer reaction product with amines, neutralized with methane sulfonic acid (generic) (P-08-0117) | 1796847 | 110808
Amide-alkyldioic acid compound (generic) (P-08-0118) | 1796849 | 110809
Ketimine resin (generic) (P-08-0120) | 1796851 | 110810
Acryloylisocyanate (generic) (P-08-0121) | 1796853 | 110811
Disubstituted benzenamine (generic) (P-08-0123) | 1796855 | 110812
Neopentylglycol dialkanoate (generic) (P-08-0128) | 1796857 | 110813
Acrylic, vinyl and methacrylic copolymer, quartenary salt with arylsulfonate (generic) (P-08-0129) | 1796859 | 110814
Polyalkyleneoxide grafted polypropylene (generic) (P-08-0130) | 1796861 | 110815
Polyalkyleneoxide grafted polypropylene (generic) (P-08-0131) | 1796863 | 110816
Silylated acrylic resin (generic) (P-08-0135) | 1796865 | 110817
MDI polyester prepolymer (generic) (P-08-0137) | 1796867 | 110818
Organophosphite (generic) (P-08-0142) | 1796869 | 110819
Alkoxylated linear alcohol (generic) (P-08-0143) | 1796871 | 110820
Modified polycarbonate (generic) (P-08-0147) | 1796873 | 110821
Substituted phthalocyanine (generic) (P-08-0148) | 1796875 | 110822
Glycol modified polyethylene naphthalate polyester (generic) (P-08-0152) | 1796877 | 110823
Polymer of fatty acids methyl esters hydroformylation products, hydrogenated, with alkylene oxides (generic) (P-08-0153) | 1796879 | 110824
Polymer of fatty acids, methyl esters, hydroformylation products, hydrogenated, with alkyleneoxides (generic) (P-08-0154) | 1796881 | 110825
Polyalkylester, polymer with .alpha.-hydro-.omega.-hydroxypoly[oxy(methyl-1,2-ethanediyl)], 3-hydroxy-2-(hydroxymethyl)-2-methylpropanoic acid andalkyldiisocyanate, ammonium salt (generic) (P-08-0156) | 1796883 | 110826
Aryloxyalcohol (generic) (P-08-0160) | 1796885 | 110827
Aryloxyacrylate (generic) (P-08-0161) | 1796887 | 110828
Fatty acid derivative (generic) (P-08-0162) | 1796889 | 110829
Trialkoxysilane functional ester (generic) (P-08-0166) | 1796891 | 110830
Potassium homate, polymer with acrylic monomers (generic) (P-08-0168) | 1796893 | 110831
Aromatic polyisocyanate, glycol ethers-blocked (generic) (P-08-0169) | 1796895 | 110832
Polyacrylate/vinylpyridine block copolymer (generic) (P-08-0184) | 1796897 | 110833
Glycidyl ether modified polyamine (generic) (P-08-0191) | 1796899 | 110834
Glycidyl ether modified polyamine (generic) (P-08-0192) | 1796901 | 110835
Fatty acids, dimers, polymers with alkenoic acid, polyoxyalkylene and alkyl substituted triol (generic) (P-08-0194) | 1796903 | 110836
Acrylated aliphatic polyurethane (generic) (P-08-0195) | 1796905 | 110837
Aryl phosphoric acid ester (generic) (P-08-0201) | 1796907 | 110838
Polyetheramine diisocyanate polymer (generic) (P-08-0202) | 1796909 | 110839
Isocyanate terminated urethane polymer (generic) (P-08-0203) | 1796911 | 110840
Poly(meth)acrylates type copolymer (generic) (P-08-0204) | 1796913 | 110841
Acrylic acid polymer with alkyl acrylate, alkenylbenzene and acryl amide, ammonium salt (generic) (P-08-0205) | 1796915 | 110842
Styrene/acrylate copolymer (carboxylated), aqueous dispersion (generic) (P-08-0206) | 1796917 | 110843
Substituted styrene copolymer (generic) (P-08-0207) | 1796919 | 110844
Acrylic styrene polymer (generic) (P-08-0208) | 1796921 | 110845
Aromatic urethane acrylate polymer (generic) (P-08-0214) | 1796923 | 110846
Isocyanate terminated polymer with polyoxyalkylene polyols and isocyanate (generic) (P-08-0218) | 1796925 | 110847
Polyether and trialksilylalkylamine modified polyurethane (generic) (P-08-0229) | 1796927 | 110848
Trialkoxysilylalkylene modified polydialkylsiloxane (generic) (P-08-0230) | 1796929 | 110849
Alkyl based fatty acid modified resin (generic) (P-08-0233) | 1796931 | 110850
Bisphenol A-epichlorohydrin amine copolymer (generic) (P-08-0234) | 1796933 | 110851
Acrylate copolymer (generic) (P-08-0236) | 1796935 | 110852
Water-borne silicone grafted methacylic copolymer (generic) (P-08-0238) | 1796937 | 110853
Alkenyltrialkoxysilane modified polysiloxane (generic) (P-08-0239) | 1796939 | 110854
Compound of vegetable oil, silicone, C12 to C30 fatty alcohol compound reacted with silica (generic) (P-08-0240) | 1796941 | 110855
Organomodified silanic hydrogen fluid (generic) (P-08-0243) | 1796943 | 110856
Modified silicone polyether copolymer (generic) (P-08-0244) | 1796945 | 110857
Alkanoic acid ester, polymer with substituted alcohol and epoxy resin (generic) (P-08-0252) | 1796947 | 110858
Unsaturated polyester resin (generic) (P-08-0253) | 1796949 | 110859
Aromatic isocyanate alkyl alcohol blocked (generic) (P-08-0257) | 1796951 | 110860
Aromatic isocyanate alkyl alcohol blocked (generic) (P-08-0258) | 1796953 | 110861
Polyester (generic) (P-08-0264) | 1796955 | 110862
Polymer of isocyanic acid, polymethylene polyphenylene ester, with alkyl polyamine, .alpha.-hydro-.gamma.-hydroxypoly[(oxy(methyl-1,2-ethanediyl))and methyloxirane (generic) (P-08-0265) | 1796957 | 110863
Guanidine, N,N'''-alkanediylbis[N'-cyano-, polymer with alkanediamine, phosphate (generic) (P-08-0266) | 1796959 | 110864
Modified polyolefin, aminoalkanoic acid and polyether copolymer (generic) (P-08-0267) | 1796961 | 110865
Glycidyl methacrylate modified carboxylated epoxy cresol novolac acrylate (generic) (P-08-0270) | 1796963 | 110866
Trimethylsilylphosphonic acid, alkyl ester (generic) (P-08-0273) | 1796965 | 110867
Alkanedioic acid, polymer with alkanediol, alkanediamine, alkanediol, hydroxy-(hydroxyalkyl)-alkyl-, trialkylamine, carbocycle-isocyanato-(isocyanatoalkyl)-trialkyl-, trialkylcyclohexane and alkylimino alcohol, salt (generic) (P-08-0274) | 1796967 | 110868
Substituted-carbopolycyclic-[[heterocycle)-heterocycle-diyl]diimino]bis[substituted-[[sulfocarbocycle]azo]carbocycle]azo]-, sodium salt (generic) (P-08-0276) | 1796969 | 110869
Fatty acids, polymers with 2-[[4-(1,1-dimethylethyl)phenoxy]methyl]oxirane, glycidyl Ph ether, fatty acid dimers and polyalkylenepolyamines (generic) (P-08-0286) | 1796971 | 110870
Hydrocarbylpolysilicate (generic) (P-08-0287) | 1796973 | 110871
Polyester polycarbonate polyurethane modified with polymer of acrylic and vinyl esters (generic) (P-08-0288) | 1796975 | 110872
Polymer of fatty acids, aliphatic diols, aliphatic polyols and aromatic acids (generic) (P-08-0301) | 1796977 | 110873
Substituted carbocycle, [(N-carbocycleamino)-heterocycle-yl]-bis- (generic) (P-08-0304) | 1796979 | 110874
Compound of oxalkylated amine with fatty acid adduct (generic) (P-08-0305) | 1796981 | 110875
Polyether urethane block copolymer (generic) (P-08-0306) | 1796983 | 110876
Heteromonocycle carboxylic acid, bromo-(3-chloro-2-pyridinyl)-dihydro-, ethyl ester (generic) (P-08-0308) | 1796985 | 110877
Heteromonocycle carboxylic acid, bromo-(3-chloro-2-pyridinyl)-, ethyl ester (generic) (P-08-0309) | 1796987 | 110878
Heteromonocycle carboxylic acid, (3-chloro-2-pyridinyl)-oxo-, ethylester (generic) (P-08-0310) | 1796989 | 110879
Heteromonocycle carboxylic acid, (3-chloro-2-pyridinyl)-dihydro-[(phenylsulfonyl)oxy]-, ethyl ester (generic) (P-08-0311) | 1796991 | 110880
Alkylene siloxanes and silicones reaction products with siloxanes and silicones (generic) (P-08-0313) | 1796993 | 110881
Polyether polyphosphate ester (generic) (P-08-0316) | 1796995 | 110882
Polyether polyalcohol derivative (generic) (P-08-0317) | 1796997 | 110883
Carbamic acid, N,N'-(alkyl)bis, ester with alkanediol (1:2) (generic) (P-08-0319) | 1796999 | 110884
Isocyanate terminated urethane polymer (generic) (P-08-0326) | 1797001 | 110885
Halogenated aromatic ester derivatives (generic) (P-08-0327) | 1797003 | 110886
Alkanolamine, polymer with 2,4-diisocyanato-1-methylbenzene and polyalkylene glycol derivative, 2-hydroxyethyl acrylate-blocked (generic) (P-08-0329) | 1797005 | 110887
Fatty acids, C18-unsatd., dimers, polymer with alkyldioic acids, ethylenediamine, dialkylcyclicdiamine, and tall-oil fatty acid (generic) (P-08-0333) | 1797007 | 110888
Fatty acids, C18-unsatd dimers, polymer with alkyldioic acid, ethylenediamine, dialkyloxyamine, and tall-oil fatty acid (generic) (P-08-0335) | 1797009 | 110889
Polymer with .epsilon.-caprolactona, hydroxystearic acid, methyldiethanolamine and dicyclohexyl methane diisocyanate (generic) (P-08-0336) | 1797011 | 110890
1,2-Ethanediamine, N1,N2-bis(2-aminoethyl), polymer with haloalkyloxirane and polyoxyalkane (generic) (P-08-0340) | 1797013 | 110891
Isocyanic acid, alkylene ester, propylene glycol monomethacrylate-blocked (generic) (P-08-0346) | 1797015 | 110892
Isocyanate terminated polyurethane (generic) (P-08-0351) | 1797017 | 110893
Alkyl acrylate polymer with inorganic acid and alkoxyethyl acrylatealkyl ester (generic) (P-08-0352) | 1797019 | 110894
2-Propenoic acid, 2-methyl-, methyl ester, polymer with butyl propenoate and substituted-propyl 2-methyl-2-propenoate, 2,2'-(1,2-diazenediyl)bis[2-methylbutanenitrile]-initited (generic) (P-08-0354) | 1797021 | 110895
Alkyl alcohol reaction product with alkyl diisocyanate (generic) (P-08-0359) | 1797023 | 110896
Hydrogenated polybutadiene acrylate (generic) (P-08-0365) | 1797025 | 110897
Fatty acid dimers, polymers with diols, cyclical diacid, aromatic polyacid, compds. with amine (generic) (P-08-0375) | 1797027 | 110898
Arylalkylamine, N-(4-(2-(substituteddiaryl)diazenyl)aryl)-N-alkyl (generic) (P-08-0376) | 1797029 | 110899
Propenenitrile, reaction products with alkylenediamine, hydrogenated, N-aryl derivs. (generic) (P-08-0382) | 1797031 | 110900
Mixed polyol fatty acid ester (generic) (P-08-0384) | 1797033 | 110901
Lithium salt of cyclic disulfonic acid (generic) (P-08-0385) | 1797035 | 110902
Sodium salt of cyclic carboxylic acid (generic) (P-08-0386) | 1797037 | 110903
Lithium salt of cyclic carboxylic acid (generic) (P-08-0387) | 1797039 | 110904
Substituted mineral acid (generic) (P-08-0388) | 1797041 | 110905
Acrylate polymer with vinyl ether (generic) (P-08-0390) | 1797043 | 110906
Urethane resin (generic) (P-08-0393) | 1797047 | 110908
Dodecanedioic acid polymer with nonanediol (generic) (P-08-0394) | 1797049 | 110909
Polyether modified fatty acid dimer (generic) (P-08-0401) | 1797051 | 110910
Vinyl siloxane polymer with hydrogen siloxane (generic) (P-08-0407) | 1797053 | 110911
.alpha.-Alkenes, polymers with alkenylic acid anhydride, alkyl esters (generic) (P-08-0409) | 1797055 | 110912
Gycidyl methacrylate alkyl (meth) acrylate copolymer (generic) (P-08-0410) | 1797057 | 110913
Carbohydrate polymer with 2,5-furandione and 2-propenoic acid, sodium salt, hydrogen peroxide- and peroxydisulfuric acid ([(HO)S(O)2]2O2) sodium salt (1:2)-initiated (PROVSIOINAL) (generic) (P-08-0411) | 1797059 | 110914
Carbohydrate, polymer with 2,5-furandione, methyl 2-methyl-2-propenoate, 2-propenoic acid, sodium 4-ethenylbenzenesulfonate (1:1) and sodium 2-methyl-2-[(1-oxo-2-propen-1-yl)amino]-1-propanesulfonate (1:1), sodium salt, hydrogen peroxide- and peroxydisulfuric acid ([(HO)S(O)2]2O2) sodium salt (1:2)-initiated (generic) (P-08-0413) | 1797061 | 110915
Carbohydrate, polymer with 1-methyl hydrogen (2Z)-2-butanedioate, 1,2-propanediol mono(2-methyl-2-propenoate) and 2-propenoic acid, ammonium salt,tert-Bu hydroperoxide-initiated (generic) (P-08-0416) | 1797063 | 110916
Aromatic dimethanamine, reaction products with aromatic glycidyl ether (PROVOSIONAL) (generic) (P-08-0419) | 1797065 | 110917
Acrylic alkylphenol copolymer (generic) (P-08-0421) | 1797067 | 110918
Potassium polystyrene maleate (generic) (P-08-0422) | 1797069 | 110919
Poly(styrene-methacryloyloxyethyl phosphoric acid ester) (generic) (P-08-0423) | 1797071 | 110920
Isocyanate terminated urethane polymer (generic) (P-08-0430) | 1797073 | 110921
Phenol-xylylene resin (generic) (P-08-0432) | 1797075 | 110922
Aminosilane ester (generic) (P-08-0435) | 1797077 | 110923
Alkoxysilane-modified polyalkyleneoxide polymer (generic) (P-08-0436) | 1797079 | 110924
Amine carboxylate (generic) (P-08-0437) | 1797081 | 110925
Acrylic nitrile copolymer (generic) (P-08-0440) | 1797083 | 110926
Acrylic ester nitrile copolymer (generic) (P-08-0441) | 1797085 | 110927
Polyalkylene azo benzamide (generic) (P-08-0445) | 1797087 | 110928
Poly(oxyalkylene) azo benzamide (generic) (P-08-0446) | 1797089 | 110929
Polymer of alkenoic acid, substituted ethene and alkyl acrylate (generic) (P-08-0450) | 1797091 | 110930
Polymer of alkenoic acid, carbomonocyclic acrylate and methacrylic acid (generic) (P-08-0451) | 1797093 | 110931
Urethane prepolymer (polyether polyol react with organic isocyanate) (generic) (P-08-0452) | 1797095 | 110932
Carbamic acid, N,N'-(iminodi-.alpha.,.omega.-alkanediyl)bis-, C,C'-bis).beta.-hydroxyalkyl)ester, reaction products with bisphenol A-epichlorohydrin polymer, alkanolamine and N1-(1,3-dimethyl butylidene)-N2-[2-[(1,3-dimethylbutylidene)amino]ethyl]-1,2-ethanediamine, hydrolyzed, sulfamates (salts) (generic) (P-08-0453) | 1797097 | 110933
Reaction product of substituted dioxazine compound and substituted alkyl sulfonyl compound (generic) (P-08-0465) | 1797099 | 110934
Phenolic resin (generic) (P-08-0466) | 1797101 | 110935
Isocyanate terminated hydroxylpolyalkyl polyurethane prepolymer (generic) (P-08-0469) | 1797103 | 110936
Tricyclic amine salt (generic) (P-08-0471) | 1797105 | 110937
Polyester (generic) (P-08-0474) | 1797107 | 110938
Amine functional acrylic polymer (generic) (P-08-0476) | 1797109 | 110939
Aliphatic polyisocyanate prepolymer (generic) (P-08-0477) | 1797111 | 110940
Acrylic polymer, polymers with acrylates and polyethylene glycol acrylate alkyl ethers (generic) (P-08-0478) | 1797113 | 110941
Isocyanate functional polyester polyether urethane polymer (generic) (P-08-0485) | 1797115 | 110942
Polymer with .alpha.-hydro-.omega.-hydroxypoly[oxy(methyl-1,2-ethanediyl)], 3-hydroxy-2-(hydroxymethyl)-2-methylpropanoic acid and alkyldiisocyanate, ammonium salt (generic) (P-08-0486) | 1797117 | 110943
Triazine benzimidazol (generic) (P-08-0487) | 1797119 | 110944
Triazine carbazole (generic) (P-08-0488) | 1797121 | 110945
Reaction product of substituted naphthalenesulfonic acid triazinamino compound and substituted naphthalenesulfonic acid substituted triazin phenylalkyl sulfonyl compound (generic) (P-08-0491) | 1797123 | 110946
Aluminum fluoro diazo naphthalene complex (generic) (P-08-0492) | 1797125 | 110947
Aluminum fluoro diazo naphthalene complex (generic) (P-08-0493) | 1797127 | 110948
Alkene-carboxylic acid copolymer alkanolamine salt (generic) (P-08-0496) | 1797129 | 110949
Alkene-carboxylic acid copolymer salt (generic) (P-08-0497) | 1797131 | 110950
Cyclic guanidine (generic) (P-08-0502) | 1797133 | 110951
Copolymer of substituted propanesulfonic acid, maleate of ethyleneoxide-propylene oxide (generic) (P-08-0505 | 1797135 | 110952
Aromatic polyester polyether polyurethane (generic) (P-08-0507) | 1797137 | 110953
Modified acrylonitrile, butadiene polymer, hydrogenated (generic) (P-08-0511) | 1797139 | 110954
Alcohol propoxylate (generic) (P-08-0512) | 1797141 | 110955
Alcohol propoxylate sulfate salt (generic) (P-08-0513) | 1797143 | 110956
Poly(oxyalkylenediyl), maleate half-ester (generic) (P-08-0515) | 1797145 | 110957
Poly(oxyalkylenediyl), substituted maleate half-ester, metal salts (generic) (P-08-0518) | 1797147 | 110958
Aromatic isocyanate (generic) (P-08-0520) | 1797149 | 110959
TDI polyester polypropylene ethylene copolymer (generic) (P-08-0523) | 1797151 | 110960
Unsaturated polyester (generic) (P-08-0524) | 1797153 | 110961
Complex keto-amine (generic) (P-08-0537) | 1797155 | 110962
Methyl ester of hydroxy alkyl acid (generic) (P-08-0543) | 1797157 | 110963
Alkylheterocyclic amine blocked isocyanate, alkoxysilane polymer (generic) (P-08-0545) | 1797159 | 110964
Polyether urethane block copolymer compound with unsatd. fatty acids (generic) (P-08-0547) | 1797161 | 110965
Polyether modified polyurethane (generic) (P-08-0548) | 1797163 | 110966
Polycarbonate polyurethane acrylate oligomer (generic) (P-08-0553) | 1797165 | 110967
Aqueous polyurethane dispersion (generic) (P-08-0554) | 1797167 | 110968
Acrylated aliphatic polyurethane (generic) (P-08-0557) | 1797169 | 110969
5-Isocyanato-1-(isocyanatomethyl)-1,3,3-trimethylcyclohexane, oligomeric reaction products with polyacrylic polyol and hydroxyethyl acrylate (generic) (P-08-0558) | 1797171 | 110970
Aliphatic ketoxime (generic) (P-08-0559) | 1797173 | 110971
Modified polyalkyldiene polymer (generic) (P-08-0560) | 1797175 | 110972
Acrylate, polymer with acrylate, ketoacrylamide, styrene and acrylate (generic) (P-08-0571) | 1797177 | 110973
Lauryllactam, polymer with alkanedicarboxylic acid and alkane diamine (generic) (P-08-0620) | 1797179 | 110974
Poly carboxylate ether (generic) (P-08-0621) | 1797181 | 110975
Acrylated aliphatic polyurethane (generic) (P-08-0624) | 1797183 | 110976
Poly(oxyalkylenediyl), substituted maleate half-ester, metal salts (generic) (P-08-0630) | 1797185 | 110977
Alkenoic acid polymer with (poly)hydroxyl substituted alkane, esterwith acryloylalkyl carbamic acid (generic) (P-08-0631) | 1797187 | 110978
Mixed titanate (generic) (P-08-0638) | 1797189 | 110979
Mixed titanate (generic) (P-08-0639) | 1797191 | 110980
Pentaisobutylene (generic) (P-08-0648) | 1797193 | 110981
Organic salt of a polyester polyamine (generic) (P-08-0649) | 1797195 | 110982
Styrene, methanamine modified polymer (generic) (P-08-0650) | 1797197 | 110983
Halogenated styrene modified polymer (generic) (P-08-0651) | 1797199 | 110984
Acrylic styrene modified polymer (generic) (P-08-0652) | 1797201 | 110985
Acrylonitrile, acrylate, styrene modified polymer (generic) (P-08-0653) | 1797203 | 110986
Fatty acids, C18-unsatd., dimers, polymers with diamines and monoacids (generic) (P-08-0656) | 1797205 | 110987
Fatty acids, C18-unsatd., dimers, polymers with diamines and monoacids (generic) (P-08-0657) | 1797207 | 110988
Fatty acids, C18-unsatd., dimers, polymers with diamines and monoacids (generic) (P-08-0658) | 1797209 | 110989
Acrylic acid ester polymer with vinyl glycol derivative and cyclic alkene anhydride (generic) (P-08-0665) | 1797211 | 110990
Chlorinated polyolefin (generic) (P-08-0668) | 1797213 | 110991
Alkenyl functional metal hydroxide (generic) (P-08-0673) | 1797215 | 110992
Mixed metal oxides (generic) (P-08-0674) | 1797217 | 110993
Furandione polymer with ethenylbenzene, alkyl ester (generic) (P-08-0679) | 1797219 | 110994
Polyester resin (generic) (P-08-0681) | 1797221 | 110995
Ethoxylated maleated triglyceride polymer (generic) (P-08-0682) | 1797223 | 110996
Ethoxylated maleated triglyceride polymer (generic) (P-08-0683) | 1797225 | 110997
Alkylamide, N-(2-ethylhexyl)- (generic) (P-08-0687) | 1797227 | 110998
Amines, polyethylenepoly-, reaction products with isostearic acid and disubstituted methanal (generic) (P-08-0687) | 1797229 | 110999
Epoxy-amine adduct (generic) (P-08-0688) | 1797231 | 111000
Vinyl acetate, versatate, maleate copolymer (generic) (P-08-0691) | 1797233 | 111001
Substituted carbomonocycles, polymer with substituted glycols and alkyldioic acid (generic) (P-08-0693) | 1797235 | 111002
Alkenoic acid, metal salt, polymer with (alkyl (C=1-3) alkenyl) hydroxypoly (substituted alkane (C=2-4) diyl), graft (generic) (P-08-0696) | 1797237 | 111003
Alkoxysilane (generic) (P-08-0699) | 1797239 | 111004
Benzoic acid, 4-chloro-2-[(substituted)azo]-, strontium salt (1:1) (generic) (P-08-0701) | 1797241 | 111005
Dihydroxyalkanoic acid, polymer with polyetherdiol and alicyclic diisocyanate (generic) (P-08-0703) | 1797243 | 111006
Amides, from C18-unsatd. fatty acid dimers, aliphatic polyamines, aliphatic polyamine N-benzyl derivatives and tall-oil fatty acids (generic) (P-08-0706) | 1797245 | 111007
Phenol, 4,4'-substituted, polymer with 2,2'-[3,3',5,5'-tetramethyl[1,1'-biphenyl]-4,4'-diyl)bis(oxymethylene)]bis[oxirane] (generic) (P-08-0708) | 1797247 | 111008
Alkylacrylates, copolymers with alkylmethacrylates and modified methacrylates (generic) (P-08-0709) | 1797249 | 111009
Cycloaliphatic anhydride, polymer with hydroxy alkyl diol, alkyl ester (generic) (P-08-0723) | 1797251 | 111010
Hydroxyl alkyl acrylate ester, polymer with acrylates, aromatic vinyl monomer, cycloaliphatic lactone, and alkyl carboxylic acid, peroxide initiated (generic) (P-08-0727) | 1797253 | 111011
Alkanedioic acid, polymer with alkyl diisocyanate, substituted alkyldiol, substituted alkanoic acid copolymer, substituted oxepanone homopolymer-blocked (generic) (P-08-0736) | 1797255 | 111012
Fatty acids, vegetable, polymers with aliphatic and cycloaliphatic dicarboxylic acids, polyols, dihydroxycarboxylic acids, cycloaliphatic diisocyanates and tertiary alkyl amines (generic) (P-08-0739) | 1797257 | 111013
Cyclohexanedialdehyde polymer with phenol (generic) (P-08-0741) | 1797259 | 111014
Silicone copolyol phthalate (generic) (P-08-0745) | 1797261 | 111015
Silicone copolyol phthalate (zinc salts) (generic) (P-08-0746) | 1797263 | 111016
Ester diol (generic) (P-08-0752) | 1797265 | 111017
Organosilane derivative (generic) (P-08-0753) | 1797267 | 111018
Aryloxyacrylate (generic) (P-08-0754) | 1797269 | 111019
Polyester resin (generic) (P-08-0756) | 1797271 | 111020
Hexanedioic acid, polymer with oxybis(propanol)and alkyl polyether (generic) (P-09-0001) | 1797273 | 111021
Substituted phenol, polymer with 2-(chloromethyl)oxirane 1,3-diisocyanatomethylbenzene, 2-ethylhexanoate (ester), cyclized, reaction products withdiethylenetriamine and 2-(methylamino)ethanol (generic) (P-09-0005) | 1797275 | 111022
Thioglycolic ester (generic) (P-09-0009) | 1797277 | 111023
Polyurethane pre-polymer of polymeric MDI and polyether polyols (generic) (P-09-0010) | 1797279 | 111024
Urethane acrylate resin. (generic) (P-09-0011) | 1797281 | 111025
Alkyl oxiranes, polymer with alkyl triol, polymer with polyalkyleneoxides and alkyl isocyanate (generic) (P-09-0022) | 1797283 | 111026
Polymer of alkanedioic acid and alkanediamine (generic) (P-09-0024) | 1797285 | 111027
2-(Dimethylamino)ethyl methyl-2-propenoate, polymer with alkyl-substituted methyl-2-propenoate and aryl-substituted methyl-2-propenoate (generic) (P-09-0026) | 1797287 | 111028
Methacrylic polymer (generic) (P-09-0031) | 1797289 | 111029
Phosphoric acid, mixed alkoxy esters, sodium salts (generic) (P-09-0042) | 1797291 | 111030
Substituted benzenesulfonic acid, disodium salt (generic) (P-09-0043) | 1797293 | 111031
Alkylcarboxypolyester acrylate (generic) (P-09-0047) | 1797295 | 111032
Alkenylsuccinic anhydride derivative (generic) (P-09-0058) | 1797297 | 111033
Hydroxy-chloro-cyclopropyl-heteromonocycliccarboxylic acid (generic) (P-09-0061) | 1797299 | 111034
Substituted sulfonated phenylazo naphthalene sulfonic acid salt (generic) (P-09-0064) | 1797301 | 111035
Benzoic acid phenyl ester (generic) (P-09-0065) | 1797303 | 111036
Benzoic acid phenyl ester (generic) (P-09-0066) | 1797305 | 111037
Alkenedioic acid, polymer with .alpha.,.alpha.'-[(1-methylethylidene)di-4,1-phenylene]bis[.omega.-hydroxypoly[oxy(methyl-1,2-ethanediyl)]], compd.with 2-(dimethylamino)ethanol (generic) (P-09-0067) | 1797307 | 111038
Amides, from lignin, tall oil fatty acids, C21 dicarboxylic acids and polyalkanolamines (generic) (P-09-0069) | 1797309 | 111039
Amides, from lignin, tall oil fatty acids, C21 dicarboxylic acids and polyalkanolamines, hydrochlorides (generic) (P-09-0070) | 1797311 | 111040
Benzenacetonitrile, cyclohexylidene-alkyl substituted (generic) (P-09-0075) | 1797313 | 111041
Diamino-(substituted phenylazo)-benzene sulfonic acid, salt (generic) (P-09-0076) | 1797315 | 111042
Alkylaminoalcohol (generic) (P-09-0077) | 1797317 | 111043
Alkylaminoalcohol (generic) (P-09-0078) | 1797319 | 111044
Polyester resin (generic) (P-09-0079) | 1797321 | 111045
Polymer of aliphatic diols, aliphatic polyols, and carboxylic anhydrides (generic) (P-09-0081) | 1797323 | 111046
Aromatic polyisocyanate, aliphatic diol, glycol ethers-blocked (generic) (P-09-0092) | 1797325 | 111047
Fluoroethylene vinyl copolymer (generic) (P-09-0099) | 1797327 | 111048
Acrylate polymer with vinyl ether (generic) (P-09-0102) | 1797329 | 111049
Formaldehyde, polymers with alkyl aromatic phenol, cycloaliphatic-phenol polymer glycidyl ether, epichlorohydrin and aromatic diol, acrylic cycloaliphatic carboxylates (generic) (P-09-0103) | 1797331 | 111050
Polyurea acrylate (generic) (P-09-0104) | 1797333 | 111051
Halo substituted benzonitrile (generic) (P-09-0105) | 1797335 | 111052
Fatty acids, tall-oil, reaction products with modified fatty acids and polyalkanolamines, hydrochlorides (generic) (P-09-0106) | 1797337 | 111053
Fatty acids, tall-oil, reaction products with modified fatty acids and polyalkanolamines (generic) (P-09-0107) | 1797339 | 111054
Alkoxysilane functional acrylic resin (generic) (P-09-0111) | 1797341 | 111055
Alkanedioic acid, polymer with N-(aminoalkyl)-alkyldiamine, (chloromethyl)oxirane and alkylpolyol, acid salt (generic) (P-09-0115) | 1797343 | 111056
Epoxidized siloxane (generic) (P-09-0120) | 1797345 | 111057
Substituted pyrrolidinealkanaminium, polyalkylene derivs. (generic) (P-09-0121) | 1797347 | 111058
Silicone modified polycarbonate (generic) (P-09-0122) | 1797349 | 111059
Polyester polyol (generic) (P-09-0123) | 1797351 | 111060
Substituted pyrrolidine alkylamine, polyalkylene derivs. (generic) (P-09-0126) | 1797353 | 111061
Aromatic carboxylic acid (generic) (P-09-0131) | 1797355 | 111062
Alkyl substituted polyamide (generic) (P-09-0132) | 1797357 | 111063
1,3-Ethyl, methylimidazolium undecafluoro substituted ionic methalic species (generic) (P-09-0141) | 1797359 | 111064
Substituted carbomonocycles, polymer with alkanediols (generic) (P-09-0158) | 1797361 | 111065
2-Propenoic acid, polymer with butyl 2-propenoate, (2,3,4,5,6-pentabromophenyl)methyl 2-propenoate and substituted acrylate (generic) (P-09-0160) | 1797363 | 111066
Styrenic polymer (generic) (P-09-0162) | 1797365 | 111067
Aminohalogenated alkene ester (generic) (P-09-0163) | 1797367 | 111068
Hexanedioic acid, polymer with 2,5-furandione substituted 1,3-isobenzofurandione 2,2'-oxybis[ethanol] and propanediol 2-hydroxy-3-[(1-oxoneodecyl)oxy]propyl ester (generic) (P-09-0165) | 1797369 | 111069
Butylated melamine (generic) (P-09-0166) | 1797371 | 111070
Isocyanate terminated polyether polyurethane (generic) (P-09-0170) | 1797373 | 111071
Halogenated carbamyal benzoyl alkyl sulfamide (generic) (P-09-0171) | 1797375 | 111072
Aliphatic urethane acrylate (generic) (P-09-0177) | 1797377 | 111073
Fatty acids, dimers, polymers with alkane diol, dihydroxyfunctionalmonocarboxylic acid, alkyl isocyanate, alkanediol, aromatic anhydride, glycol ether and alkanetriol, compounds with amino alcohol (generic) (P-09-0178) | 1797379 | 111074
Fatty acids, dimers, polymers with dihydroxyfunctional monocarboxylic acid, alkane diol, alkyl isocyanate, alkanediol, aromatic anhydride, glycol ether and alkanetriol, compounds with amino alcohol (generic) (P-09-0179) | 1797381 | 111075
Dimer fatty acids, polymers with alkane diol, alkyl glycol, carboxylic acid anhydride, glycol ether and alcohol (generic) (P-09-0181) | 1797383 | 111076
2-Propenoic acid, 2-methyl-, polymer with ethenylbenzene, ethyl-2-propenoate, formaldehyde, 2-hydroxyethyl 2-propenoate, methyl 2-methyl-2-propenoate and substituted monoheterocycle, tert-Bu 2-ethylhexaneperoxoate-initiated, compds. with 2-(dimethylamino)ethanol (generic) (P-09-0182) | 1797385 | 111077
Polyester polyurethane acrylate oligomer (generic) (P-09-0184) | 1797387 | 111078
Alkanoic acid, potassium salt (generic) (P-09-0200) | 1797389 | 111079
N-Alkyl pyrrolidinedione derivative (generic) (P-09-0202) | 1797391 | 111080
Unsaturated urethane methacrylate (generic) (P-09-0203) | 1797393 | 111081
Siloxanes and Silicones, di-Me, hydroxyalkyl Me, alkoxylated, polymers with diisocyanatoalkane, polyalkylene-glycol monoallyl ether-blocked (generic) (P-09-0204) | 1797395 | 111082
Quaternary ammonium bromide (generic) (P-09-0205) | 1797397 | 111083
Alkylmethacrylate (generic) (P-09-0206) | 1797399 | 111084
Mixture of N-methylated polyalkylenepolyamine (generic) (P-09-0208) | 1797401 | 111085
Furandione polymer with ethenylbenzene, alkyl ester (generic) (P-09-0210) | 1797403 | 111086
Styrene-methacrylate copolymer (generic) (P-09-0214) | 1797405 | 111087
Styrene-methacrylate copolymer (generic) (P-09-0215) | 1797407 | 111088
Fatty acid ester (generic) (P-09-0217) | 1797409 | 111089
Fatty acid ester (generic) (P-09-0220) | 1797411 | 111090
Isocyanate terminated urethane polymer (generic) (P-09-0222) | 1797413 | 111091
Isocyanate terminated urethane polymer (generic) (P-09-0223) | 1797415 | 111092
Isocyanate terminated urethane polymer (generic) (P-09-0224) | 1797417 | 111093
Isocyanate terminated urethane polymer (generic) (P-09-0225) | 1797419 | 111094
Isocyanate terminated urethane polymer (generic) (P-09-0226) | 1797421 | 111095
Isocyanate terminated urethane polymer (generic) (P-09-0227) | 1797423 | 111096
Fatty acids, polymers with substituted alkanoate, polyethylene glycol mono-Me ether, polyol and substituted carbomonocycle (generic) (P-09-0228) | 1797425 | 111097
Rosin phenolic (generic) (P-09-0230) | 1797427 | 111098
Siloxanes and Silicones, di-Me, polymers with (chloromethylsilyl)-functional alkane, vinyl-group terminated (generic) (P-09-0239) | 1797429 | 111099
Substituted acrylates, polymer with substituted polyglycol ether prepolymer, substituted alkylnitrile-initiated (generic) (P-09-0242) | 1797431 | 111100
Acrylamide-amino-substituted copolymer (generic) (P-09-0247) | 1797433 | 111101
Polyether polyester copolymer phosphate (generic) (P-09-0253) | 1797435 | 111102
Polyacrylate, modified with siloxanes (generic) (P-09-0254) | 1797437 | 111103
Bis-phenoxyethanol fluorene diacrylate (generic) (P-09-0258) | 1797439 | 111104
Aryl alkylphosphonate (generic) (P-09-0271) | 1797441 | 111105
Poly[oxy(methyl-1,2-ethanediyl)],.alpha.,.alpha.',.alpha.''-1,2,3-propanetriyltris[.omega.-hydroxy-, triester with isophorone diisocyanate and blocked with a hydroxyl bearing aromatic species (generic) (P-09-0273) | 1797443 | 111106
Aliphatic diol polymer with isocyanates and acrylates (generic) (P-09-0276) | 1797445 | 111107
Styrene-maleic anhydride copolymer, reaction product with amine compounds (generic) (P-09-0279) | 1797447 | 111108
Styrene-maleic anhydride copolymer, reaction product with amino compounds (generic) (P-09-0280) | 1797449 | 111109
Styrene-maleic anhydride copolymer, reaction product with amino compounds (generic) (P-09-0281) | 1797451 | 111110
Unsaturated polyester resin (generic) (P-09-0284) | 1797453 | 111111
Unsaturated polyester resin (generic) (P-09-0285) | 1797455 | 111112
Poly(oxyalkylenediyl),.alpha.-substituted carbomonocycle-.omega.-substituted carbomonocycle (generic) (P-09-0286) | 1797457 | 111113
Acrylic acid, alkyl ester, polymer with ethylene and vinyl carboxylate (generic) (P-09-0287) | 1797459 | 111114
Isocyanate modified epoxy terminated polymer (generic) (P-09-0289) | 1797461 | 111115
Isocyanate modified epoxy terminated polymer (generic) (P-09-0290) | 1797463 | 111116
Hexanedioic acid polymer with 2-(chloromethyl)oxirane polymer with 2-ethyl-2-(hydroxymethyl)-1,3-propanediol, hexanedioic acid, 4,4'-(1-methylethylidene)bis[phenol] and oxirane 2-propenoate, 2,2-dimethyl-1,3-propanediol, alkanediol, 3-hydroxy-2-(hydroxymethyl)-2-methylpropanoic acid and 5-isocyanato-1-(isocyanatomethyl)-1,3,3-trimethylcyclohexane, compd. with N,N-diethylethanamine (generic) (P-09-0292) | 1797465 | 111117
Copolymer of the esters of acrylic acid and methacrylic acid (generic) (P-09-0295) | 1797467 | 111118
Acrylic acid esters and methacrylic acid esters copolymer, cmpd. with aminomethylpropanol (generic) (P-09-0296) | 1797469 | 111119
Copolymer of acrylic acid and methacrylic acid esters, and vinylcaprolactam (generic) (P-09-0297) | 1797471 | 111120
Copolymer of acrylic acid and methacrylic esters, acid and vinylcaprolatam, cmpd. with aminomethylpropanol (generic) (P-09-0298) | 1797473 | 111121
Fatty acid amide (generic) (P-09-0299) | 1797475 | 111122
Adipic acid, polymer with carbomonocyclic diisocyanates, benzenepolycarboxylic acids and alkanediols (generic) (P-09-0301) | 1797477 | 111123
Propanamine blocked polymeric isocyanate (generic) (P-09-0304) | 1797479 | 111124
Fatty acid polyester (generic) (P-09-0306) | 1797481 | 111125
Amine modified polyester acrylate (generic) (P-09-0308) | 1797483 | 111126
Unsaturated polyester polymer (generic) (P-09-0309) | 1797485 | 111127
Unsaturated polyester polymer (generic) (P-09-0311) | 1797487 | 111128
2,5-Furandione, polymer with 2,2-dimethyl-1,3-propanediol and 2-ethyl-2-(hydroxymethyl)-1,3-propanediol, (substituted) heteropolycycle ethyl ester, ester with 2-hydroxy-3-[(2-methyl-1-oxo-2-propen-1-yl)oxy]propyl ester (generic) (P-09-0312) | 1797489 | 111129
2-Propenoic acid based ester polymer with (3R, 6R)-3-6, dimethyl-1,4-dioxane-2,5-dione, rel-(3R, 6S)-3,6-dimethyl-1,4-dioxane-2,5-dione and (3S, 6S)-3,6-dimethyl-1,4-dioxane-2,5-dione (generic) (P-09-0315) | 1797491 | 111130
Disubstituted phenol (generic) (P-09-0316) | 1797493 | 111131
Polyester of aromatic/aliphatic/alkenoic dicarboxylic acid polymer with alkanepolyols and alkyl alkenoates (generic) (P-09-0318) | 1797495 | 111132
Fatty acid polyester (generic) (P-09-0319) | 1797497 | 111133
Aryl and alkyloxy modified silsesquioxanes (generic) (P-09-0320) | 1797499 | 111134
Polyester of aromatic/aliphatic/alkenoic dicarboxylic acid polymer with alkanepolyols (generic) (P-09-0321) | 1797501 | 111135
Adipic acid, polymer with methylenebis(carbomonocyclic isocyanate),polyether polyols and a polyester polyol (generic) (P-09-0322) | 1797503 | 111136
Alkyl dioic acid polymer with alkyl diol, .alpha.-hydro-.omega.-hydroxypoly(oxy-alkyldiyl). aromatic isocyanate, alkyl diol (generic) (P-09-0336) | 1797505 | 111137
Polyester polyol (generic) (P-09-0337) | 1797507 | 111138
Alkanedioic acid, polymer with polyethylene glycol and carbomonocycle epoxy resin (generic) (P-09-0340) | 1797509 | 111139
Alkyl diphenyl ether (generic) (P-09-0347) | 1797511 | 111140
Zirconium lysine complex (generic) (P-09-0356) | 1797513 | 111141
Methylene bis-(4-cyclohexylisocyanate), oligomeric reaction products with polyester polyol and hydroxyethyl acrylate and 2,2-bis(hydroxymethyl) propionic acid, compound with amine (generic) (P-09-0359) | 1797515 | 111142
Methylene bis-(4-cyclohexylisocyanate), oligomeric reaction products with polyester polyol and hydroxyethyl acrylate and 2,2-bis(hydroxymethyl) propionic acid (generic) (P-09-0360) | 1797517 | 111143
Polyalkanyl derivs. of aliphatic dicarboxylic anhydride, imides with melamine (generic) (P-09-0363) | 1797519 | 111144
Alkanoic acid, polymer with alkyl alkenoates, sodium salt (generic) (P-09-0364) | 1797521 | 111145
Fatty acids, reaction products with alkanolamine (generic) (P-09-0366) | 1797523 | 111146
Fatty acids, reaction products with alkanolamine and alkyloxide (generic) (P-09-0367) | 1797525 | 111147
Fluorochemical acrylate (generic) (P-09-0368) | 1797527 | 111148
Substituted alkanoic acid ester, polymer with substituted alkenoates (generic) (P-09-0369) | 1797529 | 111149
Organic acid metal halide complex (generic) (P-09-0371) | 1797531 | 111150
Fatty acids, polymers with adipic acid, 1,6-hexanediol, 3-hydroxy-2-(hydroxymethyl)-2-methylpropanoic acid and 1,1'-methylenebis[4-isocyanatocyclohexane], compds. with triethylamine (generic) (P-09-0374) | 1797533 | 111151
Polyester based resin modified with polyethylene glycols (generic) (P-09-0379) | 1797535 | 111152
Barium, dialkyl-2-sulfobutanedioate phosphate complexes (generic) (P-09-0380) | 1797537 | 111153
Polycarbonate diol (generic) (P-09-0381) | 1797539 | 111154
Carboxy functional zircoaluminate chloride hydroxide polymer (generic) (P-09-0384) | 1797541 | 111155
Alkenyl succinic anhydride (generic) (P-09-0386) | 1797543 | 111156
Epoxidized fatty acid, polymers with organic acids and alcohols compd. with amine alcohol (generic) (P-09-0387) | 1797545 | 111157
Polyamide epichlorohydrin resin salt (generic) (P-09-0391) | 1797547 | 111158
Poly(sodium itaconate) (generic) (P-09-0398) | 1797549 | 111159
Hexanedioic acid, polymer with 1,2-ethanediol and 5-isocyanato-1-(isocyanatomethyl)-1,3,3-trimethylcyclohexane, vinyl functionality blocked (generic) (P-09-0401) | 1797551 | 111160
Oxoalkyl amino acid reaction product, sodium salt (generic) (P-09-0402) | 1797553 | 111161
Acrylic polyester composed of aliphatic glycol and phthalic anhydride (generic) (P-09-0403) | 1797555 | 111162
Carbonic acid di-alkyl ester polymer with polyether polyol, alkyl isocyante and glycol ether (generic) (P-09-0410) | 1797557 | 111163
Formaldehyde, reaction products with alkylphenol, alkylamine, phenol polyalkylene derivs. (generic) (P-09-0413) | 1797559 | 111164
Benzenedicarboxylic acid, polymer with 1,3-dihydro-1,3-dioxo-5-isobenzofurancarboxylic acid, 1,2-ethanediol, hexanedioic acid, .alpha.,.alpha.'-[(1-methylethylidene)di-4,1-phenylene]bis[.omega.-hydroxypoly(oxy-1,2-ethanediyl)] and .alpha.,.alpha.'-[(1-methylethylidene)di-4,1-phenylene]bis[.omega.-hydroxypoly[oxy(methyl-1,2-ethanediyl)]] (generic) (P-09-0414) | 1797561 | 111165
Surface modified aluminum hydroxide (generic) (P-09-0418) | 1797563 | 111166
Modified styrene maleic anhydride polymer (generic) (P-09-0419) | 1797565 | 111167
Branched and linear alcohols (generic) (P-09-0426) | 1797567 | 111168
Phenol, 4,4'-(1-methylethylidene)bis-, polymer with 2-(chloromethyl)oxirane, reaction products with dithiol (generic) (P-09-0427) | 1797569 | 111169
Mixed metal oxide complex (generic) (P-09-0428) | 1797571 | 111170
Polyethoxylated monoazo (generic) (P-09-0430) | 1797573 | 111171
Polyethoxylated monoazo (generic) (P-09-0431) | 1797575 | 111172
Polyethoxylated monoazo triphenylmethane (generic) (P-09-0432) | 1797577 | 111173
Polyethoxylated triphenylmethane (generic) (P-09-0433) | 1797579 | 111174
2-Propenoic acid, 2-methyl-, C12-15-branched and linear alkyl esters, telomers with alkyl 2-[[(alkylthio)thioxomethyl]thio]-2-alkanoate, aminoalkyl methacrylate and alkyl methacrylate, tert-Bu 2-ethylhexanoperoxoate-initiated (generic) (P-09-0436) | 1797581 | 111175
Fatty acids, polymers with substituted carbocycles, alkyldiol, alkylaldehyde, substituted heterocycle, substituted alkyldiol, polymd. modified oiland resin acids, carboxymethyl ethers compds. with alkylamine (generic) (P-09-0437) | 1797583 | 111176
Silicones, aminomodified, hydroformiates (generic) (P-09-0439) | 1797585 | 111177
Unsaturated polyester resin (generic) (P-09-0440) | 1797587 | 111178
Blocked polyurethane polymer (generic) (P-09-0441) | 1797589 | 111179
Organomodified silanic hydrogen fluid (generic) (P-09-0442) | 1797591 | 111180
Modified silicone polyether copolymer (generic) (P-09-0443) | 1797593 | 111181
Methyl methacrylate silyl siloxy methacrylate terpolymer (generic) (P-09-0450) | 1797595 | 111182
Butanamide, N-[substituted phenyl]-[(alkoxynitrophenyl)diazenyl]-3-oxo- (generic) (P-09-0451) | 1797597 | 111183
Urethane polymer (generic) (P-09-0453) | 1797599 | 111184
Polyurethane (generic) (P-09-0454) | 1797601 | 111185
Salt of a polymer of methylenebis[isocyanatocarbomonocycle], alkanepolyols and amine derivatives (generic) (P-09-0463) | 1797603 | 111186
Phosphoric acid, polymer with cycloaliphaticdiglycidylether, alkylethers (generic) (P-09-0478) | 1797605 | 111187
Polyether modified polyamine (generic) (P-09-0483) | 1797607 | 111188
Polyalkenyl, N,N'-bistriazole (generic) (P-09-0486) | 1797609 | 111189
Substituted acrylic acid maleic anhydride copolymer (generic) (P-09-0488) | 1797611 | 111190
Isocyanate polymer, amine blocked (generic) (P-09-0494) | 1797613 | 111191
Isocyanate polymer, amine blocked (generic) (P-09-0496) | 1797615 | 111192
Aromatic dicarboxylic acid, polymer with cycloaliphatic diamine, 2-(chloromethyl)oxirane, alkyldioic acid and an aryldiphenol (generic) (P-09-0498) | 1797617 | 111193
Aromatic polyether polymer (generic) (P-09-0499) | 1797619 | 111194
1,4-Benzenedisulfonic acid, 2,2'-[1,2-ethenediylbis[(3-sulfo-4,1-phenylene)imino[6-[bis(alkanol)amino]-1,3,5-triazine-4,2-diyl]imino]]bis-, sodiumsalt (1:6) (generic) (P-09-0500) | 1797621 | 111195
Aliphatic urethane acrylate (generic) (P-09-0505) | 1797623 | 111196
Fatty acids, C16-18 and C18-unsatd., polymer with alkyldioic acid, cycloalkylamine, aromatic diol, C18-unsatd. fatty acid dimers, epichlorohydrin,aromatic acid and triethylenetetramine (generic) (P-09-0516) | 1797625 | 111197
Hydroxyamino aryl amine (generic) (P-09-0525) | 1797627 | 111198
Hydroxyamino aryl triamine (generic) (P-09-0526) | 1797629 | 111199
Fatty acids, polymers with an aromatic diol, C18-unsatd. fatty acids dimers, epichlorohydrin and triethylenetramine (generic) (P-09-0527) | 1797631 | 111200
Vinylsilane (generic) (P-09-0528) | 1797633 | 111201
Acrylic copolymer (generic) (P-09-0531) | 1797635 | 111202
Carbamic acid, (methylenedicyclohexanediyl)bis-mixed diesters with polyethylene glycol and polyethylene glycol mono ethers (generic) (P-09-0534) | 1797637 | 111203
Carbamic acid, (methylenedicyclohexanediyl)bis-mixed diesters with unsaturated alcohols, polyethylene glycol and polyethylene glycol mono ethers (generic) (P-09-0536) | 1797639 | 111204
Polyethylene glycol, .alpha.,.alpha.',.alpha.''-propanetriylmonoesters with [[[[carboxyaminotrimethylcyclohexyl]methyl]amino)carbonyl)-octadecenyloxy)polyyethylene glycol (generic) (P-09-0537) | 1797641 | 111205
Carbamic acid, (methylenedicyclohexanediyl)bis-mixed diesters with isoalcohols, polyethylene glycol and polyethylene glycol mono ethers (generic) (P-09-0538) | 1797643 | 111206
Polyethylene glycol, .alpha.-hydroxy-.omega.-hydroxy-, polymer withdiisocyanatotrimethylthexane, unsaturated alcohols and isoalcohols (generic) (P-09-0539) | 1797645 | 111207
Polyalkyleneglycol, reaction products with hydroxyalkyl acrylate, dihydroxyalkyl alkanoic acid, sodium-aminoalkyl-alaninate, sodium salt (generic) (P-09-0544) | 1797647 | 111208
Formaldehyde, reaction products with aryl amine (generic) (P-09-0546) | 1797649 | 111209
Formaldehyde, reaction products with aromatic amine and alkenyl anhydride (generic) (P-09-0547) | 1797651 | 111210
Metal phosphinate (generic) (P-09-0553) | 1797653 | 111211
Acrylate, polymer with aromatic vinyl monomer and acrylates (generic) (P-09-0555) | 1797655 | 111212
Polymer of acrylamido alkyl propane sulfonic acid sodium salt and two acrylic monomers (generic) (P-09-0562) | 1797657 | 111213
Hydrophobically modified cationic polyamide resin (generic) (P-09-0565) | 1797659 | 111214
Polysiloxane epoxy polymer (generic) (P-09-0566) | 1797661 | 111215
Formaldehyde, polymer with 2-(chloromethyl)oxirane, polyoxyalkane, and phenols (generic) (P-09-0568) | 1797663 | 111216
Acrylic based copolymer (generic) (P-09-0574) | 1797665 | 111217
Naphthalenesulfonic acid, [(chloro-methyl-sulfophenyl)diazenyl]-hydroxy-metal salt (generic) (P-09-0575) | 1797667 | 111218
Naphthalenesulfonic acid, [(chloro-methyl-sulfophenyl)diazenyl]-hydroxy-metal salt (generic) (P-09-0578) | 1797669 | 111219
Styrenyl surface treated manganese ferrite (generic) (P-09-0581) | 1797671 | 111220
Styrenyl surface treated manganese ferrite with acrylic ester polymer (generic) (P-09-0582) | 1797673 | 111221
Benzenesulfonic acid, 2-[[2,7-dihydro-3-methyl-2,7-dioxo-1-(3-sulfobenzoyl)-heteropolycycle-6-yl]amino]-5-(hexylsulfonyl)-, ammonium salt (1:2) (generic) (P-09-0583) | 1797675 | 111222
Copper, phthalic anhydride-2,3-pyridinedicarboxylic acid-urea reaction product complexes, aminosulfonyl sulfo[[2-[[4-[3-sulfophenyl]amino]-6-[4-sulfophenyl]amino]heterocycle]ethyl]amino]sulfonyl derivatives, sodium salt (generic) (P-09-0584) | 1797677 | 111223
Polymer of aliphatic cyclic methacrylic acid and aliphatic methacrylic acid ester (generic) (P-09-0585) | 1797679 | 111224
Alkyl acrylic acid, polymer with alkyl acrylate alkyl ester and alkyldiyl diacrylate (generic) (P-09-0598) | 1797681 | 111225
Organohalocarboxylate (generic) (P-09-0601) | 1797683 | 111226
Diorganotrithiocarbonate (generic) (P-09-0602) | 1797685 | 111227
Condensed polyol (generic) (P-09-0611) | 1797687 | 111228
Silane treated glass (generic) (P-09-0612) | 1797689 | 111229
2-Propenoic acid, 2-methyl-, C12-15-branched and linear alkyl esters, polymers with alkyl methacrylates alkyl peroxoate-initiated (generic) (P-09-0614) | 1797691 | 111230
Unsaturaded polyester polyol (generic) (P-09-0617) | 1797693 | 111231
Polyalkylene amine, polymer with polyethylene glycol diacrylate andalkoxysilyl alkylamine (generic) (P-09-0627) | 1797695 | 111232
1-Substituted propane, 3-(triethoxysilyl)-, reaction products with polyethylene glycol mono-(branched tridecyl) ether (generic) (P-09-0628) | 1797697 | 111233
Silane derivative (generic) (P-09-0630) | 1797699 | 111234
Isocyanate functional polyester urethane polymer (generic) (P-09-0633) | 1797701 | 111235
Polyester isocyanate polymer (generic) (P-09-0637) | 1797703 | 111236
2-Alkyl-dimethylalkanoic acid, 2-oxiranylmethyl ester, polymer withdi-substituted-3-(tetrapropenyl)-2,5-furandione and polymethylenepolyphenyleneisocyanate, 2-alkylalkyl ester (generic) (P-09-0638) | 1797705 | 111237
Alkyl substituted azo metal salt (generic) (P-09-0639) | 1797707 | 111238
Substituted 29H,31H-phthalocyaninato metal complex (generic) (P-09-0641) | 1797709 | 111239
Acrylate (generic) (P-09-0642) | 1797711 | 111240
Substituted alkyl phosphate ester (generic) (P-09-0644) | 1797715 | 111242
Aromatic dicarboxylic acid, polymer with aliphatic diols and aliphatic dicarboxylic acid (generic) (P-09-0646) | 1797719 | 111244
Fatty acids, C18-unsatd., dimers, polymers with glycidyl alkanoate,4-oxopentanoic acid and trimethylolpropane (generic) (P-09-0647) | 1797721 | 111245
Dimer fatty acid based polyester polyether polyurethane (generic) (P-09-0648) | 1797723 | 111246
2,5-Furandione, polymer with alkene, alkyl ester, substituted imidazoline amide (generic) (P-09-0649) | 1797725 | 111247
Dimer fatty acid based polyester polyurethane (generic) (P-09-0650) | 1797727 | 111248
Alkyl-dihydro-dialkyl-benzoxazine (generic) (P-09-0653) | 1797729 | 111249
Aliphatic alcohol, polymer with 1,3-diisocyanatomethylbenzene and .alpha.-hydro-.omega.-hydroxypoly(oxy-1,4-butanediyl), 2-hydroxypropyl methacrylate-blocked (generic) (P-10-0006) | 1797731 | 111250
Distillates (petroleum) light thermal cracked, reaction products with phenol, carboxylated, metal salts (generic) (P-10-0007) | 1797733 | 111251
Distillates (petroleum) light thermal cracked, reaction products with phenol, carboxylated, metal salts (generic) (P-10-0008) | 1797735 | 111252
Diglycidylaniline (generic) (P-10-0009) | 1797737 | 111253
Fatty acid, polymer with alkenyl alcohol, alkenedioic acid, rosin, vinyl monomer and phosphate, compound with alkanolamine (generic) (P-10-0010) | 1797739 | 111254
Isocyanate functional polyester urethane polymer (generic) (P-10-0021) | 1797741 | 111255
Benezenesulfonic acid, 4-amino, azo pigment (generic) (P-10-0023) | 1797743 | 111256
Isocyanic acid, polymethylenepolyphenylene ester, polymer with bisphenol A ethylene oxide diol and aliphatic triol and aliphatic diol and glycol ethers and aliphatic monoalcohols (generic) (P-10-0030) | 1797745 | 111257
Alkylester, polymer with alkyl acrylate (generic) (P-10-0032) | 1797747 | 111258
Aromatic hydrogenated polyalkyldiene containing poly alkyl methacrylate (generic) (P-10-0033) | 1797749 | 111259
Sodium carboxylate (generic) (P-10-0035) | 1797751 | 111260
Polyether polyacid comb polymer (generic) (P-10-0041) | 1797753 | 111261
Alkenoic acid, 2-methyl-, 2-oxiranylmethyl ester, reaction productswith 4,4'-methylenebis (cyclohexanamine) (generic) (P-10-0047) | 1797755 | 111262
Amine salts of fatty acids (generic) (P-10-0050) | 1797757 | 111263
Aryl polyolefin (generic) (P-10-0052) | 1797759 | 111264
Halogenated aromatic amine (generic) (P-10-0053) | 1797761 | 111265
Polyolefin aryl amine (generic) (P-10-0057) | 1797763 | 111266
Aromatic dicarboxylic acid, polymer with 1,3-diisocyanatomethylbenzene, .alpha.,.alpha.'-[(1-methylethylidene)di-4,1-phenylene]bis[.omega.-hydroxypoly[oxy(methyl-1-2,ethanediyl)]] and 2,2'-oxybis[ethanol] (generic) (P-10-0063) | 1797765 | 111267
Polyether modified polyurea (generic) (P-10-0065) | 1797767 | 111268
Alkyl acrylate, polymer with aliphatic acid vinyl ester, vinyl monomer, acrylate and hydroxyalkyl acrylate (generic) (P-10-0069) | 1797769 | 111269
Acrylate, polymer with aliphatic acid vinyl ester, vinyl monomer and hydroxyalkyl acrylate (generic) (P-10-0070) | 1797771 | 111270
Substituted oxidized piperidinyl derivative (generic) (P-10-0072) | 1797773 | 111271
Butanoic acid, 3-oxo-, 2-[(2-methyl-1-oxo-2-propen-1-yl)oxy]ethyl ester, polymer with butyl 2-methyl-2-propenoate, ethenylbenzene, 2-ethylhexyl 2-propenoate, methyl 2-methyl-2-propenoate, phosphoric acid diester with hydroxyethyl methacrylate and 2-(phosphonooxy)ethyl 2-methyl-2-propenoate (generic) (P-10-0074) | 1797775 | 111272
Brominated aromatic polyether polyester (generic) (P-10-0075) | 1797777 | 111273
Linear hydroxy functional polyester (generic) (P-10-0077) | 1797779 | 111274
Capped polyurethane adduct (generic) (P-10-0078) | 1797781 | 111275
Substituted naphthalene mixed salt (generic) (P-10-0079) | 1797783 | 111276
Phenol, polymer with formaldehyde, glycidyl ether, reaction products with 5-amino-1,3,3-trialkylcycloalkanemethanamine (generic) (P-10-0081) | 1797785 | 111277
Carbazole violet sulfonamide derivs. (generic) (P-10-0084) | 1797787 | 111278
Bismuth salt of lactic acid (generic) (P-10-0085) | 1797789 | 111279
Epoxidized benzoxazine (generic) (P-10-0086) | 1797791 | 111280
Aminated epoxy salt (generic) (P-10-0096) | 1797793 | 111281
Aminated epoxy salt (generic) (P-10-0097) | 1797795 | 111282
2-Propenoic acid, 2-methyl-, polymer with substituted esters with acrylic acid and 2-propenoic acid (generic) (P-10-0098) | 1797797 | 111283
Polyester amine compound (generic) (P-10-0100) | 1797799 | 111284
Urethane acrylate oligomer (generic) (P-10-0109) | 1797801 | 111285
Polyester (generic) (P-10-0110) | 1797803 | 111286
Benzene dicarboxylic acid, polyester with glycols and polyethylene glycol (generic) (P-10-0111) | 1797805 | 111287
Benzene dicarboxylic acid, polyester with glycols and polyethylene glycol (generic) (P-10-0112) | 1797807 | 111288
Blocked isocyanate crosslinker (generic) (P-10-0127) | 1797809 | 111289
Aromatic hydrocarbon (generic) (P-10-0132) | 1797811 | 111290
Butanoic acid, 3-mercapto-, 1,1'-[2,2-bis[(substituted-1-oxoalkoxy)methyl]-1,3-propanediyl] ester (generic) (P-10-0136) | 1797813 | 111291
Butanoic acid, 3-mercapto-, 1,1'-[2-(hydroxymethyl)-2-(substituted-1-oxoalkoxy)methyl)-1,3-propanediyl] ester (generic) (P-10-0136) | 1797815 | 111292
Substituted polyethyleneimine (generic) (P-10-0137) | 1797817 | 111293
Long chain alkylacrylate, homopolymers (generic) (P-10-0138) | 1797819 | 111294
Long chain alkylacrylate, homopolymers (generic) (P-10-0139) | 1797821 | 111295
Urethane modified epoxy resin (generic) (P-10-0140) | 1797823 | 111296
Methyl-phenyl silicone resin with alkoxy groups (generic) (P-10-0144) | 1797825 | 111297
Alkoxylated alkylamine (generic) (P-10-0147) | 1797827 | 111298
Alkoxylated alkylamine salt (generic) (P-10-0149) | 1797829 | 111299
Phosphated polyalkoxylate (generic) (P-10-0152) | 1797831 | 111300
Substituted phenyl azo substituted phenyl alkyl substituted indole (generic) (P-10-0156) | 1797833 | 111301
Glycols, .alpha.,.omega.-,C4-6, polymers with aliphatic carboxylic acids, ethylene glycol and trimellitic anhydride (generic) (P-10-0165) | 1797835 | 111302
Vinylimidazole (VIMA) grafted poly alpha olefin (PAO) complexed with diisopropoxy titanium bis-acetylacetonate (generic) (P-10-0173) | 1797837 | 111303
Vinylimidazole (VIMA) grafted poly alpha olefin (PAO) complexed with molybdenum borate neodecanoate (generic) (P-10-0174) | 1797839 | 111304
Polymer of tall oil fatty acid, aliphatic diols, aliphatic polyols and aromatic acids (generic) (P-10-0179) | 1797841 | 111305
Alkanediamines polymer with 1,6-diisocyanatohexane, 1H-imidazole-1-propanamine-blocked (generic) (P-10-0180) | 1797843 | 111306
Cyclohexane dialdehyde polymer with phenol, diglycidyl ether (generic) (P-10-0181) | 1797845 | 111307
Aromatic isocyanate reaction product with sand (generic) (P-10-0182) | 1797847 | 111308
Alkyl phosphate salt (generic) (P-10-0185) | 1797849 | 111309
Hydroxypropyl methacrylate, reaction products with propylene oxide and ethylene oxide, copolymer with N-vinyl caprolactam (generic) (P-10-0200) | 1797851 | 111310
Polyether polyurethane (PROVISONAL) (generic) (P-10-0201) | 1797853 | 111311
Acrylate capped polyurethane oligomer (generic) (P-10-0204) | 1797855 | 111312
Polyphthalazinone ether nitrile ketone (generic) (P-10-0205) | 1797857 | 111313
1,3-Benzenedicarboxylic acid, polymer with 1,4-dimethyl 1,4-benzenedicarboxylate, 2,2-dimethyl-1,3-propanediol, alkanediol, carboxylic acid and 3-hydroxy-2,2-dimethylpropyl 3-hydroxy-2,2-dimethylpropanoate, bis[N-[4-[(4-isocyanatophenyl)methyl]phenyl]carbamate] (generic) (P-10-0209) | 1797859 | 111314
1,3-Benzenedicarboxylic acid, polymer with 1,4-benzenedicarboxylic acid, 2,2-dimethyl-1,3-propanediol, alkanediol, carboxylic acid and 1,3-isobenzofurandione, bis[N-[4-[(4-isocyanatophenyl)methyl]phenyl]carbamate] (generic) (P-10-0210) | 1797861 | 111315
1,3-Benzenedicarboxylic acid, polymer with 1,4-benzenedicarboxylic acid, 2,2-dimethyl-1,3-propanediol and alkanediol, bis[N-[4-[(4-isocyanatophenyl)methyl]phenyl]carbamate] (generic) (P-10-0211) | 1797863 | 111316
1,4-Benzenedicarboxylic acid, polymer with 2,2-dimethyl-1,3-propanediol, 1,2-ethanediol, carboxylic acid and alkanediol, bis[N-[4-[(4-isocyanatophenyl)methyl]phenyl]carbamate] (generic) (P-10-0212) | 1797865 | 111317
1,3-Benzenedicarboxylic acid, polymer with 1,4-butanediol, 1,4-dimethyl 1,4-benzenedicarboxylate and carboxylic acid, bis[N-[4-[(4-isocyanatophenyl)methyl]phenyl]carbamate] (generic) (P-10-0213) | 1797867 | 111318
Alkyltin halide (generic) (P-10-0222) | 1797869 | 111319
4,4'-Bipyridinium, 1-(phosphonoalkyl)-1'-substituted-, salt with anion (1:2) (generic) (P-10-0224) | 1797871 | 111320
Benzoic acid derivative (generic) (P-10-0228) | 1797873 | 111321
Polycarboxylic acid polysulfonate derivative (generic) (P-10-0232) | 1797875 | 111322
Monoalkylaryl alkoxylate (generic) (P-10-0233) | 1797877 | 111323
Epoxy modified polyurethane prepolymer (generic) (P-10-0244) | 1797879 | 111324
Linseed oil, ester with pentaerythritol, polymer with 5-isocyanato-1-(isocyanatomethyl)-alkylcyclohexane (generic) (P-10-0245) | 1797881 | 111325
Alcohol ammonium sulfate (generic) (P-10-0248) | 1797883 | 111326
Methacrylate ester capped aromatic ether polymer (generic) (P-10-0253) | 1797885 | 111327
Sulfonated heteropolycycle (generic) (P-10-0258) | 1797887 | 111328
Sulfonated heteropolycycle (generic) (P-10-0259) | 1797889 | 111329
Methacrylate ester of fatty alcohol alkoxylate (generic) (P-10-0264) | 1797891 | 111330
Hexamethylenediisocyanate homopolymer, alkyl-oxy-terminated (generic) (P-10-0265) | 1797893 | 111331
Polymer of aromatic dicarboxylic acid and alkane diamine (generic) (P-10-0269) | 1797895 | 111332
Perfluoroalkylethyl methacrylate copolymer (generic) (P-10-0273) | 1797897 | 111333
1,1'-Methylenebis[isocyanatobenzene], polymer with polyester polyols and a polyether polyol (generic) (P-10-0274) | 1797899 | 111334
Maleated nylon graft copolymer (generic) (P-10-0282) | 1797901 | 111335
Maleated nylon graft copolymer (generic) (P-10-0283) | 1797903 | 111336
Aromatic boron ester salt (generic) (P-10-0284) | 1797905 | 111337
Methacrylate terminated polyester (generic) (P-10-0290) | 1797907 | 111338
Methacrylate copolymer (generic) (P-10-0293) | 1797909 | 111339
Unsaturated urethane acrylate (generic) (P-10-0294) | 1797911 | 111340
Unsaturated polyester resin (generic) (P-10-0306) | 1797913 | 111341
Perfluoroalkyl acrylate (generic) (P-10-0316) | 1797915 | 111342
Propylene oxide ligand (generic) (P-10-0318) | 1797917 | 111343
Aromatic halogenated acid, polymer with a halogenated aromatic diamine and an aromatic phenolic amine (generic) (P-10-0319) | 1797919 | 111344
Aromatic dianhydride, polymer with an aromatic diamine and an aliphatic unsaturated ester (generic) (P-10-0320) | 1797921 | 111345
Alkyl methacrylate polymer with branched benzene, alkyl acrylate, hydroxyalkyl methacrylate, methacrylic acid and substituted methacrylate, alkaline metal salt (generic) (P-10-0323) | 1797923 | 111346
Urea, N,N'-(methyl-1,3-phenylene)bis[N',N'-bis[3-polyalkyleneamino]-, compd. with formaldehyde polymer with phenol (generic) (P-10-0324) | 1797925 | 111347
Amine salt of vegetable oil, polymer with hydroxy substituted carboxylic acid, aliphatic diisocyanate, tetra hydroxy alkane and polyol (generic) (P-10-0331) | 1797927 | 111348
Amino alcohol substituted phenol (generic) (P-10-0332) | 1797929 | 111349
1,4:3,6-Dianhydrohexitol-, reaction products with chloro-oxopropoxy-benzoic acid and hydroxy-methoxybenzoic acid (generic) (P-10-0333) | 1797931 | 111350
Benzoic acid, (acryloxy)alkoxy-, 1,1'-(methylphenylene) ester (generic) (P-10-0334) | 1797933 | 111351
Polyester type urethane resin (generic) (P-10-0335) | 1797935 | 111352
Methacrylated polyester oligomer (generic) (P-10-0337) | 1797937 | 111353
2-Propenoic acid, polymer with .alpha.-substituted-.omega.-hydroxypoly(oxy-1,2-ethanediyl) (generic) (P-10-0338) | 1797939 | 111354
2-Propenoic acid, polymer with .alpha.-substituted-.omega.-hydroxypoly(oxy-1,2-ethanediyl), compd. with 2-aminoethanol (generic) (P-10-0339) | 1797941 | 111355
Polyether polycarbodimide (generic) (P-10-0341) | 1797943 | 111356
Poly 2-ethylhexyl methacrylate (generic) (P-10-0342) | 1797945 | 111357
Substituted cyclomethacrylate (generic) (P-10-0343) | 1797947 | 111358
Hexanoic acid, 6-[[2-[[5-[[2,7-dihydro-3-methyl-2,7-dioxo-1-(3-sulfobenzoyl)-heteropolycycle-6-yl]amino]-2,4-disulfophenyl]amino]-2-oxoethyl]amino]-, ammonium sodium salt (1:?:?) (generic) (P-10-0345) | 1797949 | 111359
Copper, phthalic anhydride-2,3-pyridinedicarboxylic acid-urea reaction products complexes, aminosulfonylsulfo[[2-[[4-[(2-sulfoethyl)amino]-6-[(4-sulfophenyl)amino]-monoheterocycle-2-yl]amino]ethyl]amino]sulfonyl derivs., sodium salts (generic) (P-10-0346) | 1797951 | 111360
Fatty acids, tall oil, polyesters with heteromonocycles, polyhydricalcohols, polycarboxylic acids and carboxylic acid anhydrides (generic) (P-10-0347) | 1797953 | 111361
Modified acrylonitrile, butadiene polymer, hydrogenated (generic) (P-10-0351) | 1797955 | 111362
Benzene, isocyanatoalkyl-, polymer with diisocyanatoalkane, polyalkylene glycol alkyl ether-blocked (generic) (P-10-0352) | 1797957 | 111363
Acrylonitrile-acrylate copolymer (generic) (P-10-0354) | 1797959 | 111364
Zinc alkyl dithiophosphate (generic) (P-10-0357) | 1797961 | 111365
Heterocyclic salt (generic) (P-10-0359) | 1797963 | 111366
Alkyl substituted phenol (generic) (P-10-0361) | 1797965 | 111367
Alkyl substituted bis-phenol (generic) (P-10-0362) | 1797967 | 111368
Aromatic bisphosphite (generic) (P-10-0363) | 1797969 | 111369
Bisphospite nickel cyanoalkyl complex (generic) (P-10-0364) | 1797971 | 111370
Epoxy-arylamine polymer (generic) (P-10-0368) | 1797973 | 111371
Alkylol methacrylate (generic) (P-10-0370) | 1797975 | 111372
Modified polyalkylene polyamine reacted with bisphenol A diglycidylether and modified epoxy resin (generic) (P-10-0374) | 1797977 | 111373
Dimer fatty acid based polyester polyurethane (generic) (P-10-0375) | 1797979 | 111374
Alumina modified with alkyl and vinyl-terminated polysiloxanes (generic) (P-10-0378) | 1797981 | 111375
Phosphonic acid, P,P'-[[(4-substituted)amino]methylene]bis-, potassium salt (1:1) (generic) (P-10-0385) | 1797983 | 111376
2-Propenoic acid, 2-methyl-, polymer with alkyl 2-propenoates, ethenyl acetate and methyl 2-methyl-2-propenoate (generic) (P-10-0388) | 1797985 | 111377
Amino acid, N-(2-aminoalkyl)-, salt(1:1), polymers with cycloaliphatic diamine, alkyldiisocyanate, .alpha.-hydro-.omega.-hydroxy(alkyldiyl) and polyalkyl glycol mono alkyl ether blocked, alkyldiisocyanate-aromatic diisocyanate, polyalkyl glycol mono alkyl ether blocked (generic) (P-10-0389) | 1797987 | 111378
Dispersion copolymer of styrene-butadiene-isobornyl acrylate (generic) (P-10-0392) | 1797989 | 111379
Aromatic carboxylic acid salt (generic) (P-10-0394) | 1797991 | 111380
Aromatic carboxylic acid salt (generic) (P-10-0395) | 1797993 | 111381
Amine neutralized polyacrylic acid (generic) (P-10-0398) | 1797995 | 111382
2-Propenoic acid, alkyl eter, telomer with 1,1'-(1,1-dimethyl-3-methylene-1,3-propanediyl)bis[benzene], ethenylbenzene and 2,5-furandione, ester with polyalkylene glycol alkyl ether, compd. with 2-(diethylamino)ethanol (generic) (P-10-0399) | 1797997 | 111383
2-(Dimethylamino)ethyl methyl-2-propenoate, polymer with alkyl-substituted methyl-2-propenoate and alkyl-substituted 2-propenoate, salt with mono(alkyl-substituted polyalkoxy)butanedioate (generic) (P-10-0400) | 1797999 | 111384
Styrene, copolymer with acrylic acid, salt with alkoxylated alkenylamine (generic) (P-10-0401) | 1798001 | 111385
Alkene acrylate copolymer (generic) (P-10-0406) | 1798003 | 111386
Haloalkyl substituted pyridine sulfide (generic) (P-10-0409) | 1798005 | 111387
Alkenoic acid, 2-alkyl-, 2-oxiranylalkyl ester, polymer with carbomonocyclic alkene, hydroxyl alkyl alkanoate, alkyl alkanoate and rel-(1R,2R,4R)-1,7,7-trimethylbicyclo[2.2.1]hept-2-yl 2-propenoate, bis(1,1-dimethylpropyl) peroxide-initiated (generic) (P-10-0412) | 1798007 | 111388
Aromatic dicarboxylic acid, polmyer with cycloaliphatic diamine, aliphatic diisocyanate, aliphatic dicarboxylic acid, aliphatic diol, polyether diol, and dihydroxy aliphatic carboxylic acid compound compound with aliphatic triamine (generic) (P-10-0418) | 1798009 | 111389
Sodium silicon compound (generic) (P-10-0425) | 1798011 | 111390
Halo substituted sulfamidylbenzyluracil (generic) (P-10-0426) | 1798013 | 111391
Soybean oil polyol (generic) (P-10-0431) | 1798015 | 111392
Acrylated aliphatic polyurethane (generic) (P-10-0432) | 1798017 | 111393
Substituted anthraquinone derivative (generic) (P-10-0435) | 1798019 | 111394
Copolymer of anhydride, a diol and a disubstituted diol (generic) (P-10-0436) | 1798021 | 111395
1,4-Butanediol, polymer with 1,1'-methylenebis[4-isocyanatobenzene]with mixed oxylated glycols, iso-pr. alc. blocked (generic) (P-10-0442) | 1798023 | 111396
Carbomonocyclic dicarboxylic acid, polymer with 1,2-ethanediol, 2-ethyl-2-(hydroxymethyl)-1,3-propane derivatives, 4,4'-(1-methylethylidene)bis[cyclohexanol] and 1,2,3-propanetriol (generic) (P-10-0443) | 1798025 | 111397
2-Propenoic acid, 2-methyl-, monoester with 1,2-propanediol, polymer with ethenylbenzene and alkyl methacrylate, tert-Bu 2-ethylhexaneperoxoate-initiated (generic) (P-10-0445) | 1798027 | 111398
Polyester resin (generic) (P-10-0449) | 1798029 | 111399
Acrylic silane polymer (generic) (P-10-0451) | 1798031 | 111400
Alkenes, polymer with anhydride esters (generic) (P-10-0456) | 1798033 | 111401
Polyalkylene carbonatediol (generic) (P-10-0461) | 1798035 | 111402
Isocyanate functional polyester urethane polymer (generic) (P-10-0462) | 1798037 | 111403
Polycarbonate and polyester type polyurethane (generic) (P-10-0473) | 1798039 | 111404
Inorganic carbonate reaction products with substituted alkyl ether (generic) (P-10-0477) | 1798041 | 111405
Esterified polymer of styrene, maleic anhydride and ethenylbenzene,potassium salt (generic) (P-10-0484) | 1798043 | 111406
2-Propanol, 1,1'-[[3-(dimethylamino)propyl]imino]bis-, polymer with.alpha.-hydro-.omega.-hydroxypoly(oxy-1,4-butanediyl) and diisocyanates, acetate (salt) (generic) (P-10-0488) | 1798045 | 111407
Dimer fatty acid, polymer with tall-oil fatty acid, alkyl diacid and alkyldiamines (generic) (P-10-0490) | 1798047 | 111408
Bisphenol A epoxy HEMA phthalate (generic) (P-10-0493) | 1798049 | 111409
Poly acrylate (generic) (P-10-0496) | 1798051 | 111410
Substituted pyridone (generic) (P-10-0501) | 1798053 | 111411
Alkoxylated polymer, alkyl ether, alkenedioic acid, salt (generic) (P-10-0505) | 1798055 | 111412
Mixed mono and di carboxylic acids (generic) (P-10-0508) | 1798057 | 111413
Fatty acid ester with polyol (generic) (P-10-0509) | 1798059 | 111414
Fatty acid polyol ester (generic) (P-10-0510) | 1798061 | 111415
Alkanoic acid ester, polymers with alkanolamine and substituted acrylate-blocked substituted polyalkylene-urethane polymer (generic) (P-10-0516) | 1798063 | 111416
Polymer with aromatic polycarboxylic acid, aliphatic polycarboxylicacid, aliphatic polyol (generic) (P-10-0522) | 1798065 | 111417
Fluorinated alkylsulfonamido acrylate copolymer (generic) (P-10-0523) | 1798067 | 111418
Copolymer containing phosphoric, sulfonic and carboxylic acid groups (generic) (P-10-0529) | 1798069 | 111419
Unsaturated polyester resin (generic) (P-10-0531) | 1798071 | 111420
Styrene/acrylate copolymer (generic) (P-10-0533) | 1798073 | 111421
Styrene-maleic anhydride copolymer, reaction product with amino compounds (generic) (P-10-0536) | 1798075 | 111422
Vegetable oil, modified products (generic) (P-10-0547) | 1798077 | 111423
Alkenes (generic) (P-10-0548) | 1798079 | 111424
Vegetable oil, modified products (generic) (P-10-0549) | 1798081 | 111425
Vegetable oil, modified products, esters (generic) (P-10-0550) | 1798083 | 111426
Olefins (generic) (P-10-0551) | 1798085 | 111427
Olefins (generic) (P-10-0552) | 1798087 | 111428
Olefins (generic) (P-10-0553) | 1798089 | 111429
Fatty acid methyl esters (generic) (P-10-0554) | 1798091 | 111430
Fatty acid methyl esters (generic) (P-10-0555) | 1798093 | 111431
Aromatic polyester (generic) (P-10-0557) | 1798095 | 111432
Polyether urethane alkoxyalkyl silane modified polymer (generic) (P-10-0561) | 1798097 | 111433
Alkyl methacrylates, polymer with alkyl acrylates, styrene, hydroxyalkyl methacrylates, epoxypropyl acrylates and polyalklene glycol hydrogen sulfate, alkyoxyalkyl alkenyloxy alkyl, ammonium salt (generic) (P-10-0562) | 1798099 | 111434
Maleated fatty oil, substituted alkanoic acid ester, ester with polyethylene glycol, compds. with alkyl alkanol amine (generic) (P-10-0564) | 1798101 | 111435
Unsaturated polyester resin (generic) (P-10-0568) | 1798103 | 111436
Polyester (generic) (P-10-0570) | 1798105 | 111437
Polyisocyanate, reation product with polyalkylene oxide (generic) (P-10-0574) | 1798107 | 111438
Methacrylic acid polymer with isoalkylmethacrylamide, arylmethacrylate, and alkenylmethacrylate (generic) (P-10-0575) | 1798109 | 111439
Alkyloxypropyliminodipropionic acid, monosodium salt (generic) (P-10-0576) | 1798111 | 111440
Alkylenealkanedioic acid, polymer with alkenylbenzene and alkenenitrile, ammonium salt, alkylhydroperoxide-initiated (generic) (P-10-0578) | 1798113 | 111441
Aromatic isocyanate, polymer with alkoxides and diol (generic) (P-10-0579) | 1798115 | 111442
Isocyanate terminated urethane polymer (generic) (P-10-0582) | 1798117 | 111443
Isocyanate terminated urethane polymer (generic) (P-10-0583) | 1798119 | 111444
Isocyanate terminated urethane polymer (generic) (P-10-0584) | 1798121 | 111445
Isocyanate terminated urethane polymer (generic) (P-10-0585) | 1798123 | 111446
Isocyanate terminated urethane polymer (generic) (P-10-0586) | 1798125 | 111447
Isocyanate terminated urethane polymer (generic) (P-10-0587) | 1798127 | 111448
Dibasic acid ester (generic) (P-10-0589) | 1798129 | 111449
Modified ketal (generic) (P-10-0590) | 1798131 | 111450
Fatty acids, polymers with substituted carbopolycycle, substituted alkylamines, substituted alkyleneoxide and glycidyl alkanoate, substituted alkanoic acid (salts) (generic) (P-10-0592) | 1798133 | 111451
Modified starch (generic) (P-10-0593) | 1798135 | 111452
Aromatic polyisocyanate, aliphatic polyol blocked (generic) (P-11-0001) | 1798137 | 111453
Fatty acid modified polyester aliphatic polyurethane dispersion (generic) (P-11-0010) | 1798139 | 111454
Polyol blocked cycloaliphatic amine polymer (generic) (P-11-0011) | 1798141 | 111455
Alkyl dioic acid, polymer with substituted alkanoate, alkyl diisocyanate, alkyldiol, and substituted alkanoic acid (generic) (P-11-0013) | 1798143 | 111456
Adipic acid, polymer with benzenepolycarboxylic acids, polyalkyleneglycol, alkanediols, 1,1'-methylenebis[isocyanatobenzene] and a substituted trialkoxysilane (generic) (P-11-0016) | 1798145 | 111457
Aromatic diacid, polymer with polyol, alkyl triol, alkyl alkanoate (generic) (P-11-0017) | 1798147 | 111458
Mercapto silane ester of silica (generic) (P-11-0019) | 1798149 | 111459
Alkenyl dicarboxylamide (generic) (P-11-0020) | 1798151 | 111460
Waterborne polyurethane (generic) (P-11-0030) | 1798153 | 111461
Alkyl alkoxy sulfate sodium salt (generic) (P-11-0035) | 1798155 | 111462
Alkyl alkoxy sulfate sodium salt (generic) (P-11-0036) | 1798157 | 111463
Amino methacrylate copolymer (generic) (P-11-0051) | 1798159 | 111464
Substituted alkanoic acid, polymer with alkanediol and cyclic ether, alkanoate (generic) (P-11-0053) | 1798161 | 111465
Polyester urethane polymer (generic) (P-11-0055) | 1798163 | 111466
Aliphatic urethane acrylate polymer (generic) (P-11-0056) | 1798165 | 111467
Aliphatice urethane acrylate polymer (generic) (P-11-0057) | 1798167 | 111468
Aromatic diol, diaryl carboxylate (generic) (P-11-0058) | 1798169 | 111469
Trialkylsilyl acrylate copolymer (generic) (P-11-0059) | 1798171 | 111470
Methylenebis[isocyanatobenzene], polymer with alkanedioic acid, alkylene glycols, alkoxylated alkanepolyol and substituted trialkoxysilane (generic) (P-11-0060) | 1798173 | 111471
Reaction product of substituted naphthalenesulfonic acid diazotizedand coupled with substituted triazine and substituted naphthalenesulfonic acidalkyl amino phenyl compound (generic) (P-11-0061) | 1798175 | 111472
Aromatic hydrogenated poly alkyldiene containing poly alkyl methacrylate with a methacrylamide comonomer (generic) (P-11-0062) | 1798177 | 111473
Alkyl methacrylate (generic) (P-11-0065) | 1798179 | 111474
Polyester polyamide (generic) (P-11-0068) | 1798181 | 111475
Alkylxylene (generic) (P-11-0073) | 1798183 | 111476
Glyceryl polypropylene glycol ether polymer with isophorone diisocyanate methacrylate blocked (generic) (P-11-0074) | 1798185 | 111477
Propanoic acid, 3-hydroxy-2-(hydroxymethyl)-2-methyl-, polymer with.alpha.-[2,2-bis(hydroxymethyl)butyl]-.omega.-methoxypoly(oxy-1,2-ethanediyl),1,4-cyclohexanedimethanol, isocyanate derivative, polyalkylene glycol mono-alkyl ether-blocked (generic) (P-11-0076) | 1798187 | 111478
Benzenedicarboxylic acid, polymer with 1,4-butanediol, (2E)-2-butenedioic acid, decanedioic acid, ethenylbenzene, 2-ethylhexyl 2-propenoate, hexanedioic acid, 1,6-hexane derivatives and 2-propenoic acid, tert-Bu peroxide-initiated (generic) (P-11-0077) | 1798189 | 111479
Polyester, polymer with 2-ethyl-2-(hydroxymethyl)-1,3-propanediol and 5-isocyanato-1-(isocyanatomethyl)-1,3,3-trimethylcyclohexane (generic) (P-11-0079) | 1798191 | 111480
Epoxylated nitrile rubber (generic) (P-11-0084) | 1798193 | 111481
2-Naphthalenecarboxylic acid, substituted diazenyl calcium salt (generic) (P-11-0094) | 1798195 | 111482
Unsaturated fatty acids, amides with polyethylenepolyamine (generic) (P-11-0106) | 1798197 | 111483
Fatty acids, amides with triethylenetetramine (generic) (P-11-0107) | 1798199 | 111484
Substituted alkanoic acid, polymer with alkanoic acid alkyl esters,with substituted polyglycol-initiated (generic) (P-11-0108) | 1798201 | 111485
Substituted alkyl homopolymer, substituted alkylacrylate and heteromonocyclic homopolymer monoester with substituted alkylacrylate (generic) (P-11-0109) | 1798203 | 111486
Tertiary ammonium compound (generic) (P-11-0110) | 1798205 | 111487
Substituted carbomonocycle polymer with epoxy and substituted glycol ether (generic) (P-11-0112) | 1798207 | 111488
Heteromonocycle, 4-methyl-, 4-oxide, methanesulfonate (generic) (P-11-0113) | 1798209 | 111489
MDI modified polyalkylene glycol adipate polyester (generic) (P-11-0115) | 1798211 | 111490
Carboxylic acid, alkanoate polymer with ethenylbenzene and 2-propenoic acid, di-Me 2,2'-(1,2-diazenediyl)bis[2-methylpropanoate]-initiated, compdswith 2-(dimethylamino)ethanol (generic) (P-11-0116) | 1798213 | 111491
Polyamine-polymer graft polymer (generic) (P-11-0117) | 1798215 | 111492
Polyalkylene glycol methyl-2-propenoate, polymer with alkyl-substituted 2-propenoate (generic) (P-11-0122) | 1798217 | 111493
Hydroxyalkyl methacrylate, reaction product with cyclic ether and cyclic carbonic acid anhydride (generic) (P-11-0123) | 1798219 | 111494
Epoxidized fatty acids, unsatd., Me esters, polymer with trimethylolpropane (generic) (P-11-0127) | 1798221 | 111495
Isocyanate-terminated prepolymer (generic) (P-11-0131) | 1798223 | 111496
Polyether urethane (generic) (P-11-0132) | 1798225 | 111497
Aromatic hydrogenated poly alkylidene containing poly alkyl methacrylate and amino containing heterocyclic monomer (generic) (P-11-0134) | 1798227 | 111498
Polyether polyester polyurethane adhesive (generic) (P-11-0136) | 1798229 | 111499
Propylene oxide adduct of polyhydric alcohol (generic) (P-11-0138) | 1798231 | 111500
Acrylic polymer (generic) (P-11-0143) | 1798233 | 111501
Acrylic polymer (generic) (P-11-0145) | 1798235 | 111502
Styrene-acrylic copolymer (generic) (P-11-0146) | 1798237 | 111503
UV-curable polyester polyurethane acrylate (generic) (P-11-0147) | 1798239 | 111504
Isocyanate function polyester urethane polymer (generic) (P-11-0149) | 1798241 | 111505
N-Sulfoalkyl-aminocarbonylalkenyl, polymer modified with N,N-dialkyl-aminocarbonylalkenyl, sodium salt (generic) (P-11-0151) | 1798243 | 111506
Polymer substituted anthraquinone derivative (generic) (P-11-0155) | 1798245 | 111507
Tertiary ammonium compound (generic) (P-11-0158) | 1798247 | 111508
2-Propenoic acid, 2-methyl-, 2-aminoalkyl ester, polymer with Et acrylate, 2-hydroxyethyl methacrylate, polyethylene glycol methacrylate alkyl ether and polyethylene-polypropylene glycol alkyl ether (generic) (P-11-0164) | 1798249 | 111509
Fatty acids, esters with polyalkylene glycol mono alkyl ether (generic) (P-11-0166) | 1798251 | 111510
Aromatic isocyanate polymer with alkyldioic acid, polyol, and unsaturated alkyl acid (generic) (P-11-0167) | 1798253 | 111511
Alkyl aryl substituted pyrrolo benzotriazole dione (generic) (P-11-0169) | 1798255 | 111512
Polyglycerol fatty acid ester (generic) (P-11-0175) | 1798257 | 111513
Oil derived from the pyrolysis of rubber tire shreds (generic) (P-11-0185) | 1798259 | 111514
Dialdehyde, reaction products with hydrolyzed N-vinylamide homopolymer hydrohalides (generic) (P-11-0190) | 1798261 | 111515
UV-curable polyester polyurethane acrylate (generic) (P-11-0191) | 1798263 | 111516
Amphoteric polyacrylamide (generic) (P-11-0192) | 1798265 | 111517
Acrylic polymer (generic) (P-11-0199) | 1798267 | 111518
Aluminum alkoxide complex, alkoxylated aluminum chelate (generic) (P-11-0200) | 1798269 | 111519
Polyalkene, maleated potassium salts (generic) (P-11-0205) | 1798271 | 111520
Bisaryl iodonium salt (generic) (P-11-0206) | 1798273 | 111521
Substituted aromatic borate salt (generic) (P-11-0207) | 1798275 | 111522
Benzenedioic acid, polymer with alkanediol and carboxyaminoalkyl carbamic acid alkoxyalkylester (generic) (P-11-0218) | 1798277 | 111523
Alkyl acrylate, polymer with alkyl acrylate, alkyl methacrylates, styrene and alkyl acid, peroxide-initiated (generic) (P-11-0219) | 1798279 | 111524
Substituted tris-phenyl thiophenyl-sulfonium halogenide (generic) (P-11-0223) | 1798281 | 111525
Benzaldehyde, reaction products with polyalkylenepolyamines, hydrogenated (generic) (P-11-0228) | 1798283 | 111526
Polyester, polymer with 1,4-butanediol, dodecanedioic acid, 1,6-hexanediol, .alpha.-hydro-.omega.-hydroxypoly(oxy-1,4-butanediyl) and isocyanate (generic) (P-11-0229) | 1798285 | 111527
Methacrylated functional polydimethylsiloxane (generic) (P-11-0232) | 1798287 | 111528
Phenol, 4,4'-(1-methylethylidene)bis-, polymer with 2-(chloromethyl)oxirane, reaction products with N3-(3-(dimethylamino)propyl]-N1,N1-dimethyl-alkanepolyamine, compds. with formaldehyde-phenol polymer (generic) (P-11-0233) | 1798289 | 111529
Oligomeric phenolic ether (generic) (P-11-0234) | 1798291 | 111530
Polyacrylate oligomer product from saturated dimer acid, propoxylated glycerol and acrylic acid (generic) (P-11-0235) | 1798293 | 111531
Polyether polyester epoxide (generic) (P-11-0240) | 1798295 | 111532
Alkoxylate polymer, mono(alkenyl) ether (generic) (P-11-0245) | 1798297 | 111533
Rosin, polymer with ethylene glycol, propanediol, alkanedicarboxylic acid, terephthalic acid and trimellitic anhydride (generic) (P-11-0248) | 1798299 | 111534
Cycloaliphatic anhydride polymer with alkyldiol (generic) (P-11-0251) | 1798301 | 111535
Epoxy and isocyanate modified aliphatic polyamine (generic) (P-11-0258) | 1798303 | 111536
Polyether polyester polyurethane adhesive (generic) (P-11-0259) | 1798305 | 111537
Isocyanate-terminated polyurethane polymer (generic) (P-11-0260) | 1798307 | 111538
Hydroxy alkyl alkyl acrylate, polymer with alkyl acrylate, aromaticvinyl monomer, dialkyl acrylate and alkyl alkyl acrylate (generic) (P-11-0275) | 1798309 | 111539
Modified acrylonitrile, butadiene polymer, hydrogenated (generic) (P-11-0277) | 1798311 | 111540
Heteromonocycle, polymer with disubstituted carbomonocycle and alkylene glycol, alkyl acrylate blocked (generic) (P-11-0278) | 1798313 | 111541
Epoxy modified alkyd resin, partially neutralized (generic) (P-11-0280) | 1798315 | 111542
Oleate (generic) (P-11-0283) | 1798317 | 111543
Oleyl acrylate (generic) (P-11-0284) | 1798319 | 111544
Acid anhydride, polymer with aromatic isocyanate and polyalkyleneglycol, alkanol and diazole alkanamine and lactone homopolymer alkyl ester blocked (generic) (P-11-0285) | 1798321 | 111545
Blocked polyester polyurethane, neutralized (generic) (P-11-0286) | 1798323 | 111546
Polyester resin (generic) (P-11-0291) | 1798325 | 111547
Ethoxylated epoxy amine polymer (generic) (P-11-0298) | 1798327 | 111548
Polypropylene glycol, epoxy amine polymer (generic) (P-11-0299) | 1798329 | 111549
Aromatic polyester polyol (generic) (P-11-0300) | 1798331 | 111550
Polyester diol (generic) (P-11-0305) | 1798333 | 111551
Tertiary amine acrylate (generic) (P-11-0306) | 1798335 | 111552
Acrylic polymer (generic) (P-11-0308) | 1798337 | 111553
Hexanedioic acid, polymer with polyether polyol, 1,1'-methylenebis[4-isocyanatobenzene] and dihydroxydialkyl ether (generic) (P-11-0309) | 1798339 | 111554
Hexanedioic acid, polymer with .alpha.-hydro-.omega.-hydroxypoly[oxy(methyl-1,2-ethanediyl)], 1,1'-methylenebis[isocyanatobenzene] and dihydrosydialkyl ether, reaction products with dialkylcarbinol (generic) (P-11-0314) | 1798341 | 111555
Formaldehyde, reaction products with ethylene-maleic anhydride-propene polymer, aryl amine and succinic anhydride monopolyisobutylene derivs. (generic) (P-11-0317) | 1798343 | 111556
Polyester polyether urethane block copolymer (generic) (P-11-0319) | 1798345 | 111557
Siloxanes and silicones, methyl alkyl, polyether modified (generic) (P-11-0322) | 1798347 | 111558
Siloxanes and silicones, methyl alkyl, polyester modified (generic) (P-11-0324) | 1798349 | 111559
Alumina salt modified (generic) (P-11-0325) | 1798351 | 111560
Glycerylether (generic) (P-11-0326) | 1798353 | 111561
Hexanedioic acid polymer with aliphatic polyol, dihydrogen phosphate aromatic ester (generic) (P-11-0333) | 1798355 | 111562
Aliphatic and alicyclic alcohol type polyester (generic) (P-11-0334) | 1798357 | 111563
Formaldehyde polymer with reaction products of alkylated phenol andpolyalkyltriamine (generic) (P-11-0340) | 1798359 | 111564
Polyacrylate oligomer (generic) (P-11-0342) | 1798361 | 111565
Methanimidamide polyaromatic heterocyclic compound (generic) (P-11-0344) | 1798363 | 111566
Heterocyclic imidazolium ionic salt (generic) (P-11-0345) | 1798365 | 111567
Halogenated aromatic heterocyclic imidazolidine compound (generic) (P-11-0346) | 1798367 | 111568
Sodium aluminate modified (generic) (P-11-0348) | 1798369 | 111569
Alkoxysilyl polyether prepolymer (generic) (P-11-0356) | 1798371 | 111570
Polycarbonate type urethane resin (generic) (P-11-0357) | 1798373 | 111571
Fatty acids polymers with alkanoic acid, subsituted alkyl diol and substituted carbomoncycle (generic) (P-11-0359) | 1798375 | 111572
Quaternized polyvinylimidazole (generic) (P-11-0360) | 1798377 | 111573
Phosphonium-substituted heteroaromatic sulfate salt (generic) (P-11-0362) | 1798379 | 111574
Alkanediol, polymer with 1,1'-methylenebis[4-isocyanatocyclohexane] (generic) (P-11-0364) | 1798381 | 111575
Tall oil acids, reaction products with dialkyleneamine and acid anhydride, compounds with polyalkylene glycol hydrogen maleate alkyl ethers (generic) (P-11-0365) | 1798383 | 111576
Elastomer polyurethane (generic) (P-11-0367) | 1798385 | 111577
1,3-Benzenedicarboxylic acid, polymer with 2,2-dimethyl-1,3-propanediol, 2-ethyl-2-(hydroxymethyl)-1,3-propanediol, hexanedioic acid, substituted carbomonocycle-1,3,3-trimethylcyclohexane and 2,2'-oxybis[ethanol] (generic) (P-11-0368) | 1798387 | 111578
Acrylic copolymer (generic) (P-11-0369) | 1798389 | 111579
Polyester urethane (generic) (P-11-0372) | 1798391 | 111580
1,1'-Methylenebis[isocyanatobenzene], polymer with polyester polyols and polypropylene glycol (generic) (P-11-0373) | 1798393 | 111581
MDI modified dicarboxylic acid polymer (generic) (P-11-0375) | 1798395 | 111582
Aliphatic alcohol type polyester (generic) (P-11-0376) | 1798397 | 111583
Calcium alkyl salicylate (generic) (P-11-0383) | 1798399 | 111584
2-Propenoic acid, 2-methyl, alkyl ester, polymer with aralkyl 2-methyl-2-propenoate, polyethyleneglycol 2-methyl-2-propenoate, 2-(dimethylamino)ethyl 2-methyl-2-propenoate [(1-methoxy-2-methyl-1-propen-1-yl)oxy]trimethylsilane-initiated, glycidyl tolyl ether-quaternized, benzoates (salts) (generic) (P-11-0390) | 1798401 | 111585
Polyether phosphate (generic) (P-11-0391) | 1798403 | 111586
Waterborne aliphatic polyurethane (generic) (P-11-0393) | 1798405 | 111587
Ethoxylated polyacrylate copolymer (generic) (P-11-0396) | 1798407 | 111588
Ethoxylated polyacrylate copolymer (generic) (P-11-0397) | 1798409 | 111589
Poly(oxy-1,2-ethanediyl), .alpha.,.alpha.'-[alkenyl-1-ylimino]di-2,1-ethanediyl]bis[.omega.-hydroxy-, N-[2-alkyloxy)-1-(hydroxymethyl)ethyl]derivs., benzoates (salts) (generic) (P-11-0405) | 1798411 | 111590
Reaction product of ethoxylated alcohol and maleic anhydride (generic) (P-11-0406) | 1798413 | 111591
Polycarbodiimide modified diisocyanate (generic) (P-11-0408) | 1798415 | 111592
Multifunctional polycarbodiimide (generic) (P-11-0409) | 1798417 | 111593
Methacrylic resin containing cyclic structure unit (generic) (P-11-0410) | 1798419 | 111594
Hydrogenated tallow alkyl amine polymer with substituted siloxanes and substituted glycol ether salt (generic) (P-11-0415) | 1798421 | 111595
Modified rosin (generic) (P-11-0416) | 1798423 | 111596
Phosphorous acid alkyl ester (generic) (P-11-0417) | 1798425 | 111597
Acrylate copolymer (generic) (P-11-0423) | 1798427 | 111598
Poly(3-hydroxybutyrate-co-3-hydroxyhexanoate) (generic) (P-11-0425) | 1798429 | 111599
Poly(3-hydroxybutyrate-co-3-hydroxyhexanoate) (generic) (P-11-0426) | 1798431 | 111600
Poly(3-hydroxybutyrate-co-3-hydroxyhexanoate) (generic) (P-11-0427) | 1798433 | 111601
Poly(3-hydroxybutyrate-co-3-hydroxyhexanoate) (generic) (P-11-0428) | 1798435 | 111602
Poly(3-hydroxybutyrate-co-3-hydroxyhexanoate) (generic) (P-11-0429) | 1798437 | 111603
Poly(3-hydroxybutyrate-co-3-hydroxyhexanoate) (generic) (P-11-0430) | 1798439 | 111604
Poly[oxyalkylenediyl, .alpha.-hydro-.omega.-hydroxy-, polymer with disubstituted carbomonocycle, alkyl acrylate blocked (generic) (P-11-0431) | 1798441 | 111605
Substituted amino polymer, with substituted amine salt and salted acrylate (generic) (P-11-0433) | 1798443 | 111606
Cashew, nutshell liq., polymer with arylalkylamine, bisphenol A, epichlorohydrin and formaldehyde (generic) (P-11-0434) | 1798445 | 111607
Alkoxylated amine derivative (generic) (P-11-0435) | 1798447 | 111608
Polyether sulfate salt derivative (generic) (P-11-0436) | 1798449 | 111609
Modified starch acrylate polymer (generic) (P-11-0443) | 1798451 | 111610
Polyalkyacrylate copolymer (generic) (P-11-0445) | 1798453 | 111611
Carbopolycycle-bis(diazonium), dihalo, chloride (1:2), reaction products with metal sulfate, calcium carbonate, N-(2-alkylphenyl)-oxoalkanamide, potassium 4-[dioxoalkylamino] substituted bezene (1:1) and sodium hydroxide (generic) (P-11-0446) | 1798455 | 111612
Polyetheramine (generic) (P-11-0447) | 1798457 | 111613
Polyurethane polymer of 1,1'-methylenebis(4-isocyanatobenzene) and polyols (generic) (P-11-0453) | 1798459 | 111614
Thermoset acrylic polymer (generic) (P-11-0456) | 1798461 | 111615
Alkoxylated amine derivative (generic) (P-11-0466) | 1798463 | 111616
Polyether sulfate derivative (generic) (P-11-0467) | 1798465 | 111617
Polyether amine derivative (generic) (P-11-0468) | 1798467 | 111618
Polyester substituted polycyclic aromatic colorant (generic) (P-11-0470) | 1798469 | 111619
Dicarboxylic acid, compd. with 1,6-hexanediamine alkyldioate, homopolymer (generic) (P-11-0476) | 1798471 | 111620
Dicarboxylic acid, compd. with 1,6-hexanediamine alkyldioate, homopolymer (generic) (P-11-0477) | 1798473 | 111621
Vinylakoxysilane (generic) (P-11-0479) | 1798475 | 111622
Mercaptoalkoxysilane (generic) (P-11-0480) | 1798477 | 111623
Polyoxyalkylene ether, polymer with aliphatic diisocyanate, homopolymer, alkanol-blocked (generic) (P-11-0485) | 1798479 | 111624
Alkyl substituted alkanediol polymer with aliphatic and alicyclic diisocyanates (generic) (P-11-0486) | 1798481 | 111625
Aliphatic diisocyanate, homopolymer, alkanol-blocked (generic) (P-11-0488) | 1798483 | 111626
Aliphatic diisocyanate polymer with alkanediol and alkylglycol (generic) (P-11-0489) | 1798485 | 111627
Glycine derivative (generic) (P-11-0492) | 1798487 | 111628
Polysulfide silane (generic) (P-11-0500) | 1798489 | 111629
Alkyldioic acid, polymer with alkyl acrylate, alkenearomatic, alkyldiol, hydroxyalkyl methacrylate, aromatic isocyanate, alkyl methacrylate and acrylic acid (generic) (P-11-0501) | 1798491 | 111630
Acrylic polymer (generic) (P-11-0502) | 1798493 | 111631
Dimethylolpropionic acid, polymer with cyclohexanedimethanol, hydrazine, polyalkylene diol and aliphatic diisocyanate, pentaerythritol triacrylateblocked, compds. with triethylamine (generic) (P-11-0504) | 1798495 | 111632
Polyaminoamide (generic) (P-11-0506) | 1798497 | 111633
Acrylic polymer with polyethyleneamine, N-substituted, sodium salts (generic) (P-11-0507) | 1798499 | 111634
Heterocyclic-nitrogen containing acrylic polymer (generic) (P-11-0508) | 1798501 | 111635
Carboxy functional polydimethylsiloxane (generic) (P-11-0535) | 1798503 | 111636
Acetate modified quaternary aminosiloxane (generic) (P-11-0536) | 1798505 | 111637
Pyrazole azo thiadiazole derivative (generic) (P-11-0537) | 1798507 | 111638
Organic acid, 2-aminoethanol salt (generic) (P-11-0539) | 1798509 | 111639
Acrylic polymer with polymerized organic acid, compd. with 2-aminoethanol (generic) (P-11-0539) | 1798511 | 111640
(Arylazosubstituted)heteroarylazopyridine dye mixed salt (generic) (P-11-0544) | 1798513 | 111641
N-Coco alkyltrimethylenedi-, polymers with bisphenol A, epichlorohydrin and modified aliphatic amine (generic) (P-11-0550) | 1798515 | 111642
N-Coco alkyltrimethylenedi-, polymers with bisphenol A, epichlorohydrin and modified aliphatic amine (generic) (P-11-0551) | 1798517 | 111643
Polyamino-amide, sulfate salt (generic) (P-11-0552) | 1798519 | 111644
2-Propenoic acid, 2-methyl-, 1,1-dimethylethyl ester, polymer with 2,2-dimethyl-1,3-propanediol, ethenylbenzene, 2-ethyl-2-(hydroxymethyl)-1,3-propanediol, cycloaliphatic dicarboxylic anhydride and 1,2-propanediol mono(2-methyl-2-propenoate), bis(1,1-dimethylpropyl) peroxide-initiated (generic) (P-11-0555) | 1798521 | 111645
2-Propenoic acid, 2-methyl-, polymer with 2,2-dimethyl-1,3-propanediol, ethenylbenzene, 2-ethyl-2-(hydroxymethyl)-1,3-propanediol, cycloaliphatic dicarboxylic anhydride, 2-hydroxyethyl 2-methyl-2-propenoate, methyl 2-methyl-2-propenoate and 2-methylpropyl 2-methyl-2-propenoate, 2-hydroxy-3-[(1-oxoneodecyl)-oxy]propyl ester (generic) (P-11-0556) | 1798523 | 111646
2-Propenoic acid, 2-methyl-, 2-hydroxyethyl ester, telomers with C18-26-alkyl acrylate, 1-dodecanethiol, N-(hydroxymethyl)-2-methyl-2-propenamide,polyfluorooctyl methacrylate and vinylidene chloride, 2,2'-[1,2-diazenediylbis(1-methylethylidene)bis[4,5-dihydro-1H-imidazole] hydrochloride (1,2)-initiated (generic) (P-11-0557) | 1798525 | 111647
Benzene, 1,1'-oxybis, mono-alkyl derivs. (generic) (P-11-0560) | 1798527 | 111648
Cycloaliphatic polyacid fundtional polyester (generic) (P-11-0566) | 1798529 | 111649
Aryloxy dialkanol (generic) (P-11-0571) | 1798531 | 111650
Substituted phthalocyanine derivative (generic) (P-11-0586) | 1798533 | 111651
Substituted benzimidazol sulfonic acid azo derivative (generic) (P-11-0587) | 1798535 | 111652
Copolymer of vinylalkanoates and alkene sulfonic acid sodium salt (generic) (P-11-0589) | 1798537 | 111653
Alkyl acrylate, (alkylamino)alkyl ester, telomer with alkyl acrylate and dialkyl- trialkyl- alkoxyaromatic- heterocycloaliphaticketone (generic) (P-11-0590) | 1798539 | 111654
Isophorone diisocyanate terminated polyester urethane polymer (generic) (P-11-0591) | 1798541 | 111655
2-Substituted phthalic acid ester (generic) (P-11-0592) | 1798543 | 111656
Mercaptoalkoxysilane (generic) (P-11-0594) | 1798545 | 111657
Hexanedioic acid, compd. with polyalkylenepolyamine (generic) (P-11-0596) | 1798547 | 111658
2-Propenoic acid, 2-methyl-, polymer with ethenylbenzene and ethyl 2-propenoate, reaction products with tert-Bu 2-ethylhexaneperoxoate-initiated alkyl methacrylate propylene glycol monomethacrylate-styrene polymer and 2-(dimethylamino)ethanol (generic) (P-11-0605) | 1798549 | 111659
Vinyl polymer grafted alkyl methacrylate (generic) (P-11-0613) | 1798551 | 111660
Vinyl polymer grafted poly methacrylate (generic) (P-11-0614) | 1798553 | 111661
Fatty acids, C18-unsatd., dimers, reaction products triethylenetetramine (generic) (P-11-0615) | 1798555 | 111662
Substituted xanthene derivative (generic) (P-11-0617) | 1798557 | 111663
Substituted sulfo-anthraquinone derivative (generic) (P-11-0618) | 1798559 | 111664
Amino acid, carboxyalkyl, alkylsulfonate, alkali salt (generic) (P-11-0619) | 1798561 | 111665
Amino acid, carboxyalkyl, alkylsulfonate, alkali salt (generic) (P-11-0620) | 1798563 | 111666
Heteromonocycle, homopolymer, disubstituted carbomonocycle, substituted alkyl ester (generic) (P-11-0623) | 1798565 | 111667
Fatty acids, polymers with bicarboxylic acid, polyol and substituted alkanoic acid (generic) (P-11-0624) | 1798567 | 111668
Heterocyclic methyl quinacridone (generic) (P-11-0625) | 1798569 | 111669
Carbodiimide crosslinker (generic) (P-11-0629) | 1798571 | 111670
Bisalkylidene cycloalkanol, polymers with diisocyanatoalkane polymer, isocyanato-isocyanatoalkyl-alkylcycloalkane, hydroxyalkyl acrylate and polyglycol acrylate (generic) (P-11-0633) | 1798573 | 111671
Aminocarbonyl ammonio carboxy modified polyolefin (generic) (P-11-0638) | 1798575 | 111672
Substituted carbomonocycle, polymer with alkyl diol, bis[substituted carbomonocycle ester] (generic) (P-11-0648) | 1798577 | 111673
Substituted carbomonocycle, polymer with alkyldiols, di[substitutedcarbomonocycle ester] (generic) (P-11-0649) | 1798579 | 111674
Aliphatic epoxy acrylate (generic) (P-11-0655) | 1798581 | 111675
Copolymer containing phosphonic, sulfonic and carboxylic acid groups (generic) (P-11-0660) | 1798583 | 111676
MDI terminated polyester polyurethane polymer (generic) (P-11-0662) | 1798585 | 111677
Amides, from C18-unsatd. fatty acids dimers, hydrogenated benzaldehyde - polyethylenepolyamines reaction products and tall-oil fatty acids (generic) (P-11-0663) | 1798587 | 111678
Aromatic isocyanate, alkyl phenol-blocked (generic) (P-12-0001) | 1798589 | 111679
Substituted polymeric aromatic amine azo colorant (generic) (P-12-0004) | 1798591 | 111680
Alkyldioic acid, polymer with alkyldiol, aromatic isocyanate and alkyloxirane polymer with oxirane ether with alkyltriol(3:1) (generic) (P-12-0006) | 1798593 | 111681
Alkyldioic acid, polymer with alkyldiol, .alpha.-hydro-.omega.-hydroxypoly[oxy(alkyldiyl)], aromatic isocyanate and alkyloxirana polymer with oxirane ether with alkyltrio(3:1) (generic) (P-12-0007) | 1798595 | 111682
Aliphatic polyurethane resin (generic) (P-12-0008) | 1798597 | 111683
Metal complex, copolymer of substituted acrylic acid, substituted methacrylate, substituted acrylate, and ethylene glycol substituted acrylate alkyl ether (generic) (P-12-0009) | 1798599 | 111684
Crosslinked polyalkyl methacrylate (generic) (P-12-0013) | 1798601 | 111685
Substituted aniline, benzenesulfonic acid salt (generic) (P-12-0015) | 1798603 | 111686
Cobalt iron manganese oxide, carboxylic acid modified (generic) (P-12-0035) | 1798605 | 111687
Succinic ahydride, phenol, novolac type epoxy resin with bisphenol A and propylene oxide (generic) (P-12-0037) | 1798607 | 111688
IPDA and IPDI modified polyester, N-butyl-1-butanamine-and iso-Pr alc. blocked (generic) (P-12-0038) | 1798609 | 111689
Polymer of acrylic acid derivatives with aromatic heterocycle (generic) (P-12-0039) | 1798611 | 111690
2-(Dimethylamino)ethyl methyl-2-propenoate, polymer with alkyl-substituted methyl-2-propenoate, salt with mono(alkyl-substituted polyalkoxyether)butanedioates (generic) (P-12-0043) | 1798613 | 111691
Multi-wall carbon nanotubes (generic) (P-12-0044) | 1798615 | 111692
Sulfonated stilbene derivative (generic) (P-12-0050) | 1798617 | 111693
Epoxy urethane (generic) (P-12-0059) | 1798619 | 111694
Modified acrylc polymer (generic) (P-12-0061) | 1798621 | 111695
Alkoxylated trimethylsilylated siliconate (generic) (P-12-0062) | 1798623 | 111696
Alkoxylated trimethylsilylated polydimethylsiloxane (generic) (P-12-0062) | 1798625 | 111697
Mixed metal borate (generic) (P-12-0064) | 1798627 | 111698
Castor oil, polymer with hydrogenated vegetable oil, 1,1'-methylenebis[isocyanatobenzene] and isocyanate (generic) (P-12-0073) | 1798629 | 111699
Halogenated substituted alkane, potassium salt (generic) (P-12-0074) | 1798631 | 111700
Halogenated substituted alkane, sodium salt (generic) (P-12-0075) | 1798633 | 111701
Halide salt of alkyl-substituted nitrogen heterocycle (generic) (P-12-0076) | 1798635 | 111702
Salt of alkyl-substituted nitrogen heterocycle (generic) (P-12-0077) | 1798637 | 111703
Fluoroethylene-vinylether copolymer (generic) (P-12-0080) | 1798639 | 111704
Polyurethane polymer of 1,1'-methylenebis(4-isocyanatobenzene) and polyols (generic) (P-12-0086) | 1798641 | 111705
Acrylate manufacture byproduct distillation residues (generic) (P-12-0087) | 1798643 | 111706
Hydrocarbon urethane (generic) (P-12-0090) | 1798645 | 111707
Alkylacrylic acid telomer with carboxylic acid, alkali metal hydrogen sulfite, ester with .alpha.-alkyl-.omega.-hydroxypoly(oxyalkanediyl), alkalimetal salt (generic) (P-12-0091) | 1798647 | 111708
Alkyl acrylate, polymer with alkyl acrylate, alkyl methacrylates, styrene and alkyl acid, peroxide-initiated (generic) (P-12-0092) | 1798649 | 111709
Amidoalkoxysilane (generic) (P-12-0097) | 1798651 | 111710
Fatty acids, diesters with dihydroxy bicyclic diether (generic) (P-12-0100) | 1798653 | 111711
Substituted carbomonocyclic dicarboxylic acid, polymer with 1,2-ethanediol and 2,2'-[9H-fluoren-9-ylidenebis(4,1-phenyleneoxy)bis[ethanol] (generic) (P-12-0101) | 1798655 | 111712
Substituted carbomonocyclic dicarboxylic acid, dialkyl ester polymer with 1,2-ethanediol and 2,2'-[9H-fluoren-9-ylidenebis(4,1-phenyleneoxy)]bis[ethanol] (generic) (P-12-0102) | 1798657 | 111713
Alkene-substituted fatty acid methyl ester polymer (generic) (P-12-0103) | 1798659 | 111714
Mixture of isomers of condensation products of substituted diazotized aminoanilines (generic) (P-12-0104) | 1798661 | 111715
Carboxylic acid, polymer with .alpha.-hydro-.omega.-hydroxypoly(oxy-1,2-ethanediyl) and 2,2'-oxybis[ethanol] (generic) (P-12-0112) | 1798663 | 111716
Substituted pyridinium salt (generic) (P-12-0117) | 1798665 | 111717
Dodeca(lithium, sodium)-2-[(4-[4-(4-[bis[alkyl-(sulfonatoalkoxy)-4-((sulfonato-[(substituted-phenyl)diazenyl]phenyl]diazenyl)anilino]-triazin-yl]-6-alkyl-(sulfonatoalkoxy)-4-[(sulfonato-4-[(substituted-phenyl)diazenyl]phenyl]diazenyl)anilino]piperazin-yl-triazin-ylamino]-alkyl-(sulfonatoalkoxy)phenyl]diazenyl)-5-[(sulfonatophenyl)diazenyl]benzenesulfonate (generic) (P-12-0119) | 1798667 | 111718
Pentasodium 2-(bis(substituted-(substituted-sulfonatophenyl)diazenyl-2-(sulfonatoalkoxy)anilino)-triazin-ylamino) alkanesulfonate (generic) (P-12-0120) | 1798669 | 111719
1-Alkenes copolymer (generic) (P-12-0123) | 1798671 | 111720
Reaction product of [mixture of [polysubstituted-sulfonylphthalocyaninato-N(29),N(30),N(31),N(32)]copper(II) and [polysubstituted-sulfonyl(tribenzo-[b,g,l]pyrido[2,3-q]-tetraazaporphyrinato-N(21),N(22),N(23),N(24))]copper(II)and [polysubstituted-sulfonyl(dibenzo-[b,g(or b,l)]dipyrido[2,3(or 3,2)-l,q(org,q)]-tetraazaporphyrinato-N(21),N(22),N(23),N(24))]copper(II) and [substituted-sulfonyl(benzo[b]tripyrido[2,3(or 3,2)-g,l,q]-tetraazaporphrinato-N(21),N(22),N(23),N(24))]copper(II)] and 2-[4-(aminoalkylamino)-6-(benzylamino)-triazin-yla (generic) (P-12-0128) | 1798673 | 111721
Hexa(sodium, lithium)-4-{[substituted-hydroxy-({4-[alkoxy-sulfonatobenzothiazolyl)diazenyl]-alkyl-2-(sulfonatoalkoxy)phenyl}diazenyl)naphthalene-yl]diazenyl}-substituted-(sulfonatophenyl)pyrazole-3-carboxylate (generic) (P-12-0129) | 1798675 | 111722
Ethyleneamines, glycidylethers, formaldehyde copolymer (generic) (P-12-0135) | 1798677 | 111723
Hydroxyphenyl fatty acids (generic) (P-12-0138) | 1798679 | 111724
Poly(oxy-1,4-butanediyl), .alpha.-hydro-.omega.-hydroxy-, polymer with alkyldiisocyanates (generic) (P-12-0143) | 1798681 | 111725
2-Propenoic acid, 2-methyl-, polymer with substituted oxirane, ethenylbenzene, ethenylbenzene telomer with substituted propanoic acid 2-hydroxy-3-[(2-methyl-1-oxo-2-propen-1-yl)oxy]propyl ester, 2-ethyl-2-(hydroxymethyl)-1,3-propanediol and .alpha.-(2-methyl-1-oxo-2-propen-1-yl)-.omega.-(2-ethylhexyloxy)poly(oxy-1,2-ethanedly), alkali metal salt (generic) (P-12-0144) | 1798683 | 111726
Styrene acryl copolymer (generic) (P-12-0145) | 1798685 | 111727
Glycol substituted bicyclic olefin (generic) (P-12-0151) | 1798687 | 111728
Ester substituted bicyclic olefin (generic) (P-12-0152) | 1798689 | 111729
Acrylic copolymer (generic) (P-12-0153) | 1798691 | 111730
Alkyl alkaacrylate, polymer with alkyl acrylate, alkyl acrylate (generic) (P-12-0154) | 1798693 | 111731
Acrylic copolymer (generic) (P-12-0157) | 1798695 | 111732
MDI modified polyester with 1,4-butanediol, iso-Pr alc. blocked (generic) (P-12-0161) | 1798697 | 111733
Organoazo cuprate sulfate sodium salts (generic) (P-12-0163) | 1798699 | 111734
Aromatic diazo amine compound (generic) (P-12-0164) | 1798701 | 111735
Alkenylamidoalkylammonium chloride, polymer with ethenamine, hydrochloride (generic) (P-12-0165) | 1798703 | 111736
1,2,3-Propanetriol, homopolymer with cyclic ether (generic) (P-12-0166) | 1798705 | 111737
Alkyl acrylate, polymer with alkyl phenylalkoxy-piperidinone and alkenylpyridine (generic) (P-12-0171) | 1798707 | 111738
Fatty acid modified polyurethane (generic) (P-12-0174) | 1798709 | 111739
Hydroxyalkanoic acid, compd. with aminoheterocycle polymer with hydroxyalkanoic acid, alkyltriamine, lactone, and lactone (generic) (P-12-0175) | 1798711 | 111740
Alkoxylated phenolic resin (generic) (P-12-0176) | 1798713 | 111741
2-Propenoic acid, 2-methyl-, telomer with 2-substituted alkyl alkenoate, 2-mercaptoethanol and sodium 2-methyl-[(1-substituted alken-1-yl)nitrogencontaining derivative]-1-substituted alkane (1:1), sodium salt, peroxydisulfuric acid ([(HO)S(O)2]2O2) sodium salt (1:2)-initiated (generic) (P-12-0177) | 1798715 | 111742
Styrene-acrylic copolymer (generic) (P-12-0180) | 1798717 | 111743
Acrylic acid, carbamate, alkyl ester (generic) (P-12-0184) | 1798719 | 111744
Acrylic acid, carbamate, alkyl ester (generic) (P-12-0185) | 1798721 | 111745
Maleated resin (generic) (P-12-0193) | 1798723 | 111746
Amines, bis(alkyl), 3-[[bis(alkylalkoxy)phosphinothioyl]thio]-2-alkylalkanoates (generic) (P-12-0194) | 1798725 | 111747
Distillation bottoms, alkylated benzene by-product (generic) (P-12-0196) | 1798727 | 111748
Siloxane polyalkyleneoxide copolymer (generic) (P-12-0198) | 1798729 | 111749
Triazinylaminostilbene (generic) (P-12-0202) | 1798731 | 111750
Triazinylaminostilbene (generic) (P-12-0203) | 1798733 | 111751
Reaction products of sulfonated, hydrogenated rosin and copper phthalocyanine with mixed chlorides (generic) (P-12-0206) | 1798735 | 111752
Aromatic polyester polyol (generic) (P-12-0209) | 1798737 | 111753
Acrylic polymer (generic) (P-12-0221) | 1798739 | 111754
Alkyl acrylate cross-linked copolymer (generic) (P-12-0222) | 1798741 | 111755
Glycol ether (generic) (P-12-0223) | 1798743 | 111756
Ester (generic) (P-12-0224) | 1798745 | 111757
Alkyl ketimine (generic) (P-12-0226) | 1798747 | 111758
Polymeric ketimine (generic) (P-12-0226) | 1798749 | 111759
Polycycloolefin polymer (generic) (P-12-0227) | 1798751 | 111760
Substituted aromatic diazo sulfonic acid salts (generic) (P-12-0229) | 1798753 | 111761
Polyesterurethane (generic) (P-12-0235) | 1798755 | 111762
Polyester amine adduct (generic) (P-12-0236) | 1798757 | 111763
Ammonium molybdenum tungsten nickel hydroxide maleate (generic) (P-12-0240) | 1798759 | 111764
Copolymer of vinyl alkyl siloxanes and methacrylic acid derivatives (generic) (P-12-0243) | 1798761 | 111765
Cycloaliphatic anhydride polymer with aliphatic polyols and aliphatic acid (generic) (P-12-0244) | 1798763 | 111766
Alkyl carboxylic acid, oxiranyl alkyl ester, polymer with cycloalkyl dicarboxylic acid anhydride, alkyl alcohol ester (generic) (P-12-0247) | 1798765 | 111767
Dialkyldithiophosphate salt (generic) (P-12-0256) | 1798767 | 111768
Triethanolamine oleate triester (generic) (P-12-0262) | 1798769 | 111769
Carbamic acid, N-(1-methyl-1-[3-(1-methylethenyl)phenyl]ethyl]-, substituted ester (generic) (P-12-0265) | 1798771 | 111770
2-Propenoic acid, telomer with substituted N-[1-methyl-1-[3-(1-methylethenyl)phenyl]ethyl]carbamate and 2-propanol peroxydisulfuric acid ([(HO)S(O)2]2O2) sodium salt (1:2)-inititated (generic) (P-12-0266) | 1798773 | 111771
2-Propenoic acid, telomer with substituted N-[1-methyl-1-[3-(1-methylethenyl)phenyl]ethyl] carbamate and 2-propanol, sodium salt, peroxydisulfuricacid ([(HO)S(O)2]2O2) sodium salt (1:2)-initiated (generic) (P-12-0267) | 1798775 | 111772
2-Propenoic acid, telomer with substituted N-[1-methyl-1-[3-(1-methylethenyl)phenyl]ethyl]carbamate and 2-propanol, ammonium salt, peroxydisulfuric acid ([(HO)S(O)2[2O2] sodium salt (1:2)-initiated (generic) (P-12-0268) | 1798777 | 111773
2-Propenoic acid, telomer with substituted N-[1-methyl-1-[3-(1-methylethenyl)phenyl]ethyl] carbamate and 2-propanol, potassium salt, peroxydisulfuric acid ([(HO)S(O)2]2O2) sodium salt (1:2)-initiated (generic) (P-12-0269) | 1798779 | 111774
2-Propenoic acid, telomer with substituted N-[1-methyl-1-[3-(1-methylethenyl)phenyl]carbamate and 3-mercaptopropanoic acid, 1,1-dimethylpropyl 2-ethylhexaneperoxoate-initiated (generic) (P-12-0270) | 1798781 | 111775
Polyisocyanate adduct (generic) (P-12-0274) | 1798783 | 111776
Aromatic sulfonic acid amino amide azo dye salts (generic) (P-12-0276) | 1798785 | 111777
Lightly branched polyester (generic) (P-12-0286) | 1798787 | 111778
Lightly branched aliphatic polyester (generic) (P-12-0287) | 1798789 | 111779
Fatty acid modified polyethylene terephthalate polyester resin (generic) (P-12-0307) | 1798791 | 111780
Alkyl silane (generic) (P-12-0310) | 1798793 | 111781
Alkylsilane (generic) (P-12-0311) | 1798795 | 111782
Cycloalkylmethanmine, amino alkyl, polymer with hydroxypoly(oxyalkanediyl), hydroxypoly[oxy(alkyl-1,2-alkanediyl)] and alkyl bis-isocyanatocycloalkane, alc.-blocked (generic) (P-12-0318) | 1798797 | 111783
Aliphatic acrylate (generic) (P-12-0321) | 1798799 | 111784
Alkenoic acid, polymer with alkyl acrylate, peroxide-initiated, compound with amine salt (generic) (P-12-0322) | 1798801 | 111785
Poly[oxy(methyl-1,2-ethanediyl)]-,.alpha.-[3-substituted-1-oxo-2-alken-1-yl]-.omega.-hydroxy-, alkyl ethers (generic) (P-12-0325) | 1798803 | 111786
MDI modified polyester with 1,2-ethanediol, iso-Pro.alc-blocked (generic) (P-12-0328) | 1798805 | 111787
Alkyl methacrylate polymer with alkyl acrylate, styrene and amino acrylate (generic) (P-12-0330) | 1798807 | 111788
2-Propenoic acid, 2-methyl-, substituted dialkylamino ethyl ester, polymer with butyl 2-propenoate, compds. with polyether hydrogen maleate alkyl ethers (generic) (P-12-0331) | 1798809 | 111789
Distillation bottoms, alkylated benzene by-product, brominated (generic) (P-12-0332) | 1798811 | 111790
Bromo diphenyl alkane (generic) (P-12-0332) | 1798813 | 111791
Benzoic acid, 4-[substituted diamino-5-(disubstituted phenylazo)-phenylazo]-, sodium potassium salt (generic) (P-12-0335) | 1798815 | 111792
2,5-Furandione, polymer with substituted methylbenzene and substituted polyether, Bu alc.- and substituted alkyl acrylate-1H-heteromonocyclic reaction products- and substituted hetermonocyclic homopolymer cetyl ester- and substituted heteromonocyclic polymer cetyl ester blocked (generic) (P-12-0336) | 1798817 | 111793
Acid anhydride, polymer with aromatic isocyanate and polyalkyleneglycol, alkanol and hydroxyalkyl acrylate diazole reaction products and lactone homopolymer alkyl ester-blocked (generic) (P-12-0337) | 1798819 | 111794
Epoxy amine adduct (generic) (P-12-0338) | 1798821 | 111795
Reaction product of Bisphenol A diglycidyl ether and an amine terminated cycloaliphatic propoxylate (generic) (P-12-0340) | 1798823 | 111796
Octadecanoic acid, 12-hydroxy-, polymer with formaldehyde-aromatic amine reaction products (generic) (P-12-0341) | 1798825 | 111797
UV-curable urethane acrylate (generic) (P-12-0345) | 1798827 | 111798
Styrenated salicylic acid (generic) (P-12-0352) | 1798829 | 111799
Unsaturated urethane methacrylate (generic) (P-12-0362) | 1798831 | 111800
Alkylcarboxyalkenyl polymer with carboxyalkenyl dihydroxyalkylate, carboxyalkenyl and alkylalkenyl sulfonate sodium salt (generic) (P-12-0363) | 1798833 | 111801
Phenyl silicone resin (generic) (P-12-0370) | 1798835 | 111802
Modified isothiocyanate compound (generic) (P-12-0371) | 1798837 | 111803
1,4-Butanediol, polymer with substituted alkane and substituted methylene biscarbomonocycle, 2-hydroxyalkyl acrylate-blocked (generic) (P-12-0373) | 1798839 | 111804
Diacrylate polymer with alkane esterdiol, alkane diol, alkane acid diol and diisocyanates (generic) (P-12-0378) | 1798841 | 111805
Alkyl zinc halide (generic) (P-12-0379) | 1798843 | 111806
Benzenesulfonic acid, diamino-hydroxy-pyrimidine-azo, methyl (generic) (P-12-0380) | 1798845 | 111807
Amido amine polyether polymer (generic) (P-12-0381) | 1798847 | 111808
Alkenes (generic) (P-12-0383) | 1798849 | 111809
Branched polyester resin salt (generic) (P-12-0386) | 1798851 | 111810
Modified polyester (generic) (P-12-0387) | 1798853 | 111811
Amine salt of epoxy phosphate ester with epoxy ether (generic) (P-12-0400) | 1798855 | 111812
Amine salt of polyester resin (generic) (P-12-0401) | 1798857 | 111813
Aqueous polyester polyurethane dispersion (generic) (P-12-0403) | 1798859 | 111814
Substituted carbomonocycles, polymer with substituted alkanoic acids and dialkyleneglycol, substituted alkylamine-blocked, comps. with alkylamino alcohol (generic) (P-12-0407) | 1798861 | 111815
Alkene dioic acid dialkyl ester, reaction products with alkenoic acid alkyl esters and diamine (generic) (P-12-0408) | 1798863 | 111816
Alkene dioic acid dialkyl ester, reaction products with diamine alkenoic acid alkyl esters (generic) (P-12-0411) | 1798865 | 111817
Soybean oil, polymer with adipic acid, benzoic acid, difuntional glycols, glycerol, pentaerythritol, phthalic anhydride, terephthalic acid (generic) (P-12-0415) | 1798867 | 111818
Polyitaconic acid, sodium salt (generic) (P-12-0423) | 1798869 | 111819
Substituted, aromatic hydrocarbon (generic) (P-12-0436) | 1798871 | 111820
Aminoalkyl substituted bicyclic olefin (generic) (P-12-0438) | 1798873 | 111821
Phenol capped urethane polymer (generic) (P-12-0440) | 1798875 | 111822
A glucopyranose (generic) (P-12-0441) | 1798877 | 111823
Carboxylic acid, alkenyl ester, polymers with alkyl acrylate, Me methacrylate and polyethylene glycol hydrogen sulfate substituted alkyl branched alkoxy methyl substituted (alkoxy)alkyl ethers salts (generic) (P-12-0442) | 1798879 | 111824
Benzene, ethenyl-, polymer with substituted alkane (generic) (P-12-0443) | 1798881 | 111825
Carbopolycyclic-alkyl-[[[[[[(haloalkyl-aryl]diazenyl]aryl]diazenyl]-carbopolycyclic]diazenyl (generic) (P-12-0444) | 1798883 | 111826
Pyrrolidine, [[[alkyl-[[(haloalkyl)-aryl]-diazenyl]-ary]diazenyl]aryl] (generic) (P-12-0445) | 1798885 | 111827
Morpholine, [[[[(haloaryl)diazenyl]-alkylaryl]-diazenyl]aryl]- (generic) (P-12-0446) | 1798887 | 111828
Substituted carboxylic acid, polymer with alkyl acrylate, alkyl acrylate, substituted amide and polyethylene glycol methacrylate alkyl ethers (generic) (P-12-0447) | 1798889 | 111829
Modified lignocellulose (generic) (P-12-0454) | 1798891 | 111830
Anhydride, polymer with substituted alkylbenzene and polyalkyl glycol, 2-butanol- and substituted acrylate heteromonocycle reaction products and substituted carbomonocyclic homopolymer alkyl ester and polyethylene glycol mono-Me ether-blocked (generic) (P-12-0462) | 1798893 | 111831
Ethylbenzene butadiene acrylate polymer (generic) (P-12-0466) | 1798895 | 111832
Doped yttrium oxalate (generic) (P-12-0468) | 1798897 | 111833
Yttrium europium oxalate (generic) (P-12-0469) | 1798899 | 111834
Aromatic anhydride, polymer with alkane diol, and polyethyleneglycol ether with trimethylolpropane, 2-propenoate (generic) (P-12-0474) | 1798901 | 111835
Aromatic polyester polyether polyol (generic) (P-12-0476) | 1798903 | 111836
Amine salted polyurethane (generic) (P-12-0478) | 1798905 | 111837
Siloxanes and Silicones, substituted alkyl group-terminated, ethoxylated, polymers with 5-isocyanato-1-(isocyanatomethyl)-1,3,3-trimethylcyclohexane and n-alkyl glycol, hydroxyethyl methacrylate-blocked (generic) (P-12-0483) | 1798907 | 111838
Oxirane, alkyl, polymer with aromatic isocyanate, alkyloxirane polymer with oxirane ether with alkytriol, and oxirane, polyethylene glycol mono(alkylaromatic) ether-blocked (generic) (P-12-0485) | 1798909 | 111839
Alkylphenol (generic) (P-12-0492) | 1798911 | 111840
Hexanedioic acid, polymer with 2-(chloromethyl)oxirane polymer with2-ethyl-2-(hydroxymethyl)-1,3-propanediol, alkanedioic acid, 4,4'-(1-methylethylidene)bis[phenol] and oxirane 2-propenoate, 2,2-dimethyl-1,3-propanediol, 1,2-ethanediamine, 1,6-hexanediol, 3-hydroxy-2-(hydroxymethyl)-2-methylpropanoic acid and 5-isocyanato-1-(isocyanatomethyl)-alkylcyclohexane, compd. with N,N-diethylethanamine (generic) (P-12-0500) | 1798913 | 111841
Polyether type polyurethane resin, amine salt (generic) (P-12-0506) | 1798915 | 111842
Poly(oxyalkylene) alkylamine (generic) (P-12-0507) | 1798917 | 111843
Poly(oxyalkylene) alkylamine (generic) (P-12-0511) | 1798919 | 111844
Alkyd polyester urethane (generic) (P-12-0519) | 1798921 | 111845
2-Propenoic acid, 2-methyl-, alkyl esters, polymer with substitutedmethacrylate, substituted methacrylate, Me methacrylate and polyalkene glycol alkyl ether, tert-Bu 2-ethylhexaneperoxoate-initiated (generic) (P-12-0521) | 1798923 | 111846
Hydrolase enzymes (PROVISONAL) (generic) (P-12-0522) | 1798925 | 111847
Alkyl ketimine (generic) (P-12-0523) | 1798927 | 111848
Polymeric ketimine (generic) (P-12-0523) | 1798929 | 111849
Vegetable-oil fatty acids, conjugated, polymers with ethylene glycol, substituted propanoic acid, anhydride, polyethylene glycol and trimethylolpropane, compds. with substituted alkanol (generic) (P-12-0524) | 1798931 | 111850
Siloxanes and Silicones, substituted alkyl group-terminated ethers with polyethylene glycol and polyethylene glycol anhydride ester (generic) (P-12-0526) | 1798933 | 111851
Fatty acids of natural oils, conjugated, maleated (generic) (P-12-0527) | 1798935 | 111852
Substituted heteromonocycle, polymer with substituted alkane and substituted alkanediol, alkanoic acid substituted ester and substituted hetermonocycle homopolymer (generic) (P-12-0528) | 1798937 | 111853
Hydrogenated modified rosin (generic) (P-12-0529) | 1798939 | 111854
Tetrasubstituted dioxadithiane (generic) (P-12-0532) | 1798941 | 111855
Alkyl methacrylate polymer with alkyl acrylate, amino acrylate, styrene and alkyl methacrylate (generic) (P-12-0535) | 1798943 | 111856
Hexanedioic acid, polymer with .alpha.-[2,2-bis(hydroxy, alkyl)butyl-.omega.-methoxypoly(oxy-1,2-ethanediyl), 2,2-alkyl-1,3-propanediol, 1,2-ethanediamine, 1,6-hexanediol, 3-hydroxy-2-(hydroxyalkyl)-2-alkylpropanoic acid and 1,1'-methylenebis[4-isocyanatocyclohexane], compd. with N,N-diethylethanamine (generic) (P-12-0537) | 1798945 | 111857
Styrenic anhydride maleimide terpolymer (generic) (P-12-0540) | 1798947 | 111858
Polyethyleneglycol modified polyacrylate block polypyridine polymer, hydrolyzed, sodium salts (generic) (P-12-0542) | 1798949 | 111859
Alkenoic acid, polymers with acrylate and polyalkanediol alkane ether alkyl alkenoate and polyalkene alkanediol alkane ether alkenoic alkyl ethers (generic) (P-12-0544) | 1798951 | 111860
Aromatic amido-amine-modified aliphatic hydrocarbon resin (generic) (P-12-0545) | 1798953 | 111861
Aromatic amido-amine-modified aliphatic hydrocarbon resin (generic) (P-12-0546) | 1798955 | 111862
Acrylate terpolymer (generic) (P-12-0555) | 1798957 | 111863
Acrylic silane polymer (generic) (P-12-0559) | 1798959 | 111864
2-Propenoic acid, 2-methyl, alkyl ester, polymer with heteromonocycle, substituted carbomonocycle, substituted alkyl propenoate, alkyl propenoate,alkyl propenoate, tert-Bu benzenecarboperoxoate-initiated (generic) (P-12-0564) | 1798961 | 111865
Aromatic polyester (generic) (P-12-0565) | 1798963 | 111866
Polyethylene glycol, polymer with diisocyanate, alkanol-blocked (generic) (P-12-0567) | 1798965 | 111867
Halogenated diketopyrrolopyrrol derivative (generic) (P-12-0571) | 1798967 | 111868
Aromatic amine with cyclo amino carbonyls (generic) (P-12-0572) | 1798969 | 111869
Amine substituted quinoacridine product (generic) (P-12-0573) | 1798971 | 111870
Carbopolycycle-bis(diazonium), dihalo, chloride (1:2), reaction products with metal chloride, calcium carbonate, N-(2,4-dialkylphenyl)-oxoalkanamide, potassium 4-[dioxoalkylamino] substituted benzene (1:1) and sodium hydroxide (generic) (P-12-0574) | 1798973 | 111871
Glycerides, C14-18, C16-18-unsaturated, from fermentation of algae using fermentable sugars (generic) (P-12-0577) | 1798975 | 111872
Polyurethane acrylate (generic) (P-12-0580) | 1798977 | 111873
Sulfurized fatty acid derivative (generic) (P-12-0581) | 1798979 | 111874
Sodium salt of multiple sulfonated diaminostilbene derivative (generic) (P-12-0583) | 1798981 | 111875
Alkyl phosphonate (generic) (P-12-0584) | 1798983 | 111876
Vegetable-oil fatty acids, conjugated, polymers with substituted propanoic acid, polyol, anhydride, polyethylene glycol, propylene glycol and trimethylolpropane (generic) (P-13-0001) | 1798985 | 111877
Castor oil, polymer with glycol and phthalic anhydride (generic) (P-13-0003) | 1798987 | 111878
Dicarboxylic acid polymer with aliphatic glycols, and 1,1'-methylenebis[isocyanatobenzene] (generic) (P-13-0005) | 1798989 | 111879
Acrylic acids, polymer with methacrylate esters, styrene and tert-Bu benzenecarboperoxoate-initiate, compds. with amine (generic) (P-13-0007) | 1798991 | 111880
Acrylate functional aliphatic isocyanate polymer blocked with hydroxy aromatic monomer (generic) (P-13-0009) | 1798993 | 111881
Hydroxy-functional epoxyamine polyglycol ester (generic) (P-13-0011) | 1798995 | 111882
Substituted carboxylic acid, compd. with heteromonocyclic polymer with substituted carboxylic acid, substituted heteromonocycle and heteromonocycle (generic) (P-13-0014) | 1798997 | 111883
Acrylated silicone polymer (generic) (P-13-0017) | 1798999 | 111884
Polycarboxylate (generic) (P-13-0018) | 1799001 | 111885
Carboxylic acid, substituted alkylstannylene ester, reaction products with inorganic acid tetra alkyl ester (generic) (P-13-0030) | 1799003 | 111886
Isocyanate terminated polyester/polyether/mdi polymer (generic) (P-13-0031) | 1799005 | 111887
Alkenoic acid, ester with alkylpolyol, polymer with disubstituted alkane (generic) (P-13-0032) | 1799007 | 111888
Dialkyl thiophenol, manuf. of, by-products from (generic) (P-13-0033) | 1799009 | 111889
Alkylthiophenamine, manuf. of, by-products from (generic) (P-13-0034) | 1799011 | 111890
Polymer of epoxy and aliphatic and aromatic acids (generic) (P-13-0036) | 1799013 | 111891
Fatty acid amide (generic) (P-13-0044) | 1799015 | 111892
Fatty acid amide (generic) (P-13-0045) | 1799017 | 111893
Fatty acid amide (generic) (P-13-0046) | 1799019 | 111894
Fatty acid amide (generic) (P-13-0048) | 1799021 | 111895
Fatty acids, polymer with acrylic acid, epoxy resin, methacrylate esters, styrene and vegetable-oil fatty acids, tert-Bu benzenecarboperoxoate-initiated, compds. with amine (generic) (P-13-0049) | 1799023 | 111896
Cyclohexyl methacrylic acids, polymer with methacrylate esters, acrylic esters, methacrylate polyester polyol, styrene and tert-Bu benzenecarboperoxoate-initiated, compds. with amine (generic) (P-13-0052) | 1799025 | 111897
Alkaneamide, halo-dialkylthienyl-alkoxydialkyl-, manuf. of, by-products from (generic) (P-13-0055) | 1799027 | 111898
Acrylic polymer with 2-propenoic acid, 2-methyl-, butyl ester, methacrylic acid esters, acrylic acid esters and alkyl polyester ether acrylate (generic) (P-13-0057) | 1799029 | 111899
Ammonium salt of propylene/ethylene oxide polymer (generic) (P-13-0058) | 1799031 | 111900
Fatty acid amide hydrochloride (generic) (P-13-0063) | 1799033 | 111901
Fatty acid amide hydrochloride (generic) (P-13-0064) | 1799035 | 111902
Fatty acid amide hydrochloride (generic) (P-13-0065) | 1799037 | 111903
Fatty acid amide hydrochloride (generic) (P-13-0066) | 1799039 | 111904
Fatty acid amide hydrochloride (generic) (P-13-0067) | 1799041 | 111905
Fatty acid amide hydrochloride (generic) (P-13-0068) | 1799043 | 111906
Fatty acid amide hydrochloride (generic) (P-13-0072) | 1799045 | 111907
Fatty acid amide hydrochloride (generic) (P-13-0073) | 1799047 | 111908
Fatty acid amide hydrochloride (generic) (P-13-0075) | 1799049 | 111909
Fatty acid amide hydrochloride (generic) (P-13-0076) | 1799051 | 111910
Fatty acid amide hydrochloride (generic) (P-13-0077) | 1799053 | 111911
Tertiary amine alkyl ether (generic) (P-13-0078) | 1799055 | 111912
Acrylic modified polyether-ester polyurethane polymer (generic) (P-13-0082) | 1799057 | 111913
1,4-Benzenedicarboxylic acid, polymer with 2,2-dimethyl-1,3-propanediol, alkane diacid, 1,2-ethanediol, hexanedioic acid, alkanediol, .alpha.-hydro-.omega.-hydroxypoly[oxy(methyl-1,2-ethanediyl)], 1,3-isobenzofurandione, 1,1'-methylenebis[4-isocyanatobenzene], 2-oxepanone and 2,2'-oxybis[ethanol] (generic) (P-13-0084) | 1799059 | 111914
Alkane diacid, polymer with 2,2-dimethyl-1,3-propanediol, 1,2-ethanediol, hexanedioic acid, alkanediol, .alpha.-hydro-.omega.-hydroxypoly[oxy(methyl-1,2-ethanediyl)], 1,1'-methylenebis[4-isocyanatobenzene], and .alpha.,.alpha.',.alpha.''-1,2,3-propanetriyltris[.omega.-hydroxypoly[oxy(methyl-1,2-ethanediyl)]] (generic) (P-13-0088) | 1799061 | 111915
Alkane diacid, polymer with 2,2-dimethyl-1,3-propanediol, 1,2-ethanediol, hexanedioic acid, alkanediol, .alpha.-hydro-.omega.-hydroxpoly[oxy(methyl-1,2-ethanediyl)], 1,3-isobenzofurandione, 1,1'-methylenebis[4-isocyanatobenzene] and 2,2'-oxybis[ethanol] (generic) (P-13-0089) | 1799063 | 111916
Siloxane functional polybutadiene polymer (generic) (P-13-0091) | 1799065 | 111917
Acrylic ethylhexyl acrylate polymer (generic) (P-13-0092) | 1799067 | 111918
Acrylic ester functionalized polyether polymer (generic) (P-13-0094) | 1799069 | 111919
Substituted alkyldiol ester, polymer with substituted heteromonocycle, substituted alkyldiol ester-blocked (generic) (P-13-0096) | 1799071 | 111920
Modified polyacrylamide salt (generic) (P-13-0098) | 1799073 | 111921
Hydroxyalkyl methacrylate, reaction product with cyclic ether (generic) (P-13-0110) | 1799075 | 111922
Acrylfunctional polysiloxane, reaction product of alcohols with isocyanates (generic) (P-13-0111) | 1799077 | 111923
Acrylfunctional polysiloxane, reaction product of alcohols with isocyanates (generic) (P-13-0112) | 1799079 | 111924
Acrylfunctional polysiloxane, reaction product of alcohols with isocyanates (generic) (P-13-0113) | 1799081 | 111925
Fatty acids of natural oils, maleated, substituted phenoxyalkyl esters (generic) (P-13-0115) | 1799083 | 111926
Fatty acids of natural oils, conjugated, maleated, substituted phenoxyalkyl esters (generic) (P-13-0116) | 1799085 | 111927
Substituted dialkyltin (generic) (P-13-0120) | 1799087 | 111928
Substituted polymeric aromatic amine azo colorant (generic) (P-13-0121) | 1799089 | 111929
Ammonium salt of polyether polyurethane (generic) (P-13-0124) | 1799091 | 111930
Monofunctional acrylate (generic) (P-13-0127) | 1799093 | 111931
Polyether modified potassium polystyrene maleate (generic) (P-13-0128) | 1799095 | 111932
Polyether modified fatty acid dimer (generic) (P-13-0129) | 1799097 | 111933
Formaldehyde, polymers with alkylphenols (generic) (P-13-0130) | 1799099 | 111934
Dialkylamino cocoalkyl alkylamide acid salt (generic) (P-13-0131) | 1799101 | 111935
Alkyl amines polymer with polyglycol ether, and bis A epoxy reaction products with aromatic epoxies (generic) (P-13-0141) | 1799103 | 111936
2,5-Furandione, polymer with alkene and alkyldiamine (generic) (P-13-0145) | 1799105 | 111937
Aromatic urethane acrylate composed of aliphatic glycol, aliphatic ester, aliphatic acid and aromatic isocyanate (generic) (P-13-0146) | 1799107 | 111938
Substituted phenylated methacrylate (generic) (P-13-0149) | 1799109 | 111939
Aluminoxanes, alkyl, reaction products with dichloro substituted alkanediyl substituted heteropolycycle alkyl biphenyl zirconium and silica complex (generic) (P-13-0150) | 1799111 | 111940
Vegetable oil based polyol polyester (generic) (P-13-0151) | 1799113 | 111941
Substituted carbomonocycle boron salt (generic) (P-13-0154) | 1799115 | 111942
Substituted carbomonocycle derivative metal (generic) (P-13-0155) | 1799117 | 111943
Alkyl methacrylate polymer with alkyl acrylate, amino acrylate and alkyl methacrylate (generic) (P-13-0156) | 1799119 | 111944
Alkyldioic acid, polymer with [(2-aminoalkyl)amino]alkylsulfonic acid monosodium salt, alkyldiol, alkyldiol, cycloaliphatic diisocyanate and cycloaliphatic diisocyanate, polyalkylene glycol mono-alkyl ether-blocked (generic) (P-13-0163) | 1799121 | 111945
Alkylphenol (generic) (P-13-0168) | 1799123 | 111946
Sulfurized fatty acid derivative (generic) (P-13-0169) | 1799125 | 111947
Silanated urethane polymer (generic) (P-13-0171) | 1799127 | 111948
Substituted carbomonocycles, polymer with alkyldiol (generic) (P-13-0174) | 1799129 | 111949
Polysiloxane acrylic resin (generic) (P-13-0177) | 1799131 | 111950
Alkyl-substituted thiophosphoric acid triamide (generic) (P-13-0179) | 1799133 | 111951
Fatty acid amide (generic) (P-13-0180) | 1799135 | 111952
Fatty acid amide (generic) (P-13-0181) | 1799137 | 111953
Algal biomass from fermentation (generic) (P-13-0187) | 1799139 | 111954
Depolymerized waste plastics (generic) (P-13-0189) | 1799141 | 111955
Silylated polyazamide (generic) (P-13-0194) | 1799143 | 111956
Alkyl substituted catechol (generic) (P-13-0197) | 1799145 | 111957
Polymer reaction product of formaldehyde, chloromethyl oxirane, phenol, 1,3-isobenzofurandione, with N-(2-aminoethyl)-1,2-ethanediamine and phenolwith tetrahydro-methano-indene glycidyl ether (generic) (P-13-0214) | 1799147 | 111958
Hetero substituted alkyl acrylate polymer (generic) (P-13-0215) | 1799149 | 111959
Antimony tris(dialkyldithiocarbamate) (generic) (P-13-0217) | 1799151 | 111960
Methylenebisacetophenone derivative (generic) (P-13-0223) | 1799153 | 111961
Benzenedicarboxylic acid, polymer with substituted alkanediol, dodecanedioic acid, 1,2-ethanediol, alkanedioic acid, alkanediol, .alpha.-hydro-.omega.-hydroxypoly[oxyalkanediyl], 1,3-isobenzofurandione, methylene diphenyl diisocyanate, 2-oxepanone, 2,2'-oxybis[ethanol] and polymethylene polyphenylene isocyanate (generic) (P-13-0232) | 1799155 | 111962
Vegetable-oil fatty acids, conjugated, anhydride ester, reaction products with substituted amine, tall-oil acids anhydride ester and substituted amine (generic) (P-13-0236) | 1799157 | 111963
Alkyl ketimine (generic) (P-13-0240) | 1799159 | 111964
.alpha.-Hydroxy amine (generic) (P-13-0240) | 1799161 | 111965
Siloxanes and Silicones, di-alkyl, 3-aminoalkyl group-terminated, polymers with 1,3-alkanediol, substituted diisocyanates (generic) (P-13-0243) | 1799163 | 111966
Substituted alkanoic acid, polymer with substituted alkylamide, substituted carbomonocycle, substituted alkanoates (generic) (P-13-0245) | 1799165 | 111967
Cobalt based polymer with fatty acids and polyol (generic) (P-13-0246) | 1799167 | 111968
Dicarboxylic acid, polymer with dicarboxylic acid, substituted carbomonocycle and alkanediol (generic) (P-13-0247) | 1799169 | 111969
Oxiranylpropyl silsesquioxanes hydroxy terminated (generic) (P-13-0250) | 1799171 | 111970
Antimony tris(dialkyldithiocarbamate) (generic) (P-13-0259) | 1799173 | 111971
Zinc bis(dialkyldithiocarbamate) (generic) (P-13-0260) | 1799175 | 111972
Substituted propenoic acid, alkyl ester, polymer with alkyl propenoate, carbomonocycle, substituted alkyl propenoate, substituted alkyl propenoate, 2-propenoic acid and alkyl carbopolycyclic ester, tert-Bu peroxide-initiated,compds. with triethanolamine (generic) (P-13-0265) | 1799177 | 111973
Decasubstituted cyclopentasilane (generic) (P-13-0266) | 1799179 | 111974
Fatty acid amine (generic) (P-13-0267) | 1799181 | 111975
Rosin ester cycloadduct (generic) (P-13-0268) | 1799183 | 111976
Aromatic dibenzoate (generic) (P-13-0270) | 1799185 | 111977
Aliphatic polyester polyol (generic) (P-13-0271) | 1799187 | 111978
Aliphatic polyester polyol (generic) (P-13-0272) | 1799189 | 111979
Unsaturated urethane methacrylate (generic) (P-13-0277) | 1799191 | 111980
Reaction product of benzene dicarboxylic acid, polyether polyol andpropylene oxide (generic) (P-13-0278) | 1799193 | 111981
Poly(ethylenoxide-co-(2-ethylhexyl)glycidether-co-cresylglycidether) (generic) (P-13-0279) | 1799195 | 111982
Silated polyether polyurethane (generic) (P-13-0281) | 1799197 | 111983
Trifluoroethene polymer with, 4-(ethenyloxy)-1-butanol, olefin copolymers and amine (generic) (P-13-0282) | 1799199 | 111984
Polyalkylene glycol methyl-2-propenoate, polymer with alkyl-substituted 2-propenoate (generic) (P-13-0283) | 1799201 | 111985
Trifluoroethene polymer with 4-(ethenyloxy)-1-butanol, ethene, ethoxy- and olefin ethoxy copolymer (generic) (P-13-0284) | 1799203 | 111986
Fluoroalkyl substituted aromatic diamine (generic) (P-13-0288) | 1799205 | 111987
Copolymer of alkyl methacrylate and substituted amino alkyl methacrylate (generic) (P-13-0290) | 1799207 | 111988
Formaldehyde, polymer with 2-(chloromethyl)oxirane, cycloaliphatic amine, 4,4'-(1-methylethylidene)bis[phenol] and 2-methylphenol (generic) (P-13-0291) | 1799209 | 111989
Alkenoic acid, polymer with alkadiene and alkenenitrile, substituted alkyl-terminated, polymers with substituted carbomonocycles, alkoxyterminated-substituted alkyl-alkadiene polymer, substituted carbomonocycle and halogen substituted carbomonocycle (generic) (P-13-0298) | 1799211 | 111990
Furandione derivative reaction products (generic) (P-13-0299) | 1799213 | 111991
Acrylic quaternary amine copolymer (generic) (P-13-0306) | 1799215 | 111992
Acrylic polymer, sodium salt (generic) (P-13-0312) | 1799217 | 111993
1,3-Isobenzofurandione, 5,5'-[(1-methylethylidene)bis(4,1-phenyleneoxy)]bis-, polymer with 3,3'-[1,3-phenylenebis(oxy)]bis[benzenamine], sulfonylbis[aminophenol] and 3,3'-(1,1,3,3-tetramethyl-1,3-disiloxanediyl)bis[1-propanamine], reaction products with arylamine (generic) (P-13-0313) | 1799219 | 111994
1,4-Benzenedicarboxylic acid, polymer with substituted-2,5-furandione, carboxylic acid, substituted carbomonocycle ethoxylated, substituted carbomonocycle propoxylated and polyol (generic) (P-13-0315) | 1799221 | 111995
Copolymer of methacrylic acid derivatives (generic) (P-13-0316) | 1799223 | 111996
Polyether ester (generic) (P-13-0317) | 1799225 | 111997
Glycerides, C14-18 and C16-18 unsaturated, from algal fermentation (generic) (P-13-0318) | 1799227 | 111998
Substituted dicarboxylic acid, polymer with substituted benzenamineand substituted dicarboxylic acid (generic) (P-13-0320) | 1799229 | 111999
Hexanedioic acid, polymer with alkyl diols, 1,3-isobenzofuranedione, aliphatic diisocyanates, hydroxyalkyl substituted propanediol, hydroxyalkylpropanoic acid, compound with (dimethylamino)ethanol (generic) (P-13-0328) | 1799231 | 112000
Fatty acids, C18, dimers, dialkyl esters, hydrogenated, polymers with alkanedioic acid, 1,3-bis-(isocyanato-1-alkyl)benzene, 3-hydroxy-2-(hydroxymethyl)-2-alkylpropanoic acid, 1,1'-methylenebis[isocyanatocycloalkane], neopentyl glycol and oxepanone compds. with trialkyl amine (generic) (P-13-0330) | 1799233 | 112001
Propenoic acid ester, polymer with N-(dimethyloxoalkyl)alkylamide, alkyl propenoate and alkyl alkyl propenoate (generic) (P-13-0332) | 1799235 | 112002
Fatty acid phthalate alkyd polymer (generic) (P-13-0337) | 1799237 | 112003
Organometallics, reaction products with silica, halogenated (generic) (P-13-0339) | 1799239 | 112004
Substituted carboxylic acid, polymer with disubstituted alkenyl disubstituted 2-propenoic acid, alkyl alkyl ester, polymer with 2,2-bis[[(substituted-2-alkenyl)oxy]methyl]-substituted alkanediyl di-2-alkenoate and 2-(hydroxyalkyl)-2-[[(substituted 2-alkenyl)oxy]methyl]-1,3-propanediyl di-2-alkenoate (generic) (P-13-0344) | 1799241 | 112005
Aromatic sulfonamide polyether (generic) (P-13-0347) | 1799243 | 112006
Polyether substituted, substituted diarylazo amine (generic) (P-13-0348) | 1799245 | 112007
Polyether substituted, substituted aromatic bisazo amine (generic) (P-13-0349) | 1799247 | 112008
Organometallic, reaction product with silica, halogenated reaction product with zirconlum metallocene (generic) (P-13-0350) | 1799249 | 112009
Aliphatic diol, polymer with polymeric diol, aliphatic diisocyanateand aliphatic diol (generic) (P-13-0356) | 1799251 | 112010
Alkene carbonate derivative (generic) (P-13-0357) | 1799253 | 112011
Vegetable oil esters (generic) (P-13-0358) | 1799255 | 112012
1,3-Isobenzofurandione, polymer with alkanediol, 1,6-hexanediol, .alpha.-hydro-.omega.-hydroxypoly[oxy(methyl-1,2-ethanediyl)], 1,1'-methylenebis[4-isocyanatobenzene] and poly(oxy-alkanediyl) glyceryl ether (generic) (P-13-0359) | 1799257 | 112013
Alkane acid, polymer with alkanediol, 1,6-hexanediol, .alpha.-hydro-.omega.-hydroxypoly(oxy-1,4-butanediyl), 1,3-isobenzofurandione, 1,1'-methylenebis[4-isocyanatobenzene] and poly(oxy-alkanediyl) glyceryl ether (generic) (P-13-0360) | 1799259 | 112014
Hexanedioic acid, polymer with alkanediol, 1,2-ethanediol, 1,6-hexanediol, .alpha.-hydro-.omega.-hydroxypoly[oxy(methyl-1,2-ethanediyl)] and 1,1'-methylenebis[4-isocyanatobenzene] (generic) (P-13-0361) | 1799261 | 112015
1,3-Benzenedicarboxylic acid, polymer with 1,4-dimethyl 1,4-benzenedicarboxylate, alkanediol, alkane acid, 1,2-ethanediol, hexanedioic acid, 1,6-hexanediol, alkyldiol ester, 1,3-isobenzofurandione, 1,1'-methylenebis[4-isocyanatobenzene], 2-methyloxirane, 2-oxepanone and 2,2'-oxybis[ethanol] (generic) (P-13-0362) | 1799263 | 112016
Alkane acid, polymer with alkanediol, hexanedioic acid, 1,6-hexanediol, .alpha.-hydro-.omega.-hydroxypoly[oxy(methyl-1,2-ethanediyl)], 1,1'-methylenebis[4-isocyanatobenzene], 2-oxepanone, and poly(oxy-alkanediyl)glyceryl ether (generic) (P-13-0363) | 1799265 | 112017
Alkane acid, polymer with 1,6-hexanediol, .alpha.-hydro-.omega.-hydroxypoly(oxy-1,4-butanediyl), 1,1'-methylenebis[4-isocyanatobenzene] and poly(oxy-alkanediyl) glyceryl ether (generic) (P-13-0364) | 1799267 | 112018
Carboxylated phosphonated allyl sulphonate polymer (generic) (P-13-0367) | 1799269 | 112019
Substituted phenylsulfonamide compound (generic) (P-13-0371) | 1799271 | 112020
Polyether polyurethane (generic) (P-13-0372) | 1799273 | 112021
Substituted picolinic acid (generic) (P-13-0374) | 1799275 | 112022
Polyester resin (generic) (P-13-0376) | 1799277 | 112023
Carboxylic anhydride, polymer with .alpha.-hydro-.omega.-hydroxypoly(oxy-1,2-diethanediyl), compd. with 2,3,4,6,7,8,9,10-octahydropyrimido-[1,2-a]azepine (generic) (P-13-0378) | 1799279 | 112024
Pyrrolopyrrol (generic) (P-13-0381) | 1799281 | 112025
Tetradecene and C16 olefins and paraffins (generic) (P-13-0384) | 1799283 | 112026
Soybean oil, reaction products with an alcohol amine, polymer with a dicarboylic acid (generic) (P-13-0385) | 1799285 | 112027
Amines, polyethylenepoly-, reaction products with aryl anhydride monopolyisobutylene derivs. (generic) (P-13-0387) | 1799287 | 112028
Hexanedioic acid polymer with 1,2-butanediol, diesters with alkene reaction products (generic) (P-13-0388) | 1799289 | 112029
Alkenyl ether (generic) (P-13-0389) | 1799291 | 112030
Halogenated, substituted picolinic ester (generic) (P-13-0390) | 1799293 | 112031
Halogenated phenylboronic acid (generic) (P-13-0391) | 1799295 | 112032
Acrylic acid ester polymer, reaction products with polyisocyanate (generic) (P-13-0392) | 1799297 | 112033
Hydroxyalkylamide (generic) (P-13-0396) | 1799299 | 112034
Alkylpolycarboxylic acid, derivative, tris(substitutedalkoxy)alkyl ester, salt (generic) (P-13-0397) | 1799301 | 112035
Triazinylaminostibene (generic) (P-13-0407) | 1799303 | 112036
Carboxylic acid, ammonium salt (generic) (P-13-0409) | 1799305 | 112037
Poly(oxy-1,2-ethanediyl), .alpha.,.alpha.',.alpha."-1,2,3-propanetriyltris[.omega.-hydroxy-, hydroxyalkyl ether (generic) (P-13-0412) | 1799307 | 112038
Linear aliphatic polycarbonate polyester, neutralized (generic) (P-13-0416) | 1799309 | 112039
Algal biomass from fermentation (generic) (P-13-0422) | 1799311 | 112040
Carboxylated acrylic copolymer (generic) (P-13-0429) | 1799313 | 112041
2-Propenoic acid, 2-methyl-, polymers with alkyl acrylates and polyethylene glycol methacrylate alkyl ethers (generic) (P-13-0431) | 1799315 | 112042
Ammonium titanium citrate (generic) (P-13-0434) | 1799317 | 112043
Tetrafluoro acrylates copolymer with polyoxy methyl derivatives (generic) (P-13-0438) | 1799319 | 112044
Fatty acid piperidinyl ester (generic) (P-13-0439) | 1799321 | 112045
1,3-Benzenedicarboxylic acid, polymer with butyl 2-methyl-2-propenoate, hexanedioic acid, 1,6-hexanediol, substituted poly[oxy(methyl-1,2-ethanediyl)], 2-hydroxyethyl 2-methyl-2-propenoate, 1,1'-methylenebis[4-isocyanatobenzene], methyl 2-methyl-2-propenoate, 2-methyl-2-propenoic acid and 2-oxepanone (generic) (P-13-0441) | 1799323 | 112046
Hexanedioic acid, polymer with butyl 2-methyl-2-propenoate, 1,6-hexanediol, .alpha.-hydro-.omega.-hydroxypoly[oxy(methyl-1,2-ethanediyl)], 2-hydroxyethyl 2-methyl-2-propenoate, 1,3-isobenzofurandione, 1,1'-methylenebis[4-isocyanatobenzene], methyl 2-methyl-2-propenoate, 2-methyloxirane, 2-methyl-2-propenoic acid, 2-oxepanone, 2,2'-oxybis[ethanol] and poly(oxy-alkanediyl)glycol ether (generic) (P-13-0442) | 1799325 | 112047
1,3-Benzenedicarboxylic acid, polymer with butyl 2-methyl-2-propenoate, alkane acid, hexanedioic acid, 1,6-hexanediol, substituted poly[oxy(methyl-1,2-ethanediyl)], 2-hydroxyethyl 2-methyl-2-propenoate, 1,1'-methylenebis[4-isocyanatobenzene], methyl 2-methyl-2-propenoate, 2-methyl-2-propenoic acid and 2-oxepanone (generic) (P-13-0444) | 1799327 | 112048
Carboxylic anhydride, polymer with .alpha.-hydro-.omega.-hydroxypoly(oxy-1,2-ethanediyl), compd. with N,N'-bis[3-(dimethylamino)propyl]urea (generic) (P-13-0447) | 1799329 | 112049
Propoxylated glycerol aliphatic diacid acrylated polymer, polymer with aliphatic diamine (generic) (P-13-0448) | 1799331 | 112050
Carboxylic methacrylate polymer with alkyl acylamide, alkyl acrylate, alkyl methacrylate and alkyl methacrylate (generic) (P-13-0451) | 1799333 | 112051
Substituted carbopolycycle, polymer with substituted carbomonocycle, alkanoic acid ester and tetrasubsituted alkane-blocked (generic) (P-13-0458) | 1799335 | 112052
Hexamethylene diisocyanate homopolymer, polyethylene glycol mono-Meether blocked, reaction products with alkenol (generic) (P-13-0460) | 1799337 | 112053
Substituted alkanoic acid ester, polymer with substituted alkenoate, alkenoate, substituted peroxoate-initiated (generic) (P-13-0462) | 1799339 | 112054
Aryl and alkyl substituted polysiloxane (generic) (P-13-0463) | 1799341 | 112055
Caprolactone homopolymer esters with substituted benzotriazole (generic) (P-13-0465) | 1799343 | 112056
Aryl and alkyl substituted polysiloxane (generic) (P-13-0466) | 1799345 | 112057
Substituted phenylene glutarate (generic) (P-13-0469) | 1799347 | 112058
Substituted phenoxy hexyl polymethacrylate (generic) (P-13-0470) | 1799349 | 112059
Tin(2+) salt of alkylcarboxylic acid (generic) (P-13-0473) | 1799351 | 112060
Alkyl carboxylic acid, hydroxy-(hydroxyalkyl) polymer with methylenebis[isocyanatocycloalkane], ditetrahydroxyalkane, pentaacrylate-blocked, compds. with alkylmorpholine (generic) (P-13-0514) | 1799353 | 112061
Alkyl carboxylic acid, hydroxy-(hydroxyalkyl), polymer with diisocyanatoalkane, alkyldiamine and methylenebis[isocyanatocycloalkane], tetrahydroxyalkane triacrylate-blocked, compds. with trialkylamine (generic) (P-13-0515) | 1799355 | 112062
Alkanedioic acid, polymer with (haloalkyl)oxirane, (hydroxyalkyl)-alkyldiol, (alkylethylidene)bis[hydroxybenzene] and oxirane-alkenoate polymer with hydroxy-(hydroxyalkyl)-alkanoic acid and isocyanato-(isocyanatoalkyl)-cycloalkane, compd. with N,N-dialkylalkylamine (generic) (P-13-0516) | 1799357 | 112063
Unsatd. fatty acids, dimers, di-Me esters, hydrogenated, polymers with alkyl dioic acid, diisocyanatoalkane, hydroxy (hydroxymethyl) alkyl carboxylic acid, methylenebis[isocyanatocycloalkane], alkyl glycol and lactone compd. with trialkylamine (generic) (P-13-0519) | 1799359 | 112064
Alkanedioic acid, polymer with aminoalkanol, alkanediol, 1,x-alkanediol, hydroxy-(hydroxyalkyl)alkanoic acid, methylenebis[isocyanatocycloalkane],compd. with alkylmorpholine and Ebecryl 83 (proprietary component) (generic) (P-13-0522) | 1799361 | 112065
Polycarbonate type polyurethane resin (generic) (P-13-0555) | 1799363 | 112066
Tall oil fatty acid, compound with cyclic amine (generic) (P-13-0557) | 1799365 | 112067
Alkylene imine homopolymer, alkyl derivatives (generic) (P-13-0558) | 1799367 | 112068
Amine salt of vegetable oil, polymer with cycloallphatic glycol, hydroxy substituted carboxylic acid, aliphatic diisocyanate and tetra hydroxy alkane (generic) (P-13-0559) | 1799369 | 112069
Polyalkylene glycol, .alpha.-isocyanate, .omega.-silane (generic) (P-13-0563) | 1799371 | 112070
Alkyldioic acid, dialkyl ester (generic) (P-13-0567) | 1799373 | 112071
Oxirane, alkyl-, polymer with oxirane, hydrogen sulfate, alkyl ethers, alkali metal salts (generic) (P-13-0595) | 1799375 | 112072
Aromatic dicarboxylic acid polymer with alkanediol, alkyl alkyl-2-alkenoate, 1,4-dialkyl aromatic dicarboxylate, alkanedioic acid, alkanedioc acid, alkanediol, .alpha.-hydro-.omega.-hydroxypoly[oxy(alkyl-alkanediyl)], hydroxyalkyl 2-alkyl-2-alkenoate, aromatic diisocyanate, alkyl 2-alkyl-2-alkenoate and2-alkyl-2-alkenoic acid (generic) (P-13-0617) | 1799377 | 112073
Alkanedioic acid, polymer with alkyl 2-alkyl-2-alkenoate, alkanedioic acid, alkanediol, .alpha.-hydro-.omega.-hydroxypoly[oxy(alkyl-1,2-alkanediyl)], hydroxyalkyl 2-alkyl-2-alkenoate, aromatic diisocyanate, alkyl 2-alkyl-2-alkenoate and 2-alkyl-2-alkenoic acid (generic) (P-13-0618) | 1799379 | 112074
Polymer of aliphatic acids, aliphatic diols, aliphatic polyols, oligomeric silsesquioxane, and aromatic acids (generic) (P-13-0620) | 1799381 | 112075
Fatty acid, polymer with aliphatic alcohol and aromatic diacid (generic) (P-13-0621) | 1799383 | 112076
Alkenylic acid, alkyl ester, polymer with alkylaminoalkyl alkenamide and alkenylbenzene, ester with alkyl ethylene glycol, compd. with chlorochloroalkyl benzene (generic) (P-13-0626) | 1799385 | 112077
Siloxanes and Silicones, di-alkyl, 3-(2-substituted) alkyl group-terminated, polymers with 1,4-alkanediol, alkyl diisocyanate, di-alkyl carbonate,2-substituted heteromonocycle, 1,6-alkanediol, hydrazine, 3-substituted-2-(substituted)-2-alkylpropanoic acid and trialkyl carbomonocycle diisocyanate, compds. with trialkylamine (generic) (P-13-0633) | 1799387 | 112078
Neodecanoic acid, 2-oxiranylmethyl ester, reaction products with disubstituted polypropylene glycol, substitutedalkanates (salts) (generic) (P-13-0650) | 1799389 | 112079
Fatty acid polymer with aliphatic alcohol and aromatic diacid (generic) (P-13-0653) | 1799391 | 112080
Acrylic modified polyether-polyester polymer (generic) (P-13-0655) | 1799393 | 112081
1,3-Dioxolan-2-one, polymer with 5-substituted-1,3,3-trialkylmonocarbocyclemethanamine, 1,4-alkanediol, 1,2-alkanediol, 1,1'-alkylenebis[4-substitutedmonocarbocycle] and 2-alkyl-1,3-alkanediol (PROVSIONAL) (generic) (P-13-0676) | 1799395 | 112082
1,3-Dioxolan-2-one, polymer with 1,4-alkanediol, 1,2-alkanediol, 1,1'-alkylenebis[4-substitutedmonocarbocycle] and 2-alkyl-1,3-alkanediol (generic) (P-13-0677) | 1799397 | 112083
Alkanedioic acid, polymer with butanedioic acid, alkanediol and 2-substituted alkanedioic acid (generic) (P-13-0689) | 1799399 | 112084
Aluminum phosphate (generic) (P-13-0690) | 1799401 | 112085
Alkoxylated quaternary alkyl ammonium fluoroalkylsulfonimide (generic) (P-13-0722) | 1799403 | 112086
Alkanedioic acid, polymer with substituted oxirane polymer with substituted carbomonocycle, di-substituted alkane, substituted alkanoic acid, substituted cycloalkane and substituted alkoxylated glycerol (generic) (P-13-0725) | 1799405 | 112087
Substituted polyethylene glycol monomethyl ether (generic) (P-13-0752) | 1799407 | 112088
Phenol, (alkylidene)bis-, polymer with (chloroalkyl)oxirane, alkenoate, bis(hydroxyalkyl)alkanoic acid, hydroxyalkylacrylate, alkyl polyalkylene glycol, benzenedicarboxylic acid, polymer with alkanedioic acid and alkanediol, alkanediol, alkane, diisocyanato-, homopolymer, isocyanatoalkyltrialkylcycloalkyl isocyanate and alkyl diisocyanate (generic) (P-13-0768) | 1799409 | 112089
Calcium salt of aldehyde resins (generic) (P-13-0769) | 1799411 | 112090
Acrylic polymer (generic) (P-13-0774) | 1799413 | 112091
Substituted alkylsilanes, reaction products with aluminum, metal oxide, silica and tin oxide (SnO2) (generic) (P-13-0786) | 1799415 | 112092
Substituted alkanediol, polymer with heteromonocycles, substituted carbomonocycle alkenoate, reaction products with dialkylamine (generic) (P-13-0788) | 1799417 | 112093
Substituted alkanediol, polymer with heteromonocycles, substituted carbomonocycle alkenoate, reaction products with dialkylamine (generic) (P-13-0789) | 1799419 | 112094
Sulfuric acid, diethyl ester, compd. with alkanolamine polymer with.alpha.-hydro-.omega.-hydroxypoly(oxy-1,4-butanediyl) and 5-isocyanato-1-(isocyanatomethyl)-1,3,3-trimethylcyclohexane acetate (salt) ethyl sulfate (salt) phosphate (salt) (generic) (P-13-0805) | 1799421 | 112095
Calcium alkyl salicylate (generic) (P-13-0807) | 1799423 | 112096
Cycloalkylamino oleylalkyl amide acid salt (generic) (P-13-0810) | 1799425 | 112097
Polyether modified acrylic ester polymer with dimethylamino groups (generic) (P-13-0822) | 1799427 | 112098
Dicarboxylic acid, polymer with cycloalkyl alkyl-2-alkennoate, N-(dimethyl-oxoalkyl)-2-alkyenamide, alkanediol, .alpha.-hydro-.omega.-hydroxypoly[oxy-alkanediyl], 3-hydroxy-2-(hydroxymethyl)-alkyl carboxylic acid, isocyanato-(isocyanatoalkyl)-trimethylcycloalkane and methylakenoate, alkyl hydroperoxide-initiated, compds. with trialkylamine (generic) (P-13-0830) | 1799429 | 112099
Dicarboxylic acid, polymer with N-(dialkyl-oxoalkyl)-alkennamide, alkanediol, alkanediol, hydroxy-(hydroxyalkyl)-alkyl carboxylic acid, isocyanato-(isocyanatoalkyl)-trimethylcycloalkane, methylenebis[isocyanatocycloalkane] and alkyl alkyl-alkenoate, compds. with dialkylalkylamine (generic) (P-13-0831) | 1799431 | 112100
Dicarboxylic acid, polymer with cycloalkyl alkyl-alkenoate, N-(dialkyl-oxoalkyl)-alkenamide, alkanediol, hydroxy-(hydroxyalkyl)-alkyl carboxylic acid, methylenebis[isocyanatocycloalkane] and alkyl alkenoate, alkyl hydroperoxide-initiated, compds. with dialkylalkylamine (generic) (P-13-0832) | 1799433 | 112101
Polyether substituted polycyclic aromatic amine (generic) (P-13-0834) | 1799435 | 112102
Aliphatic polyester polyol (generic) (P-13-0835) | 1799437 | 112103
Alkyl carbonyl alkyl ether metal complex (generic) (P-13-0836) | 1799439 | 112104
Methanamine, N,N-dimethyl-, reaction products with alkylamine-epichlorohydrin polymer, chlorides (generic) (P-13-0839) | 1799441 | 112105
Substituted alkanoic acid, compds. with substituted dialkylene-substituted carbomonocycle- substituted alkanediamine-substituted heteromonocycle-polyalkylene glycol-substituted dialkanol-substituted carbomonocycle reaction products (generic) (P-13-0846) | 1799443 | 112106
Heteropolycycle, polymer with substituted heteromonocycle, polyalkylene glycol and substituted carbomonocycle (generic) (P-13-0847) | 1799445 | 112107
Alkyl polymer with alkyl diol, diisocyanate compound with amine salt (generic) (P-13-0848) | 1799447 | 112108
Modified polymer of ethenylbenzene, buta-1,3-diene, and substitutedmethyl acrylates (generic) (P-13-0849) | 1799449 | 112109
Sulfurized ester (generic) (P-13-0851) | 1799451 | 112110
Alkyl dioic acid polymer with poly-(oxyalkyl)-.alpha.-hydro-.omega.-hydroxy-, and aromatic diisocyanate (generic) (P-13-0852) | 1799453 | 112111
Inorganic acid, triphenyl ester, polymer with mixed diols and alcohols (generic) (P-13-0853) | 1799455 | 112112
Zinc carboxylate salt (generic) (P-13-0854) | 1799457 | 112113
Soybean oil, polymer with benzoic acid, substituted diol, alkanediol, glycerol, phthalic anhydride, substituted diol, sorbitol, terephthalic acid,substituted diol and substituted diol (generic) (P-13-0856) | 1799459 | 112114
Aliphatic bis methoxy benzoate (generic) (P-13-0858) | 1799461 | 112115
Aliphatic bis(amino keto ether) (generic) (P-13-0859) | 1799463 | 112116
Alkanedicarboxylic acid, polymer with alkanediamine, alkanediol, hydroxy-(hydroxymethyl)-alkanecarboxylic acid and methylenebis[isocyanatocycloalkane] compd. with (dialkylamino)alkanol (generic) (P-13-0860) | 1799465 | 112117
Alkanedicarboxylic acid, polymer with alkanediol, hydroxy-(hydroxyalkyl)-alkane carboxylic acid and methylenebis[4-isocyanatocycloalkane], compd. with dialkylamine (generic) (P-13-0861) | 1799467 | 112118
Aromatic dicarboxylic acid, polymers with aliphatic polyols and substituted alkenes (generic) (P-13-0862) | 1799469 | 112119
Fluorinated aromatic polyamic acid polymer (generic) (P-13-0863) | 1799471 | 112120
Diarylphosphorochloridite (generic) (P-13-0864) | 1799473 | 112121
Poly(oxy-1,2-ethanediyl), .alpha.-[[[3-[(carboxyamino)methyl]-3,5,5-trimethylcyclohexyl]amino]carbonyl]-.omega.-[[[[3-[(carboxyamino)methyl]-3,5,5-trimethylcyclohexyl]amino]carbonyl]oxy]-, mixed 4-alkylcyclohexyl and lauryl diesters (generic) (P-13-0865) | 1799475 | 112122
Aromatic dicarboxylic acid, polymers with aliphatic polyols and substituted alkenes (generic) (P-13-0867) | 1799477 | 112123
Isocyanic acid, polymethylenepolyphenylene ester, polymer with 2-ethyl-2-(hydroxymethyl)-1,3-propanediol and .alpha.,.alpha.'-[(1-methylethylidene)di-4,1-phenylene]bis[.omega.-hydroxypoly(oxy-1,2-ethanediyl)], 2-butoxyethanol- and 2-(2-butoxyethoxy)ethanol- and Et alc.- and aromatic alc.- and iso-Bu alc.- and methanol and 1-methoxy-2-propanol and propylene glycol blocked (generic) (P-13-0880) | 1799479 | 112124
Epoxy resin, reaction products with alkanolamines (generic) (P-13-0907) | 1799481 | 112125
Polyether polyester urethane phosphate (generic) (P-13-0908) | 1799483 | 112126
Glycerides, C14-C18, C16-C18 unsaturated, from algal fermentation (generic) (P-13-0919) | 1799485 | 112127
N-(Dialkylamino)alkyl-dialkylphenyl-tetrahydrodioxopyrrolopyrrolyl-benzamide (generic) (P-13-0927) | 1799487 | 112128
Polyester adduct (generic) (P-13-0932) | 1799489 | 112129
Polyether polyurethane polymer (generic) (P-13-0934) | 1799491 | 112130
Polyisocyanate adduct (generic) (P-13-0935) | 1799493 | 112131
Copolymer of alkyl methacrylate (generic) (P-13-0942) | 1799495 | 112132
Hydroxy functional polyester (generic) (P-13-0947) | 1799497 | 112133
Nickel, bisdiphenylimidazolidinetrithione (generic) (P-13-0949) | 1799499 | 112134
Polyalkylene glycol, polymer with alkylisocyanate and alkylphenol (generic) (P-13-0950) | 1799501 | 112135
Zinc carboxylate (generic) (P-13-0951) | 1799503 | 112136
Modified acrylic esters copolymer (generic) (P-13-0952) | 1799505 | 112137
Cashew nutshell liquid, epoxidized, polymer with formaldehyde-phenol polymer glycidyl ether (generic) (P-14-0003) | 1799507 | 112138
Acrylonitrile-acrylate copolymer (generic) (P-14-0005) | 1799509 | 112139
Fatty acids, C-18-unsatd., dimers, polymers with cashew nutshell liq., epichlorohydrin and amines (generic) (P-14-0006) | 1799511 | 112140
Fatty acids, esters with polyol (generic) (P-14-0007) | 1799513 | 112141
Fatty acids, C18-unsatd., dimers with ammonia-amine reaction by-products, 1,3-benzenedimethanamine, bisphenol A, cashew nutshell liq., epichlorohydrin and polyamines (generic) (P-14-0008) | 1799515 | 112142
Ether alcohol of cashew nutshell liq. novolac (generic) (P-14-0009) | 1799517 | 112143
Alkylchlorosilane (generic) (P-14-0010) | 1799519 | 112144
Aliphatic polycarbonate diol (generic) (P-14-0011) | 1799521 | 112145
Fatty acid amide (generic) (P-14-0012) | 1799523 | 112146
Spirobi[1H,6H-dibenzo heteropolycyclic], 1,1',15,15'-tetradehydro- (generic) (P-14-0014) | 1799525 | 112147
Fatty acid amide (generic) (P-14-0016) | 1799527 | 112148
Heteropolycyclic diacrylate (generic) (P-14-0020) | 1799529 | 112149
Polyethylene glycol-acrylic polymer salt (generic) (P-14-0025) | 1799531 | 112150
Substituted alkene, reaction products with isophorone diamine (generic) (P-14-0028) | 1799533 | 112151
Alkyl substituted alkanoic acid-, alkyl ester, polymer with substituted alkanoates, alkyl peroxide-initiated (generic) (P-14-0030) | 1799535 | 112152
Substituted fatty acids, polymers with alkanedioic acid, substituted carbomonocycles, substituted alkanoates, alkanediol, compds. with substitutedalkanol (generic) (P-14-0031) | 1799537 | 112153
Substituted alkanoic acid ester, polymer with alkyl substituted alkanoate, substituted carbomonocycle, substituted alkanoates and heteromonocycle,substituted peroxoate-initiated (generic) (P-14-0036) | 1799539 | 112154
Substituted alkanoic acid ester, polymer with alkyl substituted alkanoate, substituted carbomonocycle, substituted alkanoates, heteromonocycle andalkanoic acid, substituted peroxoate-initiated, compds with substituted alkanol (generic) (P-14-0037) | 1799541 | 112155
Quaternized protein/silicone copolymer (generic) (P-14-0039) | 1799543 | 112156
Modified ketone resin, sodium salt (generic) (P-14-0044) | 1799545 | 112157
Substituted alkanediol, polymer with substituted heteromonocycle and heteromonocyle, alkenoate, reaction products with dialkylamine (generic) (P-14-0045) | 1799547 | 112158
Fatty acids, C18-unsatd., dimers, polymers with alkane acid, 1,6-hexanediol, 1,1'-methylenebis[4-isocyanatobenzene] and neopentyl glycol (generic) (P-14-0051) | 1799549 | 112159
Polymer modified multifunctional silane (generic) (P-14-0052) | 1799551 | 112160
Amine-functional oligomer (generic) (P-14-0054) | 1799553 | 112161
Phenol, 4,4'-(1-methylethylidene)bis-, polymer with (chloromethyl)oxirane and diamines (generic) (P-14-0056) | 1799555 | 112162
Glycerides, C8-C18 and C18 unsaturated, from algal fermentation (generic) (P-14-0057) | 1799557 | 112163
Alkylphosphinic acid (generic) (P-14-0058) | 1799559 | 112164
1,1'-Methylenebis[isocyanatobenzene], polymer with polycarboxylic acids and alkane polyols (generic) (P-14-0060) | 1799561 | 112165
Dicarboxylic acid, polymer with alkanediol, diester with alkylalcohols (generic) (P-14-0061) | 1799563 | 112166
Amino acrylate oligomer (generic) (P-14-0074) | 1799565 | 112167
Alkylphosphinic acid (generic) (P-14-0075) | 1799567 | 112168
Mixed alkyl dicarboxylic acid esters (generic) (P-14-0088) | 1799569 | 112169
Fatty acid amide hydrochloride (generic) (P-14-0089) | 1799571 | 112170
Fatty acid amide hydrochloride (generic) (P-14-0090) | 1799573 | 112171
Dihydroxyalkyl alkanol, polymer with disubstituted alkane, ketoxime-blocked (generic) (P-14-0095) | 1799575 | 112172
Polymerized fatty acid esters with aminoalcohol alkoxylates (generic) (P-14-0100) | 1799577 | 112173
Glycerides, C8-18 and C18 unsaturated, from algal fermentation (generic) (P-14-0104) | 1799579 | 112174
Methylene diisocyanate polymer with diols and triols (generic) (P-14-0105) | 1799581 | 112175
Blown polymerized fatty acid (generic) (P-14-0106) | 1799583 | 112176
2-Propenoic acid, 2-methyl-, ester, polymer with butyl 2-propenoate, ethenyl alkanoate, ethenylbenzene, 2-ethylhexyl 2-propenoate and alkanediol (generic) (P-14-0109) | 1799585 | 112177
Acrylate-functional polyurethane (generic) (P-14-0114) | 1799587 | 112178
Reaction product of acrylate and isocyanate (generic) (P-14-0123) | 1799589 | 112179
Graft copolymer of polyolefin and polyamide (generic) (P-14-0124) | 1799591 | 112180
Substituted fatty acid amide, polymer with disubstituted alkyl carbomonocycle disubstituted alcohol and alkoxylated polyol (generic) (P-14-0126) | 1799593 | 112181
Alkyl methacrylate polymer with alkyl acrylate, bis(2,3-heteromonocyclicalkoxy)-2,2-dialkylpropane, vinyl aromatic, propenoic acid esters with C12-14-alkyloxy 1,2-alkyldiol, amine salts (generic) (P-14-0128) | 1799595 | 112182
Polyalkylpolysiloxanes, polymers with polycarbonate polyol, polyether polyol, polyisocyanate compound and polyamine compound (generic) (P-14-0138) | 1799597 | 112183
Formaldehyde polymer with modified phenol and amine, alkoxylated (generic) (P-14-0142) | 1799599 | 112184
Alkanaminium [substituted carbomonocycle [(alkylamino)carbomonocycle]alkylene]-substituted carbomonocycle, carboxylate salt (generic) (P-14-0143) | 1799601 | 112185
2-Alkenoic acid, 2-alkyl-, polymer with 2-substitutedalkyl 2-alkyl-2-alkenoate and alkyl substituted carbomonocycle 2-alkyl-2-alkenoate (generic) (P-14-0144) | 1799603 | 112186
Mixed metal fluoride silicide (generic) (P-14-0146) | 1799605 | 112187
Substituted carbomonocycles, polymers with haloalkyl substituted heteromonocycle, alkylaldehyde-substituted carbomonocycle polymer glycidyl ether and polyalkylene glycol, reaction products with alkyl substituted glycidyl ether (generic) (P-14-0157) | 1799607 | 112188
Poly(oxy-1,2-ethanediyl), .alpha.-sulfo-.omega.-substituted carbomonocycle, ammonium salts (generic) (P-14-0196) | 1799609 | 112189
Trialkylammonium borodibenzoate (generic) (P-14-0198) | 1799611 | 112190
1-Alkyl-alkylpyrrolidinium tetrahalogenborate (generic) (P-14-0199) | 1799613 | 112191
Isocyanate terminated polyurethane resin (generic) (P-14-0200) | 1799615 | 112192
2-Mercaptoethyl fatty acid ester (generic) (P-14-0201) | 1799617 | 112193
Fatty acid imidazoline (generic) (P-14-0203) | 1799619 | 112194
Mixed alkyltin mercaptoester sulfides (generic) (P-14-0216) | 1799621 | 112195
Mixed alkyltin mercaptoester sulfides (generic) (P-14-0217) | 1799623 | 112196
Mixed alkyltin mercaptoester sulfides (generic) (P-14-0218) | 1799625 | 112197
Polyurethane acrylate (generic) (P-14-0219) | 1799627 | 112198
Trisubstituted ethoxylated carbomonocycle (generic) (P-14-0234) | 1799629 | 112199
Styrene-maleic anhydride copolymer, reaction product with amino compounds (generic) (P-14-0235) | 1799631 | 112200
Formaldehyde, polymer with substituted carbopolycycle and substituted carbopolycycle (generic) (P-14-0236) | 1799633 | 112201
Citric acid, isopropanolamine metal complexes (generic) (P-14-0242) | 1799635 | 112202
Substituted pyrene, polymer with bis(alkoxyalkyl)carbomonocycle andsubstituted carbopolycycle (generic) (P-14-0245) | 1799637 | 112203
Amine salted polyurethane (generic) (P-14-0247) | 1799639 | 112204
Polyamide-ester polymer (generic) (P-14-0259) | 1799641 | 112205
Aromatic aldehyde, polymer with phenol, glycidyl ether (generic) (P-14-0270) | 1799643 | 112206
Substituted polyaromatic alkyltriphenyl phosphonium compound (generic) (P-14-0284) | 1799645 | 112207
Aromatic polycarboxylic acid, polymer with alkyldiol, alkanedioic acid, aromatic polyisocyanate and aromaticpolycarboxylic acid anhydride (generic) (P-14-0286) | 1799647 | 112208
Butanedioic acid, mono(mixed hexadecen-1-yl and polyisobutylene) derivs., alkyl esters (generic) (P-14-0287) | 1799649 | 112209
Polymer of aliphatic hydrocarbon acrylic acid esters, isocyanic acid derivative and alkyl perester with alkyl amine (generic) (P-14-0288) | 1799651 | 112210
Formaldehyde, polymer with 2-alkylphenol and hydroxycarbopolycycle,glycidyl ether (generic) (P-14-0289) | 1799653 | 112211
Alkanedioic acid, polymer with dialkyl carbonate, alkanediol, hydroxy-(hydroxymethyl)-2-alkylcarboxylic acid, methylenebis[isocyanatocycloalkane] and alkyl-2-alkenoate, compd. with N,N-dialkylalkylamine (generic) (P-14-0302) | 1799655 | 112212
Alkyl substituted alcohol borate ester (generic) (P-14-0306) | 1799657 | 112213
Algal biomass from fermentation (generic) (P-14-0308) | 1799659 | 112214
Algal biomass from fermentation (generic) (P-14-0312) | 1799661 | 112215
Substituted bismuth (generic) (P-14-0316) | 1799663 | 112216
Alkanedioic acid, polymer with alkyldiol, polyalkylenoxide, aromatic polycarboxylic anhydride, aromatic polyisocyanato and substituted alkyldiol (generic) (P-14-0332) | 1799665 | 112217
2-Propenoic acid, 2-methyl-, functionalized alkyl ester polymer with butyl 2-propenoate and methyl 2-methyl-2-propenoate (generic) (P-14-0340) | 1799667 | 112218
Polyester with triazine (generic) (P-14-0346) | 1799669 | 112219
Epoxy compounded acrylate polymer (generic) (P-14-0351) | 1799671 | 112220
Sulfurized olefin and oil (generic) (P-14-0359) | 1799673 | 112221
Acrylic esters and methacrylic esters epoxy resin (generic) (P-14-0370) | 1799675 | 112222
Depolymerized polyurethane (generic) (P-14-0372) | 1799677 | 112223
Sulfurized fatty acid derivative (generic) (P-14-0374) | 1799679 | 112224
Vegetable oil fatty acid, compds. with ethenyl heterocycle-2-ethylhexyl acrylate-2-hydroxyethyl methacrylate- polyalkylene ether methacrylate Me ether (generic) (P-14-0376) | 1799681 | 112225
2,5-Furandione, polymer with alkyl modified alkene, reaction products with ammonium hydroxide (generic) (P-14-0381) | 1799683 | 112226
Polymer of vegetable oil, aliphatic polyols, and aromatic acids (generic) (P-14-0396) | 1799685 | 112227
Substituted acid, electrophilic aromatic substitution products (generic) (P-14-0400) | 1799687 | 112228
Fatty acids, C18-unsatd., dimers, polymers with ammonia-ethanolamine reaction by-products, amines (generic) (P-14-0410) | 1799689 | 112229
Polyurethane (generic) (P-14-0416) | 1799691 | 112230
Styrene-methacrylate copolymer (generic) (P-14-0418) | 1799693 | 112231
Isocyanate terminated polyurethane polymer (generic) (P-14-0421) | 1799695 | 112232
Fatty acids, C18-unsatd., dimers, polymers with cashew nutshell liquid glycidyl ethers, polyamines and fatty acids (generic) (P-14-0425) | 1799697 | 112233
Polyester polyol (generic) (P-14-0426) | 1799699 | 112234
Isocyanate-terminated urethane polymer (generic) (P-14-0432) | 1799701 | 112235
Alicyclic polycarboxylic acid, polymer with alkyl methacrylate, alkyldiol, alkanedioic acid, polyalkyleneoxide, substituted alkyl methacrylate, aromatic polyisocyanate and heterocyclicketone (generic) (P-14-0433) | 1799703 | 112236
Substituted fatty acids, polymers with alkanedioic acid, substituted carbomonocycles, alkanediol, substituted alkanoate, compds. with alkylamine (generic) (P-14-0435) | 1799705 | 112237
Trialkyl substituted carboxylic acid, mixed esters with alkyl substituted carboxylic acid and polyol (generic) (P-14-0438) | 1799707 | 112238
Aryl-substituted amide (generic) (P-14-0439) | 1799709 | 112239
Arylalkylphosphonium salt (generic) (P-14-0440) | 1799711 | 112240
Heterocyclic dione polymer with alkenylbenzene and alkoxypoly(oxy-alkanediyl)alkylacrylate (generic) (P-14-0441) | 1799713 | 112241
Polyurethane acrylate (generic) (P-14-0449) | 1799715 | 112242
Substituted naphthalene polymer glycidyl ether (generic) (P-14-0452) | 1799717 | 112243
Polyurethane-polyol polymer (generic) (P-14-0454) | 1799719 | 112244
Butanedioic acid, monopolyisobutylene derivs., bis[2-[(2-hydroxyethyl)alkylamino)alkylamino] esters (generic) (P-14-0463) | 1799721 | 112245
Maleated resin, half-ester (generic) (P-14-0474) | 1799723 | 112246
Carboxylic acid polymer with isocyanate, diols and acid, alcohol and amine blocked (generic) (P-14-0480) | 1799725 | 112247
Carbomonocyclic dicarboxylic acid, polymer with diisocyanatoalkane,alkyldiol, alkyldiol, alkanedioic acid, alkanediol, alkenoic acid and 1,3-isobanzofurandione, compd. with aminoalcohol (generic) (P-14-0483) | 1799727 | 112248
Polyalkylaminoalkaryloxy, carboxylic acid, metal salt (generic) (P-14-0487) | 1799729 | 112249
Butanedioic acid, compd. with polyalkylpolyaminoamidine (generic) (P-14-0500) | 1799731 | 112250
Alkylated urethane copolymer (generic) (P-14-0504) | 1799733 | 112251
2-Propenoic acid, 1,1'-[2-ethyl-2-[[(1-oxo-2-propen-1-yl)oxy]methyl]-1,3-propanediyl] ester, polymer with 1,1'-(1,2-ethanediyl)ester (generic) (P-14-0505) | 1799735 | 112252
Bixylenol diglycidyl ether polymer (generic) (P-14-0513) | 1799737 | 112253
Methacrylic acid, polymer with methacrylic alkyl ester, substitutedpropenamide, and methacrylic monoheterocyclic ester (generic) (P-14-0514) | 1799739 | 112254
Diester of an unsaturated dicarboxylic acid, polymer with alkyl acrylate, methacrylic acid, methacrylic alkyl ester and substituted propenamide (generic) (P-14-0515) | 1799741 | 112255
Diester of an unsaturated dicarboxylic acid, polymer with methacrylic acid and methacrylic alkyl ester (generic) (P-14-0516) | 1799743 | 112256
Aliphatic multifunctional urethane acrylate (generic) (P-14-0517) | 1799745 | 112257
Methylenediphenyl diisocyanate polymer (generic) (P-14-0521) | 1799747 | 112258
Formic acid, compds. with epoxy polymer branched alkylphenol ethers-bicycloguanidine reaction products (generic) (P-14-0528) | 1799749 | 112259
Polymeric aspartate (generic) (P-14-0537) | 1799751 | 112260
Siloxanes and Silicones, di-Me, 3-(2-hydroxyethoxy)alkyl group-terminated, polymers with 1,4-alkanediol, di-Et carbonate, alkene glycol, 1,6-alkanediol and 1,1'-alkylenebis[4-isocyanatocycloalkane] (generic) (P-14-0539) | 1799753 | 112261
Substituted alkanediol, polymer with heteromonocycles, substituted carbomonocycle alkenoate (generic) (P-14-0542) | 1799755 | 112262
Organometallic, reaction product with zirconium metallocene, silica, and aluminum alkyl (generic) (P-14-0547) | 1799757 | 112263
Hydroxylated vegetable oil (generic) (P-14-0562) | 1799759 | 112264
Hydroxy tetra alkyl esters of trialkyl alkanoic acid with cycloaminoethanol (generic) (P-14-0571) | 1799761 | 112265
Acrylic acid, hydroxyalkyl esters polymer with diisocyanatoalkane (generic) (P-14-0572) | 1799763 | 112266
Polymer of aliphatic diisocyanates, aromatic and aliphatic dicarboxylic acids, hydroxyalkyl acid, cycloaliphatic anhydride, aliphatic polyols, amino alochol compd. with dialkyl alcohol amine salt (generic) (P-14-0573) | 1799765 | 112267
Alkyl alkylphosphinate (generic) (P-14-0581) | 1799767 | 112268
Anthracene derivative (generic) (P-14-0585) | 1799769 | 112269
Aminated acrylic polymer (generic) (P-14-0587) | 1799771 | 112270
Aromatic carboxylic acid polymer with amino alkyl-alkyldiamine, cycloalkyldiamine, alkyldiol, alkyldioic acid, alkyl diol, dihydroxylalkylcarboxylic acid, cycloalkyl diisocyanate, cmpd. with dialkylamino alcohol (generic) (P-14-0592) | 1799773 | 112271
Isocyanate homopolymer, imidazole-amine and polyethylene glycol ether- and arylated polyethylene glycol ether-blocked (generic) (P-14-0595) | 1799775 | 112272
Tall oil polymd., polymer with aliphatic and alicyclic amines (generic) (P-14-0600) | 1799777 | 112273
Amides, from diethylenetriamine, alkenoic acid and tall-oil fatty acids (generic) (P-14-0601) | 1799779 | 112274
Quaternary ammonium compounds, benzyl, methyl, bis-substituted, chloride (generic) (P-14-0602) | 1799781 | 112275
Dicyclic siloxane oligomer (generic) (P-14-0604) | 1799783 | 112276
Substituted cyclosiloxane (generic) (P-14-0605) | 1799785 | 112277
Alkoxy halide metal complexes (generic) (P-14-0608) | 1799787 | 112278
Polycyclic siloxane polymer (generic) (P-14-0609) | 1799789 | 112279
Substituted carbomonocycles-, polymer with substituted heteromonocycle, carboxyalkyl ethers, compds. with substituted alkylamine (generic) (P-14-0612) | 1799791 | 112280
Alkanedioic anhydride, polymer with alkanediol and branched alcohol (generic) (P-14-0621) | 1799793 | 112281
Aliphatic polyester, esters with polyethylene glycol monomethyl ether (generic) (P-14-0623) | 1799795 | 112282
Substituted alkylnitrile (generic) (P-14-0625) | 1799797 | 112283
Poly(oxy-1,2-ethanediyl), .alpha.-hydro-.omega.-hydroxy-, polymer with alkyl diisocyanate, fatty alcohol (generic) (P-14-0628) | 1799799 | 112284
Fatty acids, tall-oil, reaction products with ethyleneamine, cyclicanhydride, and fatty alcohol (generic) (P-14-0633) | 1799801 | 112285
Alkylacrylonitrile-acrylonitrile copolymer (generic) (P-14-0644) | 1799803 | 112286
Polymer of substituted aromatic olefins (generic) (P-14-0647) | 1799805 | 112287
Tetralkylammonium alkonate (generic) (P-14-0649) | 1799807 | 112288
Alkylphenol polymer with bisphenol A, epichlorohydrin, carboxylic acid, branched alkylamine and polyethylene glycol (generic) (P-14-0650) | 1799809 | 112289
Methylenediphenyl diisocyanate (MDI) polymer (generic) (P-14-0651) | 1799811 | 112290
Perfluoropolyether ally ether (generic) (P-14-0652) | 1799813 | 112291
Polyester and polycarbonate polyol based polyurethane urea resin (generic) (P-14-0661) | 1799815 | 112292
Polyglycerol fatty acid esters (generic) (P-14-0663) | 1799817 | 112293
2-Propenoic acid, telomer with alkanediol mono-2-propenoate and sodium phosphinate (1:1), ammonium salt (generic) (P-14-0664) | 1799819 | 112294
Sustituted amide aromatic carboxylic acid (generic) (P-14-0667) | 1799821 | 112295
Substituted amide aromatic carboxylic acid, metal salt (generic) (P-14-0668) | 1799823 | 112296
Polyamine carboxyalkyl derivatives, sodium salts (generic) (P-14-0669) | 1799825 | 112297
Substituted naphthol derivative (generic) (P-14-0672) | 1799827 | 112298
2-(Dimethylamino)ethyl methyl-2-propenoate, polymer with alkyl-substituted methyl-2-propenoate and aryl-substituted methyl-2-propenoate, salt withphosphorylated caprolactone, alkyloxoheteromonocycle and polyalkylene polyol alkyl ether (generic) (P-14-0679) | 1799829 | 112299
Alkenoic acid, polymer with alkyl 2-alkyl-2-alkenoate, alkyl 2-alkenoate, N-(1,1-dialkyl-3-oxoalkyl)-2-alkenamide and alkyl 2-alkyl-2-alkenenoate (generic) (P-14-0685) | 1799831 | 112300
Alkenoic acid, polymer with alkyl 2-alkenoate, N-(1,1-dialkyl-3-oxoalkyl)-2-alkenamide and alkyl 2-alkyl-2-alkenoate (generic) (P-14-0686) | 1799833 | 112301
Alkyl substituted heteroaromatic (generic) (P-14-0697) | 1799835 | 112302
Alkyl substituted heteroaromatic salt (generic) (P-14-0699) | 1799837 | 112303
Functionalized fatty acid, polymer with maleic anhydride, Me methacrylate, 4-oxopentanoic acid and styrene, compd. with triethylamine (generic) (P-14-0701) | 1799839 | 112304
Perfluoropolyether compound (generic) (P-14-0702) | 1799841 | 112305
Epoxy resin polymer with polyalkylene glycol and substituted isocyanate (generic) (P-14-0703) | 1799843 | 112306
Fatty acids, dimers, polymers with alkanoic acid, alkylene oxides, substituted alkanediol (generic) (P-14-0716) | 1799845 | 112307
Substituted alkanoic acid ester, polymer with alkanoic acid esters,substituted alkanenitrile-initiated (generic) (P-14-0717) | 1799847 | 112308
Polyol (generic) (P-14-0718) | 1799849 | 112309
Acrylic modified polyurethane resin (generic) (P-14-0733) | 1799851 | 112310
UV-curable urethane acrylate (generic) (P-14-0735) | 1799853 | 112311
Polyalkylene ether alkyl phosphate polyurethane polymer (generic) (P-14-0738) | 1799855 | 112312
Alkylpolyglycol ether phosphate ester (generic) (P-14-0748) | 1799857 | 112313
Substituted alkanoic acid, polymer with substituted alkanediol, polyalkylene polyol and substituted carbomonocycle, alkali metal salt (generic) (P-14-0749) | 1799859 | 112314
Acid salts, compds. with [(aminoalkyl)imino]bis[alcohol]-epoxy-cycloalkylamine-polymer-dialcoholamine reaction products (generic) (P-14-0752) | 1799861 | 112315
Substituted carboxamide (generic) (P-14-0756) | 1799863 | 112316
Styrene-methacrylate copolymer (generic) (P-14-0760) | 1799865 | 112317
Fluorinated acrylic polymer with acrylate groups (generic) (P-14-0765) | 1799867 | 112318
Halogenated ethene polymer with alkoxyethene, ethenyl alkanoate andethenyloxy alkanol (generic) (P-14-0768) | 1799869 | 112319
Silicone acrylic/methacrylic polymer (generic) (P-14-0769) | 1799871 | 112320
Fatty acids, long chain alkyl and alkenyl, propoxylated (generic) (P-14-0774) | 1799873 | 112321
Perfluoropolyether compound (generic) (P-14-0777) | 1799875 | 112322
Polyethylene glycol alkyl ethers (generic) (P-14-0778) | 1799877 | 112323
Perylene derivative (generic) (P-14-0782) | 1799879 | 112324
Substituted alkanoic acid, polymer with disubstituted alkane and alkoxylated glycerol alkanoate, substituted alkanoate-blocked (generic) (P-14-0790) | 1799881 | 112325
1,2,3-Propanetriol, homopolymer, alkanoate (generic) (P-14-0792) | 1799883 | 112326
Glycerides, alkanoate mono, di, and tri (generic) (P-14-0792) | 1799885 | 112327
Aromatic diacid polymer with alkyl diacid, cycloalkyl dimethanol, alkyl diisocyanate, hydroxyalkyl acrylate blocked alkyl diisocyanate homopolymer, dihydroxyalkanoic acid, alkanediol, alkali metal salt, dialkanolamine-and-hydroxyalkyl acrylate-and-polyalkyl glycol monoalkyl ether blocked (generic) (P-14-0807) | 1799887 | 112328
Depolymerized waste plastics (generic) (P-14-0809) | 1799889 | 112329
Sulfurized hydrocarbon (generic) (P-14-0811) | 1799891 | 112330
Perfluoropolyether chlorosilane (generic) (P-14-0813) | 1799893 | 112331
Perfluoropolyether methoxysilane (generic) (P-14-0814) | 1799895 | 112332
Formaldehyde, polymer with substituted carbomonocycles, alkyl ether (generic) (P-14-0820) | 1799897 | 112333
Formaldehyde, polymer with substituted carbomonocycle, alkyl ether (generic) (P-14-0823) | 1799899 | 112334
Rape oil, reaction products with alkylamine (generic) (P-14-0824) | 1799901 | 112335
Octadecanoic acid, 12-hydroxy-, reaction products with aromatic diamine (generic) (P-14-0825) | 1799903 | 112336
Octadecanoic acid, 2-hydroxy-, reaction products with diamine (generic) (P-14-0825) | 1799905 | 112337
Octadecanoic acid, 12-hydroxy-, reaction products with alkene diamine (generic) (P-14-0825) | 1799907 | 112338
Fatty acids, polymers with acrylic monomers, bisphenol A, 2-ethoxyethanol, epichlorohydrin and styrene, alkyl peroxide-initiated, cmpds. with triethylamine (generic) (P-14-0831) | 1799909 | 112339
Fatty acids, polymers with acrylic monomers, bisphenol A, modified oil, epichlorohydrin and styrene, alkyl peroxide-initiated, cmpds. with triethylamine (generic) (P-14-0832) | 1799911 | 112340
Substituted propanoic acid, (2S)-, compds. with hydrolyzed bisphenol A-epichlorohydrin polymer-N1-(dialkylalkylidene)-N2-[2-[(dialkylalkylidene)amino]ethyl-disubstituted alkane-disubstituted alkyl amine reaction products (generic) (P-14-0833) | 1799913 | 112341
Alkyl carboxylic acid lithium salt (generic) (P-14-0835) | 1799915 | 112342
Organosilane treated boron nitride (generic) (P-14-0844) | 1799917 | 112343
Organosilane treated oxide ceramic (generic) (P-14-0845) | 1799919 | 112344
Alkanoic acid, hydroxy-(hydroxyalkyl)-methyl-, polymer with diisocyanatoalkane, .alpha.-hydro-.omega.-hydoxypoly(oxy-alkanediyl) and isocyanato-1-(isocyanatoalkyl)-trimethylcycloalkane, tetrahydroxyalkane] triacrylate-blocked, compd. with triethylamine (generic) (P-14-0846) | 1799921 | 112345
Alkyl alkenoic acid, alkyl ester, telomer with alkyl alkenoate, trialkoxysilyl substituted alkane and trialkoxysilyl alkyl alkyl alkenoate, bis substituted diazenyl-initiated (generic) (P-14-0861) | 1799923 | 112346
Furanose ester (generic) (P-14-0862) | 1799925 | 112347
Substituted carbopolycycle, polymer with disubstituted alkane substituted alkyl acrylate-blocked (generic) (P-14-0868) | 1799927 | 112348
Hexanedioic acid, polymer with alkyldiol, 1,6-hexanediol, dicarboxylic acid anhydride, 1,1'-methylenebis[4-isocyanatobenzene], alkylene oxides and.alpha.,.alpha.',.alpha.''-1,2,3-propanetriyltris[.omega.-hydroxypoly[oxy(methyl-1,2-ethanediyl)]] (generic) (P-14-0870) | 1799929 | 112349
Copolymer of a substituted aromatic olefin and substituted acrylates (generic) (P-15-0014) | 1799931 | 112350
Substituted heteropolycycle-, polymer with .alpha.-hydro-.omega.-hydroxypoly(oxy-1,4-butanediyl), compd. with substituted aminoalkane (generic) (P-15-0015) | 1799933 | 112351
Substituted propanoic acid, (2S)-, compds. with hydrolyzed (2-oxiranylmethyl)-(2-oxiranylmethoxy)poly(oxy-1,4-butanediyl)-polypropylene glycol diamine polymer-2-[[(trisubstituted sily)propoxy]methyl]oxirane reaction products (generic) (P-15-0032) | 1799935 | 112352
Alkyl and aryl-substituted polysiloxane (generic) (P-15-0033) | 1799937 | 112353
2-Alkanoic acid, 2-alkyl-, 3-(trimethoxysilyl)propyl ester, homopolymer, hydrolysis products with silica and 1,1,1-trimethyl-N-(trimethylsilyl)silanamine (generic) (P-15-0037) | 1799939 | 112354
Aromatic isocyanate, polxmer with alkyloxirane polymer with oxiraneether with polyfunctional alcohol, and alkyloxirane polymer with oxirane etherwith triol (3:1) (generic) (P-15-0055) | 1799941 | 112355
Imidazolium, polymer with cyclic anhydride and alkenoic acid, alkali salt (generic) (P-15-0061) | 1799943 | 112356
Perfluoropolyether modified silane (generic) (P-15-0063) | 1799945 | 112357
Sulfonium, tris[4-[(alkylketophenyl)thio]phenyl]-(halophenyl)borate(1-) (1:1) (generic) (P-15-0066) | 1799947 | 112358
Silicone acrylic/methacrylic polymer (generic) (P-15-0075) | 1799949 | 112359
Siloxanes and Silicones, alkyl group-terminated, polymers with carboxylic acid and substituted carbopolycyclic ester (generic) (P-15-0082) | 1799951 | 112360
Siloxanes and Silicones, dialkyl, substituted alkyl group-terminated, polymers with alkanediol, alkyldiisocyanate, dialkyl carbonate, substituted heteromonocycle, alkanediol, diamine, substituted alkylpropanoic acid, substituted trialkyl carbomonocycle, alkylene bis [substituted carbomonocycle] and substituted alkanediol compds. with trialkylamine (generic) (P-15-0083) | 1799953 | 112361
Substituted heteromonocyclic carboxylic acid salt (generic) (P-15-0087) | 1799955 | 112362
Modified polyalkyleneglycolphosphate (generic) (P-15-0091) | 1799957 | 112363
Polyaromatic amine, salt (generic) (P-15-0093) | 1799959 | 112364
Alkali titanosilicate salt (generic) (P-15-0102) | 1799961 | 112365
Fatty acids, tall-oil, reaction products with an ether and triethylenetetramine (generic) (P-15-0111) | 1799963 | 112366
Phenol-biphenyl-formaldehyde polycondensate (generic) (P-15-0115) | 1799965 | 112367
Polymer of phenol, biphenyl and resorcinol (generic) (P-15-0116) | 1799967 | 112368
Bicycloamine (generic) (P-15-0122) | 1799969 | 112369
Ethoxylated alkyl chloroformate (generic) (P-15-0129) | 1799971 | 112370
Ethoxylated alkyl chloride (generic) (P-15-0130) | 1799973 | 112371
Fatty acids, polymers with substituted carbomonocycle, substituted heteromonocycle, and alkylamine, substituted alkanoic acid (salts) (generic) (P-15-0137) | 1799975 | 112372
Polyaromatic amine (generic) (P-15-0144) | 1799977 | 112373
Glycidyl ester methacrylate, polymer with alkyl acrylate, and styrene, 2-propenoate (generic) (P-15-0151) | 1799979 | 112374
Amine modified epoxy resin (generic) (P-15-0156) | 1799981 | 112375
Alkyl dicarboxylic acids, polymers with alkenoic acid, alkyl alkenoate, alcohols, alkyl alkenoate and substituted carbomonocycle, alkyl peroxide-initiated (generic) (P-15-0160) | 1799983 | 112376
Alkyl dicarboxylic acids, polymers with alcohols (generic) (P-15-0162) | 1799985 | 112377
Carboxypolyalkylene resin, oxidized, polymer with alkenoic acid, alkyl alkenoate, alkenedioic acid, polyalkylene glycol substituted dicarbomonocycle, substituted carbomonocycle carbomonocyclic dicarboxylic acid and anhydride, alkyl peroxide-initiated (generic) (P-15-0163) | 1799987 | 112378
Aromatic polyester resin (generic) (P-15-0166) | 1799989 | 112379
Carbamic acid, hydroxyalkyl ester (generic) (P-15-0174) | 1799991 | 112380
Carbamic acid, hydroxyalkyl ester, polymer with hydroxyalkyl carbamate and alkylisocyanate, alkoxyethanol-blocked (generic) (P-15-0175) | 1799993 | 112381
Substituted epoxide, polymer with epoxide, substituted alkyl methylether, polymer with cyclic anhydride polymer with ethenyl benzene, imidazole alkylamine and hydroxide (generic) (P-15-0180) | 1799995 | 112382
Cyclic anhydride polymer with ethenylbenzene, ester with .alpha.-methyl-.omega.-hydroxypoly(oxy-1,2-ethanediyl), imide with substituted epoxide, polymer with epoxide, substituted alkyl methyl ether, compd. with imidazole alkylamine (generic) (P-15-0181) | 1799997 | 112383
2,5-Furandione, polymer with ethenylbenzene, imide, reaction products with substituted alkyldiamine, imidazole alkylamine and substituted epoxide,polymer with epoxide, substituted alkyl methyl ether (generic) (P-15-0182) | 1799999 | 112384
2,5-Furandione, polymer with ethenylbenzene, ester with polyethoxylated alkanol, compd. with substituted aminoalcohol (generic) (P-15-0183) | 1800001 | 112385
Carbomonocycles, polymer with substituted heteromonocycle, 2-(2-alkyl-1-oxo-2-alkenyl)oxy]alkyl alkanedioate (generic) (P-15-0188) | 1800003 | 112386
Alkane carboxylic acid ester with alkanepolyol (generic) (P-15-0189) | 1800005 | 112387
Methacryloxyalkyl trialkoxysilane, reaction products with alkyl trialkoxysilane, epoxy modified alkoxy alkyl trialkoxysilane and mixed metal oxides (generic) (P-15-0194) | 1800007 | 112388
Methacryloxyalkyl trialkoxysilane, reaction products with alkyl trialkoxysilane, epoxy modified alkoxy alkyl trialkoxysilane and mixed metal oxides (generic) (P-15-0195) | 1800009 | 112389
Methacryloxyalkyl trialkoxysilane, reaction products with alkyl trialkoxysilane, epoxy modified alkoxy alkyl trialkoxysilane and mixed metal oxides (generic) (P-15-0196) | 1800011 | 112390
Methacryloxyalkyl trialkoxysilane, reaction products with alkyl trialkoxysilane, epoxy modified alkoxy alkyl trialkoxysilane and mixed metal oxides (generic) (P-15-0197) | 1800013 | 112391
Methacryloxyalkyl trialkoxysilane, reaction products with alkyl trialkoxysilane, epoxy modified alkoxy alkyl trialkoxysilane and mixed metal oxides (generic) (P-15-0198) | 1800015 | 112392
Metallic salt of dicarboxylic acid (generic) (P-15-0199) | 1800017 | 112393
Isocyanated alkyl trialkoxysilane, reaction products with epoxy modified cyclohexyl trialkoxysilane, alkylamine trialkoxysilane and mixed metal oxides (generic) (P-15-0200) | 1800019 | 112394
Alkyldiamine alkyl trialkoxysilane, reaction products with methacrylate alkyl trialkoxysilane and mixed metal oxides (generic) (P-15-0205) | 1800021 | 112395
Alkyldiamine alkyl trialkoxysilane, reaction products with methacrylate alkyl trialkoxysilane and mixed metal oxides (generic) (P-15-0206) | 1800023 | 112396
Methacrylate alkyl trialkoxysilane, reaction products with metal oxides (generic) (P-15-0207) | 1800025 | 112397
Epoxy modified alkoxy alkyl trialkoxysilane, reaction products withmixed metal oxides (generic) (P-15-0209) | 1800027 | 112398
Alkyldiamine alkyl trialkoxysilane, reaction products with methacrylate alkyl trialkoxysilane and mixed metal oxides (generic) (P-15-0210) | 1800029 | 112399
Methacryloxyalkyl trialkoxysilane, reaction products with alkyl trialkoxysilane, epoxy modified alkoxy alkyl trialkoxysilane and mixed metal oxides (generic) (P-15-0211) | 1800031 | 112400
Isocyanated alkyl trialkoxysilane, reaction products with epoxy modified cyclohexyl trialkoxysilane, and mixed metal oxides (generic) (P-15-0212) | 1800033 | 112401
Alkyl trialkoxysilane, reaction products with epoxy modified alkoxyalkyl trialkoxysilane, methacrylate alkyl trialkoxysilane and mixed metal oxides (generic) (P-15-0213) | 1800035 | 112402
Alkyldiamine alkyl trialkoxysilane, reaction products with methacrylate alkyl trialkoxysilane and mixed metal oxides (generic) (P-15-0214) | 1800037 | 112403
Epoxy modified alkoxy alkyl trialkoxysilane, reaction products withmixed metal oxides (generic) (P-15-0215) | 1800039 | 112404
Isocyanated alkyl trialkoxysilane, reaction products with epoxy modified cyclohexyl trialkoxysilane, alkylamine trialkosysilane and mixed metal oxides (generic) (P-15-0216) | 1800041 | 112405
Isocyanated alkyl trialkoxysilane, reaction products with epoxy modified cyclohexyl trialkoxysilane, alkylamine trialkoxysilane and mixed metal oxides (generic) (P-15-0217) | 1800043 | 112406
Epoxy modified alkoxy alkyl trialkoxysilane, reaction products withmixed metal oxides (generic) (P-15-0218) | 1800045 | 112407
Isocyanated alkyl trialkoxysilane, reaction products with epoxy modified cyclohexyl trialkoxysilane, alkylamine trialkoxysilane and mixed metal oxides (generic) (P-15-0219) | 1800047 | 112408
Alkyl trialkoxysilane, reaction products with epoxy modified alkoxyalkyl trialkoxysilane, methacrylate alkyl trialkoxysilane and mixed metal oxides (generic) (P-15-0222) | 1800049 | 112409
Alkyl trialkoxysilane, reaction products with methacrylate alkyl trialkoxysilane, epoxy modified alkoxy alkyl trialkoxysilane and mixed metal oxides (generic) (P-15-0223) | 1800051 | 112410
Alkyl trialkoxysilane, reaction products with epoxy modified alkoxyalkyl trialkoxysilane, methacrylate alkyl trialkoxysilane and mixed metal oxides (generic) (P-15-0224) | 1800053 | 112411
Methacryloxyalkyl trialkoxysilane, reaction products with alkyl trialkoxysilane, epoxy modified alkoxy alkyl trialkoxysilane and mixed metal oxides (generic) (P-15-0225) | 1800055 | 112412
Alkyl amine trialkoxysilane, reaction products with isocyanated alkyl trialkoxysilane, epoxy modified cyclohexyl trialkoxysilane, and mixed metal oxides (generic) (P-15-0226) | 1800057 | 112413
Alkyl trialkoxysilane, reaction products with epoxy modified alkoxyalkyl trialkoxysilane, methacrylate alkyl trialkoxysilane and mixed metal oxides (generic) (P-15-0227) | 1800059 | 112414
Isocyanated alkyl trialkoxysilane, reaction products with epoxy modified cyclohexyl trialkoxysilane and mixed metal oxides (generic) (P-15-0229) | 1800061 | 112415
Alkyl trialkoxysilane, reaction products with epoxy modified alkoxyalkyl trialkoxysilane, methacrylate alkyl trialkoxysilane and mixed metal oxides (generic) (P-15-0231) | 1800063 | 112416
Isocyanated alkyl trialkoxysilane, reaction products with epoxy modified cyclohexyl trialkoxysilane, and mixed metal oxides (generic) (P-15-0233) | 1800065 | 112417
Isocyanated alkyl trialkoxysilane, reaction products with epoxy modified cyclohexyl trialkoxysilane, alkylamine trialkoxysilane and mixed metal oxides (generic) (P-15-0234) | 1800067 | 112418
Epoxy modified cyclohexyl trialkoxysilane, reaction products with isocyanated alkyl trialkoxysilane, glass and mixed oxides (generic) (P-15-0235) | 1800069 | 112419
Alkyl amine trialkoxysilane, reaction products with isocyanated alkyl trialkoxysilane, epoxy modified cyclohexyl trialkoxysilane, and mixed metal oxides (generic) (P-15-0236) | 1800071 | 112420
Methacrylate alkyl trialkoxysilane, reaction products with metal oxides (generic) (P-15-0237) | 1800073 | 112421
Siloxanes and silicones, amino alkyl substituted alkyl hydroxyl, hydroxyl fluorinated alkyl, ester salts, reaction products with mixed metal oxides (generic) (P-15-0239) | 1800075 | 112422
Heteropolycyclic, polymer with alkanedioic acid, di-alkenoate (generic) (P-15-0242) | 1800077 | 112423
Titanium salt, reaction products with silica (generic) (P-15-0252) | 1800079 | 112424
Organometallic, reaction product with titanium salt, zirconium metallocene and silica (generic) (P-15-0253) | 1800081 | 112425
Ethylene vinyl acetate polymer (generic) (P-15-0263) | 1800083 | 112426
Carbomonocyclic dicarboxylic acid, polymer with alkanedioic acids, alkanediol, substituted heteropolycycle, alkanedioic acid, alkanediol, substituted carbomonocycle, alkyl alkenoate, alkanediols and alkenoic acid, alkyl ester, alkanoate, alkyl peroxide-initiated (generic) (P-15-0264) | 1800085 | 112427
Carbomonocyclic dicarboxylic acid, polymer with alkanedioic acids, alkanediol, substituted heteropolycycle, alkanedioic acid, alkanediol, substituted carbomonocycle, alkyl alkanoate, alkanedioic acid, alkanediols and alkanoicacid, alkyl ester, alkanoate, alkyl peroxide-initiated (generic) (P-15-0265) | 1800087 | 112428
Substituted quinoline derivative (generic) (P-15-0267) | 1800089 | 112429
Alkyl alkenoic acid, polymer with substituted alkyl alkenoate and alkyl alkenoate, reaction products with polyalkylene glycol substituted alkyl ether (generic) (P-15-0268) | 1800091 | 112430
Substituted carbomonocycle, (alkylidene)bis-, polymer with haloalkyl heteromonocycle and alkylidene)bis(substituted carbomonocycle)]-bis[heteromonocycle], reaction products with carbon dioxide (generic) (P-15-0269) | 1800093 | 112431
Urethane resin (generic) (P-15-0271) | 1800095 | 112432
Formaldehyde, reaction products with aniline and aromatic mono- anddi-phenol mixture (generic) (P-15-0272) | 1800097 | 112433
Substituted polystyrene (generic) (P-15-0274) | 1800099 | 112434
Polymer of isophorone diisocyanate and amine-terminated propoxylated polyol (generic) (P-15-0278) | 1800101 | 112435
Alkyl substituted alkanoic acid, polymer with substituted carbomonocycle, alkyl substituted alkenoate, alkanediol mono-alkyl substituted alkenoateand alkenoic acid, substituted alkyl ester, alkylperoxoate-initiated, compds. with alkylamino alkanol (generic) (P-15-0281) | 1800103 | 112436
2-Oxepanone, polymer with 2,diisocyanato and alkyl ester imidazole-alkyamine-blocked (generic) (P-15-0290) | 1800105 | 112437
Butanedioic acid, polymer with substituted-acrylamide, styrene, andacrylates (generic) (P-15-0292) | 1800107 | 112438
Hydrocarbon ester acrylate (generic) (P-15-0294) | 1800109 | 112439
Dicarboxylic acid, cycloaliphatic anhydride polymer with alkyldiol,hydroxy-[(oxoalkyl)oxy]alkyl ester (generic) (P-15-0308) | 1800111 | 112440
Triarylsulfonium salt with haloalkyl phosphate (generic) (P-15-0311) | 1800113 | 112441
Butanedioic acid, 2-methylene-, dialkyl ester (generic) (P-15-0319) | 1800115 | 112442
Alkanoic acid, polymer with substituted carbomonocycle, substitutedheteromonocycle, alkyl ester, alkyl peroxide-initiated (generic) (P-15-0323) | 1800117 | 112443
Magnesium alkaryl sulfonate (generic) (P-15-0324) | 1800119 | 112444
Polyfluorohydrocarbon (generic) (P-15-0326) | 1800121 | 112445
Diphenyl cyclic siloxane (generic) (P-15-0330) | 1800123 | 112446
Dicyclic siloxane oligomer (generic) (P-15-0331) | 1800125 | 112447
Polyalkyltrisiloxane (generic) (P-15-0332) | 1800127 | 112448
Amino functional silane (generic) (P-15-0337) | 1800129 | 112449
Substituted carbomonocycle bis-, polymer with carbon dioxide, haloalkyl heteromonocycle, disubstituted alkanes, and [(alkylidene)bis(substituted alkylene carbomonocycle)]bis[heteromonocycle] (generic) (P-15-0339) | 1800131 | 112450
Propenoic acid alkyl esters(s), telomer with alkanethiol, 2-methyl-2-propenoic acid and 2-hydroxyethyl 2-propenoate (generic) (P-15-0341) | 1800133 | 112451
Polyurethane adduct (generic) (P-15-0346) | 1800135 | 112452
Salt of a methacrylic acid derivative - acrylic acid copolymer (generic) (P-15-0348) | 1800137 | 112453
Carbonic acid, diethyl ester, polymer with 1,6-hexanediol, 5-isocyanato-1-(isocyanatomethyl)-1,3,3-trimethylcyclohexane 2-hydroxyethyl acrylate-blocked (generic) (P-15-0349) | 1800139 | 112454
Polyurethane, (meth)acrylate blocked (generic) (P-15-0352) | 1800141 | 112455
Perfluoropolyether-block-polytetrafluoroethylene (generic) (P-15-0354) | 1800143 | 112456
2-Oxepanone, polymers with 1,6-diisocyanatohexane trimer and 2-hydroxyethyl acrylate (generic) (P-15-0358) | 1800145 | 112457
Copper,[29H,31H-phthalocyaninato(2-)-.kappa.N29,.kappa.N30,.kappa.N31,.kappa.N32]-, (SP-4-2)- (generic) (P-15-0364) | 1800147 | 112458
Metal [substituted 29H,31H-phthalocyanine-.kappa.N29,.kappa.N30,.kappa.N31,.kappa.N32]- (generic) (P-15-0364) | 1800149 | 112459
Alkyl alkenoic acid polymers with alkyl acrylate, alkyl methacrylate, polyether methacrylate alkyl ethers and substituted heteromonocycle, compds.with substituted alkyl alkanol (generic) (P-15-0365) | 1800151 | 112460
Cycloalkanediamine, polymer with 2,2'-[methylenebis(phenyleneoxymethylene)]bis[oxirane] (generic) (P-15-0367) | 1800153 | 112461
Alcohols, polymers with dicarboxylic acid, alcohols, alkenedioic acid, dicarboxylic acids, alkanoic acid esters (generic) (P-15-0370) | 1800155 | 112462
Alkylmethacrylate polymer with carbomonocyclic heteromonocycle (generic) (P-15-0374) | 1800157 | 112463
Disubstituted, homopolymer, alkanoic acid-polyalkylene glycol etherwith substituted alkane (3:1) reaction products-blocked (generic) (P-15-0378) | 1800159 | 112464
Hydrogenated oil (generic) (P-15-0385) | 1800161 | 112465
Substituted carbopolycyclic dicarboxylic acid dialkyl ester polymerwith dialkyl carbopolycyclic ester, alkanediol and carbopolycyclic bis (substituted carbomonocycle) (generic) (P-15-0390) | 1800163 | 112466
Alkanedioic acid, polymer with alkanediol .alpha.-hydro-.omega.-hydroxypoly[oxy(alkyl)] and alkyl aromatic diisocyanate (generic) (P-15-0393) | 1800165 | 112467
Alkylmethacrylate, polymer with alkenylbenzene, branched alkylmethacrylate, hydroxyalkylmethacrylate and acrylic acid, t-butyl alkaneperoxoic acidester-initiated (generic) (P-15-0396) | 1800167 | 112468
Fatty acid esters with polyols polyalkyl ethers (generic) (P-15-0411) | 1800169 | 112469
Aromatic isocyanate, polymer with aromatic diamine, alkyloxirane, alkyloxirane polymer with oxirane ether with alkyltriol (3:1), and oxirane (generic) (P-15-0416) | 1800171 | 112470
Alkoxysilane (generic) (P-15-0421) | 1800173 | 112471
Polyurethane, methacrylate-blocked (generic) (P-15-0423) | 1800175 | 112472
Substituted alkylene carbomonocycle, homopolymer, substituted polyol and mono alkyl ether-blocked polyol (generic) (P-15-0427) | 1800177 | 112473
Amine functional epoxy, organic acid salt (generic) (P-15-0456) | 1800179 | 112474
Substituted alkanoic acid, metal salt (generic) (P-15-0460) | 1800181 | 112475
Siloxanes and Silicones, alkoxy Me, polymers with Me silsesquioxanes, alkoxy-terminated (generic) (P-15-0461) | 1800183 | 112476
Acrylic acid polymer (generic) (P-15-0466) | 1800185 | 112477
Polycyclecarboxylic acid, hydroxy-(substituted phenyl)diazenyl, metal salt (generic) (P-15-0468) | 1800187 | 112478
Polymethylsiloxane, distillation residues (generic) (P-15-0492) | 1800189 | 112479
Aromatic anhydride, polymer with alkane diol and alkane triol, 2-propenoate (generic) (P-15-0495) | 1800191 | 112480
Bisphenol A epoxy polymer with aromatic anhydride, mixed caprolactone acrylate and hydroxyethyl acrylate esters (generic) (P-15-0497) | 1800193 | 112481
Metal, phthalocyaninato(2-), halogenated (generic) (P-15-0522) | 1800195 | 112482
Carbohydrates, polymer with amine compound (generic) (P-15-0523) | 1800197 | 112483
Alkoxylated fatty alcohol citrate (generic) (P-15-0530) | 1800199 | 112484
Siloxanes and Silicones, di-Me ethers with polyalkylene glycol monoalkyl ether (generic) (P-15-0531) | 1800201 | 112485
Substituted alkenoic acid, alkyl ester, polymer with substituted alkenoate and alkenoic acid, alkyl peroxide-initiated (generic) (P-15-0532) | 1800203 | 112486
Substituted heteropolycycle, polymer with substituted alkyldiols, and substituted heteropolycycle, substituted alkanoate (generic) (P-15-0533) | 1800205 | 112487
Phosphoric acid, mixed salt (generic) (P-15-0543) | 1800207 | 112488
Trialkyl cycloalkylammonium hydroxide (generic) (P-15-0544) | 1800209 | 112489
Polymeric diphenylmethane diisocyanate polymer (generic) (P-15-0559) | 1800211 | 112490
Alkanedioic acid, polymer with substituted carbomonocycles, alkyl substituted alkanediol, substituted alkanoic acid, and substituted alkanediamine, substituted alkanamine-blocked, compds. with alkylamine (generic) (P-15-0566) | 1800213 | 112491
Potassium salt of organic acid (generic) (P-15-0571) | 1800215 | 112492
Mixed salts of organic acid (generic) (P-15-0572) | 1800217 | 112493
Alkenoic acid, polymer with substituted heteromonocycle, substituted carbomonocycle, 2-alkyl-2-hydroxyalkyl-1,3-alkanediol 1-alkylalkenyl carbomonocycle, alkali metal salt (generic) (P-15-0588) | 1800219 | 112494
Substituted alkanoic acid, polymer with substituted polypropylene, substituted carbomonocyle, dialkyl carbonate, alkanediol and substituted carbopolycycle, compd. with dialkylamino alkanol (generic) (P-15-0598) | 1800221 | 112495
Hetero substituted alkyl acrylate polymer (generic) (P-15-0599) | 1800223 | 112496
Poly(hydroxyalkanoate) (generic) (P-15-0600) | 1800225 | 112497
Modified rosin polyol ester (generic) (P-15-0608) | 1800227 | 112498
Aromatic polyester (generic) (P-15-0621) | 1800229 | 112499
Modified urethane polymer (generic) (P-15-0624) | 1800231 | 112500
2-Ethylhexanoic acid, compound with alkyamino cyclohexane (generic) (P-15-0655) | 1800233 | 112501
2-Ethylhexanoic acid, compound with cyclohexylamine (generic) (P-15-0655) | 1800235 | 112502
Substituted alkenoic acid, alkyl ester, telomer with alkanethiol and oxiranylalkyl alky-alkenoate (generic) (P-15-0684) | 1800237 | 112503
Ammonium salt of polyfunctional aliphatic acid oligomer (generic) (P-79-0005) | 1800239 | 112504
Alkenylsuccinic acid monoalkyl ester (generic) (P-79-0012) | 1800241 | 112505
(Alkyl-hydroxymethyl-alkanediol, polymer with chloromethyloxirane) alkenoate (generic) (P-79-0013) | 1800243 | 112506
Alkyl phosphate, sodium salt (generic) (P-79-0015) | 1800245 | 112507
Bis(substitutedheteromonocycle)tall-oil fatty amides, alkyl phosphates (generic) (P-79-0015) | 1800247 | 112508
Substituted nortall-oil-alkylheteromonocyclealkyl tall-oil fatty amides, alkyl phosphates (generic) (P-79-0015) | 1800249 | 112509
Reaction products of alkyl phosphate with condensate by-products ofammonia and alkanolamine (generic) (P-79-0015) | 1800251 | 112510
Residues of reaction products of alkyl phosphate with ammonia-oxybisalkanol-heteromonocycle condensate (generic) (P-79-0015) | 1800253 | 112511
4-Amino-N-substituted benzenesulfonamide (generic) (P-79-0018) | 1800255 | 112512
Substituted-benzenedicarboxylic acid, polymer with ethylene glycol and .eta.-caprolactone (generic) (P-79-0029) | 1800257 | 112513
Substituted-benzenedicarboxylic acid, polymer with ethylene glycol,.eta.-caprolactone, toluene diisocyanate, 1,4-cyclohexanedimethanol, and 2-butenedioic acid (generic) (P-79-0030) | 1800259 | 112514
Ring halogenated cyclic dicarboxylic salt (generic) (P-79-0033) | 1800261 | 112515
Amido amine (generic) (P-79-0034) | 1800263 | 112516
Dialkyl (C12-14) substituted polycarboxylate (generic) (P-80-0004) | 1800265 | 112517
Dimethyl-substituted-heteromonocycle, reaction products with alkanetriol triacrylate (generic) (P-80-0025) | 1800267 | 112518
Vegetable oil fatty acid ester (generic) (P-80-0033) | 1800269 | 112519
Phosphorodithioic acid, dialkyl ester, C12-14-tert-alkylamine salt (generic) (P-80-0034) | 1800271 | 112520
Substituted methyl propylamine di-salt of n-alkanedicarboxylic acid (generic) (P-80-0036) | 1800273 | 112521
Alkyl ammonium salt of a halogen oxyacid (generic) (P-80-0038) | 1800275 | 112522
Alkyl ammonium salt of a halogen oxyacid (generic) (P-80-0039) | 1800277 | 112523
.alpha.-Alkene copolymer with .alpha.-alkene (generic) (P-80-0042) | 1800279 | 112524
Alpha alkene, polymer with alpha alkene (generic) (P-80-0044) | 1800281 | 112525
Halogenated aromatic ether (generic) (P-80-0058) | 1800283 | 112526
Acrylic copolymer (generic) (P-80-0060) | 1800285 | 112527
Alkanedioic acid polymer with isophthalic acid, terephthalic acid and alkane polyols (generic) (P-80-0062) | 1800287 | 112528
Styrene polymer with vinyl-heteromonocycle, salt (generic) (P-80-0067) | 1800289 | 112529
Sulfonic acid salt of ureylenebis[(hydroxy[(sulfonaphthyl)azo]]naphthalene (generic) (P-80-0070) | 1800291 | 112530
Sulfonic acid of ureylenebis[hydroxy[(sulfonaphthyl)azo]] naphthalene compound (generic) (P-80-0071) | 1800293 | 112531
Salt of (ethenediyl)bis[(hydroxyphenyl)azo]benzenesulfonic acid (generic) (P-80-0072) | 1800295 | 112532
Polymer of formaldehyde, 4-(phenylamino)-substituted-benzene, 2-butenedioic acid, 1,4-cyclohexanedimethanol, 2,4-diisocyanato-1-methylbenzene, 1,2-ethanediol, 2-oxepanone and 5-substituted-1,3-benzenedicarboxylic acid (generic) (P-80-0073) | 1800297 | 112533
Polymer of alkylene ether polyols, phthalic anhydride and modified vegetable oil (generic) (P-80-0076) | 1800299 | 112534
Polymer of alkylene ether polyols, phthalic anhydride and modified vegetable oil (generic) (P-80-0077) | 1800301 | 112535
Substituted thiazolium salt (generic) (P-80-0081) | 1800303 | 112536
Unsaturated polyester resin of maleic anhydride, phthalic anhydridealkylene glycol and alkylene ether glycol (generic) (P-80-0083) | 1800305 | 112537
Polymer of alkanoic acid, alkyl polyols, benzenedicarboxylic acid, isophorone diisocyanate and hydroxypropyl acrylate (generic) (P-80-0084) | 1800307 | 112538
Alkene dicarboxylic acid, polymer with alkane dicarboxylic acid, rosin, pentaerythritol, and diamino alkane (generic) (P-80-0086) | 1800309 | 112539
Substituted alkyl benzenesulfonate (generic) (P-80-0088) | 1800311 | 112540
Substituted thiazolium salt (generic) (P-80-0090) | 1800313 | 112541
5-[[6-(3-Substituted-phenylamino)-4-chloro-1,3,5-triazin-2-yl]amino]-3-(3-substituted-2-hydroxy-5-sulfophenylazo)-4-hydroxynaphthalene-2,7-disulfonic acid, copper complex, salt (generic) (P-80-0102) | 1800315 | 112542
3-(1-Amino-2-sulfo-4-anthraquinoxylamino)-benzenesulfon-3-substituted anilide (generic) (P-80-0109) | 1800317 | 112543
2-((2-(Methylsubstituted)ethyloxycarbonyl)substituted) phenyl, disulfo, diheteropolycyclic heteropolycycle (generic) (P-80-0110) | 1800319 | 112544
2-[[2-(Methylsubstituted)ethyloxycarbonyl]substituted]phenyl, disulfo, diheteropolycyclic heteropolycycle (generic) (P-80-0111) | 1800321 | 112545
2-[[2-(Methylsubstituted)ethyloxycarbonyl]substituted]phenyl, diheteropolycyclic heteropolycycle (generic) (P-80-0112) | 1800323 | 112546
[2-(Methylsubstituted)phenyl], diheteropolycyclic heteropolycycle (generic) (P-80-0113) | 1800325 | 112547
(Dioxo, methylheteropolycyclic), diheteropolycyclic heteropolycycle (generic) (P-80-0114) | 1800327 | 112548
(Dioxoheteropolycyclic), diheteropolycyclic heteropolycycle (generic) (P-80-0115) | 1800329 | 112549
(2-Substituted phenyl), diheteropolycyclic heteropolycycle (generic) (P-80-0116) | 1800331 | 112550
Triphenyl methane derivative (generic) (P-80-0119) | 1800333 | 112551
Substituted benzisothiazole (generic) (P-80-0120) | 1800335 | 112552
Triphenylmethane derivative (generic) (P-80-0122) | 1800337 | 112553
Bisphenol A, polymer with chloromethyloxirane, alkanoic acids and alkylamine (generic) (P-80-0129) | 1800339 | 112554
Bisphenol A, polymer with chloromethyloxirane, alkanoic acids and alkylamine (generic) (P-80-0130) | 1800341 | 112555
Complex of p-phenylphenol and an alkyl amine (generic) (P-80-0143) | 1800343 | 112556
Propylene oxide, polymer with toluene diisocyanate extended with alkylamine, alkylcarboxylic acid and alkanediol (generic) (P-80-0144) | 1800345 | 112557
Reaction product of 4-[(mono- and disubstituted-aminophenyl)azo]benzenesulfonic acid and carbonic dichloride (generic) (P-80-0154) | 1800347 | 112558
Substituted bis(dioxoheteropolycycle) polymer with 4,4'-oxybis[aniline] (generic) (P-80-0157) | 1800349 | 112559
Starch, polymer with acrylonitrile, hydrolyzed, metal salts (generic) (P-80-0160) | 1800351 | 112560
Polyisobutenyl succinic anhydride reaction products with substituted ethanol (generic) (P-80-0172) | 1800353 | 112561
Diethylene glycol, polymer with alkanoic acid, toluene diisocyanate, alkenenoic acid ester and maleic anhydride (generic) (P-80-0174) | 1800355 | 112562
Acrylic acid, polymer with alkylated acrylic acid (generic) (P-80-0179) | 1800357 | 112563
Alkanedioic acids mixed alkanolamines salt (generic) (P-80-0182) | 1800359 | 112564
1-Amino-4-substituted-9,10-dioxo-2-anthracenesulfonic acid, monosodium salt (generic) (P-80-0187) | 1800361 | 112565
Polyester of dimethyl terephthalate, butanediol, and .alpha.,.omega.-hydroxy-terminated hydrocarbon (generic) (P-80-0190) | 1800363 | 112566
Methyl, aminoheteropolycycle (generic) (P-80-0199) | 1800365 | 112567
1-Substituted-1-[4-(substituted heteromonocyclic)-phenyl]ethane (generic) (P-80-0202) | 1800367 | 112568
Alkanepolyamine, N,N'-[alkanediylbis[4,5-dihydro-1H-imidazole-diyl)-alkanediyl]]bis[N'-(aminoalkyl)- (generic) (P-80-0210) | 1800369 | 112569
Polytetramethylene glycol adduct with alkylene glycol and alkylene diisocyanate (generic) (P-80-0211) | 1800371 | 112570
Polytetramethylene glycol adduct with alkylene glycol and alkylene diisocyanate (generic) (P-80-0212) | 1800373 | 112571
Halogenated copolyester resin (generic) (P-80-0213) | 1800375 | 112572
Styrene-acrylate copolymer (generic) (P-80-0215) | 1800377 | 112573
Substituted benzenamine, alkyl-[[[[(alkylamino)-substituted benzene]azo]-methoxy-methylphenylazo]phenylazo]- (generic) (P-80-0217) | 1800379 | 112574
Substituted alkoxybenzene-, [methoxy-methyl[[methyl[substituted alkoxybenzene]phenylazo]phenylazo]phenylazo]-methylphenyl (generic) (P-80-0218) | 1800381 | 112575
C18 fatty acid ester (generic) (P-80-0230) | 1800383 | 112576
Alkenes, vinyl carbonyl amine polymer (generic) (P-80-0240) | 1800385 | 112577
Polymer of methyl methacrylate, butyl methacrylate and isocyanic acid ester derivative (generic) (P-80-0241) | 1800387 | 112578
Carbomonocyclic, carbopolycyclic polyester (generic) (P-80-0251) | 1800389 | 112579
Dimer fatty acid, azelaic acid, ethylenediamine, isoalkyldiamine, substituted polyalkylenediamine polymer (generic) (P-80-0254) | 1800391 | 112580
Isodecene (generic) (P-80-0257) | 1800393 | 112581
Isododecenone (generic) (P-80-0258) | 1800395 | 112582
2-Hydroxypropanoic acid salt of the reaction product of substitutedalkyl amine and a polymer of tertiary dodecylmercaptan ethenylbenzene, substituted ester of 2-methyl propenoic acid, butyl propenoate and methyl 2-methyl propenoate (generic) (P-80-0260) | 1800397 | 112583
Fatty acids, esters with trimethylolpropane and an alkanediol (generic) (P-80-0262) | 1800399 | 112584
Polymer of polyoxoheteropolycycle, substituted methacrylate and 4,4'-oxybis[aniline] (generic) (P-80-0268) | 1800401 | 112585
Dineoalkyl ester of trihydroxy substituted alkane (generic) (P-80-0269) | 1800403 | 112586
Polymer of styrene, alkyl acrylate, acrylic acid and substituted acrylic acids (generic) (P-80-0283) | 1800405 | 112587
Disubstituted carbopolycyclic derivative (generic) (P-80-0292) | 1800407 | 112588
Siloxane, alkoxylated aminoalkyl (generic) (P-80-0294) | 1800409 | 112589
Ethyl, substituted (((sulfopropyl)heteropolycyclic)methyl)alkenyl heteropolycycle (generic) (P-80-0296) | 1800411 | 112590
Ethyl, substituted, methylheteropolycycle tosylate (generic) (P-80-0297) | 1800413 | 112591
Substituted methylheteropolycycle (generic) (P-80-0298) | 1800415 | 112592
Disubstituted benzene (generic) (P-80-0299) | 1800417 | 112593
Bis(nitro, substituted phenyl) substituent (generic) (P-80-0300) | 1800419 | 112594
2,5-Furandione, polymer with alkanediols and cyclic alkene (generic) (P-80-0302) | 1800421 | 112595
Urea/carbamate lacquer (generic) (P-80-0306) | 1800423 | 112596
Substituted amino-azo-benzene (generic) (P-80-0325) | 1800425 | 112597
Phenylazo-heterocycle polyoxyethylene (generic) (P-80-0326) | 1800427 | 112598
Toluene diisocyanate blocked polymer (generic) (P-80-0327) | 1800429 | 112599
Trimethyl-(substituted)-alkanediamine (generic) (P-80-0330) | 1800431 | 112600
Fatty acid, modified acrylic (generic) (P-80-0331) | 1800433 | 112601
Dimethylolpropionic acid, disoyate ester (generic) (P-80-0332) | 1800435 | 112602
1,2,4-Substituted anthraquinone (generic) (P-80-0336) | 1800437 | 112603
Acrylamid-methylacrylic copolymer (generic) (P-80-0337) | 1800439 | 112604
Polymer of substituted cyclohexyl isocyanate, dimethylolpropionic acid, alkanediols, triethylamine, substituted alkanedioic acid, ethylenediamine and adipic acid (generic) (P-80-0340) | 1800441 | 112605
Maleated metal resinate deriv. (generic) (P-80-0344) | 1800443 | 112606
Dialkyl trithiocarbonate (generic) (P-80-0345) | 1800445 | 112607
Substituted alkanoic acid, alkyl ester (generic) (P-80-0351) | 1800447 | 112608
Acrylic acid, polymer with styrene, substituted alkyl acrylate and alkyl mercaptan (generic) (P-80-0352) | 1800449 | 112609
Polymer of an isocyanate and mixture of aliphatic polyols (generic) (P-80-0353) | 1800451 | 112610
Bisphenol A, polymer with polyalkylene oxide ether derivative, epichlorohydrin and alkanoic acid (generic) (P-80-0358) | 1800453 | 112611
Polymer of bisphenol A, polyalkylene oxide ether derivative, hydroxyalkanoic acid and epichlorohydrin (generic) (P-80-0359) | 1800455 | 112612
Monoethanol amide of long chain fatty acid (generic) (P-80-0364) | 1800457 | 112613
Polymer of soya fatty acids, alkanepolyols, benzenedicarboxylic acid, oxo-heteromonocycle and benzoic acid (generic) (P-80-0367) | 1800459 | 112614
Alkenylsuccinic acid, monoester (generic) (P-80-0368) | 1800461 | 112615
Reaction product of nitrosophenol, substituted benzene, oxoalkane and sodium sulfide (generic) (P-80-0373) | 1800463 | 112616
Polymer of methacrylic acid, alkyl acrylate, alkyl methacrylate andan acrylic acid derivative (generic) (P-80-0375) | 1800465 | 112617
Organosilicon polymer (generic) (P-80-0379) | 1800467 | 112618
Adipic acid, propanediol, monocarboxylic acid polyester (generic) (P-80-0382) | 1800469 | 112619
Siliconized alkyd resin (generic) (P-81-0002) | 1800471 | 112620
Polymer of hexamethylenediamine, benzenedicarboxylic acid and aminoalkane (generic) (P-81-0005) | 1800473 | 112621
Polymer of phenol, formaldehyde and substituted phenols (generic) (P-81-0007) | 1800475 | 112622
Silsesquioxanes, [(substituted methylphosphinyl)oxy]alkyl, sodium salt (generic) (P-81-0010) | 1800477 | 112623
Acrylate copolymer adhesive (generic) (P-81-0012) | 1800479 | 112624
Bisphenol A, polymer with alkylaminoalkanol and epichlorohydrin (generic) (P-81-0016) | 1800481 | 112625
Maleic ester of ethoxylated hydroxy alkane (generic) (P-81-0018) | 1800483 | 112626
Phosphoromethylated ethylamine derivative (generic) (P-81-0020) | 1800485 | 112627
Halogenated conjugated diene, polymer with haloalkylbenzene, and alkenoic acid (generic) (P-81-0021) | 1800487 | 112628
Ditallowalkyl quaternary ammonium compounds (generic) (P-81-0024) | 1800489 | 112629
Polymer of soya fatty acids, oxo-heteromonocycle, alkanepolyols andbenzenedicarboxylic acid (generic) (P-81-0027) | 1800491 | 112630
Alkyd resin (generic) (P-81-0028) | 1800493 | 112631
Acid-terminated mixed phthalic polyol-polyester (generic) (P-81-0030) | 1800495 | 112632
(Substituted phenoxy)alkanoic acid (generic) (P-81-0032) | 1800497 | 112633
Substituted tetrahydroacridinone (generic) (P-81-0033) | 1800499 | 112634
Substituted acridinone (generic) (P-81-0034) | 1800501 | 112635
Phosphoromethylated ethylamine derivative (generic) (P-81-0035) | 1800503 | 112636
Phosphoric acid, mixed mono- and di(substituted-alkyl and alkyl) esters (generic) (P-81-0036) | 1800505 | 112637
(Substitutedphenoxy)alkanoic acid, alkyl ester (generic) (P-81-0042) | 1800507 | 112638
Bisphenol A, polymer with polyalkylene glycol, epichlorohydrin, alkylaminoalkanol and hydroxyalkanoic acid (generic) (P-81-0047) | 1800509 | 112639
Formaldehyde, polymer with alkylphenols (generic) (P-81-0058) | 1800511 | 112640
Formaldehyde, polymer with alkylphenols (generic) (P-81-0059) | 1800513 | 112641
Polymer of toluene diisocyanate, substituted alkane, polyalkylene glycols and hydroxyethyl methacrylate (generic) (P-81-0062) | 1800515 | 112642
Polyester resin (generic) (P-81-0064) | 1800517 | 112643
Polymer of alkanepolyols, adipic acid, trimellitic anhydride and benzenedicarboxylic acid (generic) (P-81-0064) | 1800519 | 112644
2,5-Pyrolidinedione, isoalkenyl derivatives (generic) (P-81-0071) | 1800521 | 112645
Polyurethane from substituted alkanols and an aromatic diisocyanate (generic) (P-81-0079) | 1800523 | 112646
Polymer of terephthalic acid, adipic acid, substituted benzene and ethylene glycol (generic) (P-81-0083) | 1800525 | 112647
Tetrasubstituted phenol (generic) (P-81-0084) | 1800527 | 112648
Polyalkylene glycol, polymer with hydroxypropyl acrylate and alkyl-isocyanato-carbomonocycle (generic) (P-81-0087) | 1800529 | 112649
Oxirane, (chloromethyl)-, polymer with 4,4'-(1-methylethylidene)bis[phenol] and substituted-aminoalkane (generic) (P-81-0089) | 1800531 | 112650
Toluene diisocyanate, polymer with polyalkylene glycol, polyalkylenepolyamine, butanone oxime and alkanetriol (generic) (P-81-0090) | 1800533 | 112651
Oxidized Soy Isolate (generic) (P-81-0096) | 1800535 | 112652
Bis(substituted)anthracene (generic) (P-81-0097) | 1800537 | 112653
Metal complex of naphthalenedisulfonic acid, [(substituted-phenyl-pyrazol)azo]-hydroxy-[(hydroxy-substituted-sulfophenyl)azo]-, trisodium salt (generic) (P-81-0099) | 1800539 | 112654
Alkylamine methacrylic copolymer (generic) (P-81-0103) | 1800541 | 112655
Alkoxylated alkylphenol substituted sulfosuccinate, isopropylamine salt (generic) (P-81-0105) | 1800543 | 112656
Alkanoic acid, polymer with phthalic anhydride, glyceride oil and substituted alkanediol (generic) (P-81-0106) | 1800545 | 112657
Linseed oil fatty acids, polymer with maleic anhydride, benzenecarboxylic acids and alkanepolyol, ammonium salt (generic) (P-81-0107) | 1800547 | 112658
Soybean oil, polymer with substituted benzene, alkanepolyol, phthalic anhydride and substituted alkanoate (generic) (P-81-0108) | 1800549 | 112659
Bisphenol A, polymer with disubstituted alkane and epichlorohydrin (generic) (P-81-0114) | 1800551 | 112660
Polyurethane polyisocyanato silane (generic) (P-81-0118) | 1800553 | 112661
Polyacryloalkoxy silane (generic) (P-81-0121) | 1800555 | 112662
Isocyanatopolyestersilane (generic) (P-81-0122) | 1800557 | 112663
Conjugated 122-G, polymer with benzoic acid, bisphenol A, epichlorohydrin, and styrene (generic) (P-81-0126) | 1800559 | 112664
Conjugated 122-G,polymer with benzoic acid, bisphenol A, and epichlorohydrin (generic) (P-81-0127) | 1800561 | 112665
Maleic anhydride-based unsaturated polyester resin modified with mixed phthalic acids (generic) (P-81-0132) | 1800563 | 112666
Vegetable oil, polymer with alkanepolyol, phthalic anhydride, benzoic acid and substituted alkyl carbomonocycle (generic) (P-81-0139) | 1800565 | 112667
Polymer of an alkanediol, aliphatic dicarboxylic acid and an aromatic dicarboxylic acid (generic) (P-81-0140) | 1800567 | 112668
Aliphatic aldehyde (generic) (P-81-0143) | 1800569 | 112669
Acrylated urethane oligomer (generic) (P-81-0147) | 1800571 | 112670
Carbocyclic sulfonic acid (generic) (P-81-0148) | 1800573 | 112671
Alkanepolyol, polymer with hydroxypropyl acrylate, methylenebis(cyclohexyl isocyanate) and alkylene oxide (generic) (P-81-0150) | 1800575 | 112672
Styrene, polymer with substituted acrylic acids (generic) (P-81-0151) | 1800577 | 112673
Alkyl epoxide, reaction products with inorganic acid (generic) (P-81-0154) | 1800579 | 112674
Polymer of alkyl acrylate, ethylene and methacrylic acid, metal salt (generic) (P-81-0158) | 1800581 | 112675
Polymer of alkyl acrylate, methacrylic acid and ethylene (generic) (P-81-0159) | 1800583 | 112676
Polymer of alkyl acrylate, ethylene and methacrylic acid, alkali metal salt (generic) (P-81-0160) | 1800585 | 112677
2-Propenoic acid 2-ethylhexyl ester, polymer with 2-butenoic acid dibutyl ester 2-methyl-2-propenoic acid methyl ester and 2-propenoic acid (generic) (P-81-0161) | 1800587 | 112678
Siliconized alkyd resin (generic) (P-81-0165) | 1800589 | 112679
Styrene, polymer with substituted acrylic acids (generic) (P-81-0169) | 1800591 | 112680
Poly(oxy-1,2-ethanediyl), .alpha.-acyl-.omega.-alkyl- (generic) (P-81-0170) | 1800593 | 112681
Poly (amide-ester) resin X2-821 (generic) (P-81-0172) | 1800595 | 112682
Disubstituted naphthalenol (generic) (P-81-0174) | 1800597 | 112683
Disubstituted naphthalenol (generic) (P-81-0175) | 1800599 | 112684
Disubstituted naphthalenol (generic) (P-81-0176) | 1800601 | 112685
Adipic acid, polymer with substituted benzene, butanol, methylenebis(isocyanatocarbomonocycle], alkanediol and hydroxypolybutadiene (generic) (P-81-0186) | 1800603 | 112686
Polyalkylene glycol, polymer with maleic anhydride and alkanoic acids (generic) (P-81-0189) | 1800605 | 112687
Trisubstituted silylakyl acetate (generic) (P-81-0192) | 1800607 | 112688
Alkyl benzoate, reaction products with trisubstituted silylalkyl acetate and titanium alkoxide (generic) (P-81-0193) | 1800609 | 112689
Trisubstituted benzene (generic) (P-81-0200) | 1800611 | 112690
Polymer of substituted acrylic acid derivative and substituted styrene (generic) (P-81-0201) | 1800613 | 112691
Polyether alkenyl alkanyl esters (generic) (P-81-0202) | 1800615 | 112692
Substituted thiol salt (generic) (P-81-0206) | 1800617 | 112693
Alkenyltri(substituted alkoxy)silane (generic) (P-81-0208) | 1800619 | 112694
Benzenesulfonic acid, 2,2'-(1,2-ethenediyl)bis[[[substituted-[[[substituted-oxo(sulfophenyl)pyrazolyl]azo]sulfophenyl]amino]-1,3,5-triazinyl]amino]- (generic) (P-81-0210) | 1800621 | 112695
Benzenesulfonic acid, 2,2'-(1,2-ethenediyl)bis[[[substituted-[[[[(substituted-sulfophenyl)]alkyloxopyrazolyl]azo]sulfophenyl]amino]-1,3,5-triazinyl]amino]- (generic) (P-81-0211) | 1800623 | 112696
Naphthalenesulfonic acid, [[[[[(disubstituted-1,3,5-triazinyl)amino]sulfonaphthalenyl]azo]-sulfonaphthalenyl]azo]-, potassium salt (generic) (P-81-0212) | 1800625 | 112697
Benzenesulfonic acid, [[[[[(disubstituted-1,3,5-triazinyl)amino]sulfonaphthalenyl]azo]-dialkylphenyl]azo]- (generic) (P-81-0213) | 1800627 | 112698
Naphthalenesulfonic acid, [[[[substituted-(phenylamino)-1,3,5-triazinyl]amino]-substituted-sulfonaphthalenyl]azo]- (generic) (P-81-0214) | 1800629 | 112699
Naphthalenesulfonic acid, aminobis[[[(disubstituted-1,3,5-triazinyl)amino]sulfophenyl]azo]hydroxy-, sodium salt (generic) (P-81-0215) | 1800631 | 112700
Benzenesulfonic acid, 2,2'-(1,2-ethenediyl)bis[[[substituted-[[[(sulfonaphthalenyl)]azo]-disubstituted-phenyl]amino]-1,3,5-triazinyl]amino]- (generic) (P-81-0216) | 1800633 | 112701
Trisubstitutedbenzisoquinoline (generic) (P-81-0220) | 1800635 | 112702
Disubstituted heteropolycyclic salt (generic) (P-81-0221) | 1800637 | 112703
Oligomer of alkanedioic acid, dimer fatty acids, substituted and unsubstituted alkanediols and benzene dicarboxylic acids (generic) (P-81-0222) | 1800639 | 112704
Vinylidene chloride copolymer (generic) (P-81-0226) | 1800641 | 112705
Substituted alkanoic acid derivative (generic) (P-81-0232) | 1800643 | 112706
Substituted alkanoic acid (generic) (P-81-0233) | 1800645 | 112707
Disubstituted alkanamide (generic) (P-81-0234) | 1800647 | 112708
Disubstituted alkanamide (generic) (P-81-0235) | 1800649 | 112709
Poly(methylhaloalkyl)siloxane, reaction product with silica (generic) (P-81-0236) | 1800651 | 112710
Silicone modified unsaturated oil based alkyd resin (generic) (P-81-0237) | 1800653 | 112711
Polyhalo alkanoic acid chloride (generic) (P-81-0238) | 1800655 | 112712
Carbocyclic sulfonic acid salt (generic) (P-81-0245) | 1800657 | 112713
Methylene bis(4-isocyanato cyclohexane)polymer with acrylated glycols (generic) (P-81-0247) | 1800659 | 112714
Disubstitutedbenzenamine (generic) (P-81-0250) | 1800661 | 112715
Alkyl silicones and siloxanes, substituted, polymer with alkanepolyol and phenyl silsesquioxanes (generic) (P-81-0257) | 1800663 | 112716
Polymer of isophthalic acid, vegetable oil, hydroxyalkane, hydroxyalkanoic acid and polyethyleneimine (generic) (P-81-0258) | 1800665 | 112717
Polymer of vegetable oil, isophthalic acid, hydroxyalkane and hydroxyalkanoic acid (generic) (P-81-0259) | 1800667 | 112718
Amine derivative (generic) (P-81-0261) | 1800669 | 112719
Polyurethane millable gum (generic) (P-81-0263) | 1800671 | 112720
Pyridine derivative (generic) (P-81-0264) | 1800673 | 112721
Polymer of alkanedioic acid and epoxy ester (generic) (P-81-0266) | 1800675 | 112722
Lower alkyl ester of an alkyl propionic acid (generic) (P-81-0275) | 1800677 | 112723
Sulfur containing polyamide (generic) (P-81-0276) | 1800679 | 112724
Phthalic anhydride, polymer with a alkanepolyol, polyalkylene glycol alkyl ether and alkenoic acid (generic) (P-81-0278) | 1800681 | 112725
[[N,N-Bis(hydroxyethylpolyoxyethylene)aminoalkoxyphenyl]azo]alkoxyheteropolycycle (generic) (P-81-0283) | 1800683 | 112726
Chromophore substituted poly (oxyalkylene) (generic) (P-81-0284) | 1800685 | 112727
High solids mixed phthalic monobasic acid alkyd resin (generic) (P-81-0288) | 1800687 | 112728
Aliphatic dicarboxylate (generic) (P-81-0290) | 1800689 | 112729
Glycerine, polymer with alkanedioic acid, benzoic acid and substituted alkanoic acid (generic) (P-81-0291) | 1800691 | 112730
Acrylonitrile polymer with alkenoic acid alkyl esters, 2-propenoic acid and 2-propenoic acid, 2-methyl (generic) (P-81-0295) | 1800693 | 112731
Polymer of styrene alkyl acrylates, alkyl methacrylate, methacrylicacid with substituted acrylamide (generic) (P-81-0298) | 1800695 | 112732
Rosin, tall oil fatty acids, maleic anhydride, formaldehyde reaction product, calcium, magnesium and zinc salt (generic) (P-81-0299) | 1800697 | 112733
Alkylated cyclohexanone (generic) (P-81-0300) | 1800699 | 112734
Substituted phenyl sulfide sulfonic acid (generic) (P-81-0301) | 1800701 | 112735
4-Substituted aminophenylazobenzothiazolesulfonic acid, salt (generic) (P-81-0304) | 1800703 | 112736
Complex of a mixture of two dihydroxyphenyl sulfones and an alkylamine (generic) (P-81-0308) | 1800705 | 112737
Polymer of alkylphenols, formaldehyde and substituted diphenyl ether (generic) (P-81-0310) | 1800707 | 112738
Alkylalkenylcyclohexanone (generic) (P-81-0312) | 1800709 | 112739
Alkylene oxide, polymer with [[[(substituted-alkylphenyl)azo]phenyl]imino]alkylene ether (generic) (P-81-0313) | 1800711 | 112740
Methacrylamido-substituted-polyalkylammonium chloride (generic) (P-81-0316) | 1800713 | 112741
Polymer of substituted acrylic acid and methacrylamido-substituted-polyalkylammonium chloride (generic) (P-81-0317) | 1800715 | 112742
Polymer of formaldehyde and substituted phenols (generic) (P-81-0318) | 1800717 | 112743
1,1'-Methylenebis[4-isocyanatocyclohexane], polymer with 1,3-benzenedicarboxylic acid, substituted alkane and 2-ethyl-2-(hydroxymethyl)-1,3-propanediol (generic) (P-81-0320) | 1800719 | 112744
1,3-Benzenedicarboxylic acid, polymer with substituted alkane and 2-ethyl-2-(hydroxymethyl)-1,3-propanediol (generic) (P-81-0321) | 1800721 | 112745
1,3-Benzenedicarboxylic acid, polymer with 2,2'-[1,2-ethanediylbis(oxy)]bis[ethanol], 1,6-hexanedioic acid and substituted alkane (generic) (P-81-0322) | 1800723 | 112746
2-Hydroxyethyl 2-propenoate, polymer with 1,1'-methylenebis[4-isocyanatocyclohexane] and 1,3-benzenedicarboxylic acid, polymer with substituted alkane, 1,6-hexanedioic acid and 1,2,3-propanetriol (generic) (P-81-0323) | 1800725 | 112747
High solids mixed phthalic-polyol polyester resin (generic) (P-81-0332) | 1800727 | 112748
2-Alkenamide, 2-methyl-N-(substituted-methoxy)- (generic) (P-81-0336) | 1800729 | 112749
Oxirane, (chloromethyl)-, polymer with 4,4'-(1-methylethylidene)bis[phenol] and disubstituted alkanoic acid (generic) (P-81-0337) | 1800731 | 112750
Polymer of formaldehyde, substituted diphenyl ether and alkylphenols (generic) (P-81-0340) | 1800733 | 112751
Benzenedicarboxylic acid, trisubstituted- (generic) (P-81-0342) | 1800735 | 112752
Oxalamide derivative (generic) (P-81-0350) | 1800737 | 112753
Epoxy urethane copolymer (generic) (P-81-0352) | 1800739 | 112754
Condensation polymer of hydroxybenzenesulfonic acid with formaldehyde and urea, reaction products with aniline, substituted-oxo-heteromonocycles, sodium bisulfite and N,N-bis(hydroxymethyl)urea (generic) (P-81-0355) | 1800741 | 112755
Aliphatic acid ester (generic) (P-81-0363) | 1800743 | 112756
Cycloaliphatic furan, tetrahydro (generic) (P-81-0364) | 1800745 | 112757
Metallic .beta.-diketonate (generic) (P-81-0368) | 1800747 | 112758
Aliphatic polyamide (generic) (P-81-0369) | 1800749 | 112759
Polyester diol of halogenated compound and polyethylene glycol (generic) (P-81-0371) | 1800751 | 112760
Substituted phenylbutenone (generic) (P-81-0381) | 1800753 | 112761
Polymer of disubstituted benzene, disubstituted benzene and substituted acrylic acid (generic) (P-81-0382) | 1800755 | 112762
Oxirane, polymer with toluene diisocyanate and polyalkylene glycol ethers (generic) (P-81-0388) | 1800757 | 112763
Polymer of acrylonitrile, methyl acrylate and substituted-alkyl methacrylate (generic) (P-81-0391) | 1800759 | 112764
Alkanols, reaction products with [(trialkoxysilyl)alkyl]benzenamine (generic) (P-81-0392) | 1800761 | 112765
Polymer of vinyl acetate and acrylate esters (generic) (P-81-0398) | 1800763 | 112766
Polyester of benzenecarboxylic acids and alkanediols (generic) (P-81-0411) | 1800765 | 112767
Polymeric alkenoic acid ester of substituted hydroxy alkyl, aryl ester (generic) (P-81-0412) | 1800767 | 112768
Acrylate-methacrylate copolymer (generic) (P-81-0413) | 1800769 | 112769
Polyalkylene glycols, polymer with hydroxyethyl acrylate, diisocyanato-alkyl-carbomonocycle and substituted cycloalkane (generic) (P-81-0417) | 1800771 | 112770
Nitropolyhaloalkylbenzenepolyamide (generic) (P-81-0418) | 1800773 | 112771
Bisphenol A-epichlorohydrin resin, polymer with styrene, acrylic acid and substituted acrylic acids (generic) (P-81-0421) | 1800775 | 112772
Acrylic acid, polymer with styrene and substituted acrylic acids (generic) (P-81-0422) | 1800777 | 112773
Alkenylsuccinic acid, monoester (generic) (P-81-0423) | 1800779 | 112774
Aromatic aliphatic branched polyester resin (generic) (P-81-0425) | 1800781 | 112775
Epoxidized glyceride, ether with polyoxyethylene (generic) (P-81-0427) | 1800783 | 112776
Substituted heteromonocyclic derivative of a substituted thioxantheno isoquinoline (generic) (P-81-0428) | 1800785 | 112777
Alkoxy-substituted-benzenamine (generic) (P-81-0430) | 1800787 | 112778
N-Phenylbenzenamine, disubstituted-, monohydrochloride (generic) (P-81-0431) | 1800789 | 112779
N-Phenylbenzenamine, disubstituted- (generic) (P-81-0432) | 1800791 | 112780
Disubstituted cyclohexenol (generic) (P-81-0434) | 1800793 | 112781
Polynitro polyhalo alkyl aniline (generic) (P-81-0437) | 1800795 | 112782
Substituted arylamino anthraquinone derivatives (generic) (P-81-0438) | 1800797 | 112783
Substituted 1,4-bis-arylaminoanthraquinone (generic) (P-81-0440) | 1800799 | 112784
Polydimethylsiloxane, alkyl and terpenyl substituted (generic) (P-81-0446) | 1800801 | 112785
Polyester based urethane (generic) (P-81-0447) | 1800803 | 112786
Phenolic derivative (generic) (P-81-0448) | 1800805 | 112787
Formaldehyde, polymer with alkylphenols (generic) (P-81-0453) | 1800807 | 112788
Substituted heteropolycycle (generic) (P-81-0460) | 1800809 | 112789
Polymer of alkyl acrylate, styrene and substituted styrene (generic) (P-81-0464) | 1800811 | 112790
Alkanedioic acid, (1-methyl-5-hydroxymethyl heteromonocycle) diester (generic) (P-81-0465) | 1800813 | 112791
Alkanedioic acid, bis(hydroxymethyl-heteromonocycle) ester (generic) (P-81-0466) | 1800815 | 112792
Urethane polymer (generic) (P-81-0471) | 1800817 | 112793
Oxoarylpolyhaloalkylbenzenealkylnitrile (generic) (P-81-0473) | 1800819 | 112794
Polyhaloalkylbenzenealkanoic acid ester (generic) (P-81-0474) | 1800821 | 112795
Tris(substituted alkyl) phosphate (generic) (P-81-0475) | 1800823 | 112796
Cationic acrylamide copolymer (generic) (P-81-0480) | 1800825 | 112797
Polymer of linear glycols, aliphatic dicarboxylic acid, and aromatic dicarboxylic acid (generic) (P-81-0481) | 1800827 | 112798
Polymer of linear glycols, aliphatic dicarboxylic acid, and aromatic di-(tri-)carboxylic acid (generic) (P-81-0482) | 1800829 | 112799
Polymer of phthalic anhydride, alkanepolyol and substituted alkanoate (generic) (P-81-0485) | 1800831 | 112800
Polyhaloalkylbenzene (generic) (P-81-0486) | 1800833 | 112801
Alkyl 2-methylpropanoate (generic) (P-81-0487) | 1800835 | 112802
Alkyl fatty acid, polymer with bisphenol A, epichlorohydrin, vegetable fatty acids, styrene and substituted acrylic acid (generic) (P-81-0489) | 1800837 | 112803
Polyalkylenepolyamine phosphonic acid, substituted amine salt (generic) (P-81-0491) | 1800839 | 112804
Co-polymeric organopolysiloxane (generic) (P-81-0493) | 1800841 | 112805
Polymer of alkylamines and aryl epoxides (generic) (P-81-0497) | 1800843 | 112806
Polyester of a substituted alkanediol and carbomonocyclic anhydride (generic) (P-81-0501) | 1800845 | 112807
Copolymer of alkyl acrylates and methacrylates (generic) (P-81-0503) | 1800847 | 112808
Isocyanate functional polyester (generic) (P-81-0507) | 1800849 | 112809
Polymer of dimethyl terephthalate, terephthalic acid and alkanepolyols (generic) (P-81-0508) | 1800851 | 112810
Substituted heteropolycycle (generic) (P-81-0512) | 1800853 | 112811
N-Alkyl halogenated benzylamine (generic) (P-81-0513) | 1800855 | 112812
Polymer of styrene and acrylic acid with substituted acrylates and methacrylates (generic) (P-81-0515) | 1800857 | 112813
Alkenyl tetracarboxylate (generic) (P-81-0517) | 1800859 | 112814
Oxepanone phthalate polymer (generic) (P-81-0518) | 1800861 | 112815
Polyisobutenylsuccinic acid, metal salt (generic) (P-81-0525) | 1800863 | 112816
Polymer of alkyl and polyfluoroalkyl acrylates (generic) (P-81-0529) | 1800865 | 112817
Tetrafunctional secondary aromatic amine (generic) (P-81-0532) | 1800867 | 112818
Titanium diisopropoxide disubstituted complex (generic) (P-81-0533) | 1800869 | 112819
Heteromonocycle modified fumarated rosin ester (generic) (P-81-0535) | 1800871 | 112820
Propanone, substituted-(dialkylphenyl)- (generic) (P-81-0542) | 1800873 | 112821
Succinimide of poly(alkene) and alkene/alkene copolymer (generic) (P-81-0552) | 1800875 | 112822
Organic acid salt of succinimide of poly(alkene) and alkene/alkene copolymer (generic) (P-81-0553) | 1800877 | 112823
Alkyl trithiocarbonate, metal salt (generic) (P-81-0554) | 1800879 | 112824
1,4-Diamino-9,10-dioxoanthracenesulfonic acid, substituted-, compound with alkanolamine (generic) (P-81-0570) | 1800881 | 112825
Acrylic resin (generic) (P-81-0573) | 1800883 | 112826
Polyurethane thermoplastic resin (generic) (P-81-0574) | 1800885 | 112827
Diamino-9,10-dioxoanthracenesulfonic acid, [(substituted)alkylphenyl]-, (generic) (P-81-0576) | 1800887 | 112828
Modified polyethylene oxide (generic) (P-81-0578) | 1800889 | 112829
Polyglycol styrene acrylic polymer (generic) (P-81-0579) | 1800891 | 112830
Polymer of substituted cyclohexyl isocyanate, dimethylolpropionic acid, amino-heteromonocycle, alkanediol, triethylamine, substituted alkanedioic acid, ethylenediamine and adipic acid (generic) (P-81-0582) | 1800893 | 112831
Polymer of vegetable oil, oleic acid and alkanepolyol (generic) (P-81-0583) | 1800895 | 112832
Alkanenitrile, (alkylthio)- (generic) (P-81-0591) | 1800897 | 112833
Tall oil/soya/safflower styrene/acrylic copolymer resin (generic) (P-81-0595) | 1800899 | 112834
Naphthalenetrisulfonic acid, [phenylenebis[imino(chloro-1,3,5-triazinediyl)imino[[substituted]phenylene]azo]]bis-, hexasodium salt (generic) (P-81-0596) | 1800901 | 112835
Dichroic tetra-azo ester dye (generic) (P-81-0600) | 1800903 | 112836
Dichroic tetra-azo dye (generic) (P-81-0601) | 1800905 | 112837
Modified polyurethane from a diisocyanate, substituted alkane diol and mixed polyether diols (generic) (P-81-0611) | 1800907 | 112838
Trisubstituted cellulose (generic) (P-81-0618) | 1800909 | 112839
Trisubstituted cellulose salt (generic) (P-81-0619) | 1800911 | 112840
Polymer of alkanepolyols, phthalic anhydride, benzenedicarboxylic acid and adipic acid (generic) (P-81-0621) | 1800913 | 112841
Modified polyester from trimethylolpropane, adipic acid and isophthalic acid (generic) (P-81-0624) | 1800915 | 112842
Blocked isocyanate (generic) (P-81-0625) | 1800917 | 112843
Poly(ester)-copoly(ether) (generic) (P-81-0630) | 1800919 | 112844
Polymer of mixed alkyl acrylates and methacrylates (generic) (P-81-0631) | 1800921 | 112845
Metal salt of the coupling product of amino naphthalene sulfonic acid and .beta.-oxynaphthoic acid (generic) (P-81-0635) | 1800923 | 112846
Metal salt of the coupling product of amino naphthalene sulfonic acid and beta-oxynaphthoic acid (generic) (P-81-0636) | 1800925 | 112847
Polymer of alkylene oxides, toluene diisocyanate and substituted methacrylate (generic) (P-81-0638) | 1800927 | 112848
Disubstituted phenol (generic) (P-81-0640) | 1800929 | 112849
Substituted tetradecanoic acid derivative (generic) (P-81-0641) | 1800931 | 112850
Organic salts of tertiary aliphatic amines (generic) (P-81-0645) | 1800933 | 112851
Tetrasubstituted benzenamine (generic) (P-81-0648) | 1800935 | 112852
Tetrasubstituted benzene (generic) (P-81-0651) | 1800937 | 112853
Halogenated Nitrotoluene derivative (generic) (P-81-0656) | 1800939 | 112854
Polymer of alkyl methacrylates, substituted-alkyl methacrylate and methacrylic acid (generic) (P-81-0675) | 1800941 | 112855
Polymer of styrene, alkyl methacrylates, acrylonitrile, acrylic acid derivatives and methacrylic acid (generic) (P-81-0676) | 1800943 | 112856
Polymer of acrylic acid and methacrylic acid derivatives (generic) (P-81-0677) | 1800945 | 112857
Polymer of acrylic acid, styrene, alkyl acrylate and methacrylic acid derivatives (generic) (P-81-0678) | 1800947 | 112858
Polymer of styrene, methacrylic acid derivatives, formaldehyde, methyl acrylate, melamine, hydroxyalkane and acrylonitrile (generic) (P-81-0679) | 1800949 | 112859
1,1'-Methylenebis(4-isocyanatocyclohexane), polymer with .epsilon.-caprolactone and, ethylene glycol derivative, 2-butanone oxime, and polyalkylhydroxy substituted heterocycle (generic) (P-81-0683) | 1800951 | 112860
Poly(oxy-1,2-ethanediyl), .alpha.-(haloalkyl)-.omega.-substituted- (generic) (P-82-0001) | 1800953 | 112861
Polymer of a dihalo alkene, an alkyl alkenoate, and a substituted alkyl alkenoate (generic) (P-82-0011) | 1800955 | 112862
Substituted polyhydroxy benzene derivative (generic) (P-82-0012) | 1800957 | 112863
Alkyl carbonate, polymer with alkanepolyol (generic) (P-82-0013) | 1800959 | 112864
Substituted cylic amide-aldehyde condensation product (generic) (P-82-0016) | 1800961 | 112865
Hydroxynaphthoic acid metal complex (generic) (P-82-0021) | 1800963 | 112866
Acrylic copolymer (generic) (P-82-0022) | 1800965 | 112867
Polyalkylenepolyamine oxoalkane derivative (generic) (P-82-0030) | 1800967 | 112868
Dichlorotriazinylamino-substituted sulfophenylazo-sulfonaphthalenyl-azo-benzene-disulfonic acid, tetrasodium salt (generic) (P-82-0032) | 1800969 | 112869
Aminoalkanoic acid, alkyl ester, substituted sulfonate salt (generic) (P-82-0037) | 1800971 | 112870
Vegetable oils, polymers with phthalic anhydride, glycerol, benzoicacid and substituted alkyl carbomonocycle (generic) (P-82-0038) | 1800973 | 112871
Caprolactone, polymer with polyethylene glycol, diisocyanato-alkyl-carbomonocycle and polyalkylenepolyamine oxoalkane derivative (generic) (P-82-0039) | 1800975 | 112872
Disubstituted benzene, lead salt (generic) (P-82-0043) | 1800977 | 112873
Substituted pyridinium bromide (generic) (P-82-0045) | 1800979 | 112874
Polymer of cycloalkene (generic) (P-82-0048) | 1800981 | 112875
Adipic acid, polymer with substituted alkanolamine, methylenebis(isocyanatocarbomonocycle], hydroxyethyl acrylate and polyalkylene glycols (generic) (P-82-0049) | 1800983 | 112876
Polymer of alkanedioic acid and polyalkylene glycols (generic) (P-82-0050) | 1800985 | 112877
Ethoxylated ethanol, alkanoic acid ester (generic) (P-82-0053) | 1800987 | 112878
Isophthalic acid, polymer with alkanepolyols, soya fatty acids and substituted benzene (generic) (P-82-0056) | 1800989 | 112879
Soya fatty acids, polymer with styrene, alkanepolyol, alkyl methacrylate, isophthalic acid and vegetable oil (generic) (P-82-0057) | 1800991 | 112880
Isophtalic acid, polymer with vegetable fatty acids, alkanepolyol and vegetable oil (generic) (P-82-0058) | 1800993 | 112881
Pyrazine, bis[[[[(alkyl sulfophenyl)azo, disulfo, hydroxy]naphthalenyl]amino, chloro]-1,3,5-triazin-2-yl]- (generic) (P-82-0059) | 1800995 | 112882
Caprolactam, polymer with alkylene oxides, disubstituted benzene and alkanepolyol (generic) (P-82-0061) | 1800997 | 112883
Hybrid urethane (generic) (P-82-0062) | 1800999 | 112884
Benzenesulfonamide, alkyl-, N-(substituted)- (generic) (P-82-0063) | 1801001 | 112885
Polyamide acrylic resin (generic) (P-82-0064) | 1801003 | 112886
Halogenated aryl alkl ether of a substituted hydroxy alkyl ester (generic) (P-82-0072) | 1801005 | 112887
Disubstituted benzene dialkanoate (generic) (P-82-0074) | 1801007 | 112888
Polymer of alkyl acrylates (generic) (P-82-0077) | 1801009 | 112889
Hydroxyalkane, [alkylthioxometallo)thio]- (generic) (P-82-0084) | 1801011 | 112890
Siloxanes and silicones, [(aminoalkyl)amino]alkyl Me, di-Me (generic) (P-82-0090) | 1801013 | 112891
Esterified copolymer of a vinyl compound and an unsaturated carboxylic acid (generic) (P-82-0129) | 1801015 | 112892
Disubstituted heteromonocycle (generic) (P-82-0136) | 1801017 | 112893
Oxiirane (chloromethyl)polymer with 2-(substituted) ethyl amine fractionation forecuts, methyl oxirane and oxirane (generic) (P-82-0140) | 1801019 | 112894
Phenylazo-alkylindoline derivative (generic) (P-82-0143) | 1801021 | 112895
Dimethylindole, (alkoxyphenyl)azomethylene (generic) (P-82-0144) | 1801023 | 112896
Toluene diisocyanate, polymer with alkanedioic acid, substituted amine, neopentyl glycol and substituted alkanediol (generic) (P-82-0145) | 1801025 | 112897
Organorhodium complex (generic) (P-82-0147) | 1801027 | 112898
Ethylene interpolymer (generic) (P-82-0148) | 1801029 | 112899
Disubstituted benzene (generic) (P-82-0167) | 1801031 | 112900
Polyurethane of substituted alkanols and a diisocyanate (generic) (P-82-0168) | 1801033 | 112901
Poly(difluoromethylene), .alpha.-fluoro-.omega.-[2-[(2-methyl-1-oxo-2-propenyl)oxy]ethyl]-, polymer with substituted-alkyl methacrylate (generic) (P-82-0169) | 1801035 | 112902
Substituted triazine-substituted carbopolycyclicdisazocarbomonocyclicdisulfonic acid, tetrasodium salt (generic) (P-82-0171) | 1801037 | 112903
Chromophore substituted poly (oxy alkylene) (generic) (P-82-0172) | 1801039 | 112904
Alkanoic acid, substituted-, polymer with acrylamide (generic) (P-82-0174) | 1801041 | 112905
Substituted acrylamide polymer (generic) (P-82-0174) | 1801043 | 112906
Silsesquioxanes, Me (oxiranylsubstituted) alkyl, polymers with silica (generic) (P-82-0176) | 1801045 | 112907
Epoxy functional polysiloxane/silica resin (generic) (P-82-0176) | 1801047 | 112908
Disubstituted butanamide (generic) (P-82-0178) | 1801049 | 112909
Substituted thioic acid ester salt (generic) (P-82-0179) | 1801051 | 112910
Disubstituted benzene (generic) (P-82-0180) | 1801053 | 112911
Substituted acetamide (generic) (P-82-0186) | 1801055 | 112912
Methacrylic acid, polymer with substituted alkyl methacrylates, hydroxyalkanoic acid, methyl methacrylate, ethyl acrylate and alkanethiol (generic) (P-82-0188) | 1801057 | 112913
Polyalkylene glycol alkyl glycidyl ether (generic) (P-82-0196) | 1801059 | 112914
Polyoxyalkylene aryl alkyl phenyl ether (generic) (P-82-0197) | 1801061 | 112915
Polymer of isophorone diisocyanate, alkanepolyol and substituted oxoalkane (generic) (P-82-0198) | 1801063 | 112916
Polyimidazoline derivative (generic) (P-82-0199) | 1801065 | 112917
Polymer of bisphenol A-epichlorohydrin resin, substituted acrylic acid and styrene (generic) (P-82-0203) | 1801067 | 112918
Alkylene oxide, polymer with hydroxypropyl acrylate, toluene diisocyanate and alkanepolyol (generic) (P-82-0205) | 1801069 | 112919
Polymer from disubstituted monocyclic and disubstituted alkanes (generic) (P-82-0209) | 1801071 | 112920
Disubstituted benzene (generic) (P-82-0210) | 1801073 | 112921
Disubstituted butanamide salt (generic) (P-82-0211) | 1801075 | 112922
Disubstituted benzene (generic) (P-82-0212) | 1801077 | 112923
Disubstituted benzene (generic) (P-82-0213) | 1801079 | 112924
Benzoxazolium, substituted-(sulfoalkyl)[[[(sulfoalkyl)-2(3H)-benzoxazolylidene]methyl]-1-butenyl]-, hydroxide, inner salt, metal salt (generic) (P-82-0214) | 1801081 | 112925
Halogenated silicon magnesium oxo-titanium alkoxides (generic) (P-82-0215) | 1801083 | 112926
Isophorone diisocyanate, polymer with alkanepolyol, hydroxyethyl acrylate and alkylene oxide (generic) (P-82-0219) | 1801085 | 112927
Disubstituted benzene (generic) (P-82-0221) | 1801087 | 112928
Disubstituted benzene (generic) (P-82-0222) | 1801089 | 112929
Polyester urethane (generic) (P-82-0223) | 1801091 | 112930
Naphthalenedisulfonic acid, [phenylenebis[imino(chloro-1,3,5-triazinediyl)imino]]bis[hydroxy[(substituted)azo]-, potassium salt (generic) (P-82-0226) | 1801093 | 112931
Lauryl sulfate salt of substituted -p-diazodiphenyl amine, polymer with formaldehyde (generic) (P-82-0231) | 1801095 | 112932
Thiophosphate (generic) (P-82-0232) | 1801097 | 112933
Organic salt of phosphorus (generic) (P-82-0233) | 1801099 | 112934
Polymethylenepolyphenylene isocyanate derivative, polymer with mixed alkylene oxides, alkanetriol and methylenebis[isocyanatobenzene] (generic) (P-82-0234) | 1801101 | 112935
Methyl-substituted-alkenol (generic) (P-82-0239) | 1801103 | 112936
Alkylalkadienol (generic) (P-82-0240) | 1801105 | 112937
Modified polyurethane (generic) (P-82-0245) | 1801107 | 112938
Polymer of alkanediols and a carbomonocyclic anhydride (generic) (P-82-0248) | 1801109 | 112939
Modified hydroxy functional acrylic copolymer (generic) (P-82-0249) | 1801111 | 112940
Isocyanate terminated polyester polyurethane prepolymer (generic) (P-82-0252) | 1801113 | 112941
Urethane polyether (generic) (P-82-0253) | 1801115 | 112942
Poly[(aminoalkylamino)alkylene oxide], aqueous solution (generic) (P-82-0256) | 1801117 | 112943
Heterocyclic-methoxyphenylazo substance (generic) (P-82-0258) | 1801119 | 112944
Alkyl carbonate, polymer with alkanepolyol (generic) (P-82-0259) | 1801121 | 112945
Disubstituted benzene (generic) (P-82-0260) | 1801123 | 112946
Heteropolycycle, compound with ethylhexanoic acid (generic) (P-82-0268) | 1801125 | 112947
Indole, dihydro[(alkylphenyl)azomethylene]dialkyl- (generic) (P-82-0272) | 1801127 | 112948
Saturated linear butylene mixed acids copolyester (generic) (P-82-0275) | 1801129 | 112949
Reaction product of methyl-ethyl-substituted-heteromonocycle and alkanetriol triacrylate (generic) (P-82-0276) | 1801131 | 112950
[(Substituted)phenyl]alkyl silsesquioxanes (generic) (P-82-0286) | 1801133 | 112951
Disubstituted benzene (generic) (P-82-0287) | 1801135 | 112952
Polymer of disubstituted acrylic acid, disubstituted benzene, and substituted acrylic acid (generic) (P-82-0288) | 1801137 | 112953
Disubstituted benzene (generic) (P-82-0290) | 1801139 | 112954
Copper, [29H,31H-phthalocyaninato(2-)-N29,N30,N31,N32]-,[[[(aminochloro-1,3,5-triazinyl)amino]-substituted]amino]substituted sulfo derivatives, alkali metal salt (generic) (P-82-0291) | 1801141 | 112955
Metallic beta diketonate (generic) (P-82-0294) | 1801143 | 112956
9,10-Anthracenedione sulfonic acid, sodium salt (generic) (P-82-0296) | 1801145 | 112957
Polymer of alkyl acrylate and acrylamide (generic) (P-82-0298) | 1801147 | 112958
Styrene, polymer with substituted alkyl methacrylates, butyl acrylate, methyl methacrylate, alkylaminoalkanol and alkanethiol (generic) (P-82-0301) | 1801149 | 112959
Quaternary amine functional polyether urethane modified polyglycidyl ether of bisphenol A (generic) (P-82-0304) | 1801151 | 112960
Disubstituted benzenamine (generic) (P-82-0306) | 1801153 | 112961
Cationic substituted acid amide (generic) (P-82-0309) | 1801155 | 112962
Cationic substituted acid amide polymer (generic) (P-82-0310) | 1801157 | 112963
Alkenylamino alkyl dioxolane (generic) (P-82-0311) | 1801159 | 112964
Dihaloethyl acetate (generic) (P-82-0312) | 1801161 | 112965
Polymer of acrylic acid, butyl methacrylate, hydroxyethyl methacrylate, lauryl methacrylate, methyl methacrylate (generic) (P-82-0314) | 1801163 | 112966
Metal alkanoate (generic) (P-82-0317) | 1801165 | 112967
Alkyl oligoglycosides (generic) (P-82-0319) | 1801167 | 112968
Benzenedicarboxylic acids, polymer with alkanedioic acid, trimethylolpropane, dimethyl alkanedioate and alkanediol (generic) (P-82-0321) | 1801169 | 112969
Styrene acrylate copolymer (generic) (P-82-0322) | 1801171 | 112970
Triaminohydroxyanthracenedione, disubstituted- (generic) (P-82-0327) | 1801173 | 112971
Poly[(aminoalkylamino) alkylene oxide] (generic) (P-82-0329) | 1801175 | 112972
Polymer of vinyl acetate, alkyl acrylates and butenedioic acid monoalkyl ester (generic) (P-82-0330) | 1801177 | 112973
Nitrophenyl amide (generic) (P-82-0331) | 1801179 | 112974
Aminophenyl amide (generic) (P-82-0332) | 1801181 | 112975
Polyacrylate (generic) (P-82-0333) | 1801183 | 112976
5-Chloro-4-nitro-2-substituted aryloxydimethylaniline (generic) (P-82-0334) | 1801185 | 112977
2-Chloro-4-(N,N-dimethylamino)-5-substituted aryloxydiazonium tetrafluoroborate (generic) (P-82-0336) | 1801187 | 112978
5-Chloro-2-substituted aryloxydimethylaniline (generic) (P-82-0337) | 1801189 | 112979
Disubstituted triazolidine (generic) (P-82-0338) | 1801191 | 112980
Disubstituted triazolidine salt (generic) (P-82-0339) | 1801193 | 112981
Urea/carbamate elastomer (generic) (P-82-0348) | 1801195 | 112982
Anthracenesulfonic acid, [(substituted)amino]-9,10-dioxo-, compd. with substituted amine (generic) (P-82-0349) | 1801197 | 112983
Substituted phenyl-pyrimidin-one (generic) (P-82-0353) | 1801199 | 112984
Disubstituted phenyl-pyrimidin-one (generic) (P-82-0354) | 1801201 | 112985
Heteropolycycle, dialkyl-[(oxo-phenyl-substituted-pyrimidin-yl)alkenyl]-, compound with toluenesulfonic acid (generic) (P-82-0355) | 1801203 | 112986
Polymer of 1,4-benzenedicarboxylic acid dimethyl ester, dihydroxyalkane, 1,6-hexanediol and polybutylene glycol (generic) (P-82-0356) | 1801205 | 112987
2,5-Diisopropoxy-4-morpholinobenzenediazonium aryl sulfonic acid salt (generic) (P-82-0357) | 1801207 | 112988
Modified phenoxy-S resin (generic) (P-82-0358) | 1801209 | 112989
Polyester resin (generic) (P-82-0359) | 1801211 | 112990
Polymer of alkoxylated alkanepolyol, caprolactam and disubstituted benzene (generic) (P-82-0363) | 1801213 | 112991
Siloxanes and silicones, methyl substituted, alkoxy terminated (generic) (P-82-0368) | 1801215 | 112992
Polymer of dimethyl terephthalate, alkanepolyols and phthalic anhydride (generic) (P-82-0369) | 1801217 | 112993
Polymer of dimethyl terephthalate, alkanepolyols, phthalic anhydride and alkanedioic acid (generic) (P-82-0370) | 1801219 | 112994
Hybrid urethane (generic) (P-82-0377) | 1801221 | 112995
Polymer of alkenoic acid alkyl esters, 2-propenoic acid and 2-propenoic acid, 2-methyl (generic) (P-82-0382) | 1801223 | 112996
Brominated xylenol (generic) (P-82-0383) | 1801225 | 112997
Bis[bromoxylenol]sulfide (generic) (P-82-0384) | 1801227 | 112998
Bis[xylenol]sulfide (generic) (P-82-0385) | 1801229 | 112999
Bis[[[[[(substituted-phenyl)azo]hydroxyphenyl]methylene]amino]benzoato]-, sodium, metal complex (generic) (P-82-0386) | 1801231 | 113000
Formaldehyde, polymer with alkylphenols (generic) (P-82-0391) | 1801233 | 113001
Hydroxy ethyl ester substituted polybis imide of pyromellitic dianhydride (generic) (P-82-0392) | 1801235 | 113002
Polymer of diisocyanato-alkyl-carbomonocycle, hydroxyethyl acrylate, substituted cycloalkane and polybutylene glycol (generic) (P-82-0394) | 1801237 | 113003
Substituted oxirane reacted with polyalkylene glycol (generic) (P-82-0396) | 1801239 | 113004
Tetra tosylate porphine (generic) (P-82-0408) | 1801241 | 113005
Mixed metal hydroxide (generic) (P-82-0411) | 1801243 | 113006
Polymer of benzenedicarboxylic acid, alkanediols and trimethylolpropane (generic) (P-82-0414) | 1801245 | 113007
Polymer of disubstituted alkanes, caprolactone, trimethylolpropane and benzenedicarboxylic acid (generic) (P-82-0416) | 1801247 | 113008
Hydrogen bis[1-[(3,5-disubstituted-2-hydroxyphenyl)azo]-3-(monosubstituted)-2-naphthalenolato(2-)1chromate(1-) (generic) (P-82-0418) | 1801249 | 113009
Polymer of alkyl acrylates and acrylamide (generic) (P-82-0419) | 1801251 | 113010
Polyhaloalkoxyalkylphenone (generic) (P-82-0423) | 1801253 | 113011
Alkoxylated aliphatic glycol (generic) (P-82-0427) | 1801255 | 113012
Acrylated alkoxylated aliphatic glycol (generic) (P-82-0428) | 1801257 | 113013
Ethoxylated molybdenum amine (generic) (P-82-0429) | 1801259 | 113014
Poly[oxy(methyl-1,2-ethanediyl)]aliphatic ether amide of dialkenoicacid (generic) (P-82-0435) | 1801261 | 113015
Aromatic amine ester (generic) (P-82-0438) | 1801263 | 113016
Sulfonated phenyl arsine dibromide (generic) (P-82-0439) | 1801265 | 113017
Alkylphenol formaldehyde, alkanolamine, alkylene oxides reaction product (generic) (P-82-0441) | 1801267 | 113018
Polymer of tall oil fatty acids, polyalkylene glycol ethers, benzenedicarboxylic acid, alkanepolyol and trimellitic anhydride (generic) (P-82-0442) | 1801269 | 113019
Alkyl ether polyol modified alkyd (generic) (P-82-0442) | 1801271 | 113020
Poly(alkoxysilylalkyl)amine (generic) (P-82-0450) | 1801273 | 113021
Benzoxazole oxazolidinone (generic) (P-82-0452) | 1801275 | 113022
Benzoxazolium salt (generic) (P-82-0453) | 1801277 | 113023
Vegetable oil fatty acids, polymer with alkanepolyols, benzoic acid, substituted alkanoic acid, maleic anhydride, butyl acrylate, benzenedicarboxylic acid and acrylic acid (generic) (P-82-0457) | 1801279 | 113024
Alkyl fatty acid, polymer with alkanepolyols and phthalic anhydride (generic) (P-82-0458) | 1801281 | 113025
2-Hydroxy-3-naphthoic acid N-aryl amine (generic) (P-82-0464) | 1801283 | 113026
Benzenemethanaminium, N,N,N-trialkyl-, halide (generic) (P-82-0465) | 1801285 | 113027
Aromatic aliphatic branched polyester resin (generic) (P-82-0467) | 1801287 | 113028
Calcium salt of substituted amino acid (generic) (P-82-0478) | 1801289 | 113029
Heteropolycyclic(dihydroxyheteropolycycle) (generic) (P-82-0479) | 1801291 | 113030
Acrylic acid, alkanediyl and alkyl esters (generic) (P-82-0480) | 1801293 | 113031
Blocked urethane polymer (generic) (P-82-0481) | 1801295 | 113032
Phosphorodithioic acid, dialkyl ester, amine salt (generic) (P-82-0484) | 1801297 | 113033
Chlorotriazine modified copper phthalocyanine, sodium salt (generic) (P-82-0485) | 1801299 | 113034
Phosphoric acid, alkyl and hydroxyalkyl methacrylate esters (generic) (P-82-0486) | 1801301 | 113035
Polyethylene glycol ester of disubstituted-carboxycycloalkene, sulfurized (generic) (P-82-0489) | 1801303 | 113036
Substituted dithioic acid salt (generic) (P-82-0493) | 1801305 | 113037
Modified acrylic resin (generic) (P-82-0496) | 1801307 | 113038
Substituted pentenedioate (generic) (P-82-0501) | 1801309 | 113039
N,N,N-Trialkylalkanaminium chloride, reaction products with diazotized dichlorobenzidine, acetoacetanilide and substituted acetoacetanilide (generic) (P-82-0502) | 1801311 | 113040
Polymer of vinyl halides, alkyl acrylate, alkyl methacrylate and acrylic acid (generic) (P-82-0503) | 1801313 | 113041
Substituted isothiocyanate (generic) (P-82-0507) | 1801315 | 113042
2-Propenoic acid, 2-methyl-, [phenyl-substituted]ethyl ester (generic) (P-82-0512) | 1801317 | 113043
Cuprate, [[[[[[(5-chloro-2,6-difluoro-4-pyrimidinyl)amino]-2-hydroxy-5-sulfophenyl]azo]-substituted]azo]-substituted]-, sodium salt (generic) (P-82-0518) | 1801319 | 113044
Polyalkoxypolyalkylsilylalkanepolyamine, reaction products with methyl carbamate (generic) (P-82-0522) | 1801321 | 113045
Salt of polyhydroxystearic acid and polyethyleneimine (generic) (P-82-0524) | 1801323 | 113046
Mixed alkenyl maleate, alkanolamine salt (generic) (P-82-0529) | 1801325 | 113047
Acidic aliphatic ester (generic) (P-82-0530) | 1801327 | 113048
Polyhydroxylated diisocyanate (generic) (P-82-0533) | 1801329 | 113049
Polyether urethane (generic) (P-82-0534) | 1801331 | 113050
Amide/amine salt of dicarboxylic acid (generic) (P-82-0537) | 1801333 | 113051
Terephthalate polyester with dialkylene glycols and glycerine (generic) (P-82-0539) | 1801335 | 113052
Citric acid ester (generic) (P-82-0542) | 1801337 | 113053
Dioctyl butenedioate ester (generic) (P-82-0543) | 1801339 | 113054
Styrene, polymer with vegetable oil fatty acids, butyl methacrylate, substituted-benzene and methacrylic acid ester derivative (generic) (P-82-0547) | 1801341 | 113055
Sulfoaryl disazo substituted naphthalene sulfonic acid salt (generic) (P-82-0550) | 1801343 | 113056
Sulfoaryl disazo substituted naphthalene sulfonic acid salt (generic) (P-82-0552) | 1801345 | 113057
Acetamidodimethylsiloxane (generic) (P-82-0558) | 1801347 | 113058
Disubstituted benzene (generic) (P-82-0559) | 1801349 | 113059
Hexamethylene diisocyanate, polymer with substituted alkyl alkanoates and phenol, sodium salt (generic) (P-82-0560) | 1801351 | 113060
Aliphatic oligoacrylate oligopropionate (generic) (P-82-0564) | 1801353 | 113061
Alkenyl alkanoate ester (generic) (P-82-0565) | 1801355 | 113062
Chromophore substituted poly(oxyalkylene) (generic) (P-82-0568) | 1801357 | 113063
Polymer of substituted phenol, hydroxystearic acid and epichlorohydrin (generic) (P-82-0569) | 1801359 | 113064
Epoxidized aliphatic acid (generic) (P-82-0569) | 1801361 | 113065
Organophosphorous compound (generic) (P-82-0572) | 1801363 | 113066
Pentasubstituted pentanamide salt (generic) (P-82-0573) | 1801365 | 113067
Unsaturated polyester (generic) (P-82-0577) | 1801367 | 113068
Vegetable oil, polymer with trisubstituted isocyanurate, maleic anhydride, alkanolamine and phthalic anhydride (generic) (P-82-0579) | 1801369 | 113069
N-alkyl-1,3-diamine propane salt of mixed mono & dialkyl hydrogen phosphate (generic) (P-82-0581) | 1801371 | 113070
N-alkyl-1,3-diamine propane salt of mixed mono & dialkyl hydrogen phosphate (generic) (P-82-0582) | 1801373 | 113071
N-alkyl-1,3-diamine propane salt of mixed mono and dialkyl hydrogenphosphate (generic) (P-82-0583) | 1801375 | 113072
Alkylbenzenesulfonic acid compound with dialkyl fatty amine (generic) (P-82-0588) | 1801377 | 113073
Alkyl fatty acid derivative, alkyl ester (generic) (P-82-0590) | 1801379 | 113074
Alkanedioic acid, polymer with benzenedicarboxylic acid, alkanediols, trimethylolpropane and phthalic anhydride (generic) (P-82-0592) | 1801381 | 113075
Polymer of alkanediols, neopentyl glycol and benzenedicarboxylic acid (generic) (P-82-0593) | 1801383 | 113076
Polymer of alkyl methacrylate and hydroxyalkyl methacrylate (generic) (P-82-0594) | 1801385 | 113077
Mixed glycol oligoesters of mixed dicarboxylic acids (generic) (P-82-0602) | 1801387 | 113078
Stearyl methacrylate copolymer (generic) (P-82-0637) | 1801389 | 113079
Polyacrylate copolymer (generic) (P-82-0639) | 1801391 | 113080
Polyalkylene glycol, reaction products with alkane oxide (generic) (P-82-0644) | 1801393 | 113081
Condensate of formaldehyde and an organic base (generic) (P-82-0645) | 1801395 | 113082
Cobaltate, [[[(hydroxynitrophenyl)azo]methyl-5-oxo-1H-pyrazolyl]benzenesulfonato][[[(hydroxynitrophenyl)azo]-5-oxo-1H-pyrazolyl]substituted]-, sodium salt (generic) (P-82-0646) | 1801397 | 113083
(Benzoquinolinyl)-(alkylimidazolyl)indenedione deriv., compd. with alkanoic acid (generic) (P-82-0647) | 1801399 | 113084
(Benzoquinolinyl)(alkylimidazolyl)indenedione deriv., compd. with substituted amine (generic) (P-82-0648) | 1801401 | 113085
Pentasubstituted pentanamide (generic) (P-82-0650) | 1801403 | 113086
Copper, [29H,31H-phthalocyaninato(2-)-N29,N30,N31,N32]-, [substituted]sulfonyl derivs., halides (generic) (P-82-0651) | 1801405 | 113087
Copper, [29H,31H-phthalocyaninato(2-)-N29,N30,N31,N32]-, [substituted]sulfonyl derivs., alkanoate salts (generic) (P-82-0652) | 1801407 | 113088
Polymer of disubstituted benzenes and disubstituted alkane (generic) (P-82-0656) | 1801409 | 113089
Sulfonated vinylic polymer (generic) (P-82-0657) | 1801411 | 113090
Oxoheteromonocycle, polymer with substituted alkanediols, toluene diisocyanate, methanol methylenebis[isocyanatobenzene] and 1,4-butanediol (generic) (P-82-0661) | 1801413 | 113091
Toluene diisocyanate polymer with substituted alkanediol, oxoheteromoncycle, alkylamine and 1,4-butanediol (generic) (P-82-0662) | 1801415 | 113092
Polymer of hydroxyalkyl acrylate, substituted alkanediol and toluene diisocyanate (generic) (P-82-0663) | 1801417 | 113093
4-Hydroxy-N-[(substituted)alkyl]-3-nitrobenzenesulfonamide (generic) (P-82-0664) | 1801419 | 113094
Benzenesulfoamide, 3-amino-4-hydroxy-N-[(substituted)alkyl]-, hydrochloride (generic) (P-82-0665) | 1801421 | 113095
Cyclic aldehyde (generic) (P-82-0667) | 1801423 | 113096
Unsaturated polyester with halogenated glycol (generic) (P-82-0669) | 1801425 | 113097
Oxirane polymer of isocyanic acid ester (generic) (P-82-0670) | 1801427 | 113098
Vinyl chloride-ethylene copolymer (generic) (P-82-0671) | 1801429 | 113099
Alkanoic acid derivative, compd. with polyalkylenepolyamine and succinic anhydride polyisobutylene derivatives (generic) (P-82-0673) | 1801431 | 113100
Isocyanate terminated polyester-ether polyurethane prepolymer (generic) (P-82-0675) | 1801433 | 113101
Chromate, bis[[(4,5-dihydromethyl-5-oxophenyl-1H-pyrazolyl)azo]-substituted-phenolato]-, hydrogen, compd. with substituted alkane complex (generic) (P-82-0677) | 1801435 | 113102
Chromate, bis[[(4,5-dihydromethyl-5-oxo-1H-pyrazolyl)azo](substituted)naphthalenolato]-, substituted alkane complex (generic) (P-82-0681) | 1801437 | 113103
Polyester from an alkanedioic acid, carbomonocyclic anhydride and substituted alkane diols (generic) (P-82-0682) | 1801439 | 113104
Halogenated ketone (generic) (P-82-0683) | 1801441 | 113105
Disubstituted-1-naphtol (generic) (P-82-0686) | 1801443 | 113106
Bis[(substituted)[[hydroxy(methylsulfonyl)phenyl]azo]methylpyrazolonato]-, metal complex, compound with alkanamine (generic) (P-82-0690) | 1801445 | 113107
Polymer of ethylene, alkyl acrylate and substituted alkyl methacrylate (generic) (P-82-0691) | 1801447 | 113108
Naphthalenedisulfonic acid, [substituted bis[(chloro-1,3,5-triazinediyl)imino[substituted-phenylene]azo]]bis-, tetrasodium salt (generic) (P-82-0701) | 1801449 | 113109
Cuprate, [[3,3'-azoxybis[[[3-hydroxy-[(substituted)azo]phenyl]azo]-substituted]benzenesulfonato]]di-, sodium salt (generic) (P-82-0702) | 1801451 | 113110
Reaction product of coco glycerides, sulfur, and polyalkylene-substituted phenol condensation product with aldehyde and mixed amines (generic) (P-82-0703) | 1801453 | 113111
Reaction product of carboxylic acid, sulfur, and polyalkylene-substituted phenol condensation product with aldehyde and mixed amines (generic) (P-82-0704) | 1801455 | 113112
Epoxy urethane (generic) (P-82-0705) | 1801457 | 113113
Metal complex of bis[(dihydromethyloxophenyl-1H-pyrazol-4-yl)azo]hydroxynitrobenzenesulfonato(3-)-, trisodium (generic) (P-82-0706) | 1801459 | 113114
Neutralized reaction product of an alkanedioic acid and substitutedalkanes (generic) (P-82-0707) | 1801461 | 113115
Ester of diazo-naphthoquinone (generic) (P-82-0708) | 1801463 | 113116
Polymer of styrene, substituted styrene, and substituted methacrylate salt (generic) (P-83-0002) | 1801465 | 113117
Disubstituted propane (generic) (P-83-0003) | 1801467 | 113118
Substituted propene (generic) (P-83-0004) | 1801469 | 113119
Oxo-alkyl-alkanoic acid, alkyl ester (generic) (P-83-0005) | 1801471 | 113120
Oxo-alkyl-heteromonocycle (generic) (P-83-0006) | 1801473 | 113121
Oxo-alkyl-heteromonocycle (generic) (P-83-0007) | 1801475 | 113122
Bis[alkyl] polysulfide, halomethylated (generic) (P-83-0009) | 1801477 | 113123
2,7-Napthalenedisulfonic acid, 4-amino-3-[[4-[[4-[(2,4-diamino-5-methylphenyl)azo]phenyl]substituted]phenyl]azo]-5-hydroxy-6-[(substituted-phenyl)azo]-, disodium salt (generic) (P-83-0012) | 1801479 | 113124
Poly(alkoxysilylalkyl)amine, reaction products with polyalkylhydroxysiloxanes and silicones (generic) (P-83-0013) | 1801481 | 113125
Di(disubstituted naphthyl)polyheterocycle (generic) (P-83-0018) | 1801483 | 113126
Benzoic acid, [halogenated alkylphenoxy]-, substituted ethyl ester (generic) (P-83-0019) | 1801485 | 113127
[Halogenated alkylphenoxy]alkylbenzene (generic) (P-83-0020) | 1801487 | 113128
Trisubstituted azo naphthol disulfonic acid (generic) (P-83-0021) | 1801489 | 113129
Alkyl-dicarbomonocycle phosphine (generic) (P-83-0029) | 1801491 | 113130
Disubstituted naphthalene (generic) (P-83-0030) | 1801493 | 113131
Toluene diisocyanate, polymer with substituted alkylamines, neopentyl glycol, hydrazine, substituted alkanediol, alkanedioic acid and butanediol (generic) (P-83-0032) | 1801495 | 113132
Benzenesulfonic acid, [(hydroxynaphthalenyl)azo]-, substituted amine salt (generic) (P-83-0035) | 1801497 | 113133
Alkylbenzenesulfonic acid, [(hydroxynaphthalenyl)azo]-, subsituted amine salt (generic) (P-83-0038) | 1801499 | 113134
Alkylalkylenediamine, alkoxylated, reaction products with sulfamic acid (generic) (P-83-0051) | 1801501 | 113135
Cobaltate, bis[hydroxy-substituted-[[oxo[(phenylamino)carbonyl]propyl]azo]benzenesulfonato]-, hydrogen, compd. with alkanolamine (generic) (P-83-0053) | 1801503 | 113136
Iron, [[methylenebis[(dihydroxyphenylene)azo]]bis[substituted-phenolato]]-, sulfate salt (generic) (P-83-0054) | 1801505 | 113137
Disubstituted benzothiazole (generic) (P-83-0061) | 1801507 | 113138
Disubstituted benzothiazole salt (generic) (P-83-0062) | 1801509 | 113139
Polymer of disubstituted propenoates (generic) (P-83-0065) | 1801511 | 113140
Alkylated isopropylbenzene (generic) (P-83-0068) | 1801513 | 113141
Disubstituted-alkylcyclohexene, reaction products with ammonia, 1,2-dichloroethane distillation residues (generic) (P-83-0069) | 1801515 | 113142
Polymer of dimethyl terephthalate, alkanepolyols, trimellitic anhydride and alkanedioic acid (generic) (P-83-0070) | 1801517 | 113143
Mercaptoalkylsilane (generic) (P-83-0086) | 1801519 | 113144
Siloxanes and silicones, dimethyl, methyl (mercaptoalkyl), trimethyl endblocked (generic) (P-83-0087) | 1801521 | 113145
Fatty acids, C18-unsatd., dimers, polymers with ethylenediamine, diamine and monocarboxylic acids (generic) (P-83-0088) | 1801523 | 113146
Poly(difluoromethylene), .alpha.-fluoro-.omega.-[2-[(2-methyl-1-oxo-2-propenyl)oxy]ethyl]-, polymer with disubstitutedalkyl methacrylate (generic) (P-83-0090) | 1801525 | 113147
Halogenated dioxoheteropolycycle, polymer with alkylene glycols, maleic anhydride and neopentyl glycol (generic) (P-83-0092) | 1801527 | 113148
Polyester polycarboxylate salt (generic) (P-83-0093) | 1801529 | 113149
Trisubstituted benzothiazole salt (generic) (P-83-0095) | 1801531 | 113150
Formaldehyde, polymer with alkylphenol and phenol, substituted naphthalenesulfonate (generic) (P-83-0099) | 1801533 | 113151
Styrene, polymer with substituted acrylamide and substituted acrylic acid (generic) (P-83-0100) | 1801535 | 113152
Polymer of benzoic acid, alkanepolyols, substituted alkanoic acid, benzenedicarboxylic acid, maleic anhydride and vegetable oil fatty acids (generic) (P-83-0108) | 1801537 | 113153
Benzenesulfonic acid, 4-[[[[[[4-[[2-(sulfooxy)ethyl]sulfonyl]phenyl]amino]-substituted]amino]azo]-3-carboxy-5-hydroxy-1H-pyrazol-1-yl]-, sodium salt (generic) (P-83-0113) | 1801539 | 113154
Cuprate(4-), [[[chloro[(substituted)amino]-1,3,5-triazinyl]amino]hydroxy[[hydroxy[[2-(sulfooxy)ethyl]sulfonyl]phenyl]azo]naphthalenedisulfonato(6-)]-, sodium salt (generic) (P-83-0114) | 1801541 | 113155
Polymeric polyamidoamine (generic) (P-83-0118) | 1801543 | 113156
Polymer of phthalic anhydride, alkylene oxide and polyalkylene glycol (generic) (P-83-0119) | 1801545 | 113157
Reaction product of isomeric mixture of monosubstituted dioxocarbopolycyclic compound with sulfur (generic) (P-83-0120) | 1801547 | 113158
Acrylic copolymer (generic) (P-83-0127) | 1801549 | 113159
Organo zinc salt (generic) (P-83-0128) | 1801551 | 113160
[Alkyl(pyrimidinonyl)azophenyl]benzothiazole deriv. with methylol(alkylimidazolyl) compound with sulfamic acid (generic) (P-83-0236) | 1801553 | 113161
Polyamide (generic) (P-83-0238) | 1801555 | 113162
Adipic acid, polymer with alkanediol, phthalic anhydride and diisocyanato-substituted-alkane (generic) (P-83-0239) | 1801557 | 113163
Polyester polycarboxylate salt (generic) (P-83-0241) | 1801559 | 113164
Copper phthalocyanine, [(hydroxyethyl)methylimidazolium-yl]methyl derivs., compds. with methoxyacetic acid (generic) (P-83-0243) | 1801561 | 113165
Rosin, maleated, polymer with a polyol and modifiers (generic) (P-83-0253) | 1801563 | 113166
Copolymer of ethenyl heterocycle and substituted, ethenyl benzene (generic) (P-83-0257) | 1801565 | 113167
Zinc salt of modified rosin pentaerythritol ester (generic) (P-83-0260) | 1801567 | 113168
Halogenated aromatic nitrogenous compound (generic) (P-83-0262) | 1801569 | 113169
Reaction product of dioxoalkane and substituted polysulfide (generic) (P-83-0263) | 1801571 | 113170
Substituted alkyl polyalkylene oxy quaternary ammonium chloride compound (generic) (P-83-0265) | 1801573 | 113171
Polymer of polyalkoxysilylalkyl acetate, alkyl alkanoate and titanium alkoxide (generic) (P-83-0266) | 1801575 | 113172
Benzenesulfonic acid, azobis[(nitrosulfophenyl)alkenyl]-, compd. with alkanolamine (generic) (P-83-0268) | 1801577 | 113173
Naphthalenedisulfonic acid, [[[4-chloro-6-[(sulfophenyl)amino]-1,3,5-triazinyl]substituted-naphthalenyl]azo]-, alkali metal salts (generic) (P-83-0269) | 1801581 | 113175
Copper phthalocyanine, substituted-aminosulfonyl sulfo derivatives,alkali metal salt (generic) (P-83-0270) | 1801583 | 113176
Di(polyhaloplatinum)bis(alkene) complex (generic) (P-83-0271) | 1801585 | 113177
Cyclopolysiloxane, polyalkyl-, reaction products with dichloromethyl[substituted]silane (generic) (P-83-0283) | 1801587 | 113178
Caprolactone, polymer with alkanetriol and bis(epoxyalkyl) derivative (generic) (P-83-0284) | 1801589 | 113179
Asphalt styrenated resin (generic) (P-83-0290) | 1801591 | 113180
Vinylic copolymer (generic) (P-83-0291) | 1801593 | 113181
N-Substituted-N-mixed alkoxypropylmaleamic acid derivatives (generic) (P-83-0292) | 1801595 | 113182
Organophosphorous compound (generic) (P-83-0294) | 1801597 | 113183
Organosulfur compound (generic) (P-83-0295) | 1801599 | 113184
Maleated rosin, reaction products with vegetable oil and vegetable oil derivative, mixed metal salts (generic) (P-83-0296) | 1801601 | 113185
(Substituted) anthracenylimino (substituted) carbomonocyclic acid alkylamine salt (generic) (P-83-0297) | 1801603 | 113186
Toluene alkylate (generic) (P-83-0298) | 1801605 | 113187
Polyalkyl benzene sulfonate (generic) (P-83-0306) | 1801607 | 113188
Aromatic aliphatic branched polyester resin (generic) (P-83-0312) | 1801609 | 113189
Polymer of alkane polyols, alkane dioic acid and aromatic diacid (generic) (P-83-0313) | 1801611 | 113190
Polymer of isophorone diisocyanate, alkanepolyol, polyalkylene glycol, 1,6-hexanedioic acid, hydroxyalkyl acrylate, and benzenedicarboxylic acid (generic) (P-83-0317) | 1801613 | 113191
Styrene, polymer with alkyl methacrylates, substituted alkyl methacrylate and methacrylic acid (generic) (P-83-0318) | 1801615 | 113192
Mixed glycol oligoesters of mixed dicarboxylic acids (generic) (P-83-0321) | 1801617 | 113193
Bisphenol A, polymer with polyalkylenepolyamine oxoalkane derivative, alkylaminoalkanol and epichlorohydrin (generic) (P-83-0324) | 1801619 | 113194
Hexahydrophthalic anhydride, polymer with alkanepolyols and diisocyanato-substituted-alkane (generic) (P-83-0325) | 1801621 | 113195
Polymer of alkylphenol, methylenebis[isocyanatobenzene] and alkanepolyol (generic) (P-83-0327) | 1801623 | 113196
Styrene, polymer with alkanethiol, alkylamines, ethyl acrylate, substituted hydroxyalkane, methyl methacrylate, glycidyl methacrylate and hydroxyalkyl methacrylate (generic) (P-83-0328) | 1801625 | 113197
Substituted, [(aminohydroxydisulfonaphthalenyl)azo]-, sodium salt (generic) (P-83-0329) | 1801627 | 113198
Mercapto-alkyl-heteromonocycle (generic) (P-83-0344) | 1801629 | 113199
Alkyl thiocyanate (generic) (P-83-0345) | 1801631 | 113200
Methacrylic acid, alkanediyl and alkyl esters (generic) (P-83-0349) | 1801633 | 113201
Substituted aromatic secondary naphthalene amine (generic) (P-83-0355) | 1801635 | 113202
Amino-9,10-dioxoanthracenesulfonic acid, [[[chloro[(sulfophenyl)amino]-1,3,5-triazinyl]amino]-substituted]-, alkali metal salts (generic) (P-83-0356) | 1801637 | 113203
Isocyanate functional polyurethane derived from reaction of diisocyanate, polymeric ether glycols, polymeric aliphatic polyester glycols (generic) (P-83-0357) | 1801639 | 113204
Polymer of alkyl acrylate, alkyl methacrylate and alkyl vinyl ether (generic) (P-83-0362) | 1801641 | 113205
Polymer of styrene, alkyl methacrylates, hydroxyalkyl acrylate, oxoheteromonocycle, butyl alcohol and methylenebis[isocyanatocyclohexane] (generic) (P-83-0363) | 1801643 | 113206
Copper phthalocyanine, substituted sulfonamidato-lactate salts (generic) (P-83-0367) | 1801647 | 113208
Substituted, [[[[(sulfophenyl)amino]chloro-1,3,5-triazinyl]amino]sulfophenylazo](sulfophenyl)-, alkali metal salts (generic) (P-83-0368) | 1801649 | 113209
Pyrazoloquinazolinone, methyl[[(methylbenzothiazolyl)phenyl]azo]-, [(methylimidazolyl)methyl] deriv., compd. with alkanoic acid (generic) (P-83-0369) | 1801651 | 113210
Metal complexed substituted aromatic (generic) (P-83-0372) | 1801653 | 113211
Polymer of methylenebis[benzenamine] and substituted isocyanatoalkane (generic) (P-83-0373) | 1801655 | 113212
Dihalobenzene, alkylated (generic) (P-83-0375) | 1801657 | 113213
Dihalobenzene, alkylated (generic) (P-83-0377) | 1801659 | 113214
Methyl-methyleneimidazole deriv. of copper phthalocyanine, compd. with acetic acid (generic) (P-83-0378) | 1801661 | 113215
Methyl-methyleneimidazole deriv. of copper phthalocyanone, compd. with methoxyacetic acid (generic) (P-83-0379) | 1801663 | 113216
Dichlorodiethyldiindolotriphenodioxazine, [(methylimidazolyl)methylene] deriv., compd. with acetic acid (generic) (P-83-0380) | 1801665 | 113217
Dichlorodiethyldiindolotriphenodioxazine, [(methylimidazolyl)methylene] deriv., compd. with methoxyacetic acid (generic) (P-83-0381) | 1801667 | 113218
N-Substituted-N-mixed alkoxypropylmaleamic acid derivatives (generic) (P-83-0382) | 1801669 | 113219
N-Substituted-N-mixed alkoxypropylmaleamic acid derivatives (generic) (P-83-0383) | 1801671 | 113220
N-Substituted-N-mixed alkoxypropylmaleamic acid derivatives (generic) (P-83-0384) | 1801673 | 113221
N-Substituted-N-mixed alkoxypropylmaleamic acid derivatives (generic) (P-83-0385) | 1801675 | 113222
Disubstituted 4-amino-5-hydroxy-2,7-naphthalenedisulfonic acid, alkali metal salt (generic) (P-83-0386) | 1801677 | 113223
Polyester-imide resin (generic) (P-83-0390) | 1801679 | 113224
Aminohydroxynaphthalenedisulfonic acid, [[[(chloro-1,3,5-triazinyl)amino]sulfophenyl]azo][(substituted)azo]-, alkali metal salt (generic) (P-83-0391) | 1801681 | 113225
Vegetable oil, polymer with substituted alkanediol, benzoic acid, diisocyanato-substituted-alkane, 2,3-epoxypropyl neodecanoate, phthalic anhydride and alkanepolyol (generic) (P-83-0395) | 1801683 | 113226
Polyalkylenepolyamine phosphonic acid, alkylamine salt (generic) (P-83-0397) | 1801685 | 113227
Naphthalenetrisulfonic acid, chlorotriazinylamino-methoxymethylphenylazo, alkali metal salt (generic) (P-83-0401) | 1801687 | 113228
Polyalkylene oxide-aromatic diisocyanate prepolymer (generic) (P-83-0402) | 1801689 | 113229
Benzenesulfonic acid, aminochlorotriazinylaminocarboxychlorophenylpyrazolonylazo-, alkali metal salt (generic) (P-83-0406) | 1801691 | 113230
Substituted alkenoic acid ester polymer (generic) (P-83-0407) | 1801693 | 113231
Modified epoxy polymethacrylate resin (generic) (P-83-0413) | 1801695 | 113232
1,2-Ethanediylbis(4,1-phenyleneazo)[5,5'-bis[2,3,4,6-tetrasubstitutedheterocycle] (generic) (P-83-0414) | 1801697 | 113233
Naphthalenesulfonic acid, [[bis[substituted]-1,3,5-triazinyl]amino]hydroxy[[4-(phenylazo)phenyl]azo]- (generic) (P-83-0416) | 1801699 | 113234
Alkyldiamine (generic) (P-83-0417) | 1801701 | 113235
Aromatic polyamic acid (generic) (P-83-0422) | 1801703 | 113236
Copolymer, 50% diluted in TMPTA (generic) (P-83-0423) | 1801705 | 113237
Primary hydrogenated alkyl amine and silicone polymer (generic) (P-83-0424) | 1801707 | 113238
Thiacarbocyanine hydroxide, anhydro disulfoalkyl trialkyl compound with trialkylamine (1:1) (generic) (P-83-0429) | 1801709 | 113239
Polyester of aliphatic polyols, vegetable oil & aromatic dibasic acids (generic) (P-83-0430) | 1801711 | 113240
Substituted, [[[[disulfohydroxy[[[[(substituted)azo]naphthalenyl]amino]chloro-1,3,5-triazinyl]aminoethylamino]chloro-1,3,5-triazinyl]amino]hydroxydisulfonaphthalenylazo]-, alkali metal salts (generic) (P-83-0432) | 1801713 | 113241
Acrylate of polybutadiene (generic) (P-83-0435) | 1801715 | 113242
Chloroaromatic compound (generic) (P-83-0436) | 1801717 | 113243
Halogenated dioxoheteropolycycle, polymer with benzenedicarboxylic acid, alkanediol, maleic anhydride, neopentyl glycol and alkanolamine (generic) (P-83-0437) | 1801719 | 113244
Substituted, [[[[hydroxydisulfo[(sulfophenyl)azo]naphthalenyl]amino]chloro-1,3,5-triazinyl]amino]-, alkali metal salts (generic) (P-83-0438) | 1801721 | 113245
Tall oil fatty acids, polymer with alkane polyols, isobenzofurandione and substituted benzene (generic) (P-83-0442) | 1801723 | 113246
Polymer of isobenzofurandione, alkane diols, substituted alkanoic acid, benzene dicarboxylic acid, adipic acid (generic) (P-83-0444) | 1801725 | 113247
Acrylate copolymer salt (generic) (P-83-0445) | 1801727 | 113248
Aminohydroxynaphthalenedisulfonic acid, bis[[[[(substituted)amino]chloro-1,3,5-triazinyl]amino]sulfophenylazo]-, alkali metal salts (generic) (P-83-0451) | 1801729 | 113249
Bis[[[[[substituted]sulfophenylamino]chloro-1,3,5-triazinylamino]-1-hydroxy-3-sulfonaphthalenylazo]benzoato]-, chromium complex, alkali metal salts (generic) (P-83-0452) | 1801731 | 113250
Acetic acid, substituted-, hydroxy-alkanediyl ester (generic) (P-83-0458) | 1801733 | 113251
Succinate ester amide (generic) (P-83-0462) | 1801735 | 113252
Amino aliphatic propoxylate (generic) (P-83-0463) | 1801737 | 113253
Sodium sulfosuccinate of ethoxylated substituted phenol (generic) (P-83-0464) | 1801739 | 113254
Metal polyisobutenylsuccinate (generic) (P-83-0465) | 1801741 | 113255
Metal salt of saccharin (generic) (P-83-0471) | 1801743 | 113256
Chlorendic anhydride based alkyd polymer (generic) (P-83-0475) | 1801745 | 113257
Polyoxyalkylene monoalkyl ether phosphite (generic) (P-83-0477) | 1801747 | 113258
Polymer of bisphenol A-epichlorohydrin, mixed alkylene oxides, formaldehyde, polyalkylenepolyamine, alkylphenol and alkenoic acid (generic) (P-83-0478) | 1801749 | 113259
Naphthalenedisulfonic acid, [[[[(substituted)-chloro-1,3,5-triazinyl]amino]-substituted-phenyl]azo]-, disodium salt (generic) (P-83-0479) | 1801751 | 113260
Polymer of phthalic anhydride, alkanepolyol and alkyl heteromonocycle (generic) (P-83-0482) | 1801753 | 113261
Vegetable oil fatty acids, polymer with alkane polyols, benzene dicarboxylic acid, benzoic acid and benzene polycarboxylic acid derivative (generic) (P-83-0483) | 1801755 | 113262
Alkyl branched alkanoate (generic) (P-83-0485) | 1801757 | 113263
Modified coconut alkyd polymer (generic) (P-83-0490) | 1801759 | 113264
Sodium carboxyalkyl thiosulfate (generic) (P-83-0491) | 1801761 | 113265
Alkoxylated alcohol compounds (generic) (P-83-0493) | 1801763 | 113266
Propylene glycol compounds (generic) (P-83-0494) | 1801765 | 113267
Cuprate, [[(3,3'-dihydroxy[1,1'-biphenyl)-4,4'-diyl)bis(azo)]bis[[[bis[substituted]-1,3,5-triazinyl]amino]hydroxy-substituted]]di-, hydrogen, alkanoate salt (generic) (P-83-0495) | 1801767 | 113268
Polymer of alkylene glycol, substituted phthalic anhydride and polyalkylene glycol (generic) (P-83-0496) | 1801769 | 113269
Polymer of polyalkylene glycol, alkanediamine and (chloromethyl)oxirane (generic) (P-83-0498) | 1801771 | 113270
Aminoheterocyclyl branched alkane (generic) (P-83-0502) | 1801773 | 113271
Monocyclic sulfur derivative (generic) (P-83-0507) | 1801775 | 113272
Substituted benzenesulfonic acid (generic) (P-83-0508) | 1801777 | 113273
Polymer of substituted benzene, alkene and maleic anhydride (generic) (P-83-0515) | 1801779 | 113274
Polymer of benzenedicarboxylic acid, alkanepolyol and polyalkyleneglycols (generic) (P-83-0516) | 1801781 | 113275
Methylenebis(isocyanatocyclohexane), polymer with alkanepolyol, benzenedicarboxylic acid and polyalkylene glycols (generic) (P-83-0517) | 1801783 | 113276
Polyester polycarboxylate salt (generic) (P-83-0520) | 1801785 | 113277
Benzenedicarboxylic acid, bis[(substituted)alkyl] ester (generic) (P-83-0521) | 1801787 | 113278
Isocyanate-derived polyamide (generic) (P-83-0526) | 1801789 | 113279
Benzenedicarboxylic acid, polymer with urea and polyalkylenepolyamine derivative, halide salt (generic) (P-83-0529) | 1801791 | 113280
Benzenedicarboxylic acid, bis[[(substituted)alkoxy]alkyl] ester (generic) (P-83-0530) | 1801793 | 113281
Polymer of polyethyleneamines and dimethyl alkanedioates (generic) (P-83-0538) | 1801795 | 113282
Substituted aralkyl silane (generic) (P-83-0539) | 1801797 | 113283
Acrylic acid derivative, polymer with alkanediamine (generic) (P-83-0540) | 1801799 | 113284
Polymer of epichlorohydrin, dimethyl alkanedioates and polyethyleneamines (generic) (P-83-0543) | 1801801 | 113285
Unsaturated polyester (generic) (P-83-0544) | 1801803 | 113286
3H-Pyrazolone, 4-[(substituted-phenol)azo]-5-methyl-substituted- (generic) (P-83-0546) | 1801805 | 113287
3H-Pyrazolone, 4-[(substituted-phenol)azo]-5-methyl-substituted- (generic) (P-83-0547) | 1801807 | 113288
Substituted acetamide (generic) (P-83-0549) | 1801809 | 113289
Formaldehyde, polymer with alkylphenols (generic) (P-83-0550) | 1801811 | 113290
Polymer of substituted diphenyl ether, formaldehyde and alkylphenols (generic) (P-83-0551) | 1801813 | 113291
1,3-Benzenedicarboxylic acid, 5-substituted, polymer with 1,2-ethanediol and oxoheteropolycycle (generic) (P-83-0554) | 1801815 | 113292
Benzenediazonium chloride, 4-(substituted), polymer with formaldehyde, compd. with zinc chloride; complex with ethylene glycol, oxo-heteropolycycle and substituted benzenedicarboxylic acid (generic) (P-83-0555) | 1801817 | 113293
Polymer of methylenebis[isocyanatocarbomonocycle], hydroxyethyl acrylate and N,N'-bis[substituted]-dimethylimidazolidinedione (generic) (P-83-0556) | 1801819 | 113294
N,N'-Bis[substituted]dimethylimidazolidinedione (generic) (P-83-0557) | 1801821 | 113295
Modified epoxy resin (generic) (P-83-0558) | 1801823 | 113296
Acrylated EPI-REZ 510 phosphate ester (generic) (P-83-0559) | 1801825 | 113297
Organo phosphate polymer (generic) (P-83-0560) | 1801827 | 113298
Polymer of benzenedicarboxylic acid, disubstituted alkanediols and phthalic anhydride (generic) (P-83-0561) | 1801829 | 113299
Vegetable fatty acids, polymer with alkanedioic acid, benzenedicarboxylic acid, alkanediol and trimethylolpropane (generic) (P-83-0562) | 1801831 | 113300
Sodium salt of a polymer of acrylic acid, acrylamide and substituted acrylamide (generic) (P-83-0565) | 1801833 | 113301
Modified acrylic polymer (generic) (P-83-0567) | 1801835 | 113302
Fatty acids, carbomonocyclic ester (generic) (P-83-0571) | 1801837 | 113303
Unsaturated polyester (generic) (P-83-0573) | 1801839 | 113304
2-(2-Haloaryl) amino-6-(N,N-dialkylamino) fluoran (generic) (P-83-0577) | 1801841 | 113305
Polyalkoxypolymethylsilane reaction product with ammonia (generic) (P-83-0578) | 1801843 | 113306
Substituted benzothiazole, [[[[[(alkoxysulfophenyl)amino]carbonyl]oxopropyl]azo]phenyl]-, compd. with alkanolamine (generic) (P-83-0581) | 1801845 | 113307
Organotrimethoxysilane (generic) (P-83-0583) | 1801847 | 113308
Styrene, polymer with alkyl methacrylates, methacrylic acid, N-substituted acrylamide, ethyl acrylate and hydroxyalkyl acrylate (generic) (P-83-0585) | 1801849 | 113309
Acrylic acid, polymer with substituted methacrylates and butyl acrylate (generic) (P-83-0586) | 1801851 | 113310
Polymer of acrylic acid and substituted alkyl acrylate (generic) (P-83-0592) | 1801853 | 113311
Cycloaliphatic isocyanate-amine based polyol prepolymer (generic) (P-83-0597) | 1801855 | 113312
Benzenedicarboxylic acids, polymer with alkanediol, adipic acid andalkanetriol (generic) (P-83-0598) | 1801857 | 113313
Benzenedicarboxylic acids, polymer with alkanedioic acid, toluene diisocyanate and alkanediol (generic) (P-83-0599) | 1801859 | 113314
Maleated rosin, reaction products with alkanepolyol and vegetable oil derivative (generic) (P-83-0600) | 1801861 | 113315
Halogenated alkene acid ester (generic) (P-83-0601) | 1801863 | 113316
Polymer of alkyl and heteromonocyclic amines and an alkanedioic acid (generic) (P-83-0612) | 1801865 | 113317
[Bis(alkyl phenamino)fluoran][phenimidazolyl)bis[methylene] deriv.,phosphate (generic) (P-83-0623) | 1801867 | 113318
Polyamine adduct (generic) (P-83-0625) | 1801869 | 113319
Substituted melamine formaldehyde compound (generic) (P-83-0626) | 1801871 | 113320
Substituted diyne urethane (generic) (P-83-0627) | 1801873 | 113321
Reaction product of an aromatic diglycidyl ether, an amine + a cyclic ester (generic) (P-83-0630) | 1801875 | 113322
Formaldehyde, polymer with alkylphenols (generic) (P-83-0631) | 1801877 | 113323
Polyether alkenyl alkaryl esters (generic) (P-83-0637) | 1801879 | 113324
Polyether alkenyl alkanyl esters (generic) (P-83-0638) | 1801881 | 113325
Trisubstituted benzoxazolium salt (generic) (P-83-0639) | 1801883 | 113326
Disubstituted benzenamine (generic) (P-83-0640) | 1801885 | 113327
Disubstituted phenol (generic) (P-83-0642) | 1801887 | 113328
Disubstituted benzoxazole (generic) (P-83-0643) | 1801889 | 113329
Trisubstituted benzoxazolium salt (generic) (P-83-0644) | 1801891 | 113330
Polymer of a diisocyanate, polyether glycol, alkanol substituted cycloalkane, dipropylene glycol (generic) (P-83-0650) | 1801893 | 113331
Polymer of a diisocyanate polyether glycol, alkanol substituted cycloalkane, dipropylene glycol, alkanol diamine, substituted bisphenol A polymer (generic) (P-83-0651) | 1801895 | 113332
Modified poly (amido-amine) (generic) (P-83-0652) | 1801897 | 113333
Naphthalenesulfonic acid, derivative, ester with hydroxybenzophenone (generic) (P-83-0655) | 1801899 | 113334
Pentasubstituted benzimidazolium salt (generic) (P-83-0657) | 1801901 | 113335
Trisubstituted benzenamine (generic) (P-83-0658) | 1801903 | 113336
Tetrasubstituted benzene (generic) (P-83-0659) | 1801905 | 113337
.alpha.-Alkenes, polymers with dialkyl maleate, alkylpyrroledione and maleic anhydride (generic) (P-83-0661) | 1801907 | 113338
1,6-Hexanediol, polymer with melamine, formaldehyde, substituted alkanediol and substituted hydroxyalkane (generic) (P-83-0662) | 1801909 | 113339
Substituted benzoic acid (generic) (P-83-0664) | 1801911 | 113340
Poly(oxy-1,2-ethanediyl), .alpha.-methyl-.omega.-[(alkoxysilyl) substituted]-, hydrolyzed (generic) (P-83-0665) | 1801913 | 113341
Polymer of benzoic acid, oxo-heteromonocycle, benzenedicarboxylic acid, alkanepolyol, soya fatty acids and trimellitic anhydride (generic) (P-83-0666) | 1801915 | 113342
Pentasubstituted benzimidazolium salt (generic) (P-83-0667) | 1801917 | 113343
Tetrasubstituted benzenamine (generic) (P-83-0668) | 1801919 | 113344
Tetrasubstituted benzothiazole salt (generic) (P-83-0671) | 1801921 | 113345
Trisubstituted benzothiazole salt (generic) (P-83-0672) | 1801923 | 113346
Vinyl acetate, butyl acrylate, substituted methacrylate terpolymer (generic) (P-83-0675) | 1801925 | 113347
Chromium complex of a substituted alkylaminoformimid-phenol with sulfonaphthol azo sulfophenyl pyrazolone (generic) (P-83-0677) | 1801927 | 113348
Modified ethylene-tetrafluoro ethylene copolymer (generic) (P-83-0686) | 1801929 | 113349
Water reducible alkyd resin (generic) (P-83-0689) | 1801931 | 113350
Trisubstituted benzothiazole salt (generic) (P-83-0691) | 1801933 | 113351
Polyester of phthalic anhydride and polyhydric saturated alcohols (generic) (P-83-0694) | 1801935 | 113352
Dimer fatty acids (generic) (P-83-0696) | 1801937 | 113353
Vegetable oils, polymer with phthalic anhydride, substituted alkanediol, p-tert-butylbenzoic acid, isophorone diisocyanate and alkanepolyols (generic) (P-83-0697) | 1801939 | 113354
Copolymer of unsaturated organic compounds with polyols and isocyanates (generic) (P-83-0698) | 1801941 | 113355
Copolymer of unsaturated organic compounds with polyols and isocyanates (generic) (P-83-0699) | 1801943 | 113356
Sodium alkyl sulfosuccinate (generic) (P-83-0703) | 1801945 | 113357
Resorcinol fatty acid polymer (generic) (P-83-0706) | 1801947 | 113358
Chromophore substituted poly(oxyalkylene) (generic) (P-83-0707) | 1801949 | 113359
Chromophore substituted poly(oxyalkylene) (generic) (P-83-0708) | 1801951 | 113360
C.I. Disperse Yellow 224 (generic) (P-83-0710) | 1801953 | 113361
Metal oxide, reaction products with alkanols and sulfuric acid (generic) (P-83-0711) | 1801955 | 113362
Tall-oil fatty acids, polymer with benzenedicarboxylic acids, alkanepolyols, maleic anhydride and substituted benzene (generic) (P-83-0718) | 1801957 | 113363
Organic silane-sulfonyl azide (generic) (P-83-0728) | 1801959 | 113364
Copolymer of mixed alkyl esters of acrylic and methacrylic acids (generic) (P-83-0729) | 1801961 | 113365
Acrylic resin (generic) (P-83-0731) | 1801963 | 113366
Ketimine (generic) (P-83-0735) | 1801965 | 113367
Hydroxy functional acrylic (generic) (P-83-0738) | 1801967 | 113368
Epichlorohydrin polyalkylenepolyamine adduct (generic) (P-83-0741) | 1801969 | 113369
Esterified vinyl alkenyl polymer (generic) (P-83-0746) | 1801971 | 113370
Oxothioxo substituted thiazolidine, 5-(sulfoalkyl)benzothiazolidine-, alkylammonium salt (generic) (P-83-0752) | 1801973 | 113371
Styrene, polymer with substituted methacrylates and butyl acrylate (generic) (P-83-0753) | 1801975 | 113372
N,N'-bis(substituted alkyl)dicarboxylic acid diamide (generic) (P-83-0763) | 1801977 | 113373
N,N'-bis(substituted alkyl)dicarboxylic acid diamide (generic) (P-83-0764) | 1801979 | 113374
Poly[alkylene bis(amidoalkyl)-bis(dialkyl)alkylene diammonium dichloride]oxa- (generic) (P-83-0765) | 1801981 | 113375
Poly[alkylene bis(amidoalkyl)-bis(dialkyl)oxaalkylene diammonium dichloride] (generic) (P-83-0766) | 1801983 | 113376
Alkanoic acid, [[halogenated alkylpyridinyloxy]phenoxy]-, alkyl ester (generic) (P-83-0772) | 1801985 | 113377
Disubstituted benzophenone (generic) (P-83-0777) | 1801987 | 113378
An organic complex of a halogenated metal (generic) (P-83-0781) | 1801989 | 113379
An organic complex of a halogenated metal (generic) (P-83-0783) | 1801991 | 113380
Reaction product of alkenamine and isocyanate-methyl-carbomonocycle (generic) (P-83-0788) | 1801993 | 113381
Vegetable oil polyamide resin (generic) (P-83-0791) | 1801995 | 113382
Aminomethylphosphonic acid (generic) (P-83-0796) | 1801997 | 113383
Aminomethylene phosphonic acid (generic) (P-83-0797) | 1801999 | 113384
Polymer of mixed fatty acids, unsubstituted (generic) (P-83-0802) | 1802001 | 113385
Polymer of benzenedicarboxylic acid, alkanepolyols, benzenepolycarboxylic acid derivative, C18 fatty acid dimers and adipic acid (generic) (P-83-0805) | 1802003 | 113386
Benzenesulfonic acid, [[substituted]azo][[4-chloro-6-[(sulfophenyl)amino]-1,3,5-triazinyl]amino]-, alkali metal salts (generic) (P-83-0807) | 1802005 | 113387
Benzenedicarboxylic acid, polymer with polyalkylene glycols (generic) (P-83-0809) | 1802007 | 113388
Alkyl acrylate ester of substituted cyclohexanecarboxylic acid (generic) (P-83-0810) | 1802009 | 113389
Cationic polymer (generic) (P-83-0813) | 1802011 | 113390
Styrene, polymer with hydroxyalkyl methacrylate, acrylic acid, alkyl methacrylates and alkyl acrylate (generic) (P-83-0814) | 1802013 | 113391
Modified polyacrylate (generic) (P-83-0815) | 1802015 | 113392
Polymer of a long chain fatty acid, hydroxy functional alkane, phthalic acid, substituted and unsubstituted anhydrides, and a hydroxy functional resin (generic) (P-83-0819) | 1802017 | 113393
Organofunctional polydimethylsiloxane (generic) (P-83-0823) | 1802019 | 113394
Organofunctional polydimethylsiloxane (generic) (P-83-0824) | 1802021 | 113395
Disubstituted pyridinium bromide (generic) (P-83-0825) | 1802023 | 113396
Disubstituted pyridinium bromide (generic) (P-83-0827) | 1802025 | 113397
Aminohydroxynaphthalenesulfonic acid, [[[(sulfophenyl)amino]chloro-1,3,5-triazinylamino]sulfophenylazo][(substituted)azo]-, alkali metal salts (generic) (P-83-0829) | 1802027 | 113398
Aminohydroxynaphthalenedisulfonic acid, [(substituted)azo]-, alkalimetal salt (generic) (P-83-0830) | 1802029 | 113399
Prepolymerized halogenated magnesium, zirconium, aluminum oxo-titanate (generic) (P-83-0832) | 1802031 | 113400
Adipic acid, polymer with vegetable fatty acid, alkanetriol, disubstituted benzene, phthalic anhydride, alkanediols and glycidyl neodecanoate (generic) (P-83-0833) | 1802033 | 113401
Vegetable fatty acids, polymer with alkanediols, alkanetriol and maleic anhydride (generic) (P-83-0834) | 1802035 | 113402
Petroleum hydrocarbon wax derivatives, alkyl esters (generic) (P-83-0836) | 1802037 | 113403
Petroleum hydrocarbon wax derivatives, alkyl esters, metal salts (generic) (P-83-0837) | 1802039 | 113404
Disubstituted heteropolycyclic dye (generic) (P-83-0844) | 1802041 | 113405
Modified polyester polyurethane containing substituted alkanediol and diphenylmethane diisocyanate (generic) (P-83-0848) | 1802043 | 113406
Chromate, [[substituted-sulfonaphthalenylazo]sulfobenzoato][[(4,5-dihydro-3-methyl-5-oxo-1-phenyl-1H-pyrazolyl)azo]hydroxy-substituted-sulfonato]-, hydrogen alkali metal (generic) (P-83-0849) | 1802045 | 113407
Benzoic acid, [(substituted-sulfonaphthalenyl)azo]sulfo-, alkali metal salt (generic) (P-83-0850) | 1802047 | 113408
Addition polymerization product of: isoborynl methacrylate; isobutyl methacrylate and isocyanatoethylmethacrylate (generic) (P-83-0852) | 1802049 | 113409
Ammonium salt of aminomethylphosphonic acid (generic) (P-83-0856) | 1802051 | 113410
Ammonium salt of aminomethylene phosphonic acid (generic) (P-83-0859) | 1802053 | 113411
Substituted vinyl polymer (generic) (P-83-0861) | 1802055 | 113412
Sorbitan alkanoate (generic) (P-83-0862) | 1802057 | 113413
Substituted, [3-(ethyl-thiazolidinylidene)-propenyl]-, halogen salt (generic) (P-83-0863) | 1802059 | 113414
Rosin, polymer with substituted alkane, alkanoic acid and maleic anhydride, zinc salt (generic) (P-83-0866) | 1802061 | 113415
Modified polyurethane from aliphatic polyester alkanepolyols and aliphatic diisocyanate (generic) (P-83-0870) | 1802063 | 113416
Pyridine, substituted-bis(alkylamino)methyl[nitro[(alkoxyalkyl)oxadiazolyl]phenylazo]- (generic) (P-83-0871) | 1802065 | 113417
Polymer of alkyl methacrylates and substituted alkyl methacrylates (generic) (P-83-0874) | 1802067 | 113418
Benzenedicarboxylic acids, polymer with alkanediamine (generic) (P-83-0877) | 1802069 | 113419
Rosin, polymer with substituted alkane, alkanoic acid and maleic anhydride, calcium salt (generic) (P-83-0883) | 1802071 | 113420
Styrene containing copolymer (generic) (P-83-0885) | 1802073 | 113421
Cuprate, [[[[substituted-phenylazo]phenylmethyl]azo]sulfobenzoato]-, hydrogen (generic) (P-83-0893) | 1802075 | 113422
Disubstituted sulfanilic acid (generic) (P-83-0894) | 1802077 | 113423
Hydroxybenzenesulfonic acid, disubstituted-, alkali metal salt (generic) (P-83-0896) | 1802079 | 113424
Polyether CR1226B (generic) (P-83-0898) | 1802081 | 113425
(Substituted-phenoxy) alkanoic acid, alkyl ester (generic) (P-83-0899) | 1802083 | 113426
Acetyl anilino ether (generic) (P-83-0905) | 1802085 | 113427
Substituted alkanediol, reaction products with alkylene oxide and epichlorohydrin, halide salt (generic) (P-83-0912) | 1802087 | 113428
(Benzoquinolinyl)[(alkylimidazolyl)]indenedione deriv., salt (generic) (P-83-0916) | 1802089 | 113429
Benzonitrile, subsituted-[[[[(dialkylamino)-substituted-thiazolyl]azo]dimethoxyphenyl]azo]- (generic) (P-83-0917) | 1802091 | 113430
Substituted aniline (generic) (P-83-0922) | 1802093 | 113431
Substituted benzenesulfonamide (generic) (P-83-0925) | 1802095 | 113432
Substituted benzenesulfonamide (generic) (P-83-0926) | 1802097 | 113433
Amino aliphatic propoxylate (generic) (P-83-0927) | 1802099 | 113434
Polyglycolamine (generic) (P-83-0928) | 1802101 | 113435
Mixed phthalic-glycol polyester polymer (generic) (P-83-0929) | 1802103 | 113436
Polymer of alkylphenols, formaldehyde, and vegetable oil (generic) (P-83-0930) | 1802105 | 113437
Epichlorohydrin polyalkylenepolyamine adduct, reaction product withethylene dichloride (generic) (P-83-0944) | 1802107 | 113438
Mixed alkylene oxide polymer with alkyl alcohol (generic) (P-83-0946) | 1802109 | 113439
Styrene, polymer with substituted alkanedioic acid, butadiene and substituted alkane (generic) (P-83-0950) | 1802111 | 113440
Polymer of bisphenol A and substituted polypropylene glycol (generic) (P-83-0951) | 1802113 | 113441
Substituted butadiene, polymer with caprolactam and disubstituted benzene (generic) (P-83-0955) | 1802115 | 113442
Dialkylphenyl substituted amine (generic) (P-83-0958) | 1802117 | 113443
Formaldehyde, polymer with alkylphenols (generic) (P-83-0959) | 1802119 | 113444
Modified dialdehyde starch (generic) (P-83-0963) | 1802121 | 113445
Aromatic aliphatic branched polyester resin (generic) (P-83-0970) | 1802123 | 113446
Benzenedicarboxylic acids, polymer with alkanepolyols and polyalkylene glycol (generic) (P-83-0978) | 1802125 | 113447
Quaternized alkyl amine (generic) (P-83-0981) | 1802127 | 113448
Styrene, polymer with alkyl methacrylates, acrylic acid, hydroxyalkyl acrylate and alkyl acrylate (generic) (P-83-0983) | 1802129 | 113449
Acrylic acid, polymer with styrene, substituted methacrylates, butyl acrylate and hydroxyalkyl acrylate (generic) (P-83-0984) | 1802131 | 113450
Styrene, polymer with alkyl acrylates, methacrylic acid, substituted methacrylates and acrylic acid (generic) (P-83-0985) | 1802133 | 113451
Naphthalenesulfonic acid, [[[substituted-amino]chloro-1,3,5-triazinyl]amino]hydroxy[(substituted-phenyl)azo]-, sodium salt (generic) (P-83-0991) | 1802135 | 113452
Saturated natural fatty choline chloride (generic) (P-83-0994) | 1802137 | 113453
6-Dibutylamino-2-(substituted)spiro(xanthene-9,3'-phthalide) (generic) (P-83-0998) | 1802139 | 113454
Aromatic tertiary amine containing polyether polyurethane prepolymer (generic) (P-83-1010) | 1802141 | 113455
Naphthalenedisulfonic acid, aminohydroxybis[(substituted sulfophenyl)(chlorotriazinylamino)sulfophenylazo], alkali metal salt (generic) (P-83-1012) | 1802143 | 113456
Xylene, [[2-methyl(phenyl substituted)phenyl]azo]-2-[(substituted phenyl)azo]- (generic) (P-83-1013) | 1802145 | 113457
Hydroxy functional acrylic copolymer (generic) (P-83-1014) | 1802147 | 113458
Isocyanato functional polycarbamoyl(polyalkylene oxide) oligomer (generic) (P-83-1015) | 1802149 | 113459
Isocyanato functional polycarbamoyl(polyalkylene oxide) oligomer (generic) (P-83-1016) | 1802151 | 113460
Isocyanato functional polycarbamoyl (polyalkylene oxide) oligomer (generic) (P-83-1017) | 1802153 | 113461
Substituted polyhydroxy benzene derivative (generic) (P-83-1019) | 1802155 | 113462
Substituted polyhydroxy benzene derivative (generic) (P-83-1020) | 1802157 | 113463
Hydroxy functional acrylic copolymer (generic) (P-83-1021) | 1802159 | 113464
Polyether urethane-methacrylate blocked (generic) (P-83-1024) | 1802161 | 113465
Substituted N,N-dialkylbenzenesulfonamide (generic) (P-83-1025) | 1802163 | 113466
Disubstitutedsulfamoyl carbomonocycle azo substituted naphthalene sulfonic acid, sodium salt (generic) (P-83-1026) | 1802165 | 113467
Haloalkyl diphosphorodichloridic acid (generic) (P-83-1027) | 1802167 | 113468
Disubstituted dialkyl pyridine (generic) (P-83-1032) | 1802169 | 113469
Polyoxyalkylene acetate ester (generic) (P-83-1034) | 1802171 | 113470
Polyoxyalkylene acetate ether (generic) (P-83-1034) | 1802173 | 113471
Substituted polyoxyalkylene aniline (generic) (P-83-1035) | 1802175 | 113472
Chromophore substituted polyoxyalkylene (generic) (P-83-1036) | 1802177 | 113473
Chromophore substituted polyoxyalkylene (generic) (P-83-1037) | 1802179 | 113474
Siloxanes and silicones, di-Me, Me (substituted alkyl)acetamidoalkyl, trimethyl endblocked (generic) (P-83-1041) | 1802181 | 113475
Cuprate(4-), [2-[[[[2-hydroxy-3,5-disubstituted phenyl]azo]phenylmethyl]azo]-5-sulfobenzoato(6-)]-, sodium salt (generic) (P-83-1044) | 1802183 | 113476
1,3-Naphthalenedisulfonic acid, 4-amino-5-hydroxy-6-arylazo- (generic) (P-83-1045) | 1802185 | 113477
Benzophenone tetracarboxylic dianhydride, methylene dianiline, bicyclo (2,2,1)-5-hepten-2,3-dicarboxylic anhydride (generic) (P-83-1047) | 1802187 | 113478
Alkoxypolyalkyleneoxyalkyl trialkoxysilane (generic) (P-83-1049) | 1802189 | 113479
Substituted polyether polyurethane of isophoronediisocyanate (generic) (P-83-1054) | 1802191 | 113480
Trisubstituted heteromonocycle (generic) (P-83-1055) | 1802193 | 113481
Trisubstituted heteromonocycle (generic) (P-83-1056) | 1802195 | 113482
Polyamide of tall oil, diethylenetriamine and polybasic acid (generic) (P-83-1060) | 1802199 | 113484
Unsaturated polyester (generic) (P-83-1078) | 1802201 | 113485
Silica gel, reaction products with N,N,N-triethylsilylpropanaminiumchloride, Si-alkoxy and Si-(substituted) derivatives (generic) (P-83-1080) | 1802203 | 113486
Propanaminium, N,N,N-triethylsilyl-, Si-alkoxy and Si-(substituted)derivatives, chlorides (generic) (P-83-1081) | 1802205 | 113487
Modified polyether polyurethane from substituted alkanepolyols and an aromatic diisocyanate (generic) (P-83-1083) | 1802207 | 113488
Polymer of maleic anhydride, cycloalkene and alkanepolyol (generic) (P-83-1086) | 1802209 | 113489
Sodium poly[1-oxoalkyl-1-amino-2-(tert-butyl-2-sulfonate)-1-oxoalkyl-1-amino)N,N-dimethane)] (generic) (P-83-1087) | 1802211 | 113490
Polyester from hexanediol with an alkanoic acid and a carbomonocyclic anhydride (generic) (P-83-1088) | 1802213 | 113491
Reaction product of: mixed aliphatic and amino aliphatic alcohols and dimer diisocyanate and 1,1'-methylenebis[4-isocyanate]-cyclohexane (generic) (P-83-1091) | 1802215 | 113492
Esterified copolymers of alpha-olefins and maleic anhydride (generic) (P-83-1103) | 1802217 | 113493
Amine salt of a carboxyl terminated polyester urethane polymer (generic) (P-83-1107) | 1802219 | 113494
Olefin/maleic polymer (generic) (P-83-1131) | 1802221 | 113495
Urethane compound (generic) (P-83-1153) | 1802223 | 113496
Urethane compound (generic) (P-83-1154) | 1802225 | 113497
Styrene, polymer with alkyl acrylates, alkyl methacrylate and hydroxyalkyl acrylate (generic) (P-83-1158) | 1802227 | 113498
Bisphenol A, polymer with epichlorohydrin, substituted-diisocyanato-carbomonocycles and lactic acid (generic) (P-83-1159) | 1802229 | 113499
Trisubstituted methylsilane hydrochloride (generic) (P-83-1167) | 1802231 | 113500
Substituted benzyl chloride (generic) (P-83-1168) | 1802233 | 113501
Substituted benzylthiosulfonate salt (generic) (P-83-1169) | 1802235 | 113502
Substituted benzylsulfonyl chloride (generic) (P-83-1170) | 1802237 | 113503
Heteromonocyclecarboxylic acid, diazonium-, chloride, alkyl ester (generic) (P-83-1174) | 1802239 | 113504
N,N'-Bis[(substituted)alkyl)urea (generic) (P-83-1183) | 1802241 | 113505
Vinyl interpolymer containing hydroxyl and carboxyl groups (generic) (P-83-1186) | 1802243 | 113506
Diyne diurea (generic) (P-83-1200) | 1802245 | 113507
Diyne diurea (generic) (P-83-1201) | 1802247 | 113508
Diyne diurea (generic) (P-83-1202) | 1802249 | 113509
Polymer of alkyl glycol, fumaric acid, benzenedicarboxylic acid andpolyalkylene glycol (generic) (P-83-1208) | 1802251 | 113510
Disubstituted (chloromethyl)methylsilane (generic) (P-83-1214) | 1802253 | 113511
Fluorocarbon polymer (generic) (P-83-1224) | 1802255 | 113512
Phosphorothioic acid, dialkyl ester, mixed alkylamine salt (generic) (P-83-1233) | 1802257 | 113513
Polymer of hydrobromic acid, formaldehyde and alkylphenols (generic) (P-83-1243) | 1802259 | 113514
Dimer alcohol (generic) (P-83-1246) | 1802261 | 113515
Dialkyl maleate ester (generic) (P-83-1247) | 1802263 | 113516
Linseed oil alkyd resin (generic) (P-83-1251) | 1802265 | 113517
Potassium salt of substituted propyl sulfonic acid (generic) (P-83-1252) | 1802267 | 113518
Substituted heterocycle (generic) (P-83-1260) | 1802269 | 113519
Disubstituted aniline (generic) (P-83-1261) | 1802271 | 113520
Polysubstituted heterocycle (generic) (P-83-1262) | 1802273 | 113521
Substituted heterocyclic azo disubstituted aniline (generic) (P-83-1263) | 1802275 | 113522
Substituted heterocyclic azo disubstituted aniline (generic) (P-83-1264) | 1802277 | 113523
Polyesteramide (generic) (P-83-1265) | 1802279 | 113524
Epoxy-modified acrylic polymer (generic) (P-83-1272) | 1802281 | 113525
Chromophore substituted polyoxyalkylene (generic) (P-83-1273) | 1802283 | 113526
Hydroxy functional acrylic copolymer (generic) (P-83-1278) | 1802285 | 113527
Water dispersed oligourethane (generic) (P-83-1279) | 1802287 | 113528
Polyurethane prepolymer resin (generic) (P-83-1280) | 1802289 | 113529
Reaction product of metal complex, diazotized aromatic compound andfustic extract (generic) (P-83-1282) | 1802291 | 113530
Reaction product of diazotized aromatic compounds with fustic extract (generic) (P-83-1285) | 1802293 | 113531
Polyfunctional mercaptan (generic) (P-83-1291) | 1802295 | 113532
2-(2-chlorophenyl)-1-substituted-2-hydroxy-1-ethanone (generic) (P-83-1293) | 1802297 | 113533
Dimer acids, monocarboxylic acid, dicarboxylic acids, diamines; polyamide resin (generic) (P-83-1294) | 1802299 | 113534
Polyol acetal (generic) (P-83-1296) | 1802301 | 113535
Alkanediols, polymer with oxoheteromonocycle, methanol and methylenebis[isocyanatocarbomonocycle] (generic) (P-83-1297) | 1802303 | 113536
Dialkylated naphthalene (generic) (P-83-1305) | 1802305 | 113537
Dialkylated naphthalenesulfonic acid (generic) (P-83-1306) | 1802307 | 113538
Dialkylated naphthalenesulfonic acid, barium salt (generic) (P-83-1307) | 1802309 | 113539
Isocyanatoarylsilane (generic) (P-83-1314) | 1802311 | 113540
Alkenyl alkenoate (generic) (P-83-1316) | 1802313 | 113541
Polyesteramide (generic) (P-83-1324) | 1802315 | 113542
Organic salt of quaternary aliphatic amine (generic) (P-83-1328) | 1802317 | 113543
Amine salt of a modified carboxyl terminated polyester urethane polymer (generic) (P-84-0002) | 1802319 | 113544
Modified magnesium fluorogermanate (generic) (P-84-0003) | 1802321 | 113545
Polyurethane based on toluene diisocyanate and a polycarbonate (generic) (P-84-0006) | 1802323 | 113546
Polyfunctional copolymer of styrene with alkyl acrylate and substituted alkyl methacrylates (generic) (P-84-0008) | 1802325 | 113547
Polyester from linseed-oil fatty acids, alkanetriol, maleic anhydride and carbomonocyclic acids (generic) (P-84-0009) | 1802329 | 113549
Alkylated cycloalkanone, bis[(4-azidophenyl)methylene]- (generic) (P-84-0011) | 1802331 | 113550
Aliphatic polycarbonate urethane (generic) (P-84-0012) | 1802333 | 113551
Polyurethane prepolymer resin (generic) (P-84-0014) | 1802335 | 113552
Flexibilized dicyclopentadiene modified unsaturated polyester resin (generic) (P-84-0028) | 1802337 | 113553
Ethylene, polymer with alkenoic acid and substituted oxide (generic) (P-84-0029) | 1802339 | 113554
Phosphonomethylated N,N'-bis[(substituted)alkyl]urea (generic) (P-84-0032) | 1802341 | 113555
Aliphatic polycarbonate diol (generic) (P-84-0034) | 1802343 | 113556
Oil modified polyester (generic) (P-84-0040) | 1802345 | 113557
Substituted benzene (generic) (P-84-0042) | 1802347 | 113558
Methacrylic acid, polymer with substituted methacrylates, hydroxypropyl acrylate, alkanethiol and hydroxyalkanoic acid (generic) (P-84-0043) | 1802349 | 113559
Polymer of oxoheteromonocycle, alkyl methacrylates, hydroxyalkyl acrylate, methylenebis[isocyanatocyclohexane] and butyl alcohol (generic) (P-84-0045) | 1802351 | 113560
Polymer of alkanedioic acids, alkanediol, 2,2,4-trimethylhexane diisocyanate and alkanetriol (generic) (P-84-0047) | 1802353 | 113561
Styrene, polymer with alkyl methacrylate, alkyl acrylate and hydroxyalkyl acrylate (generic) (P-84-0048) | 1802355 | 113562
Formaldehyde, reaction product with phenol and diamine (generic) (P-84-0049) | 1802357 | 113563
Vinyl pyrrolidone copolymer (generic) (P-84-0052) | 1802359 | 113564
Vinyl pyrrolidone copolymer (generic) (P-84-0053) | 1802361 | 113565
Drying oil modified alkyd (generic) (P-84-0054) | 1802365 | 113567
Reaction product of ethoxylated nonylphenol and substituted alkyl isocyanate (generic) (P-84-0055) | 1802367 | 113568
Cycloaliphatic amines (generic) (P-84-0058) | 1802369 | 113569
Polymer of ethylene glycol, dialkyl alkanedioate, dimethyl terephthalate and substituted-dimethyl benzenedicarboxylate, alkali metal salt (generic) (P-84-0059) | 1802371 | 113570
Copolyester polymer (generic) (P-84-0061) | 1802373 | 113571
Substituted-phenyl-N-substituted-amino monochlorotriazinylamino substituted-sulfophenylazo-benzylidene-hydrazino sulfobenzoate-copper sulfate, potassium salt (generic) (P-84-0063) | 1802375 | 113572
Substituted pyridinium chloride (generic) (P-84-0071) | 1802377 | 113573
Styrene, polymer with alkyl acrylate, vegetable oil, methacrylic acid and alkyl-substituted acrylate (generic) (P-84-0072) | 1802379 | 113574
Unsaturated organic compounds with isocyanates (generic) (P-84-0074) | 1802381 | 113575
Copolymer of saturated organic compounds with polyols and isocyanates (generic) (P-84-0075) | 1802385 | 113577
Azotriazolium salt (generic) (P-84-0090) | 1802387 | 113578
Azotriazolium salt (generic) (P-84-0091) | 1802389 | 113579
Cresol formaldehyde polymer (generic) (P-84-0094) | 1802391 | 113580
Caprolactone, polymer with alkane polyols and methylene bis(isocyanato benzene) (generic) (P-84-0095) | 1802393 | 113581
Styrene, polymer with substituted alkene, alkylene oxides, dichloroethylene and alkanepolyol (generic) (P-84-0098) | 1802395 | 113582
Alkoxy polyol terpolymer (generic) (P-84-0098) | 1802397 | 113583
Alkenoic acid, (substituted phenyl)-, alkyl ester (generic) (P-84-0100) | 1802399 | 113584
Alkenoic acid, (substituted phenyl)-, alkyl ester (generic) (P-84-0101) | 1802401 | 113585
Polymer of acrylic acid, alkanepoly(alkenoate) and sodium acrylate (generic) (P-84-0103) | 1802403 | 113586
Starch, polymer with alkylenebis(acrylic acid derivative) and sodium acrylate (generic) (P-84-0104) | 1802405 | 113587
Acrylic acid, polymer with diglycidyl ether of bisphenol A, butadiene, polyglycidyl ether of polyphenol derivative and substituted alkene (generic) (P-84-0111) | 1802407 | 113588
Acrylic acid, polymer with diglycidyl ether of bisphenol A, bisphenol derivative, butadiene and substituted alkene (generic) (P-84-0112) | 1802409 | 113589
Acrylic acid, polymer with diglycidyl ether of bisphenol A, substituted alkenes, polyglycidyl ether of polyphenol derivative, butadiene and bisphenol derivative (generic) (P-84-0113) | 1802411 | 113590
Acrylic acid, polymer with bisphenol A-epichlorohydrin resin, polyglycidyl ether of polyphenol derivative, butadiene and substituted alkenes (generic) (P-84-0114) | 1802413 | 113591
Substituted aromatic polymer (generic) (P-84-0115) | 1802415 | 113592
Acrylic acid, polymer with diglycidyl ether of bisphenol A, polyglycidyl ether of polyphenol derivative, butadiene and substituted alkenes (generic) (P-84-0116) | 1802417 | 113593
Acrylic acid, polymer with diglycidyl ether of bisphenol A, diglycidyl ether of brominated bisphenol A, butadiene, substituted alkene and di(aminophenyl)derivative (generic) (P-84-0117) | 1802419 | 113594
Aliphatic polycarbonate urethane (generic) (P-84-0118) | 1802421 | 113595
Aliphatic polyester urethane (generic) (P-84-0119) | 1802423 | 113596
Polyalkylene glycol ether (generic) (P-84-0149) | 1802425 | 113597
Phosphonomethylated polyalkylenepolyamines (generic) (P-84-0150) | 1802427 | 113598
Substituted triazine (generic) (P-84-0163) | 1802429 | 113599
Polyalkylene glycols, polymer with diisocyanatoalkyl-carbomonocycle, hydroxyethyl acrylate, substituted cycloalkane and hydroxyethyl methacrylate (generic) (P-84-0171) | 1802431 | 113600
Styrene, polymer with ethyl acrylate, methacrylic acid and substituted acrylic acid derivative (generic) (P-84-0172) | 1802433 | 113601
Titanium(4+) mixed alkanolamine alkanol complex (generic) (P-84-0174) | 1802435 | 113602
Perhaloolefin (generic) (P-84-0185) | 1802437 | 113603
Oxide of aluminum and Groups IIIa and IIIb elements (generic) (P-84-0187) | 1802439 | 113604
Chromophore substituted poly(oxyalkylene) (generic) (P-84-0190) | 1802441 | 113605
Polymer of laurolactam, caprolactam, alkanedioic acids and alkanediamines (generic) (P-84-0191) | 1802443 | 113606
Polymer of laurolactam, caprolactam, alkanedioic acid and alkanediamine (generic) (P-84-0192) | 1802445 | 113607
Chromophore substituted polyoxyalkylene (generic) (P-84-0202) | 1802447 | 113608
Trisubstituted aminothiophene (generic) (P-84-0203) | 1802449 | 113609
Polymer of diethyl carbonate, alkane diols, oxo-heteromonocycle andisophorone diisocyanate (generic) (P-84-0205) | 1802451 | 113610
Vegetable oil polyamide resin (generic) (P-84-0208) | 1802453 | 113611
4-Substituted benzoyl chloride (generic) (P-84-0210) | 1802455 | 113612
Phenazinium, bis(dialkylamino)-(substituted)-phenyl)-, halide (generic) (P-84-0211) | 1802457 | 113613
Phenazinium, bis(dialkylamino)-(subsituted-phenyl)-, halide (generic) (P-84-0212) | 1802459 | 113614
Reaction product of quinone and amine (generic) (P-84-0214) | 1802461 | 113615
Modified tall oil alkyd polymer (generic) (P-84-0219) | 1802463 | 113616
Benzenesulfonic acid, 4-[[[(dialkylamino)phenyl]substituted]-3-methyl-5-oxo-2-pyrazolin-1-yl]-, heteromonocycle salt (generic) (P-84-0220) | 1802465 | 113617
3H-Indolium, 2-[(4-alkoxyphenyl)substituted]-1,3,3-trimethyl-, compd. with substituted benzenesulfonic acid (generic) (P-84-0223) | 1802467 | 113618
Alkoxylated bisphenol A, inorganic ester, ammonium salt (generic) (P-84-0224) | 1802469 | 113619
Alkoxylated bisphenol A, inorganic esters, monoethanoamine salt (generic) (P-84-0224) | 1802471 | 113620
Itaconic acid, polymer with alkanepolyol, trisubstituted isocyanurate, methylenedianiline and benzenepolycarboxylic acid derivative (generic) (P-84-0225) | 1802473 | 113621
Modified copolymer of alkenoic esters and substituted alkenoic esters with styrene (generic) (P-84-0228) | 1802475 | 113622
Alkyd resin (generic) (P-84-0232) | 1802477 | 113623
Diisocyanate polymer with polyether polyols (generic) (P-84-0236) | 1802479 | 113624
Trisubstituted benzoxazolium salt (generic) (P-84-0240) | 1802481 | 113625
Trisubstituted benzoxazolium salt (generic) (P-84-0241) | 1802483 | 113626
Zinc amino acid complex (generic) (P-84-0245) | 1802485 | 113627
Zinc amino acid complex (generic) (P-84-0246) | 1802487 | 113628
Zinc amino acid complex (generic) (P-84-0247) | 1802489 | 113629
Zinc amino acid complex (generic) (P-84-0248) | 1802491 | 113630
1H-Indole-2,3-dihydro-1,3,3-trimethyl-2-(2-(2,4,6-trisubstituted phenyl)ethenyl)- (generic) (P-84-0249) | 1802493 | 113631
Polyester resin (generic) (P-84-0254) | 1802495 | 113632
Methanaminium, N,N'-[phenylenebis(methylene(substituted)(alkylphenylene)[[dimethylamino)phenyl]methylidyne]-carbomonocyclic-diylidene]]bis[N-methyl- (generic) (P-84-0259) | 1802497 | 113633
Polyester/alkyd from alkanediols, carbomonocyclic anhydride and mixed acids (generic) (P-84-0261) | 1802499 | 113634
Alkyl polyoxyalkylene phosphate, reaction product with alkanolamine (generic) (P-84-0263) | 1802501 | 113635
Alkyl sulfonate (generic) (P-84-0264) | 1802503 | 113636
Modified fluoroalkyl urethane (generic) (P-84-0266) | 1802505 | 113637
Isocyanate-terminated polyurethane (generic) (P-84-0268) | 1802507 | 113638
Polyurethane dispersion (generic) (P-84-0273) | 1802509 | 113639
(Substituted-phenyl)-N-phenylnitrone (generic) (P-84-0276) | 1802511 | 113640
3-Methyl substituted aliphatic nitrile (generic) (P-84-0287) | 1802513 | 113641
Alkylated onium salt, substituted sulfur compound, substituted sulfide (generic) (P-84-0289) | 1802515 | 113642
Reaction product of glycerin, ethylene oxo and hydrocarbyl halide (generic) (P-84-0290) | 1802517 | 113643
Reaction product of alkenylsuccinic anhydride and substituted alcohol (generic) (P-84-0291) | 1802519 | 113644
Disubstituted piperazine salt (generic) (P-84-0295) | 1802521 | 113645
Caprolactone, polymer with disubstituted alkyl acrylate, isophoronediisocyanate and polyalkylene glycol (generic) (P-84-0303) | 1802523 | 113646
Benzenamine, 2-substituted-4-[2-(5-substituted-2,3-dihydro-1,3,3-trialkyl-1N-indol-2-yl)ethenyl]- (generic) (P-84-0308) | 1802525 | 113647
Alkynylalkene (generic) (P-84-0311) | 1802527 | 113648
Polyether ester acid, compound with amine (generic) (P-84-0321) | 1802529 | 113649
Organosiloxane copolymer (generic) (P-84-0322) | 1802531 | 113650
Urea, polymer with mixed oxoalkanes (generic) (P-84-0323) | 1802533 | 113651
Urea-aldehyde resin (generic) (P-84-0324) | 1802535 | 113652
Bis(polyalkylaminetriphenyl)-bis(aminoalkyl) benzene (generic) (P-84-0326) | 1802537 | 113653
Epoxy ester resin (generic) (P-84-0327) | 1802539 | 113654
Vegetable oils, polymers with polyalkylene glycol, and toluene diisocyanate (generic) (P-84-0328) | 1802541 | 113655
Alkanepolyol, polymer with substituted benzenedicarboxylic acid derivative, bisphenol A and methylenedianiline (generic) (P-84-0334) | 1802543 | 113656
Metal carboxylate (generic) (P-84-0335) | 1802545 | 113657
Alkanoic acid, substituted-dimethylalkenyl ester (generic) (P-84-0345) | 1802547 | 113658
Fluorinated polyamide (generic) (P-84-0347) | 1802549 | 113659
Substituted phosphonium chloride (generic) (P-84-0350) | 1802551 | 113660
Quinone-imine dye (generic) (P-84-0353) | 1802553 | 113661
Disubstituted benzenesulfonic acid (generic) (P-84-0354) | 1802555 | 113662
Disubstituted benzenesulfonic acid (generic) (P-84-0355) | 1802557 | 113663
6,13-Dichloro-4,11-triphenodioxazinedisulfonic acid, bis[substituted]-, (generic) (P-84-0356) | 1802559 | 113664
Benzenesulfonic acid, [(dichlorodioxocyclohexadienediyl)diimino]bis[[substituted]-, (generic) (P-84-0357) | 1802561 | 113665
Formaldehyde, polymer with a substituted branched nonylphenol (generic) (P-84-0360) | 1802563 | 113666
Polyamido-amine (generic) (P-84-0362) | 1802565 | 113667
Benzenemethanaminium, ethenyl-N,N,N-trialkyl-, chloride, polymer with substituted ethenylbenzene, hydroxyalkyl sulfide, methyl methacrylate, bis(alkane) derivative and aminoalkylmethacrylate, quaternized (generic) (P-84-0368) | 1802567 | 113668
4-(Substituted cycloalkyl)-alkoxybenzene (generic) (P-84-0372) | 1802569 | 113669
4-(Substituted cycloalkyl)-alkoxybenzene (generic) (P-84-0373) | 1802571 | 113670
Aromatic sulfonate of substituted heteropolycycle (generic) (P-84-0378) | 1802573 | 113671
Aromatic sulfonate of substituted heteropolycycle (generic) (P-84-0379) | 1802575 | 113672
Substituted phenylmagnesium chloride (generic) (P-84-0385) | 1802577 | 113673
Substituted phenylmagnesium chloride (generic) (P-84-0386) | 1802579 | 113674
Reaction product of a phenol-formaldehyde polymer, carbocyclic, anhydride, and an amine (generic) (P-84-0388) | 1802581 | 113675
Starch, 2-diethylaminoethyl ether hydrochloride, 2-acetamido-N-(2,2-disubstituted alkyl)-N-methylether (generic) (P-84-0398) | 1802583 | 113676
Blocked amine (generic) (P-84-0399) | 1802585 | 113677
Titanium(4+) hydroxyalkanedioate polyhydroxyalkane complexes (generic) (P-84-0401) | 1802587 | 113678
Titanium(4+) hydroxyalkanedioate polyhydroxyalkane complexes (generic) (P-84-0402) | 1802589 | 113679
Rosin-modified phenolic resin (generic) (P-84-0403) | 1802591 | 113680
Modified alkyd resin of phthalic anhydride and glycerine (generic) (P-84-0404) | 1802593 | 113681
4(alkylphenyl carbonyloxyl-benzoic acid, alkylphenyl ester (generic) (P-84-0408) | 1802595 | 113682
4'-Alkylbiphenyl carboxylic acid, (4-alkylphenyl)ester (generic) (P-84-0409) | 1802597 | 113683
Alkylbenzoic acid, 4-alkylphenyl ester (generic) (P-84-0410) | 1802599 | 113684
Alkylbenzoic acid, 4-alkylphenyl ester (generic) (P-84-0411) | 1802601 | 113685
Alkylbenzoic acid, 4-alkylphenyl ester (generic) (P-84-0412) | 1802603 | 113686
Alkylbenzoic acid, 4-alkylphenyl ester (generic) (P-84-0413) | 1802605 | 113687
Alkylbenzoic acid, 4-alkylphenyl ester (generic) (P-84-0414) | 1802607 | 113688
Carbopolycycle dicarboxylic acid, alkyl ester (generic) (P-84-0418) | 1802609 | 113689
Substituted-benzene, (1,3,5-triazine-2,4,6-triyltriimino)tris-, alkali metal salt (generic) (P-84-0419) | 1802611 | 113690
Methylene diphenyl diisocyanate, polymer with alkylphenol and substituted-imidazolidine (generic) (P-84-0422) | 1802613 | 113691
Diphenylmethane diisocyanate, polymer with substituted benzenedicarboxylic acid derivative and benzenedicarboxylic acid (generic) (P-84-0423) | 1802615 | 113692
Alkanepolyol, polymer with oxo-heteromonocycle and benzenedicarboxylic acid (generic) (P-84-0424) | 1802617 | 113693
Benzothiazolium, alkyl-[methyl-(alkyl-(sulfoalkyl)-benzothiazolylidene)-propenyl]-substituted, compound with alkylamine (generic) (P-84-0429) | 1802619 | 113694
Alkyl butanamide (generic) (P-84-0438) | 1802621 | 113695
Epoxy-modified urethane polymer (generic) (P-84-0442) | 1802623 | 113696
Substituted ketone (generic) (P-84-0445) | 1802625 | 113697
Terpene ester (generic) (P-84-0449) | 1802627 | 113698
Dialkyl-alkadien-ol, acetate, derivative (generic) (P-84-0450) | 1802629 | 113699
Phenoxazin imine (generic) (P-84-0451) | 1802631 | 113700
Vinylpyrrolidone copolymer (generic) (P-84-0453) | 1802633 | 113701
Substituted alkyltetrazole (generic) (P-84-0455) | 1802635 | 113702
Substituted urea (generic) (P-84-0465) | 1802637 | 113703
Polyalkyl ester (generic) (P-84-0469) | 1802639 | 113704
Salt of aminoethylethanolaminetriphosphonic acid (generic) (P-84-0470) | 1802641 | 113705
Acrylic acid, polymer with substituted acrylate (generic) (P-84-0472) | 1802643 | 113706
Isocyanate modified phenolic resin (generic) (P-84-0473) | 1802645 | 113707
Chromophore substituted poly(oxyethylene) (generic) (P-84-0474) | 1802647 | 113708
Styrene, alkene and 2,5-furandione copolymer (generic) (P-84-0477) | 1802649 | 113709
Ammonia salt of styrene, alkene and 2,5-furandione polymers (generic) (P-84-0478) | 1802651 | 113710
Monocyclic acetate (generic) (P-84-0480) | 1802653 | 113711
Polyester urethane polymer (generic) (P-84-0481) | 1802655 | 113712
Styrene, polymer with phthalic anhydride, hydroxyalkyl methacrylate, alkanethiol and substituted alkanoate (generic) (P-84-0483) | 1802657 | 113713
Modified acrylic polymer (generic) (P-84-0489) | 1802659 | 113714
Substituted aminofluorane (generic) (P-84-0490) | 1802661 | 113715
Substituted isoxazolidinone (generic) (P-84-0493) | 1802663 | 113716
Vegetable oil, ester with aromatic carboxylic acid (generic) (P-84-0495) | 1802665 | 113717
Fatty alcohol, ethoxylated, propoxylated, fatty acid ester (generic) (P-84-0498) | 1802667 | 113718
Modified epoxy based resin (generic) (P-84-0502) | 1802669 | 113719
Modified styrene/acrylic polymer (generic) (P-84-0503) | 1802671 | 113720
Naphthalenetrisulfonic acid, [(substituted-phenylene)bis[imino(chloro-1,3,5-triazinediyl)imino[[substituted]phenylene]azo]]bis-, lithium sodium salt (generic) (P-84-0504) | 1802673 | 113721
Quinolinedione isoindole derivative (generic) (P-84-0506) | 1802675 | 113722
Alkyl styrene, polymer with alkenedioic acid derivative (generic) (P-84-0515) | 1802677 | 113723
Alkenedioic acid derivative, polymer with sulfonated alkyl stryene,metal salts (generic) (P-84-0516) | 1802679 | 113724
Naphthalenesulfonic acid, [[(substituted-phenyl)azo]methoxymethylphenylazo]hydroxy-(substituted)-, alkanolamine salt (generic) (P-84-0524) | 1802681 | 113725
(Substituted)benzenesulfonic acid, [(hydroxynaphthalenyl)azo]-, substituted amine salt (generic) (P-84-0525) | 1802683 | 113726
Benzenesulfonic acid, [(substituted-naphthalenyl)azo]-substituted amine salt (generic) (P-84-0526) | 1802685 | 113727
Polyester polymer derived from glycols and cyclic and alkyl dicarboxylic acids (generic) (P-84-0530) | 1802687 | 113728
Toluene diisocyanates, polymer with alkylene oxides, alkanepolyol, hydroxyalkyl methacrylate and alkanedioic acid (generic) (P-84-0533) | 1802689 | 113729
Alkali metal polycarboxylate (generic) (P-84-0535) | 1802691 | 113730
Coconut fatty acids, polymer with alkanepolyols, phthalic anhydride, substituted alkene and styrene (generic) (P-84-0536) | 1802693 | 113731
Disubstitutedsulfamoyl carbomonocycle azo substituted naphthalene sulfonic acid, ammonium salt (generic) (P-84-0538) | 1802695 | 113732
Pentacoordinate siliconate (generic) (P-84-0539) | 1802697 | 113733
Siloxanes and silicones, dimethyl, methylfluoroalkyl (generic) (P-84-0540) | 1802699 | 113734
Polymer of substituted benzenes and tetra-substituted propane (generic) (P-84-0544) | 1802701 | 113735
Vegetable oil, polymer with alkanoic acid, alkanedioic acid, phthalic anhydride, alkanepolyol, methyl methacrylate, alkyl acrylate and substitutedalkyl methacrylate (generic) (P-84-0545) | 1802703 | 113736
Isophorone diisocyanate, polymer with substituted alkane (generic) (P-84-0548) | 1802705 | 113737
Blocked diisocyanate polymer (generic) (P-84-0549) | 1802707 | 113738
Polymer of soybean oil, tung oil, alkanepolyols, phthalic anhydrideand diisocyanato-alkyl-carbomonocycle (generic) (P-84-0550) | 1802709 | 113739
Substituted tall oil polymer (generic) (P-84-0568) | 1802711 | 113740
Alkyl substituted 4-amino, 1-8 naphthalimide (generic) (P-84-0570) | 1802713 | 113741
Vegetable fatty acids, reaction products with polyalkylenepolyamines, alkyl phosphates (generic) (P-84-0586) | 1802715 | 113742
Alkylphosphate salt of polyamino amide (generic) (P-84-0587) | 1802717 | 113743
Alkyl fatty acids, polymers with vegetable fatty acids and polyalkylene polyamines, alkyl phosphates (generic) (P-84-0588) | 1802719 | 113744
Hydrazone (generic) (P-84-0589) | 1802721 | 113745
Azopigment (generic) (P-84-0590) | 1802723 | 113746
Diazotization product of substituted benzamide and substituted pyridine (generic) (P-84-0593) | 1802725 | 113747
Dimer acids, dicarboxylic acid, diamines polyamide resin (generic) (P-84-0594) | 1802727 | 113748
Polyester resin (generic) (P-84-0595) | 1802729 | 113749
Terpene ester (generic) (P-84-0601) | 1802731 | 113750
.alpha.-Alkenes, polymers with dialkyl maleate (generic) (P-84-0602) | 1802733 | 113751
Polymer ester (generic) (P-84-0603) | 1802735 | 113752
Polymer of hydroxyalkanoic acids and alkanoic acids (generic) (P-84-0605) | 1802737 | 113753
Vegetable oils, polymer with styrene, alkanepolyol, phthalic anhydride and disubstituted benzene (generic) (P-84-0609) | 1802739 | 113754
Tetrasubstituted indolium salt (generic) (P-84-0619) | 1802741 | 113755
Acrylic acid, polymer with acrylamide and acrylamide derivative, alkali metal salt (generic) (P-84-0623) | 1802743 | 113756
Modified methacrylate vegetable oil fatty acid copolymer (generic) (P-84-0628) | 1802745 | 113757
Trisubstituted benzenesulfonic acid derivative (generic) (P-84-0631) | 1802747 | 113758
Polymer of polyalkylene glycol, hexane diisocyanate and substitutedalkanol (generic) (P-84-0632) | 1802749 | 113759
Modified acrylic resin (generic) (P-84-0637) | 1802751 | 113760
Perfluoroalkylphosphate ammonium salt (generic) (P-84-0653) | 1802753 | 113761
Sulfonated amino naphthalene (generic) (P-84-0657) | 1802755 | 113762
Ferrate, bis[[[[[4,6-bis[substituted]-1,3,5-triazinyl]aminophenylazo]alkylphenylazo]-dihydroxyphenylazo]-substituted-phenolato]-, hydrogen, lactate salt (generic) (P-84-0659) | 1802757 | 113763
Starch, 2 diethylaminoethylether hydrochloride, 2 acetamido-N-(2-substituted alkyl-) N-methylether (generic) (P-84-0666) | 1802759 | 113764
Polyester from carbomonocyclic ester and alkylene glycol (generic) (P-84-0668) | 1802761 | 113765
Reaction product of epoxides and aromatic amine (generic) (P-84-0672) | 1802763 | 113766
Salt of dialkylphosphorodithioic acid (generic) (P-84-0679) | 1802765 | 113767
Mixed salt of dialkylphosphorodithioic acid (generic) (P-84-0680) | 1802767 | 113768
Vegetable fatty acids, reaction products with alkenoic acid derivative and polyalkylenepolyamine (generic) (P-84-0682) | 1802769 | 113769
Formaldehyde, polymer with alkylphenols (generic) (P-84-0684) | 1802771 | 113770
Substituted benzyl amino polyol (generic) (P-84-0687) | 1802773 | 113771
Vegetable fatty acids, alkyl esters, reaction products with grease,sulfurized, polymerized (generic) (P-84-0689) | 1802775 | 113772
Alkanepolyol, reaction products with poly(oxyalkylene)polyamine polydithiocarbamate, alkali metal salts (generic) (P-84-0693) | 1802777 | 113773
Bisphenol diester (generic) (P-84-0694) | 1802779 | 113774
Oil modified polyester (generic) (P-84-0695) | 1802781 | 113775
Organic salt of quaternary aliphatic cyclic amine (generic) (P-84-0696) | 1802783 | 113776
Substituted polyamine (generic) (P-84-0700) | 1802785 | 113777
Terpene ether alcohol (generic) (P-84-0702) | 1802787 | 113778
Copolymer of acrylate and methacrylate (generic) (P-84-0710) | 1802789 | 113779
Substituted phenyleneazonaphthalenetrisulfonic acid (generic) (P-84-0712) | 1802791 | 113780
Polymer of alkylphenols, formaldehyde and substituted diphenyl ether (generic) (P-84-0716) | 1802793 | 113781
Hydrogenated vegetable oil (generic) (P-84-0717) | 1802795 | 113782
Polyesterimide resin (generic) (P-84-0728) | 1802797 | 113783
1,3-Isobenzofurandione, [substituted bis(4,1-phenyleneoxy)]bis-, polymer with [substituted bis(4,1-phenyleneoxy)]bis[benzenamine] (generic) (P-84-0740) | 1802799 | 113784
Siloxanes and Silicones, dimethyl, (substituted) alkyl terminated, polymer with 4,4'-[(1-methylethylidene)bis(4,1-phenyleneoxy)]bis[benzenamine] and [substituted bis(4,1-phenyleneoxy)]bis[1,3-isobenzofurandione] (generic) (P-84-0741) | 1802801 | 113785
Haloalkyl-polynitro-halobenzene (generic) (P-84-0744) | 1802803 | 113786
Fatty alcohol, hydroxy stearate (generic) (P-84-0745) | 1802805 | 113787
Polyalkylene glycols (generic) (P-84-0746) | 1802807 | 113788
Polyalkylene glycol (generic) (P-84-0747) | 1802809 | 113789
Modified polyol acetals (generic) (P-84-0748) | 1802811 | 113790
Aromatic ester (generic) (P-84-0755) | 1802813 | 113791
Styrene, polymer with hydroxyalkanoic acid, substituted methacrylates, hydroxyalkyl acrylate and methacrylic acid (generic) (P-84-0761) | 1802815 | 113792
Polymer of neopentyl glycol, hexanediol and ethylene glycol with mixed acids (generic) (P-84-0762) | 1802817 | 113793
Polymer of formaldehyde and substituted phenols (generic) (P-84-0766) | 1802819 | 113794
Alkyd resin (generic) (P-84-0770) | 1802821 | 113795
Polyalkylenepolyamine, reaction products with vegetable oil and hydroxyalkanoic acid (generic) (P-84-0772) | 1802823 | 113796
Polyalkylenepolyamine, reaction products with vegetable oil and hydroxyalkanoic acid (generic) (P-84-0774) | 1802825 | 113797
Polyalkylenepolyamine, reaction products with vegetable oil and alkenoic acid (generic) (P-84-0775) | 1802827 | 113798
Polyalkylenepolyamine, reaction products with vegetable oil and hydroxyalkanoic acid (generic) (P-84-0776) | 1802829 | 113799
Polyalkylenepolyamine, reaction products with vegetable oil and alkenoic acid (generic) (P-84-0777) | 1802831 | 113800
Polyalkylenepolyamine, reaction products with vegetable oil and hydroxyalkanoic acid (generic) (P-84-0778) | 1802833 | 113801
Polyalkylenepolyamine, reaction products with vegetable oil and alkenoic acid (generic) (P-84-0779) | 1802835 | 113802
Pentasubstituted naphthalenecarboxamide (generic) (P-84-0782) | 1802837 | 113803
Polymer of substituted acrylic acid esters and disubstituted acrylamides (generic) (P-84-0784) | 1802839 | 113804
Disubstituted naphthoic acid (generic) (P-84-0785) | 1802841 | 113805
Disubstituted anthraquinone-2-sulfonic acid, alkali metal salt (generic) (P-84-0792) | 1802843 | 113806
Disubstituted anthraquinone-2-sulfonic acid (generic) (P-84-0793) | 1802845 | 113807
Benzoselenazole based cyanine dye (generic) (P-84-0794) | 1802847 | 113808
Carbomonocyclic, carbopolycyclic polyester (generic) (P-84-0795) | 1802849 | 113809
Aromatic diamine polymer with epoxy phenol novolac (generic) (P-84-0802) | 1802851 | 113810
Modified polymer of formaldehyde and substituted phenols (generic) (P-84-0805) | 1802853 | 113811
Polyesterimide resin (generic) (P-84-0809) | 1802855 | 113812
Hydrogenated vegetable oil terpenes (generic) (P-84-0810) | 1802857 | 113813
Polysiloxane resin (generic) (P-84-0811) | 1802859 | 113814
Acrylourethane (generic) (P-84-0812) | 1802861 | 113815
Polycaprolactone diol, adduct with diphenylmethane diisocyanate andpolypropoxylated glycerol (generic) (P-84-0815) | 1802863 | 113816
Metallic alkyl alkoxide complex (generic) (P-84-0817) | 1802865 | 113817
Metallic alkyl alkoxide complex (generic) (P-84-0819) | 1802867 | 113818
Acrylic modified epoxy resin (generic) (P-84-0821) | 1802869 | 113819
Polymer of alkyl acrylates, styrene, hydroxyalkyl acrylate and acrylic acid (generic) (P-84-0831) | 1802871 | 113820
Acrylic acid, polymer with alkyl acrylates and hydroxyalkyl acrylate (generic) (P-84-0832) | 1802873 | 113821
Trisazo dye (generic) (P-84-0834) | 1802875 | 113822
Trisazo dye (generic) (P-84-0835) | 1802877 | 113823
Trisazo dye (generic) (P-84-0836) | 1802879 | 113824
Tetrasubstituted naphthalenecarboxamide (generic) (P-84-0838) | 1802881 | 113825
Disubstituted benzothiazolium salt (generic) (P-84-0842) | 1802883 | 113826
Modified epoxy prepolymer (generic) (P-84-0843) | 1802885 | 113827
Diethenylbenzene, polymer with styrene and alkylstyrene, sulfonated, compd. with disubstituted amine (generic) (P-84-0844) | 1802887 | 113828
Fatty acids, compound with diamines (generic) (P-84-0846) | 1802889 | 113829
Acrylic copolymer, sodium salt (generic) (P-84-0847) | 1802891 | 113830
Fatty acrylate polymers (generic) (P-84-0850) | 1802893 | 113831
Functional polymer of mixed acrylate and methacrylate based monomers (generic) (P-84-0852) | 1802895 | 113832
Aromatic sulfonate of substituted phenylazo substituted heteromonocycle (generic) (P-84-0853) | 1802897 | 113833
Blocked isocyanate (generic) (P-84-0856) | 1802899 | 113834
Protein crosslinked by poly(aliphatic) isocyanate (generic) (P-84-0863) | 1802901 | 113835
Alkyl methacrylate polymer (generic) (P-84-0867) | 1802903 | 113836
Alkyl methacrylate polymer (generic) (P-84-0868) | 1802905 | 113837
Disubstituted benzotriazole (generic) (P-84-0871) | 1802907 | 113838
Hydroxyl-terminated polyurethane (generic) (P-84-0874) | 1802909 | 113839
Polyamide polyether polymer (generic) (P-84-0877) | 1802911 | 113840
Alkanedioic acid, alkyloxy sulfonyl, ammonium salt (generic) (P-84-0887) | 1802913 | 113841
Substituted styrene (generic) (P-84-0888) | 1802915 | 113842
Substituted benzaldehyde (generic) (P-84-0889) | 1802917 | 113843
Substituted polystyrene (generic) (P-84-0890) | 1802919 | 113844
Polyester polyol (generic) (P-84-0898) | 1802921 | 113845
Rosin modified phenolic resin (generic) (P-84-0905) | 1802923 | 113846
Mixed chromium complexes of substituted hydroxyphenyl azo hydroxynaphthalenes (generic) (P-84-0917) | 1802925 | 113847
Urethane-ester polymer (generic) (P-84-0918) | 1802927 | 113848
Urethane-ester polymer (generic) (P-84-0919) | 1802929 | 113849
Urethane-ester polymer (generic) (P-84-0920) | 1802931 | 113850
Polyamide (generic) (P-84-0935) | 1802933 | 113851
Vinyl acetate-arylic copolymer (generic) (P-84-0940) | 1802935 | 113852
Reaction product of polyalkylenepolyamine and succinic anhydride polyisobutylene derivatives, compounded with alkanoic acid derivative (generic) (P-84-0941) | 1802937 | 113853
[Halophenyl]-heteromonocycle (generic) (P-84-0943) | 1802939 | 113854
Dioxolane, (substituted phenyl)- (generic) (P-84-0944) | 1802941 | 113855
Modified pigment yellow 12 (generic) (P-84-0947) | 1802943 | 113856
Polyester resin (generic) (P-84-0956) | 1802945 | 113857
Polyester resin (generic) (P-84-0957) | 1802947 | 113858
Modified polymer of styrene with ethyl acrylate and alkyl methacrylates (generic) (P-84-0958) | 1802949 | 113859
Substituted polyamino alkanol (generic) (P-84-0959) | 1802951 | 113860
Complex polyurethane of toluenediisocyanate (generic) (P-84-0960) | 1802953 | 113861
Modified polymer of styrene with alkyl methacrylates (generic) (P-84-0961) | 1802955 | 113862
Metal salt of phosphoric acid ester (generic) (P-84-0962) | 1802957 | 113863
Disubstituted hexanamide (generic) (P-84-0964) | 1802959 | 113864
Alkyd resin (generic) (P-84-0965) | 1802961 | 113865
Alkanediol, polymer with substituted alkylphenol (generic) (P-84-0966) | 1802963 | 113866
Modified sodium polyacrylate (generic) (P-84-0969) | 1802965 | 113867
Acrylic ester terpolymer (generic) (P-84-0974) | 1802967 | 113868
Aluminum modified long oil alkyd (generic) (P-84-0977) | 1802969 | 113869
Substituted bisphenol, polymer with alkanepolyol and epichlorohydrin (generic) (P-84-0981) | 1802971 | 113870
Polymer of alkanepolyols, benzenedicarboxylic acids and maleic anhydride (generic) (P-84-0983) | 1802973 | 113871
Poly alkyl benzene sulfonic acid (generic) (P-84-0996) | 1802975 | 113872
Ethoxylated sorbitol, fatty acid ester (generic) (P-84-1001) | 1802977 | 113873
Alkyl thiadiazole (generic) (P-84-1008) | 1802979 | 113874
Aliphatic polycarbonate urethane (generic) (P-84-1009) | 1802981 | 113875
Aliphatic polycarbonate urethane (generic) (P-84-1010) | 1802983 | 113876
Aliphatic polyester urethane (generic) (P-84-1011) | 1802985 | 113877
Aliphatic polyester urethane (generic) (P-84-1012) | 1802987 | 113878
Aliphatic polyether urethane (generic) (P-84-1014) | 1802989 | 113879
Urethane adduct (generic) (P-84-1018) | 1802991 | 113880
Hydrogenated vegetable oil (generic) (P-84-1025) | 1802993 | 113881
Polyether aromatic isocyanate terminated prepolymer (generic) (P-84-1029) | 1802995 | 113882
Copolymer of .alpha.-olefin and maleic anhydride, esterified (generic) (P-84-1030) | 1802997 | 113883
Copolymer of .alpha.-olefin and maleic anhydride, esterified (generic) (P-84-1031) | 1802999 | 113884
Phenol, 4-(substituted)-bis(alkyl) (generic) (P-84-1033) | 1803001 | 113885
Sulfurized magnesium soap (generic) (P-84-1043) | 1803003 | 113886
Aliphatic polycarbonate silicone urethane (generic) (P-84-1047) | 1803005 | 113887
Aliphatic polycarbonate urethane (generic) (P-84-1048) | 1803007 | 113888
Aliphatic polycarbonate urethane (generic) (P-84-1050) | 1803009 | 113889
Fluoropolyester modified toluene diisocyanate polymer (generic) (P-84-1059) | 1803011 | 113890
Polyamide-graft-polyacrylate polymer (generic) (P-84-1060) | 1803013 | 113891
Trisubstituted malonamide (generic) (P-84-1061) | 1803015 | 113892
Substituted metal complex (generic) (P-84-1067) | 1803017 | 113893
Alkyl ester of alkoxylated alkanols (generic) (P-84-1069) | 1803019 | 113894
Modified, maleated metal resinate (generic) (P-84-1089) | 1803021 | 113895
Fatty acid, carbomonocyclic ester (generic) (P-84-1093) | 1803023 | 113896
Alkyl phosphate ester amine salt (generic) (P-84-1097) | 1803025 | 113897
Modified polymer of acrylates and methacrylates (generic) (P-84-1102) | 1803027 | 113898
Tetraamino disubstituted metal complex (generic) (P-84-1105) | 1803029 | 113899
Cuprate, [[(3,3'-dihydroxy[1,1'-biphenyl]-4,4'-diyl)bis(azo)]bis[substituted-sulfonato]]di-, alkali metal salts (generic) (P-84-1107) | 1803031 | 113900
Modified rosin (generic) (P-84-1109) | 1803033 | 113901
Acid form of sulfonated, alkylated diphenyl oxide (generic) (P-84-1113) | 1803035 | 113902
Sodium salt of sulfonated, alkylated diphenyl oxide (generic) (P-84-1114) | 1803037 | 113903
Phenolic modified rosin ester (generic) (P-84-1115) | 1803039 | 113904
Silicone glycol (generic) (P-84-1122) | 1803041 | 113905
Substituted naphthalenesulfonic acid, [[[substituted]-1,3,5-triazin-2-yl]amino][[[sulfophenylazo]phenyl]azo]-, alkali metal, alkanolamine salt (generic) (P-84-1123) | 1803043 | 113906
Methanone, alkyl-aryl (generic) (P-84-1125) | 1803045 | 113907
Methanone, alkyl-substituted phenyl (generic) (P-84-1126) | 1803047 | 113908
Heterocyclic substituted copper phthalocyanine (generic) (P-84-1132) | 1803049 | 113909
Polymer of glycerine, substituted alkanoic acid, tallow fatty acids, benzenedicarboxylic acid derivative, trimethylolpropane, styrene, substitutedalkyl methacrylate and butyl acrylate (generic) (P-84-1133) | 1803051 | 113910
Polymer of glycerine, maleic anhydride, substituted alkanoic acid, tallow fatty acids, benzenedicarboxylic acid derivative, trimethylolpropane, styrene, substituted alkyl methacrylate and butyl acrylate (generic) (P-84-1134) | 1803053 | 113911
Vinyl urethane (generic) (P-84-1135) | 1803055 | 113912
Cellulosic ether (generic) (P-84-1139) | 1803057 | 113913
Vegetable oil, polymer with alkanepolyol, alkanedioic acid, phthalic anhydride and alkanoic acid (generic) (P-84-1140) | 1803059 | 113914
Phenylene bis[benzothiazoloxoalkylamide][methylimidazole]derivativemixed salts (generic) (P-84-1141) | 1803061 | 113915
Polyethylenepolyamines, polymers with chloroalkanes, quaternized (generic) (P-84-1155) | 1803063 | 113916
Polyethylenepolyamines, polymers with chloroalkanes and alkylene oxide, quaternized (generic) (P-84-1156) | 1803065 | 113917
Formaldehyde, polymer with alkylphenol, fumaric acid, alkylene oxides and alkanepolyol-polyalkylene oxide ether (generic) (P-84-1157) | 1803067 | 113918
Polyethylenepolyamines, polymers with chloroalkanes and alkylene oxide, quaternized (generic) (P-84-1158) | 1803069 | 113919
Polymer of alkylene oxides, fumaric acid and alkanepolyol-polyalkylene oxide ether (generic) (P-84-1159) | 1803071 | 113920
1H-Imidazole-1-ethanamine, 4,5-dihydro-, substituted, alkoxylated (generic) (P-84-1160) | 1803073 | 113921
Disubstituted benzoic acid ester (generic) (P-84-1164) | 1803075 | 113922
Acrylic copolymer (generic) (P-84-1168) | 1803077 | 113923
Phenol, alkoxy(substituted)-, (generic) (P-84-1169) | 1803079 | 113924
Polyester polyol (generic) (P-84-1175) | 1803081 | 113925
Rosin ester (generic) (P-84-1178) | 1803083 | 113926
Aminopolyamide intermediate (generic) (P-84-1180) | 1803085 | 113927
Alkali metal salt of an unsaturated carboxylic acid (generic) (P-84-1185) | 1803087 | 113928
Polymer of bisphenol A with (chloromethyl)oxirane and a substitutedalkane (generic) (P-84-1192) | 1803089 | 113929
Functional polyester (generic) (P-84-1193) | 1803091 | 113930
Acrylated polyester (generic) (P-84-1194) | 1803093 | 113931
Substituted phenol/formaldehyde resin (generic) (P-84-1198) | 1803095 | 113932
Polyester urethane polymer (generic) (P-84-1199) | 1803097 | 113933
Substituted amino benzoic acid derivative (generic) (P-84-1203) | 1803099 | 113934
Reaction product of alkyldiamine and excess formaldehyde (generic) (P-84-1211) | 1803101 | 113935
Sodium salt of alkyldiaminopolyalkanoic acid (generic) (P-84-1213) | 1803103 | 113936
Linseed oil, polymer with alkyl acrylate, methyl methacrylate, alkanepolyol, adipic acid, substituted alkyl methacrylate, phthalic anhydride and alkanoic acid (generic) (P-84-1215) | 1803105 | 113937
Acrylic acid, polymer with alkyl methacrylates and hydroxyalkyl methacrylate (generic) (P-84-1216) | 1803107 | 113938
Disubstituted piperazine (generic) (P-84-1220) | 1803109 | 113939
Disubstituted benzothiazole salt (generic) (P-84-1221) | 1803111 | 113940
Siloxanes and Silicones, di-Me, Me hydrogen, reaction products withsubstituted alkyl methacrylate and polyalkylene glycol alkenyl ether (generic) (P-84-1222) | 1803113 | 113941
Substituted amine-boron compound (generic) (P-84-1226) | 1803115 | 113942
Spiro[isobenzofuran xanthene] (generic) (P-85-0007) | 1803117 | 113943
Fatty alcohol, ethoxylated, propoxylated, fatty acid ester (generic) (P-85-0009) | 1803119 | 113944
Aryl substituted aliphatic thiol (generic) (P-85-0011) | 1803121 | 113945
Substituted borazole polymer (generic) (P-85-0013) | 1803123 | 113946
Acrylamide unsaturated quaternary ammonium copolymer (generic) (P-85-0016) | 1803125 | 113947
2-[[(Substituted aryl)methylhydrozono]methyl]-1,3,3-trimethyl-3H-indolium, salt (generic) (P-85-0020) | 1803127 | 113948
Thiazolium, substituted (methylarylindolyl)azo- (generic) (P-85-0025) | 1803129 | 113949
Carbopolycycle sulfonate of substituted phenylazo substituted heteromonocycle (generic) (P-85-0030) | 1803131 | 113950
Carbopolycycle sulfonate of substituted heteropolycycle (generic) (P-85-0031) | 1803133 | 113951
Polymer of substituted carbomonocycle isocyanate, alkanols and trimethylolpropane (generic) (P-85-0033) | 1803135 | 113952
Hydroxyl terminated polyurethane (generic) (P-85-0038) | 1803137 | 113953
Monoethanolamine salt of lignin (generic) (P-85-0051) | 1803139 | 113954
Vegetable fatty acids, reaction products with substituted benzene and polyethylenepolyamines (generic) (P-85-0052) | 1803141 | 113955
Organotungsten compound (generic) (P-85-0054) | 1803143 | 113956
Substituted heterocycle, 5'-[[4-[[7-[(substituted heterocycle)azo]-1-hydroxy-3-sulfo-2-naphthalenyl]azo]phenyl]azo-, salt with an organic acid (generic) (P-85-0055) | 1803145 | 113957
Oxirane, alkyl(alkylcycloalkenyl)- (generic) (P-85-0057) | 1803147 | 113958
Thioirane, alkyl(alkylcycloalkenyl)- (generic) (P-85-0058) | 1803149 | 113959
Polyalkylcycloalkenealkanethiol (generic) (P-85-0059) | 1803151 | 113960
Functional polyester of diethylene, glycol, phthalic anhydride and a dibasic acid (generic) (P-85-0060) | 1803153 | 113961
Aromatic polyester (generic) (P-85-0061) | 1803155 | 113962
Polyalkylene oxide aromatic diisocyanate prepolymer (generic) (P-85-0062) | 1803157 | 113963
Organosilicone copolymer (generic) (P-85-0064) | 1803159 | 113964
Substituted cycloalkanone (generic) (P-85-0065) | 1803161 | 113965
Tall oil, fatty acids, polymer with alkanetriols and benzenedicarboxylic acid derivative (generic) (P-85-0068) | 1803163 | 113966
Tall oil fatty acids, polymer with pentaerythritol, benzenedicarboxylic acid derivative, soybean oil, substituted benzophenone and glycidyl neodecanoate (generic) (P-85-0070) | 1803165 | 113967
Glycidyl neodecanoate, polymer with substituted benzophenone and benzenedicarboxylic acid derivative (generic) (P-85-0071) | 1803167 | 113968
Substituted naphthol dyestuff (generic) (P-85-0079) | 1803169 | 113969
Polyester from dimethyl terephthalate, ethylene glycol and 3-substituted propanoic acid glycol ester (generic) (P-85-0083) | 1803171 | 113970
Sulfonated carbocyclic diester (generic) (P-85-0087) | 1803173 | 113971
Hydroxyethylthiopolyalcohol (generic) (P-85-0092) | 1803175 | 113972
Modified soybean - tung alkyd resin (generic) (P-85-0102) | 1803177 | 113973
Alkenylated phenol (generic) (P-85-0104) | 1803179 | 113974
Dialkenyl phenol, substituted- (generic) (P-85-0105) | 1803181 | 113975
Alkenylated phenol (generic) (P-85-0106) | 1803183 | 113976
Acrylic copolymer (generic) (P-85-0108) | 1803185 | 113977
Polysulfide polymer (generic) (P-85-0110) | 1803187 | 113978
Polymer of disubstituted polysiloxane, substituted phenol and substituted alkanoyl halide (generic) (P-85-0111) | 1803189 | 113979
Alkanediol maleic anhydride copolymer (generic) (P-85-0112) | 1803191 | 113980
Polymer of glycerine, maleic anhydride, substituted alkanoic acid, tallow fatty acids, benzenedicarboxylic acid derivative and trimethylolpropane (generic) (P-85-0117) | 1803193 | 113981
Tallow fatty acids, polymer with alkanetriols, maleic anhydride, substituted alkanoic acid and phthalic anhydride (generic) (P-85-0119) | 1803195 | 113982
Tallow fatty acids, polymer with alkanetriols, maleic anhydride, substituted alkanoic acid, phthalic anhydride, butyl acrylate, styrene and substituted alkyl methacrylate (generic) (P-85-0120) | 1803197 | 113983
Acrylic copolymer (generic) (P-85-0121) | 1803199 | 113984
Copolymer of vinyl amides and organic acid salts (generic) (P-85-0122) | 1803201 | 113985
Polymer of vinylpyrrolidinone and substituted acrylate derivative (generic) (P-85-0123) | 1803203 | 113986
Copolymer of vinyl amides and organic acid salts (generic) (P-85-0124) | 1803205 | 113987
Butanamide, N-substituted alkyl (generic) (P-85-0128) | 1803207 | 113988
Styrene, acrylate polymer (generic) (P-85-0129) | 1803209 | 113989
Organosilicone copolymer (generic) (P-85-0132) | 1803211 | 113990
Substituted titanocene (generic) (P-85-0138) | 1803213 | 113991
Functional complex polyester of diethylene glycol, neopentyl glycoland a dibasic acid (generic) (P-85-0139) | 1803215 | 113992
Biphenyl, 3,3'-dichloro-4-(substituted azo)-4'-((((phenylamino)carbonyl)-2-oxopropyl)azo)- (generic) (P-85-0146) | 1803217 | 113993
Modified acrylic copolymer (generic) (P-85-0148) | 1803219 | 113994
Fluoranthenediamine, bis(substituted aminoanthraquinone) (generic) (P-85-0150) | 1803221 | 113995
Fluoranthenediamine, bis(substituted aminoanthraquinone) (generic) (P-85-0151) | 1803223 | 113996
Aromatic diol (generic) (P-85-0158) | 1803225 | 113997
Cyanoacetate ester (generic) (P-85-0163) | 1803227 | 113998
Organo sulfur compound (generic) (P-85-0167) | 1803229 | 113999
Alkenyl substituted carbomonocyclic alkenyl ether (generic) (P-85-0174) | 1803231 | 114000
Branched monocarboxylic fatty acid (generic) (P-85-0175) | 1803233 | 114001
Branched monocarboxylic fatty acid (generic) (P-85-0176) | 1803235 | 114002
Branched monocarboxylic fatty acid (generic) (P-85-0177) | 1803237 | 114003
Branched monocarboxylic fatty acid (generic) (P-85-0178) | 1803239 | 114004
Branched monocarboxylic fatty acid (generic) (P-85-0179) | 1803241 | 114005
Branched monocarboxylic fatty acid (generic) (P-85-0180) | 1803243 | 114006
Substituted phenyl salt (generic) (P-85-0185) | 1803245 | 114007
Alkyl alkoxy siloxane (generic) (P-85-0189) | 1803247 | 114008
Cyanoacrylate ester (generic) (P-85-0200) | 1803249 | 114009
Substituted dioxazine (generic) (P-85-0201) | 1803251 | 114010
Substituted dioxazine (generic) (P-85-0202) | 1803253 | 114011
Sulfur-containing polyalkylene oxides (generic) (P-85-0203) | 1803255 | 114012
Aromatic polyurethane prepolymer containing tertiary amine (generic) (P-85-0213) | 1803257 | 114013
Substituted succinic acid (generic) (P-85-0226) | 1803259 | 114014
Acrylic acid ester (generic) (P-85-0227) | 1803261 | 114015
Disubstituted pyridinium bromide (generic) (P-85-0228) | 1803263 | 114016
Epoxy polyester (generic) (P-85-0229) | 1803265 | 114017
Acrylated alkyd resin (generic) (P-85-0230) | 1803267 | 114018
Polyester base (generic) (P-85-0231) | 1803269 | 114019
Vegetable oil polymer with alkanediols (generic) (P-85-0235) | 1803271 | 114020
Bis-imidazolium dibromide (generic) (P-85-0247) | 1803273 | 114021
Quinone-imine dye (generic) (P-85-0248) | 1803275 | 114022
Isobenzofuranone (generic) (P-85-0249) | 1803277 | 114023
Reaction product of polyalkylene oxide polyol, isocyanate and diol (generic) (P-85-0251) | 1803279 | 114024
Polyester resin (generic) (P-85-0253) | 1803281 | 114025
Alkoxylated alkanol sulfate, ammonium salt (generic) (P-85-0256) | 1803283 | 114026
Heteropolycycle azo substituted heteromonocycle (generic) (P-85-0261) | 1803285 | 114027
Substituted terpene resin (generic) (P-85-0262) | 1803287 | 114028
Substituted terpene resin (generic) (P-85-0264) | 1803289 | 114029
Substituted furanone (generic) (P-85-0268) | 1803291 | 114030
Substituted furanone (generic) (P-85-0269) | 1803293 | 114031
Substituted Naphthalene, [1,2-ethenediylbis[sulfo-phenylene)imino(chloro-1,3,5-triazine-diyl)iminocarbonylimino(substituted-phenylene)Azo]]bis-, alkali metal salt (generic) (P-85-0274) | 1803295 | 114032
Substituted naphthyl azo naphthalene sulfonic acid (generic) (P-85-0275) | 1803297 | 114033
Polyhydroxyether phosphate (generic) (P-85-0286) | 1803299 | 114034
Alkyl oxirane reacted with polyalkylene glycol (generic) (P-85-0288) | 1803301 | 114035
Organofunctional polysiloxane (generic) (P-85-0292) | 1803303 | 114036
Modified acrylic polymer (generic) (P-85-0295) | 1803305 | 114037
Bis-arylmethyleneaminobutene, nickel complex (generic) (P-85-0300) | 1803307 | 114038
Aliphatic polyester urethane (generic) (P-85-0303) | 1803309 | 114039
Alkyldi, toluenediisocyanate, alkene ester, adipic acid resin (generic) (P-85-0304) | 1803311 | 114040
Substituted alkyl silyl urea (generic) (P-85-0308) | 1803313 | 114041
Fatty acid amide (generic) (P-85-0314) | 1803315 | 114042
Substituted phenol, formaldehyde resin (generic) (P-85-0321) | 1803317 | 114043
Bis(substituted alkyl) disulfide (generic) (P-85-0323) | 1803319 | 114044
Substituted heteromonocyclic phenol (generic) (P-85-0324) | 1803321 | 114045
Alkyl aryl ethoxylate sulfate, sodium salt (generic) (P-85-0330) | 1803323 | 114046
Aromatic dinitro compound (generic) (P-85-0334) | 1803325 | 114047
Coconut alkyd resin (generic) (P-85-0339) | 1803327 | 114048
Organofunctional polysiloxane (generic) (P-85-0340) | 1803329 | 114049
Substituted aminofluorane (generic) (P-85-0341) | 1803331 | 114050
Phenolic resin (generic) (P-85-0345) | 1803333 | 114051
Alkyd resin (generic) (P-85-0346) | 1803335 | 114052
Modified phenolic resin (generic) (P-85-0347) | 1803337 | 114053
Alkyd resin (generic) (P-85-0348) | 1803339 | 114054
Acrylated alkyd resin (generic) (P-85-0349) | 1803341 | 114055
Modified phenolic resin (generic) (P-85-0350) | 1803343 | 114056
Alkanol sulfate, lithium salt (generic) (P-85-0356) | 1803345 | 114057
Partial metal complex of aminomethylenephosphonic acid (generic) (P-85-0360) | 1803347 | 114058
Hydrochloride salt of a substituted dialkylamine (generic) (P-85-0364) | 1803349 | 114059
Short oil alkyd resin (generic) (P-85-0366) | 1803351 | 114060
Haloalkyl substituted cyclic ether (generic) (P-85-0370) | 1803353 | 114061
Acrylic alkyd resin (generic) (P-85-0371) | 1803355 | 114062
Acrylic rubber dispersion in epoxy resin (generic) (P-85-0385) | 1803357 | 114063
Acrylate functional epoxy resin urethane (generic) (P-85-0386) | 1803359 | 114064
Copolymer of unsaturated polyester and allyl-compounds (generic) (P-85-0389) | 1803361 | 114065
Copolymer of unsaturated polyester and allyl compounds (generic) (P-85-0390) | 1803363 | 114066
Heteropolycycle azo benzeneamine derivative, salt (generic) (P-85-0394) | 1803365 | 114067
Vinyl acetate, polymer with alkyl acrylate, ethylene and substituted acrylic acid (generic) (P-85-0398) | 1803367 | 114068
Substituted aminoazobenzene (generic) (P-85-0401) | 1803369 | 114069
Acrylate polymer (generic) (P-85-0409) | 1803371 | 114070
Acrylated alkyd resin (generic) (P-85-0414) | 1803373 | 114071
Acrylic resin (generic) (P-85-0416) | 1803375 | 114072
Acrylic resin (generic) (P-85-0418) | 1803377 | 114073
Alkyd resin (generic) (P-85-0419) | 1803379 | 114074
Alkyd resin (generic) (P-85-0420) | 1803381 | 114075
Alkyd resin (generic) (P-85-0421) | 1803383 | 114076
Alkyd resin (generic) (P-85-0422) | 1803385 | 114077
Acrylic resin (generic) (P-85-0423) | 1803387 | 114078
Complex organo-silane polymeric reaction product (generic) (P-85-0426) | 1803389 | 114079
Copolymer of a substituted alkyl amine and an acrylic diol ester (generic) (P-85-0431) | 1803391 | 114080
Hydroxy-propyl-triazine (generic) (P-85-0437) | 1803393 | 114081
Polymer from N-methyl-N-vinylacetamide, acrylic acid and N-substituted acrylamide (generic) (P-85-0441) | 1803395 | 114082
Bis(substituted alkyl) disulfide (generic) (P-85-0443) | 1803397 | 114083
Alkyd resin (generic) (P-85-0450) | 1803399 | 114084
Alkyd resin (generic) (P-85-0451) | 1803401 | 114085
Alkyd resin (generic) (P-85-0452) | 1803403 | 114086
Alkyd resin (generic) (P-85-0453) | 1803405 | 114087
Substituted phenylazopyridone trisulfonic acid, alkali metal salt (generic) (P-85-0456) | 1803407 | 114088
Reaction product of polytetramethylene glycol, methylenebis(phenyl isocyanate) and alcohols (generic) (P-85-0457) | 1803409 | 114089
Polyalkylene glycol, polymer with hydroxyethyl methacrylate, benzophenonetetracarboxylic dianhydride and alkanedioic acid (generic) (P-85-0461) | 1803411 | 114090
Substituted phenylazo substituted heteromonocycle (generic) (P-85-0464) | 1803413 | 114091
Substituted alkyl butyl ester (generic) (P-85-0470) | 1803415 | 114092
Alkylaluminum chloride (generic) (P-85-0473) | 1803417 | 114093
Substituted cyclohexenecarboxylic acid (generic) (P-85-0477) | 1803419 | 114094
Polyamic acid polymer A (generic) (P-85-0481) | 1803421 | 114095
Polyamic acid polymer B (generic) (P-85-0482) | 1803423 | 114096
Polyamic acid polymer (generic) (P-85-0483) | 1803425 | 114097
Polyamic acid polymer (generic) (P-85-0484) | 1803427 | 114098
Vinyl acetate copolymer (generic) (P-85-0488) | 1803429 | 114099
Polyvinyl alcohol (generic) (P-85-0489) | 1803431 | 114100
Cationic soy protein hydrolyzed (generic) (P-85-0497) | 1803433 | 114101
Propoxylated quaternary ammonium compound (generic) (P-85-0505) | 1803435 | 114102
Polymer of styrene with acrylic acid, methylmethacrylate, hydroxyethyl methacrylate and a functionalized acrylate (generic) (P-85-0522) | 1803437 | 114103
Modified acrylate terpolymer (generic) (P-85-0526) | 1803439 | 114104
Anthranilate Schiff base (generic) (P-85-0528) | 1803441 | 114105
Trisubstituted naphthalenecarboxamide (generic) (P-85-0529) | 1803443 | 114106
Trisubstituted naphthalenecarboxamide (generic) (P-85-0530) | 1803445 | 114107
Alkyl sulfonate (generic) (P-85-0534) | 1803447 | 114108
Indole isoxazolidinone merocyanine (generic) (P-85-0539) | 1803449 | 114109
Poly(methacrylate) (generic) (P-85-0549) | 1803451 | 114110
Tetraallyloxyethane, methacrylate polymer (generic) (P-85-0552) | 1803453 | 114111
Waterborne urethane-acrylic polymer (generic) (P-85-0558) | 1803455 | 114112
Alkyl calixaryl acetate (generic) (P-85-0559) | 1803457 | 114113
Substituted olefinic ketone (generic) (P-85-0560) | 1803459 | 114114
Organosulfonic acid, zinc salt (generic) (P-85-0565) | 1803461 | 114115
Alcohol ether sulfate, amine salt (generic) (P-85-0566) | 1803463 | 114116
Silyl ketene acetal (generic) (P-85-0567) | 1803465 | 114117
Ester of olefinic acid (generic) (P-85-0570) | 1803467 | 114118
Ester of olefinic acid (generic) (P-85-0571) | 1803469 | 114119
Sulfonated styrene containing polymer (generic) (P-85-0579) | 1803471 | 114120
Chlorosulfonated polystyrene (generic) (P-85-0583) | 1803473 | 114121
Heterocyclic substituted butane (generic) (P-85-0592) | 1803475 | 114122
1-Substituted-3-alkylheteromonocyclic-4-hydroxybenzene (generic) (P-85-0596) | 1803477 | 114123
Disubstituted phenol (generic) (P-85-0601) | 1803479 | 114124
2,4-Diheteromonocyclic phenol (generic) (P-85-0602) | 1803481 | 114125
(3-Alkylheteromonocyclic-4-hydroxyphenyl substituted)-3'-substituted-4'-hydroxyphenyl substituted)alkyl (generic) (P-85-0603) | 1803483 | 114126
Di[trisubstituted heteromonocyclic(carbomonocyclic substituted)]heteropolycycle (generic) (P-85-0604) | 1803485 | 114127
(3-Alkylheteromonocyclic-4-hydroxyphenyl substituted)(3'-substituted-4'-hydroxyphenyl substituted)alkyl (generic) (P-85-0606) | 1803487 | 114128
2-Alkylheteromonocyclic-4-substituted phenol (generic) (P-85-0607) | 1803489 | 114129
Dialkylamine substituted aryl-N-arylnitrone (generic) (P-85-0613) | 1803491 | 114130
Dialkylamine substituted aryl-N-arylnitrone (generic) (P-85-0614) | 1803493 | 114131
Nitrobenzoic acid ester (generic) (P-85-0615) | 1803495 | 114132
Brominated propanoic acid derivative (generic) (P-85-0616) | 1803497 | 114133
Substituted benzenesulfonic acid, [[chloro[(substituted phenyl)amino]triazinylamino]-[[aminocarbonyl-ethyl-hydroxymethyl-oxo-pyridinyl]hydroxymethyl-oxo-pyridine]azo]-, alkali metal salt (generic) (P-85-0623) | 1803499 | 114134
Amino-hydroxy-naphthalenedisulfonic acid, [[(dichlorotriazinyl)amino]substituted phenylazo]-[(substituted phenyl)azo]-, alkali metal salt (generic) (P-85-0624) | 1803501 | 114135
Alkenyloxysilane (generic) (P-85-0627) | 1803503 | 114136
Substituted epoxy resin (generic) (P-85-0636) | 1803505 | 114137
Substituted amino carboxamide (generic) (P-85-0641) | 1803507 | 114138
Titanium complex compound (generic) (P-85-0646) | 1803509 | 114139
Trisubstituted naphthalenecarboxamide (generic) (P-85-0647) | 1803511 | 114140
Organomagnesium compound (generic) (P-85-0653) | 1803513 | 114141
Halogenated organometal complex (generic) (P-85-0654) | 1803515 | 114142
Polymer of formaldehyde and substituted phenols (generic) (P-85-0657) | 1803517 | 114143
Cyanobiphenyl, alkylbenzoic acid (generic) (P-85-0658) | 1803519 | 114144
Cyano naphthyl, alkyl cyclohexane carboxylic acid (generic) (P-85-0659) | 1803521 | 114145
Organometallic polymer (generic) (P-85-0662) | 1803523 | 114146
Catalyst (generic) (P-85-0664) | 1803525 | 114147
Catalyst (generic) (P-85-0665) | 1803527 | 114148
Polyurethane polymer with neopentyl glycol, trimethylolpropane, hydrogenated dimer acid and cyclohexanedimethanol (generic) (P-85-0666) | 1803529 | 114149
Modified cycloaliphatic diamine (generic) (P-85-0671) | 1803531 | 114150
Aryl sulfonamide (generic) (P-85-0678) | 1803533 | 114151
Acrylate copolymer (generic) (P-85-0686) | 1803535 | 114152
2-Propenoic acid copolymer (generic) (P-85-0694) | 1803537 | 114153
Polymer of aliphatic acrylates and methacrylates (generic) (P-85-0700) | 1803539 | 114154
Derivative of polyester of 3-hydroxy-2-(hydroxymethyl)-2-methylpropanoic acid and 3-hydroxy-2,2-dimethylpropyl 3-hydroxy-2,2-dimethylpropanoate (generic) (P-85-0701) | 1803541 | 114155
Acrylic terpolymer resin (generic) (P-85-0702) | 1803543 | 114156
Saturated polyester, silicone modified (generic) (P-85-0708) | 1803545 | 114157
Styrene-acrylic modified oil (generic) (P-85-0709) | 1803547 | 114158
Polycarbodiimide (generic) (P-85-0715) | 1803549 | 114159
Ethoxylated thiol ether (generic) (P-85-0724) | 1803551 | 114160
Acrylate, methacrylate polymer with styrene (generic) (P-85-0729) | 1803553 | 114161
Substituted pyridine disazo dye (generic) (P-85-0735) | 1803555 | 114162
Modified rosin, calcium zinc salts (generic) (P-85-0736) | 1803557 | 114163
4-(trans-4-n-Alkylcyclohexyl)-n-alkylbenzene (generic) (P-85-0764) | 1803559 | 114164
4-(trans-4-n-Alkylcyclohexyl)-4'-(trans-4-n-alkylcyclohexyl)biphenyl (generic) (P-85-0766) | 1803561 | 114165
4-n-Alkyl-4'-(4-trans-n-alkyl)cyclohexylbiphenyl (generic) (P-85-0772) | 1803563 | 114166
4-(trans-4-n-Alkylcyclohexyl)-n-alkoxybenzene (generic) (P-85-0773) | 1803565 | 114167
Chlorinated cyclic olefin/polydiene adduct (generic) (P-85-0783) | 1803567 | 114168
Fatty dibasic acids, amides from polyoxyalkylene amines (generic) (P-85-0786) | 1803569 | 114169
Haloborane-aromatic phosphate ester complex (generic) (P-85-0791) | 1803571 | 114170
Indole (generic) (P-85-0792) | 1803573 | 114171
Carboxyphenylcarbonylindole (generic) (P-85-0794) | 1803575 | 114172
Isobenzofuranone (generic) (P-85-0795) | 1803577 | 114173
Isobenzofuranone (generic) (P-85-0796) | 1803579 | 114174
Diamino-polydimethylsiloxane (generic) (P-85-0797) | 1803581 | 114175
Polyimide siloxane (generic) (P-85-0798) | 1803583 | 114176
Prepolymer modified MDI (generic) (P-85-0801) | 1803585 | 114177
Functionalized styrene methacrylic polymer (generic) (P-85-0802) | 1803587 | 114178
Polyester resin (generic) (P-85-0808) | 1803589 | 114179
Benzenesulfonic acid, 4-[[4-substituted]-3-methyl-5-oxo-2-pyrazolin-1-yl]-, salt (generic) (P-85-0818) | 1803591 | 114180
Tall oil fractions, unsaturated hydrocarbon resin, dieneophile modified polymer with pentaerythritol (generic) (P-85-0819) | 1803593 | 114181
Alkyd resin (generic) (P-85-0821) | 1803595 | 114182
Alkene, methacrylate copolymer (generic) (P-85-0823) | 1803597 | 114183
Isothiocyanate of a substituted polycyclic compound (generic) (P-85-0829) | 1803599 | 114184
Thiocarbamate of a substituted polycyclic compound (generic) (P-85-0830) | 1803601 | 114185
Isothiocyanate of a substituted polycyclic compound (generic) (P-85-0831) | 1803603 | 114186
Vinyl substituted organosilicone copolymer (generic) (P-85-0834) | 1803605 | 114187
Organosilicone copolymer (generic) (P-85-0835) | 1803607 | 114188
Copolymer of vinyl acetate and olefins (generic) (P-85-0851) | 1803609 | 114189
Polyester based polyurethane lacquer (generic) (P-85-0856) | 1803611 | 114190
Alkylaluminum halide (generic) (P-85-0857) | 1803613 | 114191
Acrylic resin (generic) (P-85-0859) | 1803615 | 114192
Dimethylhydrogen terminated polysiloxane (generic) (P-85-0864) | 1803617 | 114193
Hydroxyl-terminated polyurethane (generic) (P-85-0871) | 1803619 | 114194
Sodium bisulfite, reaction product with an epoxidized natural oil (generic) (P-85-0880) | 1803621 | 114195
Polyurethane (generic) (P-85-0883) | 1803623 | 114196
Blocked isocyanate polyether polyurethane (generic) (P-85-0884) | 1803625 | 114197
Unsaturated polyester resin (generic) (P-85-0885) | 1803627 | 114198
Brominated unsaturated polyester resin (generic) (P-85-0886) | 1803629 | 114199
Copolymer of acrylic acid esters, vinyl acetate, acrylic acid amide, crotonic acid, and fumaric acid ester (generic) (P-85-0889) | 1803631 | 114200
Epoxidized natural oil (generic) (P-85-0894) | 1803633 | 114201
Ethoxylated polyester (generic) (P-85-0899) | 1803635 | 114202
Poly(aliphatic) isocyanate reaction products (generic) (P-85-0906) | 1803637 | 114203
Short oil alkyd resin (generic) (P-85-0908) | 1803639 | 114204
Aliphatic cycloaliphatic polyester (generic) (P-85-0909) | 1803641 | 114205
Aliphatic, aromatic copolyester (generic) (P-85-0910) | 1803643 | 114206
Polyol sulfate (generic) (P-85-0913) | 1803645 | 114207
Trisubstituted triazole (generic) (P-85-0914) | 1803647 | 114208
Modified essential oil (generic) (P-85-0927) | 1803649 | 114209
Phenol formaldehyde resoles (generic) (P-85-0944) | 1803651 | 114210
Polysubstituted benzene, generic (generic) (P-85-0947) | 1803653 | 114211
Substituted nitro aromatic (generic) (P-85-0948) | 1803655 | 114212
Polyacrylate, vinyl chloride graft polymer (generic) (P-85-0953) | 1803657 | 114213
Polydimethylsiloxy, methyl alkene siloxane copolymer (generic) (P-85-0954) | 1803659 | 114214
Copolymer of acrylonitrile, acrylic acid and aliphatic amine, salt (generic) (P-85-0955) | 1803661 | 114215
Amine polyglycol (generic) (P-85-0961) | 1803663 | 114216
Tetrafunctional mercapto-ester reaction product with propylene dicarboxylic acid (generic) (P-85-0971) | 1803665 | 114217
Hydroxy-terminated polyether diol reaction product with benzophenonetetracarboxylic dianhydride and hydroxyethyl methacrylate (generic) (P-85-0972) | 1803667 | 114218
Amine polyglycol (generic) (P-85-0978) | 1803669 | 114219
Isocyanate crosslinked polyester of hexanediol, neopentyl glycol and hexahydrophthalic anhydride (generic) (P-85-0986) | 1803671 | 114220
Substituted sulfoaryl aryldioxazine (generic) (P-85-0987) | 1803673 | 114221
Azosubstituted aminonaphthol salt (generic) (P-85-0988) | 1803675 | 114222
Azosubstituted aminonaphthol salt (generic) (P-85-0989) | 1803677 | 114223
Polyester polyol terminated toluenediisocyanate polymer (generic) (P-85-0993) | 1803679 | 114224
Poly[(azo,oxo, partially hydrogenated aryl) sulfonyloxy]substitutedaromatic compound (generic) (P-85-0997) | 1803681 | 114225
Mixed esters of butane polyols (generic) (P-85-0998) | 1803683 | 114226
Polyfunctional methacrylate of polyisocyanate adduct of alkoxylatedpolyol (generic) (P-85-0999) | 1803685 | 114227
Alkanol diester of an alkane dioic acid (generic) (P-85-1002) | 1803687 | 114228
Polyhydroxy ether diisocyanate acrylate polymer (generic) (P-85-1009) | 1803689 | 114229
Substituted bromopropanoic acid derivative (generic) (P-85-1011) | 1803691 | 114230
Vinyl chloride interpolymer containing hydroxyl and carboxyl groups (generic) (P-85-1015) | 1803693 | 114231
Disubstituted benzenesulfonate salt (generic) (P-85-1017) | 1803695 | 114232
Polyfluoroalkyl thiocyanate (generic) (P-85-1023) | 1803697 | 114233
Polyfluoroalkylsulfonamidopropylamine (generic) (P-85-1024) | 1803699 | 114234
Polyfluoroalkyl betaine (generic) (P-85-1025) | 1803701 | 114235
Mercaptoalkylsiloxane (generic) (P-85-1026) | 1803703 | 114236
Polymer of alkane polyols, aromatic carboxylic acid, benzene dicarboxylic acids, polyamide resin, vegetable oil acids and polycyclic unsaturated acid (generic) (P-85-1029) | 1803705 | 114237
Alkenoic alkeneamide substituted propane (generic) (P-85-1031) | 1803707 | 114238
Epoxy modified polyol (generic) (P-85-1032) | 1803709 | 114239
Epoxy modified polyol (generic) (P-85-1033) | 1803711 | 114240
Modified tall oil fatty acids amidoamine (generic) (P-85-1050) | 1803713 | 114241
Alkatriene (generic) (P-85-1057) | 1803715 | 114242
Salt of N,N-diethylphenylenediamine with organic acid (generic) (P-85-1061) | 1803717 | 114243
Biphenolphosphite (generic) (P-85-1064) | 1803719 | 114244
Alkyl alkoxy bisphenol (generic) (P-85-1065) | 1803721 | 114245
Substituted xanthene (generic) (P-85-1073) | 1803723 | 114246
Substituted xanthene (generic) (P-85-1074) | 1803725 | 114247
Substituted phenylcarbonylbenzoic acid (generic) (P-85-1075) | 1803727 | 114248
Substituted phenylisobenzofuranone (generic) (P-85-1076) | 1803729 | 114249
Substituted bis phenyl isobenzofuranone (generic) (P-85-1077) | 1803731 | 114250
Substituted naphthalene, [1,2-ethenediylbis[(sulfo-4,1-phenylene)imino(chloro-1,3,5-triazinediyl)imino(hydroxy-substituted naphthalenediyl)azo]]bis-, alkali metal salt (generic) (P-85-1079) | 1803733 | 114251
C18-fatty acids, dimers, polyamide resin (generic) (P-85-1080) | 1803735 | 114252
(Triacyl)silylalkyl ester of a kenoic acid (generic) (P-85-1081) | 1803737 | 114253
Trisubstituted methanaminium salt (generic) (P-85-1093) | 1803739 | 114254
Copper phthalocyanine polysulfonic acid salt with alkylated amine (generic) (P-85-1096) | 1803741 | 114255
(N-Substituted aminocarbonyl)alkyl substituted aromatic heterocycle, halide salt (generic) (P-85-1110) | 1803743 | 114256
Acrylic resin (generic) (P-85-1113) | 1803745 | 114257
Acrylic resin (generic) (P-85-1115) | 1803747 | 114258
Acrylic resin (generic) (P-85-1116) | 1803749 | 114259
Epoxy polyester (generic) (P-85-1118) | 1803751 | 114260
High molecular weight linear saturated polyester (generic) (P-85-1119) | 1803753 | 114261
High molecular weight linear saturated polyester (generic) (P-85-1120) | 1803755 | 114262
Polyether polyol with pendant isocyanate groups (generic) (P-85-1129) | 1803757 | 114263
Acrylate-substituted vinyl chloride copolymer (generic) (P-85-1131) | 1803759 | 114264
Polyvinylacetate copolymer (generic) (P-85-1134) | 1803761 | 114265
Ketoxime blocked urethane polymer of an aromatic diisocyanate, alkane polyols, alkanedioc acid (generic) (P-85-1136) | 1803763 | 114266
Aliphatic aromatic co-polyester (generic) (P-85-1146) | 1803765 | 114267
Polymer of modified polyolefin and modified elastomer (generic) (P-85-1147) | 1803767 | 114268
Phenolic modified epoxy resin (generic) (P-85-1148) | 1803769 | 114269
Polymer modified acrylated epoxide (generic) (P-85-1171) | 1803771 | 114270
Modified urethane alkyd polymer from phthalic anhydride with soybean oil, linseed oil, alkanediols, a carbomonocyclic acid and an alkanoic ester (generic) (P-85-1174) | 1803773 | 114271
Polyacrylate (generic) (P-85-1179) | 1803775 | 114272
N,N-Bis(substituted imidazolium chloride alkyl stearamide) (generic) (P-85-1183) | 1803777 | 114273
Monosubstituted carbamic acid, methyl ester, salt (generic) (P-85-1186) | 1803779 | 114274
Amine epoxy polymer (generic) (P-85-1192) | 1803781 | 114275
Epoxy amine polymer (generic) (P-85-1193) | 1803783 | 114276
Partially silylated aliphatic isocyanate oligomer (generic) (P-85-1195) | 1803785 | 114277
Amine functional acrylic terpolymer (generic) (P-85-1198) | 1803787 | 114278
Polyester resin (generic) (P-85-1204) | 1803789 | 114279
Polyester resin (generic) (P-85-1205) | 1803791 | 114280
Blocked isocyanate homopolymer (generic) (P-85-1206) | 1803793 | 114281
Polyurethane dispersion (generic) (P-85-1213) | 1803795 | 114282
Hydroxy functional resin (generic) (P-85-1214) | 1803797 | 114283
Synthetic resin (generic) (P-85-1215) | 1803799 | 114284
Poly(phenoxy alkylene)phosphate (generic) (P-85-1217) | 1803801 | 114285
Acrylate copolymer (generic) (P-85-1218) | 1803803 | 114286
Substituted dithiocarbamate salt (generic) (P-85-1219) | 1803805 | 114287
Styrene acrylic polymer (generic) (P-85-1221) | 1803807 | 114288
Castor oil polymer (generic) (P-85-1225) | 1803809 | 114289
Polyether polyurethane polymer (generic) (P-85-1226) | 1803811 | 114290
Methacrylated polyolefin capped with isocyanate (generic) (P-85-1246) | 1803813 | 114291
Ethylene, vinyl acetate, methacrylic acid, hydroxysubstituted hydrocarbon copolymer (generic) (P-85-1247) | 1803815 | 114292
Aryloxycyclophosphazene (generic) (P-85-1248) | 1803817 | 114293
Substituted aromatic polymer (generic) (P-85-1251) | 1803819 | 114294
Aliphatic polyisocyanate modified acrylic resin (generic) (P-85-1252) | 1803821 | 114295
Aliphatic polyisocyanate modified acrylic resin (generic) (P-85-1253) | 1803823 | 114296
Aliphatic polyisocyanate modified acrylic resin (generic) (P-85-1254) | 1803825 | 114297
Aliphatic polyisocyanate modified acrylic resin (generic) (P-85-1255) | 1803827 | 114298
Aliphatic polyisocyanate modified acrylic resin (generic) (P-85-1256) | 1803829 | 114299
Aliphatic polyisocyanate modified acrylic resin (generic) (P-85-1257) | 1803831 | 114300
Aliphatic polyisocyanate modified acrylic resin (generic) (P-85-1258) | 1803833 | 114301
Aliphatic polyisocyanate modified acrylic resin (generic) (P-85-1259) | 1803835 | 114302
Aliphatic polyisocyanate modified acrylic resin (generic) (P-85-1260) | 1803837 | 114303
Aliphatic polyisocyanate modified acrylic resin (generic) (P-85-1261) | 1803839 | 114304
Oxycarbonyl cyclohexyloic ester derivative (generic) (P-85-1284) | 1803841 | 114305
Molybdenum complex of organic amide (generic) (P-85-1285) | 1803843 | 114306
Bis(alkylureido)alkane (generic) (P-85-1289) | 1803845 | 114307
Aliphatic polycarbonate urethane (generic) (P-85-1290) | 1803847 | 114308
Aliphatic polycarbonate urethane (generic) (P-85-1291) | 1803849 | 114309
Fatty acid ester of an alkanolamine quaternary salt (generic) (P-85-1295) | 1803851 | 114310
Condensation product of an alkylphenol, an alkylamine and formaldehyde, calcium salt (generic) (P-85-1298) | 1803853 | 114311
Polymer of 2,2-dimethyl-1,3-propanediol with hexanedioic acid, carbomonocyclic anhydrides and coco fatty acids (generic) (P-85-1299) | 1803855 | 114312
Substituted isothiazolanthracene (generic) (P-85-1306) | 1803857 | 114313
Amine salt of a carboxyl terminated polyester urethane polymer (generic) (P-85-1308) | 1803859 | 114314
Amine salt of a carboxyl terminated polyether urethane polymer (generic) (P-85-1309) | 1803861 | 114315
Polyether urethane polymer (generic) (P-85-1310) | 1803863 | 114316
Copper phthalocyanine, substituted (generic) (P-85-1314) | 1803865 | 114317
2-Naphthalenesulfonic acid, 6-acetamido-4-hydroxy-[substituted]azo,1:2 metal complex, trisodium salt (generic) (P-85-1316) | 1803867 | 114318
Fatty acids, amides from alkanolamines (generic) (P-85-1319) | 1803869 | 114319
Aromatic polyester resin (generic) (P-85-1327) | 1803871 | 114320
Urethane polymer (generic) (P-85-1328) | 1803873 | 114321
Polymer of acrylic acid esters and methacrylic acid esters with an aliphatic acid monomer and an aromatic vinyl monomer (generic) (P-85-1333) | 1803875 | 114322
Functional styrene methacrylate polymer (generic) (P-85-1335) | 1803877 | 114323
Oil modified polyester of aromatic and aliphatic dibasic acids (generic) (P-85-1336) | 1803879 | 114324
Polyurethane (generic) (P-85-1338) | 1803881 | 114325
Bisphenol A, epichlorohydrin, diethanolamine, polysubstituted alkane adduct polymer (generic) (P-85-1339) | 1803883 | 114326
Sulfonates of ethoxylated alcohol (generic) (P-85-1341) | 1803885 | 114327
Silicone substituted organic amine (generic) (P-85-1343) | 1803887 | 114328
Alkali metal salt of substituted sulfo-aryl transition metal complex (generic) (P-85-1344) | 1803889 | 114329
Polysubstituted sulfo-aryl transition metal complex (generic) (P-85-1345) | 1803891 | 114330
Amine modified epoxy resin (generic) (P-85-1374) | 1803893 | 114331
Reaction product of bismaleimide with aminoaryl hydrazide (generic) (P-85-1378) | 1803895 | 114332
Alkyl benzotriazole (generic) (P-85-1379) | 1803897 | 114333
Carboxy substituted aromatic sulfonamide (generic) (P-85-1387) | 1803899 | 114334
Fluoro polyaryl ether ketone (generic) (P-85-1389) | 1803901 | 114335
Acrylic copolymer latex (generic) (P-85-1397) | 1803903 | 114336
Aliphatic polyester polyurethane (generic) (P-85-1398) | 1803905 | 114337
Disubstituted phenyl azo disubstituted naphthalenesulfonic acid, salt (generic) (P-85-1400) | 1803907 | 114338
Disubstituted phenyl azo disubstituted naphthalenesulfonic acid, substituted alkylamine salt (generic) (P-85-1401) | 1803909 | 114339
Substituted phenyl azo disubstituted naphthalenesulfonic acid, salt (generic) (P-85-1402) | 1803911 | 114340
Substituted phenylazo substituted phenylazo benzenesulfonic acid, salt (generic) (P-85-1404) | 1803913 | 114341
Phosphorodithioic acid, dialkyl ester, alkylammonium salt (generic) (P-85-1407) | 1803915 | 114342
Phosphoric acid, mixed alkyl ester, alkylammonium salt (generic) (P-85-1407) | 1803917 | 114343
Substituted aromatic polymer (generic) (P-85-1414) | 1803919 | 114344
Phenolic polyester (generic) (P-85-1417) | 1803921 | 114345
Aqueous polyurethane dispersion (generic) (P-85-1422) | 1803923 | 114346
Aqueous polyurethane dispersion (generic) (P-85-1423) | 1803925 | 114347
Oxime capped polyurethane (generic) (P-85-1428) | 1803927 | 114348
Substituted N,N-dialkyl-m-anisidine (generic) (P-85-1432) | 1803929 | 114349
Amine-boronhalide complex (generic) (P-85-1436) | 1803931 | 114350
Modified acrylate terpolymer (generic) (P-85-1438) | 1803933 | 114351
Organo sulfur compound (generic) (P-85-1439) | 1803935 | 114352
Benzenedicarboxilic acid, alkanediols, and alkanecarboxilic acid (generic) (P-85-1440) | 1803937 | 114353
C.I. Reactive Red 226 (generic) (P-85-1444) | 1803939 | 114354
Reaction product of propylene glycol, cyclic aliphatic polyisocyanates, methyl isobutyl ketone, and aliphatic triamines (generic) (P-85-1452) | 1803941 | 114355
Polyether polyurethane polymer (generic) (P-85-1454) | 1803943 | 114356
Substituted sulfoaryl aryldioxazine (generic) (P-85-1456) | 1803945 | 114357
Aliphatic ammonium salt of substituted aromatic acid (generic) (P-85-1457) | 1803947 | 114358
Acrylic polymer containing aromatic carboxyesters (generic) (P-85-1458) | 1803949 | 114359
Acrylic polymer containing aromatic carboxyesters (generic) (P-85-1459) | 1803951 | 114360
Substituted pyrazol azo benzenesulfonic acid (generic) (P-85-1464) | 1803953 | 114361
Modified alkanolamine, salt with organic acid (generic) (P-85-1468) | 1803955 | 114362
Methylene diphenylene diisocyanate polyol prepolymer (generic) (P-85-1470) | 1803957 | 114363
Methylene diphenylene diisocyanate-polyol prepolymer (generic) (P-85-1473) | 1803959 | 114364
Methylene diphenylene diisocyanate polyol prepolymer (generic) (P-85-1475) | 1803961 | 114365
Mixed alkyl phosphate esters (generic) (P-85-1479) | 1803963 | 114366
Substituted bis(phenyl)isobenzofuranone (generic) (P-85-1480) | 1803965 | 114367
Polyester containing amide groups (generic) (P-85-1516) | 1803967 | 114368
Bis(substituted arylazosubstituted sulfo aryl) transition metal complex (generic) (P-85-1517) | 1803969 | 114369
Isocyanate terminated polyester urethane (generic) (P-85-1518) | 1803971 | 114370
Modified polymer of rosin and a polyol (generic) (P-85-1522) | 1803973 | 114371
Acrylate modified polyester of a carbomonocyclic acid, tall-oil fatty acids and polyhydroxy alkanes (generic) (P-85-1523) | 1803975 | 114372
Perfluoroalkyl methacrylate copolymer latex (generic) (P-86-0002) | 1803977 | 114373
Reaction product of bismaleimide with amino aryl hydrazide (generic) (P-86-0011) | 1803979 | 114374
Reaction product of bismaleimide with amino aryl hydrazide (generic) (P-86-0012) | 1803981 | 114375
Magnesium borate (generic) (P-86-0020) | 1803983 | 114376
Polyetheramide (generic) (P-86-0025) | 1803985 | 114377
Aromatic quaternary ammonium salts of phosphoric acid esters (generic) (P-86-0026) | 1803987 | 114378
Aliphatic aromatic copolyester (generic) (P-86-0028) | 1803989 | 114379
Methyl methacrylate, styrene, ethyl acrylate, polyfunctional monomer polymer (generic) (P-86-0029) | 1803991 | 114380
Triarylphosphite (generic) (P-86-0032) | 1803993 | 114381
Polyester resin (generic) (P-86-0033) | 1803995 | 114382
Tetrakis(triarylphosphite)nickel (O) (generic) (P-86-0034) | 1803997 | 114383
Cobalt-aluminum organometallic compound (generic) (P-86-0037) | 1803999 | 114384
Polyalkylene oxide aliphatic diisocyanate prepolymer (generic) (P-86-0041) | 1804001 | 114385
Rubber modified epoxy (generic) (P-86-0043) | 1804003 | 114386
Perfluoroalkyl polyether (generic) (P-86-0055) | 1804005 | 114387
Hydrocarbon resin, hydrogenated (generic) (P-86-0056) | 1804007 | 114388
Hydrocarbon resin, hydrogenated (generic) (P-86-0057) | 1804009 | 114389
Alkyd resin (generic) (P-86-0059) | 1804011 | 114390
Hydrocarbon resin (generic) (P-86-0061) | 1804013 | 114391
Etherified phenol formaldehyde resole (generic) (P-86-0072) | 1804015 | 114392
Urea compound (generic) (P-86-0074) | 1804017 | 114393
Cationic polymer (generic) (P-86-0075) | 1804019 | 114394
Polyester resin (generic) (P-86-0080) | 1804021 | 114395
Disubstituted sulfamoylcarbomonocycle azo substituted naphthalenesulfonic acid, substituted alkylamine salt (generic) (P-86-0081) | 1804023 | 114396
Disubstituted sulfamoylcarbomonocycle azo substituted naphthalenesulfonic acid, salt (generic) (P-86-0082) | 1804025 | 114397
Arylalkyl substituted phosphonium salt (generic) (P-86-0087) | 1804027 | 114398
Amidoamine epoxy resin adduct (generic) (P-86-0089) | 1804029 | 114399
Poly (vinyl ester co-unsaturated dicarboxylic acid ester co-olefin) (generic) (P-86-0090) | 1804031 | 114400
Phenolic acrylic (generic) (P-86-0091) | 1804033 | 114401
Polyamide resin (generic) (P-86-0095) | 1804035 | 114402
Polyamide resin (generic) (P-86-0096) | 1804037 | 114403
Fatty acids, C18-unsatd., dimers, polymers with ethylenediamine, hexamethylenediamine, a monobasic acid and a diamine (generic) (P-86-0099) | 1804039 | 114404
Fatty acids, C18-unsatd., dimers, polymers with diethylenetriamine,ethylenediamine and a monobasic acid (generic) (P-86-0100) | 1804041 | 114405
Polyamide resin (generic) (P-86-0101) | 1804043 | 114406
Polyester of aliphatic polyols and aliphatic and aromatic dibasic and monobasic acids (generic) (P-86-0103) | 1804045 | 114407
Dimer acids, dicarboxylic acid, ethylenediamine, diamine polyamide resin (generic) (P-86-0105) | 1804047 | 114408
Esterified aromatic carboxylic acid (generic) (P-86-0114) | 1804049 | 114409
Esterified aromatic acyl halide (generic) (P-86-0115) | 1804051 | 114410
Esterified aromatic acyl halide (generic) (P-86-0117) | 1804053 | 114411
Esterified polyamic acid (generic) (P-86-0118) | 1804055 | 114412
Blocked polyurethane polyether (generic) (P-86-0119) | 1804057 | 114413
Alkyd resin (generic) (P-86-0123) | 1804059 | 114414
Water-based polyurethane lacquer (generic) (P-86-0125) | 1804061 | 114415
Substituted polyamine (generic) (P-86-0133) | 1804063 | 114416
Polyisobutenylsuccinamide (generic) (P-86-0134) | 1804065 | 114417
Trimethylolpropane triesters with mixed fatty acids (generic) (P-86-0144) | 1804067 | 114418
Polyamide resin (generic) (P-86-0146) | 1804069 | 114419
Polyamide resin (generic) (P-86-0148) | 1804071 | 114420
Food black no. 2, new salt form (generic) (P-86-0156) | 1804073 | 114421
Alkylchlorosilane (generic) (P-86-0158) | 1804075 | 114422
Modified tall oil polyalkylene polyamine (generic) (P-86-0171) | 1804077 | 114423
Azosubstituted aminonaphthol salt (generic) (P-86-0172) | 1804079 | 114424
Acid salt of a modified acrylic copolymer (generic) (P-86-0176) | 1804081 | 114425
Modified alkyd resin (generic) (P-86-0183) | 1804083 | 114426
Modified alkyd resin (generic) (P-86-0184) | 1804085 | 114427
Mixed acrylic ester copolymer with monobasic acid modified alkyd resin (generic) (P-86-0190) | 1804087 | 114428
Alkyl phosphate salt of an acylated polyamine (generic) (P-86-0191) | 1804089 | 114429
Alkyl phosphate salt of an acylated polyamine (generic) (P-86-0192) | 1804091 | 114430
Polymer of functional acrylates and methacrylates (generic) (P-86-0198) | 1804093 | 114431
Polymer of functional acrylates and methacrylates (generic) (P-86-0199) | 1804095 | 114432
Alkylamine polyglycol ether (generic) (P-86-0200) | 1804097 | 114433
Polymer of partial ester of polyol with a carboxylic anhydride and an olefin, partial salt (generic) (P-86-0201) | 1804099 | 114434
Inorganic vanadium compound (generic) (P-86-0202) | 1804101 | 114435
Unsaturated isophthalic polyester-acrylate copolymer (generic) (P-86-0206) | 1804103 | 114436
Copolymer of unsaturated fatty acids and mixed acrylic monomers (generic) (P-86-0207) | 1804105 | 114437
Aromatic MDI polyether polyurethane (generic) (P-86-0208) | 1804107 | 114438
Aryl cycloalkyl polyamide (generic) (P-86-0211) | 1804109 | 114439
Cycloaliphatic carbonyl chloride (generic) (P-86-0212) | 1804111 | 114440
Cycloaliphatic carboxylic acid (generic) (P-86-0213) | 1804113 | 114441
Functionalized styrene-DVB polymer (generic) (P-86-0214) | 1804115 | 114442
Water-based polyurethane elastomer (generic) (P-86-0217) | 1804117 | 114443
Substituted anthraquinone (generic) (P-86-0222) | 1804119 | 114444
Hydroxy functional acrylic copolymer (generic) (P-86-0233) | 1804121 | 114445
Aromatic isocyanate terminated polyether polymer (generic) (P-86-0235) | 1804123 | 114446
Amine oxide (generic) (P-86-0237) | 1804125 | 114447
Functional aliphatic ester (generic) (P-86-0238) | 1804127 | 114448
Dioxime-diisocyanate polymer (generic) (P-86-0241) | 1804129 | 114449
Azo condensation pigment (generic) (P-86-0245) | 1804131 | 114450
Tetrasubstituted monoazo pigment (generic) (P-86-0246) | 1804133 | 114451
2-Oxepanone, polymer with n-decanol and heptadecafluorodecanol, reaction product with benzene, diisocyanatomethyl (generic) (P-86-0251) | 1804135 | 114452
Polyoxyalkylene, polymethylalkyl-polysiloxane (generic) (P-86-0252) | 1804137 | 114453
n-Butyl-2-ethylhexylacrylate copolymer (generic) (P-86-0253) | 1804139 | 114454
Substituted heterocycle azo naphthalenesulfonic acid, salt (generic) (P-86-0257) | 1804141 | 114455
Chlorendic anhydride capped polyester (generic) (P-86-0261) | 1804143 | 114456
Penta substituted benzene (generic) (P-86-0263) | 1804145 | 114457
Tetra substituted benzene (generic) (P-86-0264) | 1804147 | 114458
Chlorinated polymer latex (generic) (P-86-0271) | 1804149 | 114459
Acrylate, alkoxy silyl acrylate copolymer (generic) (P-86-0275) | 1804151 | 114460
Alkoxy functional olefinic silyl hydrocarbon (generic) (P-86-0276) | 1804153 | 114461
4-Substituted phenol, polymer with substituted bis(chlorobenzene), and substituted bisphenol (generic) (P-86-0277) | 1804155 | 114462
Substituted [2-hydroxybenzophenoxy]propane (generic) (P-86-0279) | 1804157 | 114463
Acrylic resin (generic) (P-86-0285) | 1804159 | 114464
Unsaturated polyester resin (generic) (P-86-0289) | 1804161 | 114465
Styrenated drying oil alkyd resin (generic) (P-86-0306) | 1804163 | 114466
Organophilic ester-humic acid derivative (generic) (P-86-0310) | 1804165 | 114467
Water reducible oil-free polyester (generic) (P-86-0316) | 1804167 | 114468
Unsaturated polyester polymer (generic) (P-86-0318) | 1804169 | 114469
Acrylic emulsion (generic) (P-86-0319) | 1804171 | 114470
Fluoroalkylcarbonylaminoalkyl alkylamine oxide (generic) (P-86-0322) | 1804173 | 114471
Acrylourethane (generic) (P-86-0323) | 1804175 | 114472
Unsaturated aromatic hydrocarbon (generic) (P-86-0324) | 1804177 | 114473
Acrylic resin solution (generic) (P-86-0325) | 1804179 | 114474
Aromatic polyamide (generic) (P-86-0333) | 1804181 | 114475
Aromatic polyamide (generic) (P-86-0336) | 1804183 | 114476
Aromatic polyether ketone (generic) (P-86-0337) | 1804185 | 114477
Styrenated acrylic copolymer (generic) (P-86-0339) | 1804187 | 114478
Substituted zinc benzoate (generic) (P-86-0340) | 1804189 | 114479
Amino functional, styrene, acrylic acid multipolymer (generic) (P-86-0343) | 1804191 | 114480
Sulfurized alkene (generic) (P-86-0348) | 1804193 | 114481
Phenolic formaldehyde condensate derivative (generic) (P-86-0350) | 1804195 | 114482
Carboxyoxyamide sulfate polymer (generic) (P-86-0351) | 1804197 | 114483
Zirconium IV neoalkoxy tris (diisooctyl)phosphato-O (generic) (P-86-0354) | 1804199 | 114484
Alkenes, reaction products with 2,5-furandione (generic) (P-86-0360) | 1804201 | 114485
Ethylene interpolymer (generic) (P-86-0365) | 1804203 | 114486
Poly-[(alkoxycarbonyl)alkyl]polysulfide (generic) (P-86-0367) | 1804205 | 114487
Acrylourethane (generic) (P-86-0368) | 1804207 | 114488
Substituted polyetheramine (generic) (P-86-0369) | 1804209 | 114489
Alkyl fluoroalkyl siloxane (generic) (P-86-0370) | 1804211 | 114490
Oxirane polymer with dialkyl-carbomonocyclicoxsubstituted propanol (generic) (P-86-0379) | 1804213 | 114491
Azoxybis[(substituted phenyl)azo]bis[substituted naphthalenesulfonic acid], salt (generic) (P-86-0389) | 1804215 | 114492
Azoxybis[(substituted phenyl)azo]bis[substituted naphthalenesulfonic acid, salt (generic) (P-86-0390) | 1804217 | 114493
Azoxybis[(substituted phenyl)azo]bis[substituted naphthalenesulfonic acid, salt (generic) (P-86-0391) | 1804219 | 114494
Aromatic polyamide (generic) (P-86-0395) | 1804221 | 114495
Aromatic polyamide (generic) (P-86-0396) | 1804223 | 114496
Substituted sodium benzoate (generic) (P-86-0397) | 1804225 | 114497
N-Substituted dialkylenetriamine (generic) (P-86-0399) | 1804227 | 114498
Dialkylenetriamine (generic) (P-86-0400) | 1804229 | 114499
Mercaptan terminated polyether, polythioether, polysulfide (generic) (P-86-0405) | 1804231 | 114500
Water reducible acrylic copolymer alkyd (generic) (P-86-0406) | 1804233 | 114501
Site-limited alkyd resin (generic) (P-86-0407) | 1804235 | 114502
Substituted arylalkylene dicarboxylate (generic) (P-86-0409) | 1804237 | 114503
Substituted alkyl benzotriazole (generic) (P-86-0411) | 1804239 | 114504
Substituted alkyl benzotriazole (generic) (P-86-0412) | 1804241 | 114505
Vinylsiloxano-organo-platinum complex (generic) (P-86-0417) | 1804243 | 114506
Modified maleated metal resinate (generic) (P-86-0421) | 1804245 | 114507
Mixed thiodiphenol oligomers (generic) (P-86-0423) | 1804247 | 114508
Mixed thiodiphenol oligomers, sodium salts (generic) (P-86-0424) | 1804249 | 114509
Mixed thiodiphenol oligomers ammonium salts (generic) (P-86-0425) | 1804251 | 114510
Acrylonitrile-acrylic-styrene polymer (generic) (P-86-0428) | 1804253 | 114511
Poly(ether amide) (generic) (P-86-0431) | 1804255 | 114512
Modified metal chloride (generic) (P-86-0432) | 1804257 | 114513
Trimethylsilyl blocked hydroxyethylmethacrylate (generic) (P-86-0437) | 1804259 | 114514
Silyl ketene acetal (generic) (P-86-0438) | 1804261 | 114515
Acrylic silicon oligomer (generic) (P-86-0439) | 1804263 | 114516
Acrylic silicon oligomer (generic) (P-86-0440) | 1804265 | 114517
Acrylic silicon oligomer (generic) (P-86-0441) | 1804267 | 114518
Acrylic silicon oligomer (generic) (P-86-0443) | 1804269 | 114519
Acrylic silicon oligomer (generic) (P-86-0444) | 1804271 | 114520
Tricyclic olefinic hydrocarbons (generic) (P-86-0447) | 1804273 | 114521
Aromatic amine (generic) (P-86-0448) | 1804275 | 114522
Nitrated aromatic chemical (generic) (P-86-0449) | 1804277 | 114523
Polymer of benzenedicarboxylic acids, alkanediol, alkanedicarboxylic acid, and benzenetricarboxylic acid (generic) (P-86-0452) | 1804279 | 114524
Fluorinated alkyl silane (generic) (P-86-0453) | 1804281 | 114525
Fluoroalkylsiloxane hydrolyzate (generic) (P-86-0454) | 1804283 | 114526
Halogenated propoxylated ester (generic) (P-86-0457) | 1804285 | 114527
Quaternized fatty imidazoline (generic) (P-86-0460) | 1804287 | 114528
Dehydrated castor oil alkyd resin (generic) (P-86-0461) | 1804289 | 114529
Acrylic resin (generic) (P-86-0463) | 1804291 | 114530
Acrylic resin (generic) (P-86-0464) | 1804293 | 114531
Blocked polyamine (generic) (P-86-0465) | 1804295 | 114532
Epoxide modified polyacrylate (generic) (P-86-0468) | 1804297 | 114533
Copolyamide from dibasic acid, diamine and C12-lactum (generic) (P-86-0472) | 1804299 | 114534
Maleic acid, styrene, methyl methacrylate polymer (generic) (P-86-0474) | 1804301 | 114535
Polyamide (generic) (P-86-0475) | 1804303 | 114536
Polymer of alkyl propenoates and ethenylbenzene (generic) (P-86-0480) | 1804305 | 114537
Heterocyclic tertiary amine (generic) (P-86-0491) | 1804307 | 114538
Heterocyclic tertiary amine (generic) (P-86-0492) | 1804309 | 114539
Aryl alkyl ketone (generic) (P-86-0494) | 1804311 | 114540
Aryl alkyl ketone (generic) (P-86-0495) | 1804313 | 114541
Salt of substituted phenylhydrazino alkanoic acid derivative (generic) (P-86-0499) | 1804315 | 114542
Substituted nitrogen heterocycle (generic) (P-86-0513) | 1804317 | 114543
Acrylic resin solution (generic) (P-86-0514) | 1804319 | 114544
Acrylic resin solution (generic) (P-86-0515) | 1804321 | 114545
Brominated aromatic hydrocarbon (generic) (P-86-0521) | 1804323 | 114546
Fatty alkyl dithiocarbamate (generic) (P-86-0522) | 1804325 | 114547
Amine salt of sulfonated heterocyclic compound (generic) (P-86-0523) | 1804327 | 114548
Vinyl resin or vinylchloride-acrylic acid ester copolymer with OH-functional sites (generic) (P-86-0525) | 1804329 | 114549
Substituted bis(1,3,2-dioxaphosphorinane), 2,2'-dioxide (generic) (P-86-0534) | 1804331 | 114550
Substituted phenylpyrazolone (generic) (P-86-0536) | 1804333 | 114551
Substituted phenylpyrazolone (generic) (P-86-0537) | 1804335 | 114552
Substituted phenylacetamide (generic) (P-86-0539) | 1804337 | 114553
Mixture of metallic aromatic amides (generic) (P-86-0540) | 1804339 | 114554
Alkoxysilane isocyanate terminated polyether-based urethane prepolymer (generic) (P-86-0545) | 1804341 | 114555
Alkoxysilane terminated polyisocyanate (generic) (P-86-0546) | 1804343 | 114556
Alicyclic aliphatic polyester (generic) (P-86-0548) | 1804345 | 114557
Hydrocarbon modified maleated rosin ester (generic) (P-86-0552) | 1804347 | 114558
2,4-Diamino-5-[[(p-acetylaminophenylazo)sulfocarbopolycyclic azo]-hydroxysulfocarbopolycyclic azo]-benzenesulfonic acid salt (generic) (P-86-0557) | 1804349 | 114559
Modified styrenated acrylic water resin (generic) (P-86-0561) | 1804351 | 114560
Urethane, modified polyester, acrylic copolymer (generic) (P-86-0565) | 1804353 | 114561
Peri acid phenetidide alkyl anilide (generic) (P-86-0567) | 1804355 | 114562
Alkenes, reaction products with 2,5-furandione and substituted alkyl amines (generic) (P-86-0571) | 1804357 | 114563
Alkenes, reaction products with 2,5-furandione (generic) (P-86-0572) | 1804359 | 114564
4,4'-Bis(4-anilino-6-substituted-1,3,5-triazin-2-ylamino)substituted stilbene (generic) (P-86-0573) | 1804361 | 114565
Substituted naphthalene carboxamide (generic) (P-86-0586) | 1804363 | 114566
Ionomer polymer (ethylene-methacrylic acid copolymer in salt form) (generic) (P-86-0591) | 1804365 | 114567
1,3,5-Naphthalenetrisulfonic acid, 7-[[4-[[4-[(4-substituted-6-halo-1,3,5-triazin-2-yl)amino]phenyl]azo]-substituted phenyl]azo]-, mixed sodium and potassium salts (generic) (P-86-0592) | 1804367 | 114568
Alkenoate-terminated poly(dimethylsiloxane) (generic) (P-86-0596) | 1804369 | 114569
Monoalkylfluorane (generic) (P-86-0602) | 1804371 | 114570
Poly(siloxyurea) (generic) (P-86-0606) | 1804373 | 114571
Poly(silylurethanesiloxyurea) (generic) (P-86-0607) | 1804375 | 114572
Dibutyltin borate (generic) (P-86-0623) | 1804377 | 114573
Trialkoxypropyl metallic oxide (generic) (P-86-0633) | 1804379 | 114574
Perfluoroelastomer (generic) (P-86-0636) | 1804381 | 114575
Epoxy containing acrylic polymer (generic) (P-86-0638) | 1804383 | 114576
Copolymers of fluoroolefin and vinyl ethers (generic) (P-86-0639) | 1804385 | 114577
Copolymers of fluoroolefin and vinyl ethers (generic) (P-86-0640) | 1804387 | 114578
Copolymers of fluoroolefin and vinyl ethers (generic) (P-86-0641) | 1804389 | 114579
Copolymer of fluoroolefin and vinyl ethers (generic) (P-86-0642) | 1804391 | 114580
Polyurea urethane acrylate (generic) (P-86-0648) | 1804393 | 114581
Mixed polyesters of 1,2-propanediol, 2,5-furandione, 1,2-ethanediol, 1,3-isobenzofurandione, aliphatic glycol, 1,4-benzenedicarboxylic acid (generic) (P-86-0652) | 1804395 | 114582
Substituted epoxy resin (generic) (P-86-0656) | 1804397 | 114583
2-[4-[2-Hydroxy-1-(sulfate carbopolycycle carbamoyl)prop-1-enylazo]phenyl]-substituted heterocycle sulfonic acid, mixed salts (generic) (P-86-0659) | 1804399 | 114584
Diphenol phosphite (generic) (P-86-0663) | 1804401 | 114585
Substituted acrylic polymer (generic) (P-86-0664) | 1804403 | 114586
Styrene-n-butylacrylate-dimethylaminoethylacrylate copolymer (generic) (P-86-0700) | 1804405 | 114587
Acrylic resin (generic) (P-86-0701) | 1804407 | 114588
Aminosilane (generic) (P-86-0702) | 1804409 | 114589
Epoxy acrylic polymer (generic) (P-86-0703) | 1804411 | 114590
Glycol, polymer with carboxylic acid anhydride, alkanedioic acid and alkanetriol (generic) (P-86-0707) | 1804413 | 114591
Alkyd resin solution (generic) (P-86-0708) | 1804415 | 114592
Cycloalkenyl alkanoate (generic) (P-86-0712) | 1804417 | 114593
Alkyl cycloalkenyl alkanedioate (generic) (P-86-0713) | 1804419 | 114594
Hydroxyalkyl metallic oxide (generic) (P-86-0714) | 1804421 | 114595
Alkene/substituted alkene/substituted alkoxyalkene copolymer (generic) (P-86-0715) | 1804423 | 114596
Polymer of styrene, acrylonitrile, and mixed acrylates (generic) (P-86-0724) | 1804425 | 114597
Alkyd resin (generic) (P-86-0725) | 1804427 | 114598
Acrylic resin (generic) (P-86-0726) | 1804429 | 114599
Functionalized ethene copolymer (generic) (P-86-0731) | 1804431 | 114600
Amino hydroxy ester (generic) (P-86-0734) | 1804433 | 114601
Salt of a heterocyclicalkenyl, substituted (phenylpyrazole) (generic) (P-86-0815) | 1804435 | 114602
Copolyamide from dicarbonic acid, diamine and lactames (generic) (P-86-0817) | 1804437 | 114603
Diazonium resin (generic) (P-86-0829) | 1804439 | 114604
Polyurethane resins (generic) (P-86-0833) | 1804441 | 114605
Poly(substituted carbomonocyclic alkylene) phosphate (generic) (P-86-0836) | 1804443 | 114606
Polyamide resin (generic) (P-86-0841) | 1804445 | 114607
Styrene-2-ethylhexylacrylate copolymer (generic) (P-86-0842) | 1804447 | 114608
Substituted phenylamino substituted carbopolycyclesulfonic acid, salt (generic) (P-86-0843) | 1804449 | 114609
Substituted phenylamine substituted carbopolycycle sulfonic acid, salt (generic) (P-86-0844) | 1804451 | 114610
Substituted propionamide (generic) (P-86-0845) | 1804453 | 114611
Substituted propionamide (generic) (P-86-0846) | 1804455 | 114612
Poly[(disubstituted amino)aryl]alkane (generic) (P-86-0848) | 1804457 | 114613
Acid terminated, water dispersible, isophthalic/terphthalic acid, polyester resin (generic) (P-86-0852) | 1804459 | 114614
Alkylene polyether alkylate (generic) (P-86-0854) | 1804461 | 114615
Metal alkoxy halide (generic) (P-86-0855) | 1804463 | 114616
Amine functional polyamide (generic) (P-86-0857) | 1804465 | 114617
Aliphatic hydrocarbon resin (generic) (P-86-0859) | 1804467 | 114618
Hydrocarbon resin (generic) (P-86-0860) | 1804469 | 114619
Acid terminated polyester prepolymer (generic) (P-86-0861) | 1804471 | 114620
Nonionically blocked p-toluenesulfonic acid (generic) (P-86-0864) | 1804473 | 114621
Modified epoxy acrylate (generic) (P-86-0865) | 1804475 | 114622
Salt of a substituted (phenylpyrazole) (generic) (P-86-0866) | 1804477 | 114623
Organosulfur modified EPDM (generic) (P-86-0874) | 1804479 | 114624
Acrylate copolymer (generic) (P-86-0886) | 1804481 | 114625
Fluorinated telomer (generic) (P-86-0887) | 1804483 | 114626
Polymer of acrylic acid esters, an aromatic vinyl monomer, and a nitrile monomer (generic) (P-86-0890) | 1804485 | 114627
Modified triazine-formaldehyde polymer (generic) (P-86-0893) | 1804487 | 114628
Alkanoate metal complex (generic) (P-86-0894) | 1804489 | 114629
Calcium sulfonate (generic) (P-86-0899) | 1804491 | 114630
Succinate ester amide (generic) (P-86-0903) | 1804493 | 114631
Functionalized ethene copolymer (generic) (P-86-0905) | 1804495 | 114632
Alkylated aromatic compound (generic) (P-86-0909) | 1804497 | 114633
Substituted alkylarylamine (generic) (P-86-0910) | 1804499 | 114634
Amine adduct of epoxy resin (generic) (P-86-0911) | 1804501 | 114635
Amine adduct of epoxy resin (generic) (P-86-0912) | 1804503 | 114636
Phenolic polyester (generic) (P-86-0915) | 1804505 | 114637
Alkyl diquaternary (generic) (P-86-0917) | 1804507 | 114638
Linseed oil based terephthalic alkyd (generic) (P-86-0918) | 1804509 | 114639
Substituted-3-sulfoalkylbenzothiazole, salt (generic) (P-86-0920) | 1804511 | 114640
Toughened epoxy (generic) (P-86-0922) | 1804513 | 114641
Alkyl aryl phosphine (generic) (P-86-0928) | 1804515 | 114642
Ethylene vinyl fatty ester copolymer (generic) (P-86-0934) | 1804517 | 114643
Polyester urethane methacrylate blocked (generic) (P-86-0936) | 1804519 | 114644
Polyester/polyamine copolymer (generic) (P-86-0939) | 1804521 | 114645
Copolymer of methacrylic and acrylic esters (generic) (P-86-0942) | 1804523 | 114646
Ester of long chain fatty acids (generic) (P-86-0945) | 1804525 | 114647
Perfluoroalkyl propoxy polyalkyl ethers (generic) (P-86-0946) | 1804527 | 114648
Perfluoroalkyl propoxy polyalkyl ethers (generic) (P-86-0947) | 1804529 | 114649
Perfluoroalkyl propoxy polyalkyl ethers (generic) (P-86-0948) | 1804531 | 114650
Chlorendic acid modified alkyd resin (generic) (P-86-0960) | 1804533 | 114651
Alkali metal salt of acid modified polyfunctional alkylene oxide polymer (generic) (P-86-0964) | 1804535 | 114652
Ethylene interpolymer (generic) (P-86-0965) | 1804537 | 114653
Ketoxime blocked aromatic isocyanate (generic) (P-86-0967) | 1804539 | 114654
Polymer of benzenedicarboxylic acid, alkanetriol, vegetable oil andfatty acids, resinous polyol, and phenolic resin (generic) (P-86-0969) | 1804541 | 114655
Alkylphosphatoalkyl titanate (generic) (P-86-0981) | 1804543 | 114656
Alkyd ether capped urea compound (generic) (P-86-0984) | 1804545 | 114657
Hydrocarbon resin (generic) (P-86-0986) | 1804547 | 114658
Starch, dihydrogen phosphate, disubstituted alkyl ether (generic) (P-86-0990) | 1804549 | 114659
Dibasic-acid/glycol ester (generic) (P-86-0997) | 1804551 | 114660
Dibasic-acid/glycol ester (generic) (P-86-1000) | 1804553 | 114661
Dibasic acid/glycol ester (generic) (P-86-1002) | 1804555 | 114662
Acrylate functional polysiloxane (generic) (P-86-1007) | 1804557 | 114663
Polyester of aliphatic poly, rosin, linseed oil and aromatic dibasic acid (generic) (P-86-1010) | 1804559 | 114664
Isocyanate polymer with polyalkyloxy compound, substituted propanicacid, and a diamine (generic) (P-86-1017) | 1804561 | 114665
Unsaturated polyester resin from dibasic acids and polyol (generic) (P-86-1018) | 1804563 | 114666
Acrylic polyelectrolyte (generic) (P-86-1024) | 1804565 | 114667
Acrylic polyelectrolyte (generic) (P-86-1025) | 1804567 | 114668
Alkyl esters (generic) (P-86-1026) | 1804569 | 114669
Aromatic terpene phenol resin (generic) (P-86-1029) | 1804571 | 114670
Cyanoacrylate ester polymer (generic) (P-86-1036) | 1804573 | 114671
Polymer of isophorone diisocyanate, methyl ethyl ketoxime and an epoxy prepolymer (generic) (P-86-1038) | 1804575 | 114672
Polyurethane (generic) (P-86-1039) | 1804577 | 114673
Vinyl toluene alkyd (generic) (P-86-1040) | 1804579 | 114674
Monosubstituted alkoxyaminotriazine (generic) (P-86-1043) | 1804581 | 114675
Hydroxy ester (generic) (P-86-1045) | 1804583 | 114676
Dialkyl carbamate (generic) (P-86-1046) | 1804585 | 114677
Modified polyaminoamide (generic) (P-86-1047) | 1804587 | 114678
Polyether urethane polymer (generic) (P-86-1051) | 1804589 | 114679
Siloxane, dimethyl, dihydroxyalkyl, terminated reaction product with oxepanone (generic) (P-86-1052) | 1804591 | 114680
Siloxane, dimethyl, dihydroxyalkyl, terminated reaction product with oxepanone (generic) (P-86-1053) | 1804593 | 114681
Substituted polyacrylamide (generic) (P-86-1054) | 1804595 | 114682
Polyester urethane methacrylate blocked (generic) (P-86-1055) | 1804597 | 114683
Polyester urethane methacrylate blocked (generic) (P-86-1056) | 1804599 | 114684
Poly[(alkoxycarbonyl)alkyl]polysulfide (generic) (P-86-1057) | 1804601 | 114685
Poly-(alkyl) polysulfide (generic) (P-86-1058) | 1804603 | 114686
Acrylate capped brominated polyether ester of benzophenonetetracarboxylic dianhydride (generic) (P-86-1059) | 1804605 | 114687
Cyanoacrylate ester polymer (generic) (P-86-1068) | 1804607 | 114688
Substituted ketone (generic) (P-86-1069) | 1804609 | 114689
Substituted aromatic polymer (generic) (P-86-1073) | 1804611 | 114690
Sulfated oil, sodium salts (generic) (P-86-1075) | 1804613 | 114691
Alkyl esters, sulfated, sodium salts (generic) (P-86-1077) | 1804615 | 114692
Modified phenolic resin (generic) (P-86-1084) | 1804617 | 114693
Potassium alkenyl succinate (generic) (P-86-1089) | 1804619 | 114694
Aryliminonaphthalenone (generic) (P-86-1095) | 1804621 | 114695
Hydroxylated amine resin (generic) (P-86-1100) | 1804623 | 114696
Modified acrylate terpolymer (generic) (P-86-1108) | 1804625 | 114697
Modified acrylate terpolymer (generic) (P-86-1109) | 1804627 | 114698
Polyester polymer (generic) (P-86-1114) | 1804629 | 114699
Alkyl aryl sulfonic acid (generic) (P-86-1115) | 1804631 | 114700
Polyurethane (generic) (P-86-1116) | 1804633 | 114701
Acrylate methacrylate styrene polymer (generic) (P-86-1123) | 1804635 | 114702
Alkyl acid phosphate salt (generic) (P-86-1136) | 1804637 | 114703
Sulfonated triphenylmethane dyestuff (generic) (P-86-1137) | 1804639 | 114704
Substituted naphthalene disazo dye (generic) (P-86-1138) | 1804641 | 114705
Substituted naphthalene trisazo dye (generic) (P-86-1139) | 1804643 | 114706
Cationic copolymer (generic) (P-86-1143) | 1804645 | 114707
Styrenated acrylic polymer (generic) (P-86-1149) | 1804647 | 114708
Styrenated acrylic polymer (generic) (P-86-1151) | 1804649 | 114709
Substituted sulfophenylazo substituted naphthalenesulfonic acid, salt (generic) (P-86-1154) | 1804651 | 114710
Substituted cycloalkenoic acid (generic) (P-86-1156) | 1804653 | 114711
Substituted (substituted phenyl) alkanamide (generic) (P-86-1157) | 1804655 | 114712
Substituted imidazole (generic) (P-86-1159) | 1804657 | 114713
Substituted sulfophenyl azo substituted naphthalenesulfonic acid salt (generic) (P-86-1160) | 1804659 | 114714
Substituted sulfophenyl azo substituted naphthalenesulfonic acid, salt (generic) (P-86-1161) | 1804661 | 114715
Copper complex of substituted (substituted sulfophenylazo substituted sulfonaphthyl)(hydroxysulfophenylazo substituted sulfonaphthyl)triazine, sodium salt (generic) (P-86-1162) | 1804663 | 114716
Polymethacrylic resin for shade improver for textiles (generic) (P-86-1163) | 1804665 | 114717
Gelled castor oil (generic) (P-86-1168) | 1804667 | 114718
Polyamide/acrylic copolymer (generic) (P-86-1170) | 1804669 | 114719
Substituted phenylazo naphthalene (generic) (P-86-1171) | 1804671 | 114720
Substituted ethylene copolymer (generic) (P-86-1173) | 1804673 | 114721
Styrenated acrylic methacrylic polymer (generic) (P-86-1179) | 1804675 | 114722
Substituted glycine, derivative (generic) (P-86-1182) | 1804677 | 114723
Substituted (substituted phenyl)alkanamide (generic) (P-86-1183) | 1804679 | 114724
Alkyl methacrylate ester (generic) (P-86-1188) | 1804681 | 114725
Alkanoic anhydride (generic) (P-86-1194) | 1804683 | 114726
Copolyester (generic) (P-86-1196) | 1804685 | 114727
Substituted poly(oxyalkylene)aniline, carboxylic acid ester (generic) (P-86-1201) | 1804687 | 114728
Poly(oxyalkylene)aniline, carboxylic acid ester (generic) (P-86-1202) | 1804689 | 114729
Substituted polyoxyethylene aniline diacetylester (generic) (P-86-1203) | 1804691 | 114730
Chromophore substituted polyoxyalkylene (generic) (P-86-1204) | 1804693 | 114731
Substituted aniline (generic) (P-86-1205) | 1804695 | 114732
Trisubstitutedethoxylatedanilineazosubstituted-benzoheterocycle (generic) (P-86-1209) | 1804697 | 114733
Tri-substitutedphenyl-azo-substitutedethoxylatedanilinediacetate (generic) (P-86-1210) | 1804699 | 114734
Substituted polyoxyethyleneaniline, carboxylic acid ester (generic) (P-86-1211) | 1804701 | 114735
Carboxylic acid salt of fatty acid polyamine amides (generic) (P-86-1212) | 1804703 | 114736
Acrylate copolymer, sulfonated acrylate copolymer, sulfonated acrylate telomer (generic) (P-86-1213) | 1804705 | 114737
Polymer of polyethyleneamines with formaldehyde monobasic fatty acid dibasic fatty acid, a lactam, substituted phenol and a substituted oxirane (generic) (P-86-1216) | 1804707 | 114738
Reaction mixture of carbomonocyclic acid, sulfonated carbomonocyclic ester, alkylene glycol and cycloalkylene glycol (generic) (P-86-1219) | 1804709 | 114739
Isocyanate terminated urethane prepolymer (generic) (P-86-1222) | 1804711 | 114740
N-(Oxo-tetra substituted-heteropolycycle-ylidene)-(2-hydroxy-2',4'-disubstituted-3-heteropolycycle substituted naphthoylanilide-1-ylazo)-aniline (generic) (P-86-1230) | 1804713 | 114741
Alkyl naphthalene sulfonic acid, reaction product with low molecular weight epoxide resin (generic) (P-86-1233) | 1804715 | 114742
Poly(hydroxyethane)thiol (generic) (P-86-1234) | 1804717 | 114743
Phenolic polyester resin (generic) (P-86-1236) | 1804719 | 114744
Lactam capped polyurethane (generic) (P-86-1238) | 1804721 | 114745
Disubstituted alkenoate (generic) (P-86-1253) | 1804723 | 114746
Amine neutralized alkylphosphate (generic) (P-86-1254) | 1804725 | 114747
Amine neutralized alkylphosphate (generic) (P-86-1255) | 1804727 | 114748
Hydroxy functional acrylatemethacrylate polymer (generic) (P-86-1257) | 1804729 | 114749
Substituted imidazolyl(substitutedphenyl)alkanamide (generic) (P-86-1260) | 1804731 | 114750
Organic/inorganic copolymer (generic) (P-86-1262) | 1804733 | 114751
Unsaturated isophthalic polyester-acrylate copolymer (generic) (P-86-1265) | 1804735 | 114752
Dehydrated castor isophthalic alkyd resin (generic) (P-86-1266) | 1804737 | 114753
Modified polyamidoamine (generic) (P-86-1269) | 1804739 | 114754
Food dye, new salt form (generic) (P-86-1272) | 1804741 | 114755
Low molecular weight polybutadiene oil containing carboxyl groups (generic) (P-86-1273) | 1804743 | 114756
Mixed polyol ester of normal and branched chain monocarboxylic acids (generic) (P-86-1275) | 1804745 | 114757
Substituted phthalocyanine (generic) (P-86-1290) | 1804747 | 114758
Derivative of amines, polyethylene poly-compds. with (Polybutenyl) succinic anhydride (generic) (P-86-1291) | 1804749 | 114759
Polymer of acrylic acid esters, a vinyl monomer, and a methacrylic acid ester (generic) (P-86-1292) | 1804751 | 114760
Blocked isocyanate (generic) (P-86-1294) | 1804753 | 114761
Cross linked acrylic resin (generic) (P-86-1300) | 1804755 | 114762
Reaction product of polyalkenyl acid anhydride with amine (generic) (P-86-1306) | 1804757 | 114763
Substituted aromatic alcohol (generic) (P-86-1308) | 1804759 | 114764
Phenolic modified rosin ester (generic) (P-86-1310) | 1804761 | 114765
(Halo substituted phenyl) substituted arylbutanamide (generic) (P-86-1319) | 1804763 | 114766
Substituted vinyl acetate, ethylene polymer (generic) (P-86-1323) | 1804765 | 114767
RTV-1 silicone rubber acetoxy crosslinker (generic) (P-86-1326) | 1804767 | 114768
Substituted polyhydroxy aromatic compound (generic) (P-86-1328) | 1804769 | 114769
C18 Unsaturated dimer, sebacic acid, piperazine, ethylenediamine, hydrocarbonamine polymer (generic) (P-86-1329) | 1804771 | 114770
Alkyl benzotriazole (generic) (P-86-1331) | 1804773 | 114771
Hexanediol polyester polyurethane (generic) (P-86-1336) | 1804775 | 114772
Polyester of 1,6-hexanediol (generic) (P-86-1337) | 1804777 | 114773
Unsaturated aromatic hydrocarbon (generic) (P-86-1341) | 1804779 | 114774
Perfluoro dialkanol of iodobenzene (generic) (P-86-1347) | 1804781 | 114775
(Alkylarylheterocycle)alkenyl substituted quinolinium salt with trifluoromethanesulfonic acid (generic) (P-86-1357) | 1804783 | 114776
Hydroxy substituted benzoic acid derivative (generic) (P-86-1358) | 1804785 | 114777
Alkyl and acyl substituted quinoline (generic) (P-86-1359) | 1804787 | 114778
Dialkyl quinoline (generic) (P-86-1360) | 1804789 | 114779
Di(alkylaryl) substituted cyclopropene (generic) (P-86-1361) | 1804791 | 114780
Alkylarylindole, alkyl and oxosubstituted dioxane (generic) (P-86-1362) | 1804793 | 114781
Dialkyl quinolinium methylsulfate (generic) (P-86-1363) | 1804795 | 114782
Nitrogen heterocycle (generic) (P-86-1366) | 1804797 | 114783
Acetoacet amide (generic) (P-86-1367) | 1804799 | 114784
Perfluoroalkyl perfluoro dialkanol of benzene (generic) (P-86-1376) | 1804801 | 114785
Perfluoro alkyl benzene epoxy ether (generic) (P-86-1398) | 1804803 | 114786
Epoxy modified polyester resin (generic) (P-86-1417) | 1804805 | 114787
Modified epoxyresin (generic) (P-86-1421) | 1804807 | 114788
Methylenebis(isocyanatocyclohexane), polymer with alkanediol, phthalic anhydride, TONE M-100, and 1,2,3-propanetriol (generic) (P-86-1436) | 1804809 | 114789
Phthalone carboxylic acid ethoxyethyl ester (generic) (P-86-1440) | 1804811 | 114790
Polyether aromatic urethane (generic) (P-86-1442) | 1804813 | 114791
Siliconized epoxy resin (generic) (P-86-1443) | 1804815 | 114792
Thixotropic alkyd resin (generic) (P-86-1448) | 1804817 | 114793
Alkyd resin (generic) (P-86-1449) | 1804819 | 114794
Thixotropic alkyd resin (generic) (P-86-1454) | 1804821 | 114795
Alkyd resin (generic) (P-86-1455) | 1804823 | 114796
Anthranilic acid/methyl ester, N-heteropolycyclic alkenyl substituted (generic) (P-86-1461) | 1804825 | 114797
Aliphatic polyurethane polyester (generic) (P-86-1464) | 1804827 | 114798
Substituted benzenesulfonyl chloride (generic) (P-86-1466) | 1804829 | 114799
Substituted benzenesulfonamide (generic) (P-86-1467) | 1804831 | 114800
Substituted phenylethanolamine (generic) (P-86-1469) | 1804833 | 114801
(Substituted phenyl)-di-(polyoxyethylenepolyoxypropylene)amine (generic) (P-86-1470) | 1804835 | 114802
Chlorocarboheterocycleazo substituted phenylamino(hydroxyalkylpolyoxyalkylene) (generic) (P-86-1471) | 1804837 | 114803
Reaction product of an aromatic acid and an amine (generic) (P-86-1472) | 1804839 | 114804
Phosphoric acid, monoalkyl ester, compound with alkyl amine (generic) (P-86-1473) | 1804841 | 114805
Phosphoric acid, dialkyl ester, compound with alkyl amine (generic) (P-86-1474) | 1804843 | 114806
Polyurethane (generic) (P-86-1482) | 1804845 | 114807
Polyester of carbomonocyclic anhydrides, alkanedioic acid, neopentyl glycol and an alkyl diol (generic) (P-86-1490) | 1804847 | 114808
Unsaturated organic substituted siloxane (generic) (P-86-1495) | 1804849 | 114809
Organo-silicone polymer (generic) (P-86-1498) | 1804851 | 114810
Dihydroxyalkyl alkanoic acid, polymer with alkane diisocyanate, 1,6-hexanediol, and 2-hydroxyethyl ester of 2-propenoic acid (generic) (P-86-1500) | 1804853 | 114811
Polyester-imide resin (generic) (P-86-1502) | 1804855 | 114812
Water reducible epoxy ester copolymer resin (generic) (P-86-1504) | 1804857 | 114813
Carboxymethylated nonionic surfactant (generic) (P-86-1509) | 1804859 | 114814
Oil modified poly urethane (generic) (P-86-1511) | 1804861 | 114815
Oil modified poly urethane (generic) (P-86-1512) | 1804863 | 114816
Salt of heteropolycycle compound and organic acid (generic) (P-86-1517) | 1804865 | 114817
Aliphatic urethane-modified alkyd polymer (generic) (P-86-1527) | 1804867 | 114818
Polyol ester (generic) (P-86-1528) | 1804869 | 114819
Silylated carboxylic acid (generic) (P-86-1531) | 1804871 | 114820
Poly-.epsilon.-caprolactonediol derivative of an alkyl diol, polymer with methylene bis(isocyanatobenzene), aromatic initiated(alkylene ether) glycol and alkanol (generic) (P-86-1540) | 1804873 | 114821
Styrenated acrylate methacrylate (generic) (P-86-1545) | 1804875 | 114822
Aliphatic alicyclic acid (generic) (P-86-1546) | 1804877 | 114823
Thermoplastic polyurethane polymer (generic) (P-86-1547) | 1804879 | 114824
Acrylic polymer (generic) (P-86-1555) | 1804881 | 114825
Isocyanate, hydroxy-terminated linear polyester diol, alkyldiol, piperazine polymer (generic) (P-86-1556) | 1804883 | 114826
Oxepanone polymer with polyalkoxy compound, trifunctional polyol, substituted propanoic acid, a diamine and a diisocyanate (generic) (P-86-1557) | 1804885 | 114827
Diethylenetriamine, polymer with an alkyl diacid and a monocyclic acid anhydride (generic) (P-86-1558) | 1804887 | 114828
Diethylenetriamine, polymer with an alkyl diacid, a monocyclic anhydride, and a quaternized substituted alkyl diamine (generic) (P-86-1559) | 1804889 | 114829
Sorbitan ester (generic) (P-86-1560) | 1804891 | 114830
Polyoxyethylene sorbitan ester (generic) (P-86-1561) | 1804893 | 114831
Functional styrenated methacrylate acrylate (generic) (P-86-1564) | 1804895 | 114832
Thixotropic alkyd resin (generic) (P-86-1575) | 1804897 | 114833
Alkyd resin (generic) (P-86-1576) | 1804899 | 114834
Alkyd resin (generic) (P-86-1580) | 1804901 | 114835
Alkyd resin (generic) (P-86-1581) | 1804903 | 114836
Alkyd resin (generic) (P-86-1582) | 1804905 | 114837
Modified styrene-olefin copolymer (generic) (P-86-1588) | 1804907 | 114838
Modified styrene-diene-olefin copolymer (generic) (P-86-1589) | 1804909 | 114839
Halogenated substituted ethylene copolymer (generic) (P-86-1592) | 1804911 | 114840
Alkyd resin (generic) (P-86-1598) | 1804913 | 114841
S-Alkenyl-O,O-dialkyl dithiophosphate (generic) (P-86-1616) | 1804915 | 114842
Quaternary compound (generic) (P-86-1619) | 1804917 | 114843
Dioctyl cyclohexane (generic) (P-86-1620) | 1804919 | 114844
Unsaturated aldehyde (generic) (P-86-1636) | 1804921 | 114845
Hydroxy functional polyurethane (generic) (P-86-1642) | 1804923 | 114846
Alkyl acid phosphate, compound with amine (generic) (P-86-1656) | 1804925 | 114847
alkyd resin (generic) (P-86-1661) | 1804927 | 114848
Entacosapolyunsaturated acid (generic) (P-86-1667) | 1804929 | 114849
Aliphatic, cycloaliphatic polyester (generic) (P-86-1674) | 1804931 | 114850
Blocked polyol-urethane (generic) (P-86-1675) | 1804933 | 114851
Aliphatic polyol-urethane (generic) (P-86-1676) | 1804935 | 114852
Hydroxyl containing acrylic copolymer (generic) (P-86-1677) | 1804937 | 114853
Styrenated acrylate methacrylate (generic) (P-86-1685) | 1804939 | 114854
Copolymer of acrylic and methacrylic esters (generic) (P-86-1689) | 1804941 | 114855
Phenyl substituted nitrogenheterocycle (generic) (P-86-1690) | 1804943 | 114856
Substituted polystyrene (generic) (P-86-1691) | 1804945 | 114857
Phenyl substituted nitrogen heterocycle (generic) (P-86-1693) | 1804947 | 114858
Cyanine dye derived from nitrogen heterocycles (generic) (P-86-1694) | 1804949 | 114859
Anhydride copolymer-methacrylate half ester (generic) (P-86-1696) | 1804951 | 114860
Brominated vinylic aromatic hydrocarbon (generic) (P-86-1700) | 1804953 | 114861
Polyalkoxylated, hydroxylated natural ester (generic) (P-86-1702) | 1804955 | 114862
Dialkyl, dihydroxyalkyl quarternary sulfate salt (generic) (P-86-1707) | 1804957 | 114863
Alkoxylated diphenol (generic) (P-86-1712) | 1804959 | 114864
Carboxyacrylic resin solution (generic) (P-86-1714) | 1804961 | 114865
Substituted triazine azo naphthalenesulfonic acid (generic) (P-86-1716) | 1804963 | 114866
Phenolic polyurethane resin (generic) (P-86-1722) | 1804965 | 114867
Disubstituted quionline (generic) (P-86-1731) | 1804967 | 114868
Substituted heterocycle azonaphthalenesulfonic acid, salt (generic) (P-86-1732) | 1804969 | 114869
Alkyl benzene sulfonic acid, compound with amine (generic) (P-86-1733) | 1804971 | 114870
Aliphatic polyester urethane (generic) (P-86-1734) | 1804973 | 114871
A polyamino-amide solution (generic) (P-86-1737) | 1804975 | 114872
Mixed arylamides from reaction of arylaminoindenamine with an aryl acid chloride, an alkoxysubstituted aryl acid chloride and a monobrominated aryl acid chloride (generic) (P-86-1740) | 1804977 | 114873
Arylaminoindenamine (generic) (P-86-1741) | 1804979 | 114874
Maleic modified rosin ester (generic) (P-86-1750) | 1804981 | 114875
Phenolic modified rosin ester (generic) (P-86-1751) | 1804983 | 114876
Poly(vinyl ester co-unsaturated dicarboxylic acid ester co-olefin) (generic) (P-86-1757) | 1804985 | 114877
Saturated polyester resin (generic) (P-86-1761) | 1804987 | 114878
Polyvinyl acetate, copolymer (generic) (P-86-1762) | 1804989 | 114879
Acrylic modified alkyd resin (generic) (P-86-1765) | 1804991 | 114880
Alkyd resin (generic) (P-86-1766) | 1804993 | 114881
Alkyd resin (generic) (P-86-1767) | 1804995 | 114882
Alkyd resin (generic) (P-86-1768) | 1804997 | 114883
Modified alkyd resin (generic) (P-86-1769) | 1804999 | 114884
Aliphatic polycarboxilic acid metal salt (generic) (P-87-0001) | 1805001 | 114885
Substituted polyester of neopentyl glycol (generic) (P-87-0002) | 1805003 | 114886
Polymer of styrene with substituted acrylate and methacrylate (generic) (P-87-0003) | 1805005 | 114887
Polymer of butyl acrylate with methacrylates (generic) (P-87-0006) | 1805007 | 114888
Styrenated acrylic methacrylic polymer (generic) (P-87-0007) | 1805009 | 114889
Styrenated substituted acrylate methacrylate polymer (generic) (P-87-0008) | 1805011 | 114890
Complex polyester (generic) (P-87-0009) | 1805013 | 114891
Acrylic methacrylic polymer (generic) (P-87-0011) | 1805015 | 114892
Alkylated hydroquinone (generic) (P-87-0016) | 1805017 | 114893
Alkylated hydroquinone (generic) (P-87-0017) | 1805019 | 114894
Alkylated hydroquinone (generic) (P-87-0018) | 1805021 | 114895
Substituted sulfocarbopolycyclyazo-sulfophenylamino heteromonocyclic amino carbomonocyclic disulfonic acid, sodium salt (generic) (P-87-0019) | 1805023 | 114896
Aliphatic aromatic polyester (generic) (P-87-0022) | 1805025 | 114897
Substituted aromatic amine (generic) (P-87-0024) | 1805027 | 114898
Alkenyl succinate, metal salt (generic) (P-87-0027) | 1805029 | 114899
Polyoxyalkylene alkyl silicone (generic) (P-87-0029) | 1805031 | 114900
Substituted heteromonocyclyl-carbomonocyclic thiobenzindol (generic) (P-87-0041) | 1805033 | 114901
Substituted heteromonocyclyl-carbomonocyclic thiobenzindol (generic) (P-87-0042) | 1805035 | 114902
Substituted naphthanenesulfonic acid (generic) (P-87-0044) | 1805037 | 114903
Polypropoxylated silicone (generic) (P-87-0045) | 1805039 | 114904
Partially neutralized reaction product of an amino functional silane and an arylalkenyl halide (generic) (P-87-0046) | 1805041 | 114905
Hydroxylated substituted phenol (generic) (P-87-0051) | 1805043 | 114906
Oil modified polyurethane (generic) (P-87-0052) | 1805045 | 114907
Oil modified polyurethane (generic) (P-87-0053) | 1805047 | 114908
Oil modified polyurethane (generic) (P-87-0054) | 1805049 | 114909
Acrylic resin (generic) (P-87-0055) | 1805051 | 114910
Aryloxy-substituted arylalkyldiamine (generic) (P-87-0070) | 1805053 | 114911
Bicyclo-[2.2.1]-heptene-dimethyl(methylethenyl)-2-substituted (generic) (P-87-0074) | 1805055 | 114912
Mixed aldehyde novolacs (generic) (P-87-0075) | 1805057 | 114913
Mixed aldehyde novolacs (generic) (P-87-0076) | 1805059 | 114914
Polymer from reactants including phenol and diethylenetriamine (generic) (P-87-0082) | 1805061 | 114915
Modified acrylate methacrylate resin (generic) (P-87-0083) | 1805063 | 114916
Aliphatic polyamino acid, salt (generic) (P-87-0085) | 1805065 | 114917
Polyamide resin (generic) (P-87-0087) | 1805067 | 114918
Alkoxy polyol polymer (generic) (P-87-0091) | 1805069 | 114919
Acrylonitrile copolymer (generic) (P-87-0095) | 1805071 | 114920
Blocked isocyanate polymer B (generic) (P-87-0096) | 1805073 | 114921
Blocked isocyanate polymer A (generic) (P-87-0097) | 1805075 | 114922
Silicones and Siloxanes, methylhydrogen, methylvinyl, polymer with phenyl silsesquioxanes (generic) (P-87-0101) | 1805077 | 114923
N-2-hydroxy-3-substituted propyl-N,N-dimethyl-2-hydroxy-3-substituted propanaminium chloride (generic) (P-87-0105) | 1805079 | 114924
Perfluoroalkyl ester (generic) (P-87-0109) | 1805081 | 114925
Substituted tartaric acids, calcium-sodium salts (generic) (P-87-0112) | 1805083 | 114926
Substituted tartaric acids, sodium salts (generic) (P-87-0113) | 1805085 | 114927
Sulfophenyl azo naphthyl dye (generic) (P-87-0120) | 1805087 | 114928
Polyether modified carbodiimide (generic) (P-87-0123) | 1805089 | 114929
Methyl-methyleneimidazole derivative of copper phthalocyanine, compound with substituted propionic acid (generic) (P-87-0126) | 1805091 | 114930
Sodium salt of a [(substituted heteromonocyclic amino-sulfophenyl)azo]-[(substituted disulfocarbomonocyclyl)azo]- substituted carbopolycyclicpolysulfonic acid (generic) (P-87-0127) | 1805093 | 114931
Reaction product of alkyl and dicarboxylic acids/alkalane polyols polyester with an acrylate prepolymer (generic) (P-87-0135) | 1805095 | 114932
Reaction product of alkyl carboxylic acids/alkane polyols polyesterwith an acrylate prepolymer (generic) (P-87-0137) | 1805097 | 114933
Reaction product of alkyl and aryl dicarboxylics/alkane diols/esterpolyester with an acrylate prepolymer (generic) (P-87-0138) | 1805099 | 114934
Reaction product of aryl and alkyl dicarboxylic alkane polyols ester polyester with an acrylic prepolymer (generic) (P-87-0139) | 1805101 | 114935
Aminohydroxy substituted benzenesulfonamide (generic) (P-87-0141) | 1805103 | 114936
Hydroxyamino substituted benzenesulfonic acid (generic) (P-87-0143) | 1805105 | 114937
Hydroxyamino substituted benzenesulfonyl chloride (generic) (P-87-0144) | 1805107 | 114938
Acrylate capped polyurethane diol (generic) (P-87-0148) | 1805109 | 114939
Acrylic copolymer (generic) (P-87-0150) | 1805111 | 114940
Acrylic copolymer (generic) (P-87-0151) | 1805113 | 114941
Salt of heterocyclic alkenyl, substituted (phenyl pyrazole) (generic) (P-87-0152) | 1805115 | 114942
Substituted alkenyl substituted benzoxazole salt (generic) (P-87-0154) | 1805117 | 114943
Disubstituted quinoline hydrochloride (generic) (P-87-0161) | 1805119 | 114944
Polyamide resin (generic) (P-87-0182) | 1805121 | 114945
Alkyd resin (generic) (P-87-0190) | 1805123 | 114946
Alkyl substituted cycloalkenoate (generic) (P-87-0202) | 1805125 | 114947
Fatty acid amide of polyaminoalkyl silane ester (generic) (P-87-0203) | 1805127 | 114948
Aqueous polyurethane dispersion (generic) (P-87-0204) | 1805129 | 114949
Acrylic polymer (generic) (P-87-0206) | 1805131 | 114950
Pentenenitrilo nickel(II) cyanoborate complex (generic) (P-87-0209) | 1805133 | 114951
Alkyd polyester with coconut oil (generic) (P-87-0213) | 1805135 | 114952
Polymer of alkane polyols, alkanedioic acid, aromatic diacid and lactone (generic) (P-87-0214) | 1805137 | 114953
DMDAAC copolymer (generic) (P-87-0215) | 1805139 | 114954
Modified polymer of alkane polyols, aliphatic anhydride, aromatic diacid and lactone (generic) (P-87-0217) | 1805141 | 114955
Acrylic resin (generic) (P-87-0218) | 1805143 | 114956
Substituted acrylic polymer (generic) (P-87-0233) | 1805145 | 114957
Water based acrylic copolymer solution (generic) (P-87-0237) | 1805147 | 114958
Disubstituted methanone (generic) (P-87-0238) | 1805149 | 114959
Polyaromatic ketone (generic) (P-87-0239) | 1805151 | 114960
Substituted polyacrylate (generic) (P-87-0244) | 1805153 | 114961
Poly(vinyl) ester co-unsaturated dicarboxylic acid ester co-olefin co-acrylate (generic) (P-87-0246) | 1805155 | 114962
Epoxy liquid polysulfide (generic) (P-87-0255) | 1805157 | 114963
Polyesterimide resin (generic) (P-87-0256) | 1805159 | 114964
Polyesterimide resin (generic) (P-87-0257) | 1805161 | 114965
Polymer of carboxyterminated acrylonitrile/butadiene reacted with an epoxy ester, mono- and dibasic fatty acids and polyalkylene polyamines (generic) (P-87-0258) | 1805163 | 114966
Surface modified inorganic compound (generic) (P-87-0260) | 1805165 | 114967
Rosin and phenolic modified alkyd resin (generic) (P-87-0269) | 1805167 | 114968
Polyetheramine (generic) (P-87-0270) | 1805169 | 114969
Inert perfluorocarbon liquid (generic) (P-87-0273) | 1805171 | 114970
Inert perfluorocarbon liquid (generic) (P-87-0274) | 1805173 | 114971
Inert perfluorocarbon liquid (generic) (P-87-0278) | 1805175 | 114972
Aliphatic aromatic polyester (generic) (P-87-0282) | 1805177 | 114973
Substituted naphthalene sulfonic acid (generic) (P-87-0288) | 1805179 | 114974
Stearyl alcohol ethoxylated, polymer with polyethylene glycol and hexamethylenediisocyanate (generic) (P-87-0295) | 1805181 | 114975
Polymeric aromatic polyester ether (generic) (P-87-0297) | 1805183 | 114976
Substituted triphenodioxazine (generic) (P-87-0298) | 1805185 | 114977
Nitrophenoxy substituted pentanamide (generic) (P-87-0299) | 1805187 | 114978
Substituted thioxotetrazole (generic) (P-87-0301) | 1805189 | 114979
Polymeric ricinoleate (generic) (P-87-0305) | 1805191 | 114980
Benzophenonetetracarboxylic anhydride - aromatic amine polyimide (generic) (P-87-0309) | 1805193 | 114981
Modified ABS (generic) (P-87-0322) | 1805195 | 114982
Substituted benzenesulfonamide (generic) (P-87-0332) | 1805197 | 114983
Substituted benzenesulfonyl chloride (generic) (P-87-0334) | 1805199 | 114984
Polymethacrylate derivative with hydroxyalkylether (generic) (P-87-0335) | 1805201 | 114985
Polymethacrylate derivative with carboxyl group (generic) (P-87-0336) | 1805203 | 114986
Polymethacrylate derivative with phenyl group (generic) (P-87-0337) | 1805205 | 114987
Polymethacrylate derivative with butyl group (generic) (P-87-0338) | 1805207 | 114988
Polymethacrylate derivative with diethylaminoethyl group (generic) (P-87-0339) | 1805209 | 114989
Modified epoxy resin (generic) (P-87-0341) | 1805211 | 114990
Polymethacrylate derivative with propylsulfonate (generic) (P-87-0347) | 1805213 | 114991
Partially crosslinked saturated polyester (generic) (P-87-0349) | 1805215 | 114992
Partially crosslinked saturated polyester (generic) (P-87-0352) | 1805217 | 114993
Diaminostilbene disulfonic acid derivative (generic) (P-87-0368) | 1805219 | 114994
Siloxanes and Silicones, di-Me, with allyl-groups (generic) (P-87-0373) | 1805221 | 114995
Alkoxy modified grafts copolymer of a hydrocarbon resin and polysiloxane (generic) (P-87-0374) | 1805223 | 114996
Alkoxyether terminated silicones (generic) (P-87-0375) | 1805225 | 114997
Thio-organotin complex (generic) (P-87-0378) | 1805227 | 114998
Methacrylated polybutadiene (generic) (P-87-0379) | 1805229 | 114999
Urethane ester polymer (generic) (P-87-0381) | 1805231 | 115000
Zinc-O-branched octyl-O-isopropyl phosphorodithioate (generic) (P-87-0382) | 1805233 | 115001
3,4-Hydroxyamino substituted benzenesulfonamide (generic) (P-87-0385) | 1805235 | 115002
Substituted triphenodioxazine (generic) (P-87-0388) | 1805237 | 115003
Modified alkyd resins (generic) (P-87-0390) | 1805239 | 115004
Modified alkyd resins (generic) (P-87-0394) | 1805241 | 115005
Modified alkyd resins (generic) (P-87-0395) | 1805243 | 115006
Modified alkyd resins (generic) (P-87-0396) | 1805245 | 115007
Derivative of amines, polyethylene poly-compounds with (polybutenyl) succinic anhydride, borates (generic) (P-87-0399) | 1805247 | 115008
Butyl(mercapto)tin sulfide (generic) (P-87-0406) | 1805249 | 115009
Copolyester (generic) (P-87-0412) | 1805251 | 115010
Copolyester (generic) (P-87-0413) | 1805253 | 115011
Alkyl amine polyether (generic) (P-87-0420) | 1805255 | 115012
Hydroxy functional acrylate methacrylate (generic) (P-87-0421) | 1805257 | 115013
Aliphatic polyamine salt (generic) (P-87-0422) | 1805259 | 115014
Aliphatic polyamine salt (generic) (P-87-0423) | 1805261 | 115015
Aliphatic polyamine salt (generic) (P-87-0424) | 1805263 | 115016
Aliphatic polyamine salt (generic) (P-87-0425) | 1805265 | 115017
Aliphatic polyamine salt (generic) (P-87-0426) | 1805267 | 115018
Aliphatic polyamine salt (generic) (P-87-0427) | 1805269 | 115019
A mixture of tribasic acid esters of cyclohexane dimethanol and tridecyl alcohol (generic) (P-87-0428) | 1805271 | 115020
Substituted aromatic polymer (generic) (P-87-0429) | 1805273 | 115021
Acrylic copolymer with methyl methacrylate, butyl acrylate and butoxymethyl acrylamide (generic) (P-87-0430) | 1805275 | 115022
Copolymer of perfluoroalkylacrylate and cyclo methacrylate (generic) (P-87-0433) | 1805277 | 115023
Aromatic modified terpene resin (generic) (P-87-0435) | 1805279 | 115024
Perfluoroelastomer (generic) (P-87-0447) | 1805281 | 115025
Polyether polyurethane (generic) (P-87-0448) | 1805283 | 115026
Polyester resin (generic) (P-87-0453) | 1805285 | 115027
Polyester resin (generic) (P-87-0454) | 1805287 | 115028
Polyester resin (generic) (P-87-0455) | 1805289 | 115029
Polyester resin (generic) (P-87-0456) | 1805291 | 115030
Polyester resin (generic) (P-87-0457) | 1805293 | 115031
2-Propenoic acid sodium salt, 2-propenoic acid and N,N'-methylenebisacrylamide copolymer (generic) (P-87-0469) | 1805295 | 115032
Substituted cyanoacetic acid (generic) (P-87-0471) | 1805297 | 115033
Dibase acid/glycolester (generic) (P-87-0472) | 1805299 | 115034
Dithiocarbamyl substituted triazine (generic) (P-87-0480) | 1805301 | 115035
Salt of perfluoro fatty acids (generic) (P-87-0481) | 1805303 | 115036
Isocyanate modified alkyd resin (generic) (P-87-0494) | 1805305 | 115037
Organo-aluminum compound (generic) (P-87-0501) | 1805307 | 115038
Ammonium bis[1-[(3,5-disubstituted-2-hydroxyphenyl)azo]-3-(N-monosubstituted)-2-naphthalenolate(2-)]chromate(1-) (generic) (P-87-0506) | 1805309 | 115039
Substituted benzothiazolesulfonic acid (generic) (P-87-0518) | 1805311 | 115040
Substituted aminophenol (generic) (P-87-0526) | 1805313 | 115041
Thermosetting polyester (generic) (P-87-0533) | 1805315 | 115042
Modified polyvinylbutyral resin (generic) (P-87-0534) | 1805317 | 115043
Vinyl silicone resin (generic) (P-87-0535) | 1805319 | 115044
Ethoxylated sulfonated polycarboxylate (generic) (P-87-0536) | 1805321 | 115045
Cashew elastomer formaldehyde resin (generic) (P-87-0537) | 1805323 | 115046
Cashew elastomer furfural resin (generic) (P-87-0538) | 1805325 | 115047
Sulfonate of ethoxylated alcohol (generic) (P-87-0543) | 1805327 | 115048
Substituted naphthylazo substituted benzene (generic) (P-87-0547) | 1805329 | 115049
Substituted naphthylazo substituted benzene (generic) (P-87-0549) | 1805331 | 115050
Substituted spirobenzoxantheneisobenzofuranone (generic) (P-87-0550) | 1805333 | 115051
Polyurea urethane acrylate (generic) (P-87-0552) | 1805335 | 115052
Polyether modified organopolysiloxane (generic) (P-87-0574) | 1805337 | 115053
Acrylate copolymer (generic) (P-87-0588) | 1805339 | 115054
Vinyl acrylate (generic) (P-87-0591) | 1805341 | 115055
Vinyl acrylic copolymer (generic) (P-87-0592) | 1805343 | 115056
N-Alkylated benzotriazole (generic) (P-87-0594) | 1805345 | 115057
Macrycyclic cobalt complex (generic) (P-87-0597) | 1805347 | 115058
Amino hydroxy ester (generic) (P-87-0607) | 1805349 | 115059
Branched saturated polyester resin containing hydroxyl groups (generic) (P-87-0609) | 1805351 | 115060
Polyester resin of an aryl ester, alkyl dicarboxylic acid and an alkyl diol (generic) (P-87-0610) | 1805353 | 115061
Polyester resin of aryldicarboxylic acids, alkanediols, and dimericfatty acids (generic) (P-87-0614) | 1805355 | 115062
Polyester resin of aryl dicarboxylic acids and alkane diols (generic) (P-87-0615) | 1805357 | 115063
Linear saturated polyester resin containing hydroxyl groups (generic) (P-87-0619) | 1805359 | 115064
Phosphoric acid, mono and di esters, compds. with alkylamines (generic) (P-87-0623) | 1805361 | 115065
Ethylene interpolymer (generic) (P-87-0624) | 1805363 | 115066
Metal salt of amminated chelating agent (generic) (P-87-0626) | 1805365 | 115067
Metal salt of amminated chelating agent (generic) (P-87-0635) | 1805367 | 115068
Metal salt of amminated chelating agent (generic) (P-87-0636) | 1805369 | 115069
Metal salt of amminated chelating agent (generic) (P-87-0637) | 1805371 | 115070
Metal salt of amminated chelating agent (generic) (P-87-0638) | 1805373 | 115071
Modified soya fatty acid isophthalic alkyd (generic) (P-87-0646) | 1805375 | 115072
Silicone modified acryl polymer (generic) (P-87-0656) | 1805377 | 115073
Sulfonated polyacrylate, sodium salt (generic) (P-87-0658) | 1805379 | 115074
Sulfonated polyacrylate, mixed potassium sodium salt (generic) (P-87-0660) | 1805381 | 115075
Alkyl fatty acid di(alkylether) ester (generic) (P-87-0666) | 1805383 | 115076
Maleic modified hydrocarbon, rosin copolymer (generic) (P-87-0670) | 1805385 | 115077
Polyurethane-silicon (generic) (P-87-0673) | 1805387 | 115078
Mixed amidoamine (generic) (P-87-0676) | 1805389 | 115079
Dibasic acid/glycol ester (generic) (P-87-0686) | 1805391 | 115080
Dibasic acid glycol ester (generic) (P-87-0689) | 1805393 | 115081
Blocked aliphatic urethane polymer (generic) (P-87-0691) | 1805395 | 115082
Aliphatic polyanhydride (generic) (P-87-0695) | 1805397 | 115083
Aliphatic polyanhydride (generic) (P-87-0696) | 1805399 | 115084
Alkylmethyl silicone glycol copolymer (generic) (P-87-0698) | 1805401 | 115085
Monosubstituted aryl fatty acid ester (generic) (P-87-0706) | 1805403 | 115086
Poly(ester-amide) (generic) (P-87-0707) | 1805405 | 115087
Organo polysiloxane (generic) (P-87-0708) | 1805407 | 115088
Amine salt, aqueous solution (generic) (P-87-0710) | 1805409 | 115089
Carboxyethylated complex tall oil polyalkylene polyamine (generic) (P-87-0714) | 1805411 | 115090
Carboxyethylated complex tall oil polyalkylene polyamine (generic) (P-87-0715) | 1805413 | 115091
Mixed alkylphenol, formaldehyde polymer, metal salt (generic) (P-87-0723) | 1805415 | 115092
Mixture of polyfunctional methacrylate of polyisocyanate adduct of alkoxylated polyol and aromatic urethane with methacrylate end groups (generic) (P-87-0727) | 1805417 | 115093
Unsaturated fatty acid epoxy ester (generic) (P-87-0733) | 1805419 | 115094
Water reducible epoxy ester copolymer resin (generic) (P-87-0734) | 1805421 | 115095
Calcium aluminate alcohol ethoxylate (dispersed) (generic) (P-87-0735) | 1805423 | 115096
Silicone resin (generic) (P-87-0737) | 1805425 | 115097
Amide soap blend (generic) (P-87-0738) | 1805427 | 115098
Heteropolycyclichydraz base (generic) (P-87-0742) | 1805429 | 115099
Water reducible epoxy ester copolymer resin (generic) (P-87-0743) | 1805431 | 115100
Unsaturated fatty acid epoxy ester (generic) (P-87-0744) | 1805433 | 115101
Mixed polyester polymer (generic) (P-87-0747) | 1805435 | 115102
Aliphatic polycarbonate urethane (generic) (P-87-0748) | 1805437 | 115103
Acrylic-anhydride copolymer (generic) (P-87-0750) | 1805439 | 115104
Hexane-1,6-diisocyanate oligomers with polyol modification (generic) (P-87-0752) | 1805441 | 115105
Amide of polycarboxylic acid (generic) (P-87-0753) | 1805443 | 115106
Fluorinated cotelomer (generic) (P-87-0759) | 1805445 | 115107
Phenolic modified epoxy resin (generic) (P-87-0761) | 1805447 | 115108
Borium salt of Joncryl 678 (generic) (P-87-0765) | 1805449 | 115109
Mixed methacrylate polymer (generic) (P-87-0771) | 1805451 | 115110
Copolymer of acrylic and methacrylic esters (generic) (P-87-0775) | 1805453 | 115111
Reaction mixture of carbomonocyclic acid, sulfonated carbomonocyclic ester, alkylene glycol and dialkylene glycol (generic) (P-87-0789) | 1805455 | 115112
Substituted benzothiazolesulfonic acid (generic) (P-87-0796) | 1805457 | 115113
Alkoxy functional silicon hydride silyl hydrocarbon (generic) (P-87-0797) | 1805459 | 115114
Alkoxy functional silicon hydride silyl hydrocarbon (generic) (P-87-0798) | 1805461 | 115115
Medium oil alkyd resin (generic) (P-87-0814) | 1805463 | 115116
Organo-platinum complex (generic) (P-87-0820) | 1805465 | 115117
Aliphatic thermoplastic urethane (generic) (P-87-0821) | 1805467 | 115118
Aromatic polyol, alkoxylated, fatty acid esters of (generic) (P-87-0832) | 1805469 | 115119
High solids soybean oil urethane polymer (generic) (P-87-0833) | 1805471 | 115120
Inert perfluorocarbon liquid (generic) (P-87-0836) | 1805473 | 115121
Isocyanate terminated urethane (generic) (P-87-0838) | 1805475 | 115122
Sulfonium borate (generic) (P-87-0839) | 1805477 | 115123
Polyether polyamino polyol (generic) (P-87-0842) | 1805479 | 115124
Alkyl amine (generic) (P-87-0847) | 1805481 | 115125
Alkyl substituted 3,3-bis(phenyl)isobenzofuranone (generic) (P-87-0854) | 1805483 | 115126
Rosin, polymer with substituted phenols, formaldehyde and pentaerythritol (generic) (P-87-0858) | 1805485 | 115127
Aliphatic polyester polyurethane (generic) (P-87-0861) | 1805487 | 115128
Fluorinated copolymer (generic) (P-87-0864) | 1805489 | 115129
Tall oil fatty acid polyamide (generic) (P-87-0866) | 1805491 | 115130
Alkyl silicone fluid (generic) (P-87-0868) | 1805493 | 115131
Aromatic polyester polyurethane (generic) (P-87-0873) | 1805495 | 115132
Amine substituted imidazolidines (generic) (P-87-0876) | 1805497 | 115133
Amide substituted imidazolidines (generic) (P-87-0880) | 1805499 | 115134
Aromatic polyester polyol (generic) (P-87-0886) | 1805501 | 115135
Acrylated polyester (generic) (P-87-0888) | 1805503 | 115136
Dihydroxynaphthalene derivative (generic) (P-87-0892) | 1805505 | 115137
Anthraquinone derivative (generic) (P-87-0893) | 1805507 | 115138
Disubstituted-naphthalenedisulfonic acid, [[[3-chloro-5-[[(sulfooxyethylsulfonyl)phenyl]amino]-s-triazinylamino]-substituted phenyl]azo]-, sodium salt (generic) (P-87-0895) | 1805509 | 115139
Acrylic resin solution (generic) (P-87-0897) | 1805511 | 115140
Diester of alkoxylated diol (generic) (P-87-0905) | 1805513 | 115141
Urethane polymer (generic) (P-87-0906) | 1805515 | 115142
Polyether aromatic urethane (generic) (P-87-0907) | 1805517 | 115143
Titanium (dialkanolamine) oxide (generic) (P-87-0913) | 1805519 | 115144
Modified epoxy resin (generic) (P-87-0914) | 1805521 | 115145
Vinyl acrylic copolymer (generic) (P-87-0917) | 1805523 | 115146
Polyester urethane of neopentyl glycol (generic) (P-87-0918) | 1805525 | 115147
Styrenated acrylate polymer with methyl methacrylate (generic) (P-87-0919) | 1805527 | 115148
Dimethyl, methylphenyl polysiloxane fluid (generic) (P-87-0921) | 1805529 | 115149
Dimethyl, methylphenyl polysiloxane fluid (generic) (P-87-0924) | 1805531 | 115150
Styrene butadiene copolymer (generic) (P-87-0934) | 1805533 | 115151
Advancement product of cresol epoxy novolac (generic) (P-87-0935) | 1805535 | 115152
Organofunctional polysiloxane (generic) (P-87-0939) | 1805537 | 115153
Sulfide antioxidant synergist (generic) (P-87-0940) | 1805539 | 115154
Substituted vinyl acetate, ethylene, methyl methacrylate polymer (generic) (P-87-0945) | 1805541 | 115155
Biodegradable polyester resin (generic) (P-87-0946) | 1805543 | 115156
Blocked aliphatic urethane copolymer (generic) (P-87-0950) | 1805545 | 115157
Water-dispersed polyurethane polymer (generic) (P-87-0952) | 1805547 | 115158
Comb branch poly(urethane-acrylate) (generic) (P-87-0956) | 1805549 | 115159
Piperazine derivative contg. a hydroxyl group (generic) (P-87-0962) | 1805551 | 115160
Waterborne urethane-acrylic copolymer (generic) (P-87-0972) | 1805553 | 115161
Tall oil fatty acid alkyd resin (generic) (P-87-0978) | 1805555 | 115162
Saturated polyester plasticizer (generic) (P-87-0985) | 1805557 | 115163
Water-dispersible polyamide resin (generic) (P-87-0986) | 1805559 | 115164
Arylalkyl nitrone (generic) (P-87-0987) | 1805561 | 115165
Chain stopped short oil soya alkyd (generic) (P-87-0990) | 1805563 | 115166
Monosubstituted phenylazo disubstituted naphthalene sulfonic acid, salt (generic) (P-87-0994) | 1805565 | 115167
Monosubstituted phenyl azo disubstituted naphthalenesulfonic acid, substituted alkylamine salt (generic) (P-87-0995) | 1805567 | 115168
Urethane acrylate with pendant carboxy groups (generic) (P-87-1000) | 1805569 | 115169
Sulfonated aromatic polymer (generic) (P-87-1004) | 1805571 | 115170
Poly carboxamide (generic) (P-87-1013) | 1805573 | 115171
Modified polyurethane polyacrylate (generic) (P-87-1019) | 1805575 | 115172
Styrenated methacrylate polymer (generic) (P-87-1021) | 1805577 | 115173
Alicyclic aliphatic polyester (generic) (P-87-1022) | 1805579 | 115174
Epoxy modified chlorinated hydrocarbon (generic) (P-87-1023) | 1805581 | 115175
Hydroxy functional acrylate methacrylate (generic) (P-87-1024) | 1805583 | 115176
Aromatic sulfonate polymer salt (generic) (P-87-1035) | 1805585 | 115177
Polycarbonate polyurethane dispersion (generic) (P-87-1051) | 1805587 | 115178
Styrenated methacrylate (generic) (P-87-1052) | 1805589 | 115179
Catalyst (generic) (P-87-1054) | 1805591 | 115180
Catalyst (generic) (P-87-1055) | 1805593 | 115181
Catalyst (generic) (P-87-1056) | 1805595 | 115182
Urethane diol (generic) (P-87-1058) | 1805597 | 115183
Zirconium (4+) alkanolamine polyol complex (generic) (P-87-1061) | 1805599 | 115184
Solid bisphenol A type epoxy resin (generic) (P-87-1063) | 1805601 | 115185
Polyetheramide based on nylon 6-monomers (generic) (P-87-1076) | 1805603 | 115186
Polyetheramide based on nylon 120 monomers (generic) (P-87-1077) | 1805605 | 115187
Substituted azo triazine naphthalene disulfonic acid (generic) (P-87-1082) | 1805607 | 115188
Isocyanate terminated urethane prepolymer (generic) (P-87-1085) | 1805609 | 115189
Modified polyacrylate polymer (generic) (P-87-1088) | 1805611 | 115190
Copolyester based on aromatic dicarbonic acids (generic) (P-87-1091) | 1805613 | 115191
(Substituted phenyl)substituted alkanamide (generic) (P-87-1094) | 1805615 | 115192
Modified acrylic resin (generic) (P-87-1096) | 1805617 | 115193
Dialkyl dimethylamine graft copolymer with ethoxylated cellulose (generic) (P-87-1097) | 1805619 | 115194
Ester of 4-methoxy phenyl 2-propenoic acid (generic) (P-87-1100) | 1805621 | 115195
Phosphoric acid choline salt (generic) (P-87-1103) | 1805623 | 115196
Modified adipic acid esters (generic) (P-87-1107) | 1805625 | 115197
Modified acrylic polymer (generic) (P-87-1127) | 1805627 | 115198
Aliphatic urethan acrylate oligomer (generic) (P-87-1134) | 1805629 | 115199
Aliphatic urethan acrylate oligomer (generic) (P-87-1138) | 1805631 | 115200
Nitroaromatic alkanoic acid (generic) (P-87-1145) | 1805633 | 115201
Amine functional epoxy (generic) (P-87-1146) | 1805635 | 115202
Amine functional epoxy resin (generic) (P-87-1151) | 1805637 | 115203
Organopolysiloxane containing epoxy group (generic) (P-87-1152) | 1805639 | 115204
Polymer of diethylenetriamine, triethylenetetramine, monobasic fatty acid, dibasic fatty acid; a lactam, substituted phenol and substituted oxirane (generic) (P-87-1153) | 1805641 | 115205
Polyester resin (generic) (P-87-1161) | 1805643 | 115206
Halogenated alkane derivative (generic) (P-87-1174) | 1805645 | 115207
Halogenated alkane (generic) (P-87-1175) | 1805647 | 115208
Dimethyl, alkoxy-functional polysiloxane fluid (generic) (P-87-1176) | 1805649 | 115209
Modified organopolysiloxane (generic) (P-87-1178) | 1805651 | 115210
Isocyanate terminated polyurethane polymer (generic) (P-87-1183) | 1805653 | 115211
Benzene sulfonic acid, alkyl derivatives (generic) (P-87-1189) | 1805655 | 115212
Polyether polyol terminated toluenediisocyanate polymer (generic) (P-87-1190) | 1805657 | 115213
Ethylene copolymer (generic) (P-87-1199) | 1805659 | 115214
Alkyl polyether halide (generic) (P-87-1200) | 1805661 | 115215
Acrylic polymer (generic) (P-87-1205) | 1805663 | 115216
Sulfur olefin adduct (generic) (P-87-1207) | 1805665 | 115217
Cashew-elastomer-copolymer (generic) (P-87-1209) | 1805667 | 115218
Substituted benzenediazonium salt, polymer with substituted diphenyl ether (generic) (P-87-1210) | 1805669 | 115219
Isocyanate terminated polyester/urethane polymer (generic) (P-87-1211) | 1805671 | 115220
2-Pyrazoline, 3-(substituted)-1-[p-[[2-[2-(substituted amino)ethoxy]ethyl]sulfonyl]phenyl]-, salt (generic) (P-87-1212) | 1805673 | 115221
2-Pyrazoline, 3-(substituted)-1-[p-[[2-[2-(substituted amino)ethoxy]ethyl]sulfonyl]phenyl]- (generic) (P-87-1213) | 1805675 | 115222
Polyester polyol polyurethane and organopolysiloxane containing hydroxy group copolymer (generic) (P-87-1216) | 1805677 | 115223
Potassium alkylsiliconates (generic) (P-87-1217) | 1805679 | 115224
Unsaturated etherified melamine-formaldehyde resin (generic) (P-87-1218) | 1805681 | 115225
Organofunctional polysiloxane (generic) (P-87-1220) | 1805683 | 115226
Bis(substituted phenyl)-cyclohexane (generic) (P-87-1223) | 1805685 | 115227
Zirconiumchelate solution (generic) (P-87-1233) | 1805687 | 115228
Cyanoacetate ester (generic) (P-87-1241) | 1805689 | 115229
Aliphatic dimercaptan (generic) (P-87-1242) | 1805691 | 115230
Benzene sulfonic acid, alkyl derivatives, calcium salts (generic) (P-87-1245) | 1805693 | 115231
Acrylic acid, alkyl ester, polymer with polychloroalkene and derivatives of acrylic acid (generic) (P-87-1246) | 1805695 | 115232
Alicyclic ester (generic) (P-87-1253) | 1805697 | 115233
Glycol bis(cycloaliphatic acid ester) (generic) (P-87-1256) | 1805699 | 115234
Styrenated acrylic polymer (generic) (P-87-1257) | 1805701 | 115235
Aliphatic polyol polyester (generic) (P-87-1258) | 1805703 | 115236
Polyurethane based on polyisocyanates, polyols and polyamines (generic) (P-87-1262) | 1805705 | 115237
Fluorinated polyol (generic) (P-87-1263) | 1805707 | 115238
Arylaliphatic polyamine epoxy adduct (generic) (P-87-1270) | 1805709 | 115239
Ethoxylated alkyloxyalkylamine (generic) (P-87-1274) | 1805711 | 115240
Acrylate acrylonitrile copolymer (generic) (P-87-1275) | 1805713 | 115241
Polyacrylate (generic) (P-87-1276) | 1805715 | 115242
Vinyl acetate acrylate copolymer (generic) (P-87-1277) | 1805717 | 115243
Acrylate acrylonitrile copolymer (generic) (P-87-1278) | 1805719 | 115244
Acrylate acrylonitrile copolymer (generic) (P-87-1279) | 1805721 | 115245
Fatty alcohol ester (generic) (P-87-1283) | 1805723 | 115246
Fatty alcohol ester (generic) (P-87-1284) | 1805725 | 115247
Fatty alcohol ester (generic) (P-87-1285) | 1805727 | 115248
Polyester resin of aryl and fatty acids with alkane diols (generic) (P-87-1286) | 1805729 | 115249
Phenolated rosin ester (generic) (P-87-1289) | 1805731 | 115250
Dialkyl dithiophosphoric acid, metal salt (generic) (P-87-1294) | 1805733 | 115251
Melamine-cured acrylate resin (generic) (P-87-1296) | 1805735 | 115252
Polycondensate of formaldehyde with amines (generic) (P-87-1301) | 1805737 | 115253
Isobenzofuranone, 3-[4-(diethylamino)-2-hydroxyphenyl]-3-(2-methoxy-4-methyl-5-arylphenyl)-, sulfate (generic) (P-87-1302) | 1805739 | 115254
Crosslinked ethylene interpolymer (generic) (P-87-1304) | 1805741 | 115255
Crosslinked ethylene interpolymer (generic) (P-87-1305) | 1805743 | 115256
Polymer containing 4-(1,1-dimethylethyl)phenol and 1,3-benzenedimethanamine (generic) (P-87-1313) | 1805745 | 115257
Disubstituted quinoline bisulfate (generic) (P-87-1321) | 1805747 | 115258
Bicyclic tertiary alcohol (generic) (P-87-1324) | 1805749 | 115259
Bicyclic olefin (generic) (P-87-1325) | 1805751 | 115260
Tricyclic epoxide (generic) (P-87-1326) | 1805753 | 115261
Bicyclic ketone (generic) (P-87-1327) | 1805755 | 115262
Bicyclic ketone (generic) (P-87-1328) | 1805757 | 115263
Nitroaromatic alkanoic acid, derivative (generic) (P-87-1329) | 1805759 | 115264
1,4-Benzenedicarbonyl dichloride, polymer with bis(4-phenoxyphenyl)methanone and substituted benzene (generic) (P-87-1330) | 1805761 | 115265
Polymer from reactants including tert-butylphenol and isophoronediamine (generic) (P-87-1331) | 1805763 | 115266
Styrenated copolymer alkyd resin (generic) (P-87-1336) | 1805765 | 115267
Polyarylamide (generic) (P-87-1338) | 1805767 | 115268
Xanthene dye (generic) (P-87-1340) | 1805769 | 115269
Divalent metal salt of an acid (generic) (P-87-1341) | 1805771 | 115270
Polyethylene polyamine, bisphenol A-phenol, formaldehyde epichlorohydrin resin, dimer fatty acid condensate mixture with phenylglycidyl ether (generic) (P-87-1346) | 1805773 | 115271
Poly (meth) acrylate (generic) (P-87-1349) | 1805775 | 115272
Sodium fluorosilanolate (generic) (P-87-1352) | 1805777 | 115273
Substituted nitrophenoxy substituted naphthoic acid derivative (generic) (P-87-1355) | 1805779 | 115274
Hydroxyalkylnitrophenoxy substituted naphthoic acid derivative (generic) (P-87-1358) | 1805781 | 115275
Polyarylether sulfone (generic) (P-87-1359) | 1805783 | 115276
Aromatic sulfonyl chloride (generic) (P-87-1360) | 1805785 | 115277
Metal alkyl compounds (generic) (P-87-1361) | 1805787 | 115278
Metal alkyl compounds (generic) (P-87-1362) | 1805789 | 115279
Modified polyacrylic acid (generic) (P-87-1365) | 1805791 | 115280
Polycarboxylate, aqueous solution (generic) (P-87-1372) | 1805793 | 115281
Acrylic polyelectrolyte (generic) (P-87-1383) | 1805795 | 115282
Modified olefin tetrapolymer (generic) (P-87-1389) | 1805797 | 115283
Styrene acrylate copolymer (generic) (P-87-1391) | 1805799 | 115284
Alkanolamine salt of an aqueous acrylic emulsion (generic) (P-87-1398) | 1805801 | 115285
Copolyester of 1,4-butanediol, terephthalic acid and an aliphatic comonomer (generic) (P-87-1403) | 1805803 | 115286
Blocked aliphatic urethane (generic) (P-87-1405) | 1805805 | 115287
Fatty acid polyamine condensate (generic) (P-87-1406) | 1805807 | 115288
Organopolysiloxane containing hydroxy-group (generic) (P-87-1410) | 1805809 | 115289
Poly(vinyl ester co-unsaturated dicarboxylic acid ester co-olefin) (generic) (P-87-1413) | 1805811 | 115290
Acetate salt of modified fatty acid polyamine condensate (generic) (P-87-1418) | 1805813 | 115291
Propoxylated formaldehyde resin (generic) (P-87-1419) | 1805815 | 115292
Cyanoacrylate ester polymer (generic) (P-87-1420) | 1805817 | 115293
Epoxyacrylic resin solution (generic) (P-87-1422) | 1805819 | 115294
Carboxylic acrylic resin solution (generic) (P-87-1423) | 1805821 | 115295
Acrylic copolymer (generic) (P-87-1424) | 1805823 | 115296
Water based acrylic copolymer solution (generic) (P-87-1425) | 1805825 | 115297
Quaternary ammonium salt (generic) (P-87-1426) | 1805827 | 115298
Polyurethane based on polyisocyanates, polyols and polyamines (generic) (P-87-1428) | 1805829 | 115299
Alkylbenzenesulfonic acid, calcium salt (generic) (P-87-1432) | 1805831 | 115300
Dodecylphenol, formaldehyde, polyamine resin (generic) (P-87-1438) | 1805833 | 115301
Polyester polyurethane polymer (generic) (P-87-1452) | 1805835 | 115302
Polyalkyloxylated formaldehyde resin (generic) (P-87-1454) | 1805837 | 115303
Polyalkoxylated quaternary ammonium compound (generic) (P-87-1455) | 1805839 | 115304
Substitutedphenyl substituted(methoxyphenyl alkanamide) (generic) (P-87-1460) | 1805841 | 115305
Tertiary amine salt (generic) (P-87-1472) | 1805843 | 115306
Tertiary amine salt (generic) (P-87-1473) | 1805845 | 115307
Tertiary amine salt (generic) (P-87-1474) | 1805847 | 115308
Tertiary amine salt (generic) (P-87-1475) | 1805849 | 115309
Tertiary amine salt (generic) (P-87-1476) | 1805851 | 115310
Tertiary amine salt (generic) (P-87-1477) | 1805853 | 115311
Tertiary amine salt (generic) (P-87-1478) | 1805855 | 115312
Tertiary amine salt (generic) (P-87-1479) | 1805857 | 115313
Vinyl acrylic copolymer (generic) (P-87-1481) | 1805859 | 115314
Vinyl acrylic copolymer latex (generic) (P-87-1483) | 1805861 | 115315
Crosslinked halogenated rubber (generic) (P-87-1487) | 1805863 | 115316
Copolyether ester (generic) (P-87-1495) | 1805865 | 115317
Mono-substituted aryl diol (generic) (P-87-1497) | 1805867 | 115318
Urethane-modified water reducible alkyd resin (generic) (P-87-1504) | 1805869 | 115319
Fluorinated copolymer (generic) (P-87-1515) | 1805871 | 115320
Polyurethane elastomer (generic) (P-87-1521) | 1805873 | 115321
Cyanoacrylate ester (generic) (P-87-1527) | 1805875 | 115322
(Nitroaromatic alkyl) substituted heterocyclic, thio ester (generic) (P-87-1551) | 1805877 | 115323
Substituted triphenylmethane leuco (generic) (P-87-1552) | 1805879 | 115324
Polyfluorinated copolymers (generic) (P-87-1554) | 1805881 | 115325
Polyglycol ester of dimethylsilane (generic) (P-87-1561) | 1805883 | 115326
Polyamide resin (generic) (P-87-1562) | 1805885 | 115327
Mixed metal oxide compound (generic) (P-87-1563) | 1805887 | 115328
Blocked aliphatic urethane (generic) (P-87-1570) | 1805889 | 115329
Fiber reactive monoazo dyestuff (generic) (P-87-1572) | 1805891 | 115330
Perfluoroalkyl urethane (generic) (P-87-1573) | 1805893 | 115331
Diurea crystals (generic) (P-87-1574) | 1805895 | 115332
Alkoxy modified organopolysiloxane (generic) (P-87-1577) | 1805897 | 115333
Thiazoline derivative of p-phenylenediamine (generic) (P-87-1578) | 1805899 | 115334
Organopolysiloxane containing amino and hydroxy groups (generic) (P-87-1580) | 1805901 | 115335
Isophthalic alkyl resin (generic) (P-87-1581) | 1805903 | 115336
Acrylic acid, 2-allylphenol polymer, sodium salt (generic) (P-87-1584) | 1805905 | 115337
Styrene acrylic copolymer (generic) (P-87-1585) | 1805907 | 115338
Substituted thiadiazole (generic) (P-87-1592) | 1805909 | 115339
Potassium Alcoholates (generic) (P-87-1593) | 1805911 | 115340
Amine salt of a styrene-acrylic copolymer (generic) (P-87-1597) | 1805913 | 115341
Sodium polyacrylate acrylate copolymer salt vinylic copolymer (generic) (P-87-1599) | 1805915 | 115342
Modified polymeric amine (generic) (P-87-1601) | 1805917 | 115343
Amino alkyl substituted hydroxypropylcellulose (generic) (P-87-1611) | 1805919 | 115344
Polyester from dicarboxylic acid ester, diols and oxirane polymer (generic) (P-87-1612) | 1805921 | 115345
Epoxy-amine adduct (generic) (P-87-1613) | 1805923 | 115346
Limonene-hydrocarbon resin (generic) (P-87-1614) | 1805925 | 115347
Basic dyetoner SM (generic) (P-87-1617) | 1805927 | 115348
Aliphatic aromatic poly(ester thioether urethane) (generic) (P-87-1626) | 1805929 | 115349
Alkenyl substituted succinic anhydride product with substituted ethanol (generic) (P-87-1628) | 1805931 | 115350
Alkaline water soluble polyester (generic) (P-87-1629) | 1805933 | 115351
Aliphatic aromatic acrylic resin (generic) (P-87-1630) | 1805935 | 115352
Alkenes, long chain alkyl (generic) (P-87-1631) | 1805937 | 115353
Vinylidene chloride, butadiene polymer with alkanoic and alkanedioic acids (generic) (P-87-1641) | 1805939 | 115354
Vinylidene chloride, butadiene, polymer with alkanedioic acid (generic) (P-87-1642) | 1805941 | 115355
Substituted polyoxyethylene aniline diacetyl ester (generic) (P-87-1646) | 1805943 | 115356
Substituted polyoxyethylene aniline (generic) (P-87-1647) | 1805945 | 115357
Substituted phthalic anhydride (generic) (P-87-1648) | 1805947 | 115358
Methyl hydrogen methoxy polysiloxane (generic) (P-87-1652) | 1805949 | 115359
Azoxy bis[substituted phenyl)azo]bis[substituted naphthalenesulfonic acid, salt (generic) (P-87-1653) | 1805951 | 115360
Blocked aliphatic urethane (generic) (P-87-1654) | 1805953 | 115361
Cycloalkenyl substituted alkyl alkenal (generic) (P-87-1661) | 1805955 | 115362
Oil modified high solids aliphatic urethane (generic) (P-87-1663) | 1805957 | 115363
Substituted terpene resin (generic) (P-87-1669) | 1805959 | 115364
Substituted terpene resin (generic) (P-87-1670) | 1805961 | 115365
Substituted terpene compounds (generic) (P-87-1670) | 1805963 | 115366
Aromatic polyhydroxy compound, mixed diazonaphthoquinone sulfonic acid esters (generic) (P-87-1671) | 1805965 | 115367
Acrylic terpolymer (generic) (P-87-1683) | 1805967 | 115368
Polyester resin (generic) (P-87-1693) | 1805969 | 115369
Mercapto tetrazole derivative (generic) (P-87-1695) | 1805971 | 115370
Carboxyl modified hydrocarbon resin (generic) (P-87-1702) | 1805973 | 115371
Quaternized fatty amidoamine (generic) (P-87-1707) | 1805975 | 115372
Substituted phenylazocarbopolycyclic acid, alkali metal salt (generic) (P-87-1750) | 1805977 | 115373
Alkyl aluminum catalyst (generic) (P-87-1758) | 1805979 | 115374
Polymer of alkyl methacrylates and substituted methacrylamide (generic) (P-87-1773) | 1805981 | 115375
Blocked isocyanate powder coating curing agent (generic) (P-87-1780) | 1805983 | 115376
Styrene, butylacrylate copolymer (generic) (P-87-1781) | 1805985 | 115377
Vinyl-modified nonionic surfactant (generic) (P-87-1784) | 1805987 | 115378
Esters of diazonaphthaquinone (generic) (P-87-1786) | 1805989 | 115379
Bis-imidazolinium (generic) (P-87-1791) | 1805991 | 115380
Substituted (polyoxyalkylene)aniline (generic) (P-87-1795) | 1805993 | 115381
Chromophore substituted polyoxyethylene (generic) (P-87-1796) | 1805995 | 115382
Chromophore substituted polyoxyethylene (generic) (P-87-1808) | 1805997 | 115383
Fiber reactive monoazo dyestuff (generic) (P-87-1815) | 1805999 | 115384
Modified polyethylene (generic) (P-87-1816) | 1806001 | 115385
Polyoxyalkylate of trimethylolpropane (generic) (P-87-1821) | 1806003 | 115386
Polyoxyalkylate of trimethylolpropane (generic) (P-87-1823) | 1806005 | 115387
Polyoxyalkylate of trimethylolpropane (generic) (P-87-1824) | 1806007 | 115388
Polyoxyalkylate of trimethylolpropane (generic) (P-87-1826) | 1806009 | 115389
Tetrabromobisphenol A and bisphenol A, reaction products with epichlorohydrin and a polyamine (generic) (P-87-1836) | 1806011 | 115390
Acrylic lactone copolymer (generic) (P-87-1838) | 1806013 | 115391
Acrylic lactone copolymer (generic) (P-87-1839) | 1806015 | 115392
Alkoxylated amine alcohol (generic) (P-87-1840) | 1806017 | 115393
Organopolysiloxane (generic) (P-87-1844) | 1806019 | 115394
Organopolysiloxane (generic) (P-87-1845) | 1806021 | 115395
Reaction products of organosilanes (generic) (P-87-1846) | 1806023 | 115396
Substituted benzophenone ester (generic) (P-87-1847) | 1806025 | 115397
Organopolysiloxane (generic) (P-87-1848) | 1806027 | 115398
Emulsion tetrapolymer (generic) (P-87-1850) | 1806029 | 115399
High solids styrene-vinyl toluene copolymer alkyd resin (generic) (P-87-1852) | 1806031 | 115400
.alpha.-Olefin-maleic acid derivatives copolymer (generic) (P-87-1866) | 1806033 | 115401
Chloroalkylchlorosilane (generic) (P-87-1868) | 1806035 | 115402
Aliphatic hydroxy amide (generic) (P-87-1871) | 1806037 | 115403
Bismaleimide (generic) (P-87-1874) | 1806039 | 115404
Polyamide acrylic copolymer (generic) (P-87-1876) | 1806041 | 115405
Substituted polyolefin (generic) (P-87-1888) | 1806043 | 115406
Alkylpolyamine (generic) (P-87-1891) | 1806045 | 115407
Reaction product of silane coupling agents (generic) (P-87-1897) | 1806047 | 115408
Polyoxyethylene-polyoxypropylene-, substituted dianiline (generic) (P-87-1899) | 1806049 | 115409
Organofunctional polysiloxane (generic) (P-87-1902) | 1806051 | 115410
Polydimethylsiloxane (generic) (P-87-1903) | 1806053 | 115411
Chloride of ethoxylated alcohol (generic) (P-88-0001) | 1806055 | 115412
Modified styrene copolymer (generic) (P-88-0003) | 1806057 | 115413
Substituted aminophenyl substituted heteromonocycle, salt (generic) (P-88-0025) | 1806059 | 115414
Substituted heteropolycycle alkyl substituted heteropolycycle, salt (generic) (P-88-0026) | 1806061 | 115415
Substituted phenyl bis(substituted aminophenyl)methylium salt (generic) (P-88-0027) | 1806063 | 115416
Substituted aminophenyl substituted heteropolycycle, salt (generic) (P-88-0028) | 1806065 | 115417
Disubstituted heteropolycycle, salt (generic) (P-88-0029) | 1806067 | 115418
N,N-Diethyl-N,N-dipolyethylenoxy ammonium sulfate (generic) (P-88-0031) | 1806069 | 115419
Fluoro elastomer (generic) (P-88-0040) | 1806071 | 115420
Azomethine dye derivative (generic) (P-88-0052) | 1806073 | 115421
Indophenol derivative (generic) (P-88-0053) | 1806075 | 115422
Azomethine dye derivative (generic) (P-88-0054) | 1806077 | 115423
Organopolysiloxane containing metals (generic) (P-88-0061) | 1806079 | 115424
Alkylbenzenesulfonic acid, magnesium salt, overbased (generic) (P-88-0065) | 1806081 | 115425
Alkyd resin (generic) (P-88-0066) | 1806083 | 115426
Polymer of functional acrylates and methacrylates (generic) (P-88-0071) | 1806085 | 115427
1,1'-Methylenebis[4-phenyleneazo-[substituted heterocycle]] acid salt (generic) (P-88-0072) | 1806087 | 115428
Styrene, butadiene, polymer with alkanedioic acid and alkane ester (generic) (P-88-0074) | 1806089 | 115429
Styrene butadiene polymer with alkandioic acid and alkane ester (generic) (P-88-0075) | 1806091 | 115430
Isocyanate terminated urethane prepolymer (generic) (P-88-0076) | 1806093 | 115431
Alicyclic acid anhydride (generic) (P-88-0077) | 1806095 | 115432
Aromatic substituted ethylene diamine (generic) (P-88-0088) | 1806097 | 115433
Aliphatic aromatic sulfonium acetate (generic) (P-88-0089) | 1806099 | 115434
Heteromonocyclic methylene derivative of a heteropolycyclic indenone (generic) (P-88-0091) | 1806101 | 115435
Polyampholyte (generic) (P-88-0092) | 1806103 | 115436
Polyamide-olefin graft copolymer (generic) (P-88-0098) | 1806105 | 115437
Ether substituted polyoxypropylene (generic) (P-88-0101) | 1806107 | 115438
Aminated ether substituted polyoxypropylene (generic) (P-88-0102) | 1806109 | 115439
Chromophore substituted polyoxypropylene (generic) (P-88-0103) | 1806111 | 115440
Alkyd resin intermediate (generic) (P-88-0106) | 1806113 | 115441
Copolymer alkyd resin (generic) (P-88-0107) | 1806115 | 115442
Modified organosilicone (generic) (P-88-0108) | 1806117 | 115443
Organosiloxane (generic) (P-88-0109) | 1806119 | 115444
Acyloxy modified organopolysiloxane (generic) (P-88-0110) | 1806121 | 115445
Organopolysiloxane (generic) (P-88-0111) | 1806123 | 115446
Organopolysiloxane (generic) (P-88-0112) | 1806125 | 115447
Perfluoroalkenyltrialkylammonium salt (generic) (P-88-0115) | 1806127 | 115448
Saturated epoxyester water emulsion (generic) (P-88-0125) | 1806129 | 115449
Hydroxy functional acrylate methacrylate (generic) (P-88-0127) | 1806131 | 115450
Methacrylate monomer (generic) (P-88-0136) | 1806133 | 115451
Methacrylate monomer (generic) (P-88-0137) | 1806135 | 115452
Polyamide rubber copolymer (generic) (P-88-0139) | 1806137 | 115453
Perfluoroalkylsulfonamide salt (generic) (P-88-0141) | 1806139 | 115454
Alkyd resin (generic) (P-88-0144) | 1806141 | 115455
Indophenol derivative (generic) (P-88-0145) | 1806143 | 115456
Aliphatic polyamino alcohol (generic) (P-88-0164) | 1806145 | 115457
Chlorinated alkyd resin (generic) (P-88-0166) | 1806147 | 115458
Calcium and strontium salt of the azo dye (generic) (P-88-0169) | 1806149 | 115459
Calcium and strontium salt of the azo dye (generic) (P-88-0170) | 1806151 | 115460
Polyurethane (generic) (P-88-0179) | 1806153 | 115461
Polyester polyol terminated toluenediisocyanate polymer (generic) (P-88-0180) | 1806155 | 115462
Polyurethane (generic) (P-88-0182) | 1806157 | 115463
Carbamic acid ester (generic) (P-88-0185) | 1806159 | 115464
Hydrocarbon resin dispersion (generic) (P-88-0187) | 1806161 | 115465
Indophenol derivative (generic) (P-88-0197) | 1806163 | 115466
2-Naphthalenesulfonic acid, 7-(substituted)amino-4-hydroxy-[[4-(substituted)phenyl]azo]-, salt (generic) (P-88-0210) | 1806165 | 115467
Amine terminated polyaromatic resin (generic) (P-88-0213) | 1806167 | 115468
Organosilane (generic) (P-88-0216) | 1806169 | 115469
Organopolysiloxane (generic) (P-88-0218) | 1806171 | 115470
Modified dihydrogen hexachloroplatinate (generic) (P-88-0219) | 1806173 | 115471
Siloxanes and Silicones, alkyl methyl, dimethyl (generic) (P-88-0220) | 1806175 | 115472
Unsaturated polyester polymer (generic) (P-88-0224) | 1806177 | 115473
Hydrocarbon, steam-cracked aromatic C5-C12 cycloalkadiene fractionspolymer with heteromonocyclic-substituted alkylbenzene (generic) (P-88-0228) | 1806179 | 115474
Chromophore substituted polyoxyethylene (generic) (P-88-0231) | 1806181 | 115475
Substituted polyethylene oxide (generic) (P-88-0234) | 1806183 | 115476
Organic inorganic copolymer (generic) (P-88-0235) | 1806185 | 115477
(Mono-organotriazinyl)azonaphthalenesulfonic acid salt (generic) (P-88-0243) | 1806187 | 115478
Isocyanate endcapped substituted polyethylene oxide (generic) (P-88-0246) | 1806189 | 115479
Styrene/acrylic anhydride copolymer (generic) (P-88-0248) | 1806191 | 115480
Polymer of acrylic acid esters, a vinyl monomer, and methacrylic acid esters (generic) (P-88-0255) | 1806193 | 115481
Metal alkanoates (generic) (P-88-0260) | 1806195 | 115482
Cyclohexyl amine substituted carboxylic acid (generic) (P-88-0271) | 1806197 | 115483
Organic ester (generic) (P-88-0273) | 1806199 | 115484
Alcoholic polyimide (generic) (P-88-0276) | 1806201 | 115485
Unsaturated acidic polycarboxylic acid ester (generic) (P-88-0291) | 1806203 | 115486
Polyether polyol (generic) (P-88-0292) | 1806205 | 115487
Water reducible copolymer alkyd (generic) (P-88-0295) | 1806207 | 115488
Acrylic resin (generic) (P-88-0302) | 1806209 | 115489
Substituted cyano anthraquinone dye (generic) (P-88-0303) | 1806211 | 115490
Alkylphenol, alkali salt (generic) (P-88-0307) | 1806213 | 115491
Saturated polyester resin (generic) (P-88-0312) | 1806215 | 115492
Saturated polyester resin (generic) (P-88-0313) | 1806217 | 115493
Terpene-styrene resin (generic) (P-88-0317) | 1806219 | 115494
Reaction product of ammonium salt with cyanoguanidine and aliphaticaldehydes (generic) (P-88-0323) | 1806221 | 115495
Alkylarylsulfonate, metal salt (generic) (P-88-0324) | 1806223 | 115496
Polyamide resin (generic) (P-88-0325) | 1806225 | 115497
Dithiocarbamate disodium salt (generic) (P-88-0328) | 1806227 | 115498
Oligomeric aminoalkyl siloxane (generic) (P-88-0330) | 1806229 | 115499
Carboxylic acid modified hydrocarbon resin (generic) (P-88-0331) | 1806231 | 115500
Styrenated acrylate methacrylate (generic) (P-88-0340) | 1806233 | 115501
Terpene-styrene resin (generic) (P-88-0344) | 1806235 | 115502
Substituted naphthalene sulfonic acid (generic) (P-88-0346) | 1806237 | 115503
Dianilino benzoquinone derivative (generic) (P-88-0349) | 1806239 | 115504
Polyester polymer of 1,6-hexanediol and aliphatic acid (generic) (P-88-0355) | 1806241 | 115505
Acrylic latex (generic) (P-92-0729) | 1806244 | 115506
Diazoquinone-modified novolac (generic) (P-88-0356) | 1806245 | 115507
Acrylic latex (generic) (P-92-0730) | 1806248 | 115508
Substituted dioxazene (generic) (P-88-0357) | 1806249 | 115509
Acrylic latex (generic) (P-92-0731) | 1806252 | 115510
Alkyd resin (generic) (P-88-0363) | 1806253 | 115511
Mono-bromo substituted alkyne (generic) (P-92-0733) | 1806256 | 115512
Alkylammonium chloride (generic) (P-88-0364) | 1806257 | 115513
Fatty acids, polymer with cyclic carboxylic acid, alkyl substitutedphenol, aldehyde, alkanetriol, tetrahydroxy alkane, carboxylic acid anhydride and rosin (generic) (P-92-0734) | 1806260 | 115514
Oximo silane (generic) (P-88-0366) | 1806261 | 115515
Urethane acrylic polymer (generic) (P-92-0736) | 1806264 | 115516
Oximo silane (generic) (P-88-0369) | 1806265 | 115517
Carbodiimide polyurethane (generic) (P-92-0743) | 1806268 | 115518
Oximosilane (generic) (P-88-0370) | 1806269 | 115519
Organic stearate salt (generic) (P-92-0746) | 1806272 | 115520
Lithium alkyl (generic) (P-88-0373) | 1806273 | 115521
Organic tallate salt (generic) (P-92-0747) | 1806276 | 115522
Metal resinate (generic) (P-88-0374) | 1806277 | 115523
Mono-bromo substituted alkene (generic) (P-92-0748) | 1806280 | 115524
Amine-modified polyalkylene glycol polymer (generic) (P-88-0375) | 1806281 | 115525
Aryl substituted chloromethyl triazine (generic) (P-92-0752) | 1806284 | 115526
18,18'-(7 Substituted-1,4a substituted-, 1,2,3,4,4a,9,10,10a-octahydro-1:1 phenanthryl substituted (imino)-bis-(substituted octadecanol) (generic) (P-88-0378) | 1806285 | 115527
Acrylic copolymer emulsion (generic) (P-92-0757) | 1806288 | 115528
Aromatic ketone (generic) (P-88-0379) | 1806289 | 115529
Polyester (generic) (P-92-0760) | 1806292 | 115530
Polyether ketone (generic) (P-88-0380) | 1806293 | 115531
Aromatic polyimide (generic) (P-92-0770) | 1806296 | 115532
Polymer of aliphatic diols and aromatic carboxylic acids and an aromatic epoxy (generic) (P-88-0382) | 1806297 | 115533
Polyether silane (generic) (P-92-0771) | 1806300 | 115534
Aliphatic amine derivative and aliphatic amide derivative copolymer (generic) (P-88-0383) | 1806301 | 115535
Polyester resin (generic) (P-92-0780) | 1806304 | 115536
Acryl styrene resin with cross-linking 1,3,5-triazine-2,4,6-triamine-N,N,N',N',N'',N''-hexakis(methoxymethyl) (generic) (P-88-0385) | 1806305 | 115537
Acrylic resin (generic) (P-92-0781) | 1806308 | 115538
Hydroxy resin (generic) (P-88-0386) | 1806309 | 115539
Cross-linked acrylic polymer (generic) (P-92-0782) | 1806312 | 115540
Metal alkyl (generic) (P-88-0389) | 1806313 | 115541
Isocyanate-terminated polyether urethane (generic) (P-92-0783) | 1806316 | 115542
Copolyester (generic) (P-88-0390) | 1806317 | 115543
Acrylic resin dispersion (generic) (P-92-0784) | 1806320 | 115544
Polyether acetate (generic) (P-88-0397) | 1806321 | 115545
Alkylarylethoxylate derivative (generic) (P-92-0785) | 1806324 | 115546
N-(Substituted imidazolinium chloride) alkyl stearamide (generic) (P-88-0400) | 1806325 | 115547
Metal complex of azo dyes (generic) (P-92-0790) | 1806328 | 115548
Organopolysiloxane (generic) (P-88-0406) | 1806329 | 115549
Acrylic resin solution (generic) (P-92-0791) | 1806332 | 115550
Silsesquioxane (generic) (P-88-0407) | 1806333 | 115551
Chlorosilyl-functional polyether ester (generic) (P-92-0792) | 1806336 | 115552
Modified organosilicone (generic) (P-88-0408) | 1806337 | 115553
Modified acrylic polymer (generic) (P-92-0793) | 1806340 | 115554
Reaction product of alkanolamine and dicarboxylic acid (generic) (P-88-0410) | 1806341 | 115555
Water dispersable aliphatic isocyanate (generic) (P-92-0794) | 1806344 | 115556
Substituted alkylaminoaryldisulfide (generic) (P-88-0412) | 1806345 | 115557
Amine acrylate monomer (generic) (P-92-0796) | 1806348 | 115558
Salt of substituted naphthalenedisulfonic acid (generic) (P-88-0415) | 1806349 | 115559
Poly[oxy(methyl-1,2-ethanediyl], .alpha.,.alpha.',.alpha.''-1,2,3-propanetriyltris[.omega.-[(1-oxo-2-propenyl)oxy]- polymer with alkyl amine (generic) (P-92-0802) | 1806352 | 115560
Saturated polyester resin from dibasic acids and diols (generic) (P-88-0416) | 1806353 | 115561
Ammonium sulfonate (generic) (P-92-0805) | 1806356 | 115562
Saturated polyester resin from dibasic acids and diols (generic) (P-88-0417) | 1806357 | 115563
Imide resin solution (generic) (P-92-0809) | 1806360 | 115564
Trialkoxy silane derivative (generic) (P-88-0419) | 1806361 | 115565
Starch ester (generic) (P-92-0811) | 1806364 | 115566
Trialkoxy silane derivative (generic) (P-88-0420) | 1806366 | 115567
Starch ester (generic) (P-92-0812) | 1806368 | 115568
Substituted naphthalene sulfonic acid (generic) (P-88-0427) | 1806370 | 115569
Sodium salt of a substituted naphthalene disulphonic acid (generic) (P-92-0814) | 1806372 | 115570
1H-Pyrrole-2,5-dione, 1,1'-(methylenedi-4,1-phenylene)bis-, polymerwith 4,4'-methylenebis(benzenamine), modified (generic) (P-88-0432) | 1806374 | 115571
Heterocyclic disperse dye stuff (generic) (P-92-0815) | 1806376 | 115572
1H-Pyrrole-2,5-dione, 1,1'-(methylenedi-4,1-phenylene)bis-, polymerwith 4,4'-methylenebis(benzenamine), modified (generic) (P-88-0433) | 1806378 | 115573
Polyimide precursor solution (generic) (P-92-0822) | 1806379 | 115574
Precious metal plating solution (generic) (P-88-0444) | 1806382 | 115575
Fatty acids, C18-unsatd., dimers, polymers with a dibasic acid, ethylenediamine and diamines (generic) (P-92-0834) | 1806383 | 115576
Fatty acids, C18-unsatd., dimers, polymers with a dibasic acid, ethylenediamine and diamines (generic) (P-92-0835) | 1806387 | 115577
Precious metal plating solution (generic) (P-88-0445) | 1806386 | 115578
(Nitroaromatic alkyl)substituted heterocycle (generic) (P-88-0456) | 1806391 | 115579
Trisubstituted benzene sulfonic acid salt (generic) (P-92-0838) | 1806390 | 115580
Reaction product of alkylthioalcohol, substituted alcohol and substituted phosphorous compound (generic) (P-92-0844) | 1806395 | 115581
Fluorinated alcohol (generic) (P-88-0471) | 1806394 | 115582
Fatty acids C5-9, straight chain and branched, esters with pentaerythritol (generic) (P-92-0845) | 1806399 | 115583
Fluorinated alcohol (generic) (P-88-0472) | 1806398 | 115584
Fluorinated alcohol (generic) (P-88-0473) | 1806402 | 115585
Fatty acids, C5,C7-10, straight chain and branched, esters with poly(hydroxymethyl)alkanes (generic) (P-92-0846) | 1806403 | 115586
Bis[4-[2'-hydroxy-3'(2''-ethylphenyl)carbamoyl-1'-benzo[a]carbazolyl]azoaryl]-5-[2'-hydroxy-3'(2''-ethylphenyl)carbamoyl-1'-benzo[a]carbazolyl]azo-2-pyridylamine (generic) (P-88-0475) | 1806406 | 115587
Aliphatic polyamide (generic) (P-92-0847) | 1806407 | 115588
2-Propenoic acid, 2-methyl-, methyl ester, polymer with poly(difluoromethylene), .omega.-(2-((1-oxo-2-propenyl)oxy)ethyl)- (generic) (P-88-0476) | 1806410 | 115589
N,N'-Phenylenebis(oxo-(alkylbenzothiazole-2-yl)phenylazo)alkyl amide (generic) (P-92-0849) | 1806411 | 115590
5-(Substituted benzylidene)-5H-dibenzo[a,d]cycloheptene (generic) (P-88-0477) | 1806414 | 115591
Alkyl acetal (generic) (P-92-0850) | 1806415 | 115592
2-[4'-[3-(2-Chlorophenyl)carbamoyl-2-hydroxy-1-naphthylazo]-3'-methylphenyl]-6-[3-(aryl)carbamoyl-2-hydroxy-1-naphthylazo]benzoxazole (generic) (P-88-0478) | 1806419 | 115593
Trialkoxy substituted alkane (generic) (P-92-0851) | 1806418 | 115594
Lactam, polymer, N-methoxymethylated (generic) (P-88-0479) | 1806422 | 115595
Substituted polyolefin (generic) (P-92-0860) | 1806423 | 115596
Substituted polyolefin (generic) (P-92-0864) | 1806427 | 115597
Benzene, ethenyl-, polymer with siloxanes and silicones (generic) (P-88-0480) | 1806426 | 115598
Methacrylic acid copolymer (generic) (P-92-0869) | 1806430 | 115599
Aldehyde, polymer with ethenol (generic) (P-88-0481) | 1806431 | 115600
Methacrylic acid copolymer (generic) (P-92-0870) | 1806434 | 115601
N-Methyl-4,4'-bis[8-chloro-2-hydroxy-3(substituted aryl)carbamoyl-11H-1-benzo[a]carbazolylazo]diphenylamine (generic) (P-88-0482) | 1806435 | 115602
Methacrylic acid copolymer (generic) (P-92-0871) | 1806438 | 115603
2-Propenoic acid, 2-methyl-, methyl ester, polymer with siloxane and silicones, di-methyl- (generic) (P-88-0483) | 1806439 | 115604
Carbonic dichloride, polymer with bis(phenol) (generic) (P-88-0484) | 1806442 | 115605
A polymer of acrylic acid esters, methacrylic acid esters, acrylic acid and methacrylic acid, with an alcohol, ammonium salt (generic) (P-92-0872) | 1806443 | 115606
Polyurethane (generic) (P-92-0874) | 1806446 | 115607
N-Alkoxy-N,N-bis(ethylene alkylamide)-N-alkylammonium, alkyl sulfate (generic) (P-88-0489) | 1806447 | 115608
Terpolymer of butyl acrylate, butyl methacrylate and substituted ethyl acrylate (generic) (P-92-0883) | 1806450 | 115609
Alkoxylated amine complex of a nitrogen heterocycle (generic) (P-88-0490) | 1806451 | 115610
Oxetanone (generic) (P-92-0884) | 1806454 | 115611
Substituted phenylpolyoxyalkylene (generic) (P-88-0495) | 1806455 | 115612
Bis-arene complex (generic) (P-92-0885) | 1806458 | 115613
Disubstituted naphthol-azo-carbocyclopolyoxyalkylene (generic) (P-88-0496) | 1806459 | 115614
Bis-arene organometallic complex (generic) (P-92-0886) | 1806462 | 115615
Trisubstituted naphthol-azo-carbocyclopolyoxyalkylene (generic) (P-88-0497) | 1806463 | 115616
Ammonio derivative of a copolymer of polyalkyl glycols, toluene diisocyanate and alkyl polyamines (generic) (P-92-0890) | 1806466 | 115617
Substituted phenylpolyoxyalkylene (generic) (P-88-0498) | 1806467 | 115618
Polyurethane based on polyisocyanates, polyols and polyamines (generic) (P-92-0903) | 1806470 | 115619
Rubber modified polyamide (generic) (P-88-0500) | 1806472 | 115620
Polyurethane based on polyisocyanate, polyols and polyamines (generic) (P-92-0904) | 1806474 | 115621
Aliphatic aromatic reaction products (generic) (P-88-0501) | 1806475 | 115622
Alkanedioic acid, polymer with alkanediols, alkyl epoxide, 2-oxepanone, isocyanate and polyester polyol (generic) (P-92-0913) | 1806478 | 115623
Hydroxypropyl acrylate, acrylic acid polymer, ammonium salt (generic) (P-88-0505) | 1806479 | 115624
Organodisilazane (generic) (P-92-0915) | 1806482 | 115625
Trimethylsilyl terminated, 3-mercaptopropylsiloxane (generic) (P-88-0509) | 1806483 | 115626
Polymer salt of alkyl propenoates, substituted alkyl propenoates, ethenyl benzene and ethylenecarboxylic acid (generic) (P-92-0928) | 1806486 | 115627
Substituted naphthalenedisulfonic acid (generic) (P-88-0514) | 1806488 | 115628
Polymer salt of alkyl propenoates, substituted alkyl propenoates, ethenylbenzene and ethylenecarboxylic acid (generic) (P-92-0929) | 1806490 | 115629
Substituted haloaryl and halosubstituted aryl and substituted arylthio substituted pyrazole (generic) (P-88-0516) | 1806492 | 115630
Polymer salt of alkyl propenoates, substituted alkyl propenoates, ethenyl benzene and ethylenecarboxylic acid (generic) (P-92-0930) | 1806494 | 115631
Acrylic polyol (generic) (P-88-0519) | 1806496 | 115632
2[]Benzotriazole (generic) (P-92-0978) | 1806498 | 115633
Hydroxy acrylic resin (generic) (P-88-0520) | 1806500 | 115634
Isocyanate polymer, alcohol-blocked (generic) (P-92-0979) | 1806502 | 115635
Modified maleated calcium resinate (generic) (P-88-0521) | 1806504 | 115636
Mixed esters of saturated carboxylic acids, diacids, lactones, alcohols and polyols (generic) (P-92-0981) | 1806506 | 115637
Aliphatic aromatic polyester (generic) (P-88-0523) | 1806508 | 115638
Mixed esters of saturated carboxylic acids, diacids, lactones, alcohols and polyols (generic) (P-92-0982) | 1806510 | 115639
Silane-modified polyurethane polyvinyl alcohol copolymer (generic) (P-88-0527) | 1806512 | 115640
Mixed esters of saturated carboxylic acids, diacids, lactones, alcohols and polyols (generic) (P-92-0983) | 1806514 | 115641
Phosphated polyarylphenol ethoxylate (generic) (P-88-0532) | 1806516 | 115642
Mixed esters of saturated carboxylic acids, diacids, lactones, alcohols and polyols (generic) (P-92-0984) | 1806518 | 115643
Sulfated polyarylphenol ethoxylate (generic) (P-88-0533) | 1806520 | 115644
Mixed esters of saturated carboxylic acids, diacids, lactones, alcohols and polyols (generic) (P-92-0985) | 1806522 | 115645
Acrylates copolymer (generic) (P-88-0534) | 1806524 | 115646
Poly-.beta.-fluoroalkyl acrylate and alkyl acrylate (generic) (P-92-0987) | 1806526 | 115647
Disubstituted naphthyl azo disubstituted biphenyl azo disubstitutedsulfonaphthyl azo substituted benzoic acid, mixed salts (generic) (P-88-0536) | 1806528 | 115648
Alkyldichlorosilane (generic) (P-92-0988) | 1806530 | 115649
Polydimethylalkenylsiloxane (generic) (P-88-0541) | 1806531 | 115650
Dialkyldichlorosilane (generic) (P-92-0989) | 1806534 | 115651
Polydimethyl alkenyl siloxane (generic) (P-88-0542) | 1806535 | 115652
Trisubstituted naphthalene sulfonic acid (generic) (P-92-0991) | 1806538 | 115653
Water reducible styrenated alkyd (generic) (P-88-0548) | 1806539 | 115654
Methylenediphenyldiisocyanate polyester prepolymer (generic) (P-92-0994) | 1806542 | 115655
Aliphatic polyurethane (generic) (P-88-0555) | 1806543 | 115656
Styrenated acrylic ester multi-polymer (generic) (P-92-0996) | 1806546 | 115657
Hydroxy acrylic resin (generic) (P-88-0558) | 1806547 | 115658
Styrenated acrylic ester multi-polymer (generic) (P-92-0997) | 1806550 | 115659
Water-reducible alkyd resin (generic) (P-88-0562) | 1806552 | 115660
Acrylic terpolymer (generic) (P-92-1000) | 1806554 | 115661
9,10-Anthracenedione, diaminomonocycloxycarbonyl (generic) (P-88-0566) | 1806555 | 115662
Acrylic tetrapolymer (generic) (P-92-1001) | 1806558 | 115663
Sodium salt of phosphonomethylated diamine (generic) (P-88-0571) | 1806560 | 115664
Amine phosphate (generic) (P-92-1004) | 1806562 | 115665
C18-unsaturated, dimers, hydrogenated, polymers with a diamine and a monobasic acid (generic) (P-88-0575) | 1806563 | 115666
Acrylate functional polyurethane resin (generic) (P-92-1006) | 1806566 | 115667
Calcium salt of glycine derivative (generic) (P-88-0579) | 1806567 | 115668
Formazan dye (generic) (P-92-1009) | 1806570 | 115669
Acrylic copolymer emulsion (generic) (P-88-0588) | 1806571 | 115670
Aminophenyl substituted pyrazolone (generic) (P-92-1011) | 1806574 | 115671
Fatty acid amide (generic) (P-88-0589) | 1806575 | 115672
Aminophenyl substituted pyrazolone (generic) (P-92-1013) | 1806578 | 115673
Titanium lignite (generic) (P-88-0590) | 1806579 | 115674
Amine functional epoxy resin (generic) (P-92-1019) | 1806582 | 115675
Aliphatic polyester polyurethane (generic) (P-88-0592) | 1806583 | 115676
Amine functional epoxy resin salted with an organic acid (generic) (P-92-1020) | 1806586 | 115677
Organic swellable water insoluble alkylstyrene copolymer (generic) (P-88-0595) | 1806587 | 115678
Hydroxy functional acrylic polymer (generic) (P-92-1027) | 1806591 | 115679
Disubstituted aniline derivative (generic) (P-88-0600) | 1806590 | 115680
Azo substituted naphthalene disulfonic acid (generic) (P-88-0602) | 1806594 | 115681
Acid functional polyurethane polyester (generic) (P-92-1028) | 1806595 | 115682
Alkyl substituted urea (generic) (P-92-1030) | 1806598 | 115683
Tri substituted naphthalene disulfonic acid (generic) (P-88-0606) | 1806599 | 115684
Alkoxyphenol, 4-dihydroxyalkylpyran, isomer mix (generic) (P-92-1033) | 1806602 | 115685
Phenolics modified silicone (generic) (P-88-0613) | 1806603 | 115686
Phenolics modified silicone (generic) (P-88-0614) | 1806606 | 115687
Epoxy novolac acrylate carboxylate (generic) (P-92-1034) | 1806607 | 115688
Bis alkenyl succinimide condensate with an aromatic amine and an aldehyde (generic) (P-92-1048) | 1806610 | 115689
Derivative of poly-[oxy(1-ethyl-1,2-ethanediyl)]-.alpha.-[p-tetra(1-propene)-phenoxy-.omega.-hydro] ester with carbonochloridic acid (generic) (P-88-0620) | 1806611 | 115690
Alkoxy terminated, polyethylene glycol, aromatic and aliphatic acidpolyester (generic) (P-92-1049) | 1806614 | 115691
Water dispersible copolymer (generic) (P-88-0621) | 1806615 | 115692
Modified adipic acid esters (generic) (P-88-0626) | 1806618 | 115693
Polyethanolamine diester with fatty acids dialkyl sulfate salts (generic) (P-92-1053) | 1806619 | 115694
Phenolic novolac resin (generic) (P-92-1056) | 1806623 | 115695
Perfluoroalkylacrylate copolymer (generic) (P-88-0637) | 1806622 | 115696
Terpene/styrene polymer (generic) (P-88-0640) | 1806626 | 115697
Isoindolinone (generic) (P-92-1058) | 1806627 | 115698
Water reducible epoxy ester copolymer resin (generic) (P-88-0656) | 1806630 | 115699
Saturated polyester resin (generic) (P-92-1060) | 1806631 | 115700
Substituted heterocyclic azo benzenamine (generic) (P-88-0658) | 1806634 | 115701
Substituted diene (generic) (P-92-1064) | 1806635 | 115702
Polyurethane elastomer (generic) (P-88-0670) | 1806638 | 115703
Substituted cyclic alkyl halosilane (generic) (P-92-1065) | 1806639 | 115704
Organic salt (generic) (P-88-0676) | 1806642 | 115705
Alkylated phenolic copolymer (generic) (P-92-1069) | 1806643 | 115706
Trialkoxy silane derivative (generic) (P-88-0678) | 1806647 | 115707
Naphthaquinone diazide sulfonyl and methane sulfonyl ester mixture of a polynuclear polyhydroxyphenol (generic) (P-92-1070) | 1806646 | 115708
Trialkoxy silane derivative (generic) (P-88-0679) | 1806650 | 115709
Unsaturated polyester (generic) (P-92-1071) | 1806651 | 115710
Organopolysiloxane (generic) (P-88-0680) | 1806654 | 115711
Acrylic urethane polymer (generic) (P-92-1078) | 1806655 | 115712
Organosiloxane (generic) (P-88-0682) | 1806658 | 115713
Vinyltoluene methacrylate resin (generic) (P-92-1080) | 1806659 | 115714
Organopolysiloxane (generic) (P-88-0683) | 1806662 | 115715
Epoxy silicone (generic) (P-92-1081) | 1806663 | 115716
Reaction product of a poly(ethene/propenoic acid) copolymer with analkane dinitrile in an aromatic solvent (generic) (P-92-1083) | 1806666 | 115717
Organopolysiloxane (generic) (P-88-0684) | 1806667 | 115718
Perfluoroalkylethylacrylate copolymer (generic) (P-92-1090) | 1806670 | 115719
Organosiloxane (generic) (P-88-0685) | 1806671 | 115720
Functional styrenated methacrylic copolymer solution (generic) (P-92-1092) | 1806674 | 115721
Organosiloxane (generic) (P-88-0686) | 1806675 | 115722
Functional methacrylic copolymer solution (generic) (P-92-1093) | 1806678 | 115723
Aliphatic aromatic polyamine (generic) (P-88-0687) | 1806679 | 115724
Functional methacrylic copolymer (generic) (P-92-1094) | 1806683 | 115725
Vinylacylate, vinylheterocycle, vinylalkoxysilane, vinylhaloacylatecopolymer, alkenate modified (generic) (P-88-0690) | 1806682 | 115726
Nonylphenol capped polyurethane prepolymer (generic) (P-88-0691) | 1806687 | 115727
Poly(acrylonitrile-co-styrene) (generic) (P-92-1097) | 1806686 | 115728
Substituted polysiloxane (generic) (P-88-0695) | 1806690 | 115729
Rubber modified polyamide (generic) (P-92-1099) | 1806691 | 115730
Silicone blocked copolymer (generic) (P-88-0698) | 1806694 | 115731
Polymeric ammonium compound (generic) (P-92-1102) | 1806695 | 115732
Water soluble phenolic modified alkyd (generic) (P-92-1103) | 1806698 | 115733
Substituted N,N-dimethylcarboxamide heterocycle (generic) (P-88-0706) | 1806699 | 115734
Modified rosin, hydrocarbon resin (generic) (P-92-1105) | 1806702 | 115735
Polyurethane and polyglycol ether polymer (generic) (P-88-0728) | 1806703 | 115736
Modified rosin, hydrocarbon resin (generic) (P-92-1106) | 1806706 | 115737
Thermosetting polyester (generic) (P-88-0751) | 1806707 | 115738
Hexamethylolmelamine condensate with alcohols and their ethoxylates, stearamide and polyester (generic) (P-92-1114) | 1806710 | 115739
Acrylic terpolymer resin (generic) (P-88-0754) | 1806711 | 115740
Polymer of formaldehyde-methyl phenol and diazo salt (generic) (P-92-1124) | 1806714 | 115741
Acrylic grafted polyurethane resin solution (generic) (P-88-0755) | 1806715 | 115742
Acrylic copolymer (generic) (P-92-1126) | 1806718 | 115743
Vegetable oil polymer with aromatic dicarboxylic acid, aliphatictriol, and cycloaliphatic carboxylic acid (generic) (P-88-0757) | 1806720 | 115744
Acrylic resin (generic) (P-92-1130) | 1806722 | 115745
Polymer of styrene, ethyl acrylate, methacrylic acid, a functional acrylate, t-dodecanethiol, diisopropanolamine and diethylethanolamine (generic) (P-88-0760) | 1806724 | 115746
Oligomeric triaminoalkyl siloxane (generic) (P-92-1133) | 1806726 | 115747
Trisubstituted dicarbomonocyclic methane (generic) (P-88-0764) | 1806728 | 115748
Oligomeric diaminoalkyl siloxane (generic) (P-92-1135) | 1806729 | 115749
Waterborne urethane-acrylic copolymer (generic) (P-88-0765) | 1806732 | 115750
Aqueous hydroxy functional silane (generic) (P-92-1136) | 1806734 | 115751
Amino modified alkyl silicone (generic) (P-88-0766) | 1806736 | 115752
Water based polyurethane (generic) (P-92-1139) | 1806738 | 115753
Blocked urethane polymer (generic) (P-88-0774) | 1806740 | 115754
Water based polyurethane (generic) (P-92-1140) | 1806741 | 115755
Polymer of benzenedicarboxylic acid, alkanetriol, vegetable oil andfatty acids, and phenolic resin (generic) (P-88-0775) | 1806744 | 115756
Mixed polyacrylate, sodium salt (generic) (P-92-1141) | 1806745 | 115757
Polymer from substituted isocyanate and lactam (generic) (P-88-0780) | 1806748 | 115758
Organic silicon polymer (generic) (P-92-1144) | 1806750 | 115759
Solvent-free baking alkyd (generic) (P-88-0784) | 1806752 | 115760
Alkenoic acid polymer with alkenoic acid derivative, substituted alcohol (generic) (P-92-1150) | 1806754 | 115761
Ester of naphthenic acid and a glycol (generic) (P-88-0786) | 1806756 | 115762
Substituted ethylene copolymer (generic) (P-92-1155) | 1806758 | 115763
Substituted phenyl substituted tetrazolyl substituted naphthalenecarboxamide (generic) (P-88-0798) | 1806760 | 115764
Ternary polyamide (generic) (P-92-1156) | 1806762 | 115765
Poly(vinyl ester co-unsaturated dicarboxylic acid ester co-olefin) (generic) (P-88-0800) | 1806764 | 115766
Fluoroethylene-vinylether copolymer (generic) (P-92-1158) | 1806766 | 115767
Saturated polyester resins (generic) (P-88-0803) | 1806768 | 115768
Polyester resin (generic) (P-92-1159) | 1806770 | 115769
Reaction product of alkylsilicate with an organotin compound (generic) (P-88-0806) | 1806771 | 115770
Hydroxy-terminated saturated polyester resin (generic) (P-92-1160) | 1806774 | 115771
Mercaptan terminated polyether polymer (generic) (P-88-0814) | 1806775 | 115772
Ethylene interpolymer (generic) (P-88-0819) | 1806778 | 115773
Polyester polyurethane acrylate oligomer (generic) (P-92-1161) | 1806779 | 115774
Siloxane grafted fluoroelastomer (generic) (P-92-1164) | 1806782 | 115775
Polyamic acid polymer E (generic) (P-88-0826) | 1806783 | 115776
Trisubstituted naphthalene disulfonic acid (generic) (P-92-1165) | 1806786 | 115777
Modified liquid hydrocarbon polymer (generic) (P-88-0829) | 1806787 | 115778
Trisubstituted naphthalene disulfonic acid salt (generic) (P-92-1167) | 1806790 | 115779
Metal complex compound (generic) (P-88-0841) | 1806791 | 115780
Bisphenol A polyether terephthalate (generic) (P-92-1191) | 1806795 | 115781
Organosiloxane (generic) (P-88-0843) | 1806794 | 115782
Hybrid polyurethane (generic) (P-92-1200) | 1806798 | 115783
Methacrylate ester (generic) (P-88-0845) | 1806799 | 115784
Amino-functional alkoxysilane (generic) (P-92-1202) | 1806802 | 115785
Organopolysiloxane (generic) (P-88-0846) | 1806803 | 115786
Hydroxy- carboxyfunctional copolymer (generic) (P-88-0848) | 1806807 | 115787
Amino-functional alkoxysilane (generic) (P-92-1205) | 1806806 | 115788
Selfcrosslinking, blocked polyurethane system (generic) (P-88-0853) | 1806810 | 115789
Polyester polyether modified polyurethane with basic groups, compound with carboxylic acid (generic) (P-92-1217) | 1806811 | 115790
Cyclodiene (generic) (P-88-0855) | 1806814 | 115791
Siloxanes and Silicones, methyl alkyl, polyether modified (generic) (P-92-1218) | 1806815 | 115792
Polymeric aromatic diimide with substituted tetracarboxylic acid (generic) (P-92-1220) | 1806818 | 115793
Cyclodiene (generic) (P-88-0856) | 1806819 | 115794
Modified styrenated acrylate methacrylate polymer (generic) (P-92-1225) | 1806822 | 115795
Organo-epoxysilicone (generic) (P-88-0858) | 1806823 | 115796
Modified styrenated acrylate methacrylate polymer (generic) (P-92-1226) | 1806826 | 115797
Aliphatic polyurethane (generic) (P-88-0860) | 1806827 | 115798
Modified acrylate methacrylate polymer (generic) (P-92-1227) | 1806830 | 115799
Phosphine substituted transition metal compound (generic) (P-88-0863) | 1806831 | 115800
Halogenated butadiene copolymer (generic) (P-92-1228) | 1806834 | 115801
Polymer of neopentyl glycol with ethylene glycol, trimethylol propane, carbomonocyclic ester, alicyclic diol and carbomonocyclic acid (generic) (P-88-0873) | 1806835 | 115802
Substituted anilino substituted aromatic thio haloaromatic pyrazole (generic) (P-92-1235) | 1806838 | 115803
Organopolysiloxane (generic) (P-88-0881) | 1806839 | 115804
Sulfonated polyacrylate, aromatic substituted, sodium salt (generic) (P-92-1240) | 1806842 | 115805
Aryl heteroarylalkyl amine (generic) (P-88-0892) | 1806843 | 115806
Sulfonated polyacrylate, aromatic substituted, potassium salt (generic) (P-92-1241) | 1806846 | 115807
Reaction product of polytetramethylene ether glycol, methylenebis(phenylisocyanate) and diol (generic) (P-88-0893) | 1806847 | 115808
Tetrafunctional ketoximino silane (generic) (P-92-1249) | 1806850 | 115809
Anionic polysaccharide biopolymer (generic) (P-88-0897) | 1806851 | 115810
Tetrafunctional ketoximino silane (generic) (P-92-1250) | 1806854 | 115811
Urethane acrylic resin (generic) (P-88-0899) | 1806855 | 115812
Carbamic acid ester (generic) (P-92-1255) | 1806858 | 115813
Polyimide (generic) (P-88-0905) | 1806859 | 115814
Substituted heterocyclic compound (generic) (P-92-1262) | 1806862 | 115815
Cycloaliphatic amine adduct (generic) (P-88-0909) | 1806863 | 115816
Nylon copolymer (generic) (P-92-1264) | 1806866 | 115817
Acrylic copolymer (generic) (P-88-0915) | 1806867 | 115818
Styrenated acrylic copolymer (generic) (P-92-1266) | 1806870 | 115819
Water dispersible polyester urethane (generic) (P-88-0917) | 1806871 | 115820
Styrenated acrylic copolymer (generic) (P-92-1270) | 1806874 | 115821
Aliphatic alicylic hydroxyester acid (generic) (P-88-0936) | 1806875 | 115822
Styrenated acrylate/methacrylate polymer (generic) (P-92-1280) | 1806878 | 115823
Copolymer of styrene and oxygenated vinyl alkane (generic) (P-88-0938) | 1806880 | 115824
Styrenated acrylate/methacrylate polymer (generic) (P-92-1281) | 1806882 | 115825
Polyurethane ureas (generic) (P-88-0940) | 1806884 | 115826
Propoxylated urethane acrylate (generic) (P-92-1282) | 1806886 | 115827
Polyurethane urea (generic) (P-88-0941) | 1806888 | 115828
Oximosilyl perfluoroalkylsulfonamide (generic) (P-92-1284) | 1806889 | 115829
Alkoxysilane terminated polyether polymer (generic) (P-88-0943) | 1806892 | 115830
Substituted benzoyl chloride (generic) (P-92-1286) | 1806893 | 115831
Blocked isocyanate prepolymer (generic) (P-88-0948) | 1806896 | 115832
Alkyl methacrylates, aminoalkyl methacrylate copolymer, partial salt (generic) (P-92-1289) | 1806898 | 115833
Epoxy methacrylate ester copolymer (generic) (P-88-0949) | 1806900 | 115834
Amide/acrylate copolymer (generic) (P-92-1290) | 1806902 | 115835
Benzene polycarboxylic acid alkyl ester (generic) (P-88-0950) | 1806903 | 115836
Polymer salt of alkyl propenoates, substituted alkyl propenoates, and ethylenecarboxylic acid (generic) (P-92-1302) | 1806906 | 115837
Diphenol (generic) (P-88-0951) | 1806907 | 115838
Polymeric sterically hindered piperidine (generic) (P-92-1311) | 1806910 | 115839
Ethylene polymerized halogenated magnesium oxotitanium alkoxide (generic) (P-88-0957) | 1806911 | 115840
Substituted ethylene copolymer (generic) (P-92-1315) | 1806914 | 115841
Ethylene polymerized halogenated magnesium oxotitanium alkoxide (generic) (P-88-0958) | 1806915 | 115842
Halogenated magnesium oxotitanium alkoxides (generic) (P-88-0959) | 1806919 | 115843
1,3-Propanediol, 2,2'-[oxybismethylene)]bis[2-hydroxymethyl], hexaesters with straight-chain and branched acids (generic) (P-92-1320) | 1806918 | 115844
Halogenated magnesium oxotitanium alkoxides halogenated magnesium oxotitanate halogenated magnesium titanium alkoxides (generic) (P-88-0960) | 1806922 | 115845
Bis(4-substituted phenyl) oxide (generic) (P-92-1323) | 1806923 | 115846
Reaction product of an anhydride and an alkylamine (generic) (P-88-0961) | 1806926 | 115847
Sulfurized alkenes (generic) (P-92-1326) | 1806927 | 115848
Vinyl-acrylic copolymer (generic) (P-88-0965) | 1806930 | 115849
Sulfurized olefins (generic) (P-92-1327) | 1806931 | 115850
Substituted cyclopentadiene (generic) (P-92-1329) | 1806934 | 115851
2-Naphthalenesulfonic acid, 7-[[4,6-bis[substituted amino]-1-3,5-triazin-2yl]amino-4-hydroxy-3-(substituted phenyl)azo], organic acid (salt) (generic) (P-88-0966) | 1806935 | 115852
Substituted cyclopentadienyl metal halide (generic) (P-92-1331) | 1806939 | 115853
(Substituted phenyl)substituted phenyl ester (generic) (P-88-0969) | 1806938 | 115854
Substituted cyclopentadienyl metal alkyl (generic) (P-92-1332) | 1806942 | 115855
(Substituted phenyl)substituted benzamide (generic) (P-88-0971) | 1806943 | 115856
Substituted phenanthrene (generic) (P-88-0974) | 1806946 | 115857
Diazonaphthoquinone sulfonic esters with aromatic polyhydroxy compound (generic) (P-92-1334) | 1806947 | 115858
Naphthyl substituted acid (generic) (P-88-0978) | 1806950 | 115859
Isocyanate terminated urethane polymer (generic) (P-92-1335) | 1806951 | 115860
Substituted crosslinked copolymer of alkyl methacrylate (generic) (P-88-0983) | 1806954 | 115861
Cresol novolak resin (generic) (P-92-1336) | 1806955 | 115862
Substituted crosslinked copolymer of alkyl methacrylate (generic) (P-88-0984) | 1806958 | 115863
Ethoxylated thiol ether (generic) (P-92-1339) | 1806959 | 115864
Polymer of benzenedicarboxylic acid, aliphatic acids, and aliphaticdiols (generic) (P-88-0994) | 1806962 | 115865
Substituted azo benzenesulfonic derivative, cobalt complex (generic) (P-92-1340) | 1806964 | 115866
Modified phenolic resin (generic) (P-88-1001) | 1806966 | 115867
Acetoacetylated polyester (generic) (P-92-1341) | 1806968 | 115868
Aromatic, acrylic ester polymers with mono-carboxylic acids (generic) (P-88-1002) | 1806970 | 115869
Silica gel-supported metal hydrosilylation catalyst (generic) (P-92-1342) | 1806972 | 115870
Hydroxy substituted polyester (generic) (P-88-1004) | 1806974 | 115871
Vinylidene dichloride acrylate copolymer (generic) (P-92-1343) | 1806976 | 115872
Substituted alkylbenzene (generic) (P-88-1008) | 1806978 | 115873
Polymeric carbamate (generic) (P-92-1348) | 1806980 | 115874
Organosilane (generic) (P-88-1011) | 1806981 | 115875
Water-reducible alkyd resin (generic) (P-92-1353) | 1806984 | 115876
Alkoxy aluminum ethylacetoacetate (generic) (P-88-1025) | 1806985 | 115877
Water-reducible alkyl resin (generic) (P-92-1354) | 1806988 | 115878
Polyester of neopentyl glycol (generic) (P-88-1027) | 1806990 | 115879
Perfluorinated cyclo oxyaliphatic polymer (generic) (P-92-1358) | 1806992 | 115880
Modified acrylic polymer (generic) (P-88-1029) | 1806993 | 115881
Polybutadiene-2-vinylpyridine polymer latex (generic) (P-92-1361) | 1806996 | 115882
(Nitroaromatic alkyl)substituted heterocycle (generic) (P-88-1033) | 1806997 | 115883
Polymer from an aromatic amine maleimide and a vinyl comonomer (generic) (P-92-1362) | 1807000 | 115884
Chain extended polyisocyanate (generic) (P-88-1034) | 1807001 | 115885
diazonaphthoquinone sulfonic ester (generic) (P-92-1365) | 1807004 | 115886
Modified polyisocyanate (generic) (P-88-1040) | 1807005 | 115887
Amino acrylate copolymer (generic) (P-92-1367) | 1807008 | 115888
Modified polyisocyanate (generic) (P-88-1041) | 1807009 | 115889
Amino-modified silicone-polyether copolymer (generic) (P-92-1368) | 1807012 | 115890
Alkoxylate of an organic alcohol (generic) (P-88-1043) | 1807013 | 115891
Epoxy alkyl modified silicone-polyether copolymer (generic) (P-92-1371) | 1807016 | 115892
Alkoxylate of an organic alcohol (generic) (P-88-1044) | 1807018 | 115893
Poly(acrylonitrile-co-styrene-co-vinylidene chloride) (generic) (P-92-1372) | 1807020 | 115894
Substituted nitrophenylalkyl substituted thioxo-tetrazole (generic) (P-88-1045) | 1807022 | 115895
Polymethacrylate derivative with trimethyl-2-hydroxypropylammonium chloride group (generic) (P-92-1379) | 1807024 | 115896
Copolyester (generic) (P-88-1046) | 1807026 | 115897
Acrylic polymer (generic) (P-92-1380) | 1807027 | 115898
Alkenyl dicarboxylic acid monoester, calcium salt (generic) (P-88-1048) | 1807030 | 115899
Alkyd resin (generic) (P-92-1381) | 1807032 | 115900
alkenyl dicarboxylic acid monester, magnesium salt (generic) (P-88-1049) | 1807034 | 115901
Half acid ester of hydroxy alkyl acrylate and acid anhydride (generic) (P-92-1382) | 1807035 | 115902
Alkenyldicarboxylic acid monoester, zinc salt (generic) (P-88-1050) | 1807038 | 115903
Acrylourethane adduct (generic) (P-92-1383) | 1807039 | 115904
Alkenyl dicarboxylic acid monoester, calcium salt (generic) (P-88-1053) | 1807042 | 115905
Acrylic polymer (generic) (P-92-1384) | 1807043 | 115906
Polyamide resin (generic) (P-88-1058) | 1807046 | 115907
Acrylic polyester resin (generic) (P-92-1385) | 1807047 | 115908
Fatty acid copolymer (generic) (P-88-1068) | 1807050 | 115909
Acrylic polymer (generic) (P-92-1386) | 1807051 | 115910
Substituted bis-alkenylsuccinimide condensate with alkylphenol and an aldehyde (generic) (P-88-1073) | 1807054 | 115911
Polysiloxane modified polyurethane with blocked NCO groups (generic) (P-92-1388) | 1807055 | 115912
Substituted bis-alkenylsuccinimide condensate with alkylphenol and an aldehyde (generic) (P-88-1074) | 1807058 | 115913
Polyalkyl-polysiloxane (generic) (P-92-1389) | 1807059 | 115914
Substituted bis-alkenylsuccinimide alkylphenol and an aldehyde (generic) (P-88-1075) | 1807062 | 115915
Polysiloxane modified polyurethane with terminated unsaturated groups (generic) (P-92-1390) | 1807063 | 115916
Trisubstituted benzenesulfonic acid (generic) (P-88-1081) | 1807066 | 115917
Polysiloxane modified polyurethane with terminated NCO groups (generic) (P-92-1391) | 1807067 | 115918
Tetrasubstituted naphthalenedisulfonic acid (generic) (P-88-1082) | 1807070 | 115919
Copolymer of acrylate and methacrylate ester with cyclic vinyl compounds (generic) (P-92-1392) | 1807071 | 115920
Anthraquinone reactive dyestuff (generic) (P-88-1089) | 1807074 | 115921
Esterified resin of 2,1-naphthoquinone diazide-5-sulfonic acid (generic) (P-92-1395) | 1807075 | 115922
Substituted naphthalenesulfonic acid (generic) (P-88-1094) | 1807078 | 115923
Mono azo benzene sulfonated naphthalene substituted triazine dye stuff (generic) (P-92-1396) | 1807079 | 115924
Reaction product between imidazole and phenoxy resin (generic) (P-88-1101) | 1807082 | 115925
Heterocyclic perylene pigment (generic) (P-92-1415) | 1807083 | 115926
Fluoroalkyl aromatic chloramine (generic) (P-88-1102) | 1807087 | 115927
Polyurethane based on polyisocyanate, polyols and polyamines (generic) (P-92-1424) | 1807086 | 115928
Polyurethane, N,N-dimethylaminoethanol salt (generic) (P-92-1433) | 1807090 | 115929
Phosphorodithioic acid, mixed, O,O-bis(mixed C3-C8 aliphatic esters, zinc salts) (generic) (P-88-1103) | 1807091 | 115930
Rosin modified phenolic resinate (generic) (P-92-1437) | 1807094 | 115931
Amine monomer grafted ethylene-propylene copolymer (generic) (P-88-1105) | 1807095 | 115932
Block polyester-polyether isocyanurate adduct (generic) (P-92-1438) | 1807099 | 115933
Vinyl polymer (generic) (P-88-1107) | 1807098 | 115934
Copolymer of vinyl, acrylic, and methacrylic esters (generic) (P-92-1445) | 1807102 | 115935
Cobalt aluminum organometallic compound (generic) (P-88-1110) | 1807103 | 115936
Polyesterdiol (generic) (P-92-1446) | 1807106 | 115937
Carboxylated epoxy novolac acrylate (generic) (P-88-1113) | 1807107 | 115938
Water-reducible coconut alkyd (generic) (P-92-1450) | 1807110 | 115939
Carboxylated epoxy novolak acrylate (generic) (P-88-1114) | 1807111 | 115940
Alkarylsubstituted benzofuranone (generic) (P-92-1452) | 1807114 | 115941
Isocyanate terminated polypropylene glycol, blocked (generic) (P-88-1123) | 1807115 | 115942
Alkaryl substituted benzofuranone (generic) (P-92-1453) | 1807118 | 115943
Modified organosilicone (generic) (P-88-1125) | 1807119 | 115944
Carbopolycyclic-polyethylene glycol ether-sulfosuccinate-di-sodium-salt (generic) (P-88-1134) | 1807123 | 115945
Alkyl phenolic carboxylic acid, metal salt (generic) (P-92-1455) | 1807122 | 115946
Polyester resin (generic) (P-92-1460) | 1807126 | 115947
Alkene substituted aromatic amine (generic) (P-88-1136) | 1807127 | 115948
Polyester resin salt (generic) (P-92-1461) | 1807130 | 115949
Alkyl aluminum catalyst (generic) (P-88-1145) | 1807131 | 115950
Monosubstituted phenylazo-tetrasubstituted naphthalene (generic) (P-92-1467) | 1807134 | 115951
Dialkylaminoalkylacrylamide, polymer with acrylic acid, sodium salt (generic) (P-88-1156) | 1807135 | 115952
Aliphatic glycol (generic) (P-88-1163) | 1807138 | 115953
Styrene acrylic copolymer (generic) (P-92-1468) | 1807139 | 115954
Acrylate copolymer salt (generic) (P-92-1471) | 1807142 | 115955
Thermoplastic polyimide precursor (generic) (P-88-1164) | 1807143 | 115956
Mono-halo substituted alkyne (generic) (P-92-1472) | 1807146 | 115957
Modified cellulose (generic) (P-88-1165) | 1807147 | 115958
Substituted polyoxyalkyl aromatic amine tint (generic) (P-92-1474) | 1807150 | 115959
Monoketimines of an aliphatic primary amine and non-cyclic ketones (generic) (P-88-1169) | 1807151 | 115960
Polyoxyalkylene sulfonamide amine (generic) (P-92-1477) | 1807154 | 115961
Monoketimines of an aliphatic primary amine and non-cyclic ketones (generic) (P-88-1170) | 1807155 | 115962
Substituted polyoxyalkylene sulfonamide (generic) (P-92-1478) | 1807158 | 115963
The ammonio derivative of a copolymer of polyalkyl glycols, toluenediisocyanate and an alkyl polyamine (generic) (P-88-1171) | 1807159 | 115964
Monoazo dye (generic) (P-92-1479) | 1807162 | 115965
Acrylated polyester (generic) (P-88-1180) | 1807163 | 115966
Perfluoroalkylethylacrylate copolymer (generic) (P-92-1480) | 1807167 | 115967
(Aminoaromatic alkyl) substituted heterocycle (generic) (P-88-1198) | 1807166 | 115968
Anhydride modified methacrylate polymer (generic) (P-88-1201) | 1807170 | 115969
Alkyd resin polymer (generic) (P-92-1484) | 1807171 | 115970
Reaction product of oxirane, methyl-, polymer with oxirane, ether with 1,2,3-propanetriol, and 1,3-diisocyanatomethylbenzene, hydroxyalkyl monomethacrylate blocked (generic) (P-88-1215) | 1807174 | 115971
Modified styrene-isoprene copolymer (generic) (P-92-1486) | 1807175 | 115972
Dimethyl terephthalate, diphthalate, alkanepolyol polymer (generic) (P-88-1216) | 1807178 | 115973
Phenyl and vinyl substituted siloxanes and silicones (generic) (P-92-1490) | 1807179 | 115974
Styrene-acrylic polymer (generic) (P-92-1492) | 1807182 | 115975
Tall oil rosin maleated reaction product with glycerine and synthetic polymer (generic) (P-88-1224) | 1807183 | 115976
Styrene-acrylic polymer, salt (generic) (P-92-1494) | 1807186 | 115977
Alkyl aromatic sulfonate (generic) (P-88-1229) | 1807187 | 115978
Alkyl aromatic sulfonic acids (generic) (P-88-1231) | 1807191 | 115979
Styrene-acrylic polymer, salt (generic) (P-92-1495) | 1807190 | 115980
Styrene-acrylic polymer, salt (generic) (P-92-1496) | 1807194 | 115981
Styrene modified acrylic polyol polymer (generic) (P-88-1233) | 1807195 | 115982
Styrene-acrylic polymer, salt (generic) (P-92-1497) | 1807198 | 115983
Organosiloxane (generic) (P-88-1234) | 1807199 | 115984
Modified acrylic polymer (generic) (P-92-1498) | 1807202 | 115985
(Amidoaromatic alkyl)halosubstituted heterocycle (generic) (P-88-1239) | 1807203 | 115986
Quinazoline derivative (generic) (P-92-1499) | 1807206 | 115987
Substituted alkylamino substituted benzoic acid derivative (generic) (P-88-1248) | 1807207 | 115988
Amine modified epoxy (generic) (P-92-1500) | 1807210 | 115989
Substituted alkylsilylureas (generic) (P-88-1254) | 1807211 | 115990
2-Cyclohexene-1-octanoic acid, 5(or 6)-Carboxy-4-hexyl-mono ester of alkoxylated alcohol (generic) (P-92-1504) | 1807214 | 115991
Thiocarbamatepotassium salt (generic) (P-88-1256) | 1807215 | 115992
Polyalkylsiloxane resin with alkoxy and hydroxy groups (generic) (P-88-1257) | 1807218 | 115993
Rosin modified hydrocarbon resin (generic) (P-92-1509) | 1807219 | 115994
Fluoro elastomer (generic) (P-88-1258) | 1807222 | 115995
Aliphatic polyester polyurethane (generic) (P-92-1511) | 1807223 | 115996
Aliphatic polyether glycol (generic) (P-88-1262) | 1807226 | 115997
Substituted diene (generic) (P-93-0001) | 1807227 | 115998
Coco fatty acids, polymers with adipic acid, glycerine, pelargonic acid and Pamolyn 100 (generic) (P-88-1263) | 1807230 | 115999
Disubstituted amino acetylamino phenyl azoheterocycle (generic) (P-93-0002) | 1807231 | 116000
Acrylic copolymer (generic) (P-88-1292) | 1807234 | 116001
Substituted aromatic ether (generic) (P-93-0003) | 1807235 | 116002
Vinyl urethane (generic) (P-88-1294) | 1807238 | 116003
Bisubstituted phenol (generic) (P-93-0004) | 1807240 | 116004
Styrene acrylated terpolymer (generic) (P-88-1298) | 1807242 | 116005
Bisubstituted phenol (generic) (P-93-0005) | 1807243 | 116006
Polyamide alloy (generic) (P-88-1299) | 1807246 | 116007
Polyether functional acrylic polymer (generic) (P-93-0006) | 1807248 | 116008
Modified polyester resin (generic) (P-88-1300) | 1807250 | 116009
Polyoxyalkylene ester (generic) (P-93-0009) | 1807251 | 116010
Salt of substituted arylazobutanamide (generic) (P-88-1302) | 1807254 | 116011
Modified chlorinated hydrocarbon (generic) (P-93-0010) | 1807255 | 116012
Stryrene modified acrylic (generic) (P-88-1321) | 1807258 | 116013
Polyamideimide (generic) (P-93-0016) | 1807259 | 116014
Polyurea polyurethane modified alkyd polyester (generic) (P-88-1332) | 1807262 | 116015
N,N-Dimethylethanolamine salted, acid functional, styrenated acrylic polymer (generic) (P-93-0018) | 1807263 | 116016
Fatty acid ester (generic) (P-88-1369) | 1807266 | 116017
Polyurethane based on polyisocyanate, polyols and polyamines (generic) (P-93-0020) | 1807267 | 116018
Polymer of an acrylic acid ester, a vinyl monomer, an acid monomer and methacrylic acid esters (generic) (P-88-1373) | 1807270 | 116019
Polyurethane based on polyisocyanates, polyols and polyamines (generic) (P-93-0027) | 1807271 | 116020
Phosphate alkanolamine borate polymer (generic) (P-88-1375) | 1807274 | 116021
Alkenone, trialkylcycloalkenyl, dimethyl acetal (generic) (P-93-0035) | 1807275 | 116022
Terpene hydrocarbons (generic) (P-88-1376) | 1807278 | 116023
Modified starch (generic) (P-93-0039) | 1807279 | 116024
Vinyl modified nonionic surfactant (generic) (P-93-0044) | 1807282 | 116025
Chromophore substituted polyoxyalkylene (generic) (P-88-1381) | 1807283 | 116026
Peroxide curable polymer of hexafluoropropylene, tetrafluoroethylene, and vinylidene fluoride (generic) (P-88-1383) | 1807287 | 116027
Polyolefin polyisocyanate prepolymer (generic) (P-93-0045) | 1807286 | 116028
Substituted malonitrile (generic) (P-93-0051) | 1807290 | 116029
Peroxide curable polymer of hexafluoropropylene and vinylidene fluoride (generic) (P-88-1388) | 1807292 | 116030
Substituted halopyrimidine (generic) (P-93-0052) | 1807294 | 116031
Polymer of a quarternary titanate ester and a bifunctional acid (generic) (P-88-1389) | 1807296 | 116032
Alkanedioic acid, polymer with alkanediols, isocyanate, hydroxysubstituted alkane and branched alkanetriol (generic) (P-93-0054) | 1807298 | 116033
Modified acrylic polymer (generic) (P-88-1390) | 1807299 | 116034
Polyether polycarbonate diol (generic) (P-93-0055) | 1807302 | 116035
Substituted lactone (generic) (P-88-1401) | 1807303 | 116036
Alkylamine maleic anhydride condensation product (generic) (P-93-0056) | 1807306 | 116037
Substituted lactone (generic) (P-88-1402) | 1807307 | 116038
Alkyl methacrylates, cycloalkyl methacrylate, aminoalkyl methacrylate copolymer, alkylammonium salt (generic) (P-93-0058) | 1807310 | 116039
Polymer of alkyl poly(ethoxyethyl) ester of mono-ethylenically unsaturated carboxylic acid, mono-ethylenically unsaturated carboxylic acid and alkyl ester of monoethylenically unsaturated carboxylic acid (generic) (P-88-1404) | 1807311 | 116040
Anthraquinone derivative (generic) (P-93-0060) | 1807314 | 116041
Modified maleated metal resinate (generic) (P-88-1410) | 1807315 | 116042
Polyurethane (generic) (P-93-0062) | 1807318 | 116043
Styrenated alkyd resin (generic) (P-88-1427) | 1807319 | 116044
Fatty acids esters (generic) (P-93-0069) | 1807322 | 116045
Neutralized aryl-alkyl organic phosphate (generic) (P-88-1431) | 1807324 | 116046
Azo substituted naphthalene disulfonic acid (generic) (P-93-0072) | 1807326 | 116047
Styrene, butyl acrylate copolymer (generic) (P-88-1435) | 1807327 | 116048
Formaldehyde polymer (generic) (P-93-0075) | 1807330 | 116049
Polymer of substituted aromatic amine and epoxy resin (generic) (P-88-1437) | 1807331 | 116050
Formaldehyde polymer (generic) (P-93-0076) | 1807334 | 116051
Toluenediisocyanate-terminated polymer of polythioethers (generic) (P-88-1438) | 1807335 | 116052
Modified acrylic polymer (generic) (P-93-0077) | 1807338 | 116053
Aromatic polyether urethane (generic) (P-88-1441) | 1807339 | 116054
Modified acrylic polymer (generic) (P-93-0078) | 1807342 | 116055
Aliphatic polyether urethane (generic) (P-88-1442) | 1807343 | 116056
Acrylic polymer (generic) (P-93-0087) | 1807346 | 116057
Blocked isocyanate powder coating curing agent (generic) (P-88-1444) | 1807347 | 116058
Acrylic polymer (generic) (P-93-0088) | 1807350 | 116059
Styrene acrylate acrylamide copolymer (generic) (P-88-1449) | 1807351 | 116060
Substituted phenols, polymer with (chloromethyl)oxirane and a polyepoxide (generic) (P-93-0100) | 1807354 | 116061
Bisalkoxylated aluminum ethylacetoacetate (generic) (P-88-1459) | 1807355 | 116062
Modified polyolefin polyacrylate copolymer (generic) (P-93-0109) | 1807358 | 116063
2,5-Dimercapto-1,3,4-thiadiazole, alkyl polycarboxylates (generic) (P-88-1460) | 1807359 | 116064
Cationic modified acrylic ester polymer (generic) (P-93-0118) | 1807362 | 116065
Resin for adhesion promotion (generic) (P-88-1467) | 1807363 | 116066
Reaction product of a fluorinated alcohol, epichlorohydrin, a diol and an isocyanate (generic) (P-88-1475) | 1807366 | 116067
Polyester polyurethane acrylate oligomer (generic) (P-93-0120) | 1807367 | 116068
Diamino disulfo naphthalene (generic) (P-93-0128) | 1807370 | 116069
Reaction product of a fluorinated alcohol, epichlorohydrin, an alkyl glycol and an isocyanate (generic) (P-88-1476) | 1807371 | 116070
Diamino disulfo naphthalene (generic) (P-93-0130) | 1807374 | 116071
Acrylic copolymer (generic) (P-88-1477) | 1807375 | 116072
Diazo coupled amino 'J' acid (generic) (P-93-0131) | 1807378 | 116073
Aliphatic polyester polyurethane (generic) (P-88-1478) | 1807379 | 116074
Tris(diamino disulfo carbopolycycle)ferrate (III) (generic) (P-93-0132) | 1807382 | 116075
Fluorosiloxane polymer (generic) (P-88-1481) | 1807383 | 116076
Modified diphenylmethane diisocyanate (generic) (P-93-0133) | 1807387 | 116077
Unsaturated longchain alkyl dialkyl acid amide, alkali salt (generic) (P-88-1484) | 1807386 | 116078
Styrene-maleic ester copolymer (generic) (P-88-1486) | 1807391 | 116079
Unsaturated polyester resin (generic) (P-93-0134) | 1807390 | 116080
Polyamide (generic) (P-93-0146) | 1807394 | 116081
Alkyl salt of polycarboxylic acid (generic) (P-88-1489) | 1807395 | 116082
Fluoro alkyl siloxane polymer (generic) (P-88-1490) | 1807399 | 116083
Isophthalic acid, polymer with benzenesulfonic acid, dicarboxy, sodium salt, monoisopropanolamine, alkyl glycol and styrene/acrylic polymer (generic) (P-93-0150) | 1807398 | 116084
Alkyl aryl polymercaptan (generic) (P-88-1491) | 1807403 | 116085
Azo substituted naphthalene sulfonic acid (generic) (P-93-0154) | 1807402 | 116086
Dibasic acid/glycol ester (generic) (P-93-0159) | 1807407 | 116087
Partially neutralized acrylic polymer (generic) (P-88-1497) | 1807406 | 116088
Neutralized aryl-alkyl organic phosphate (generic) (P-88-1498) | 1807410 | 116089
Aromatic polyether polyester (generic) (P-93-0162) | 1807411 | 116090
Fluorinated urethane compound (generic) (P-88-1501) | 1807414 | 116091
Modified diphenylmethane diisocyanate (generic) (P-93-0164) | 1807415 | 116092
(Aminoaromatic alkyl)halosubstituted heterocycle (generic) (P-88-1509) | 1807418 | 116093
Crosslinked polymer acrylate (generic) (P-93-0167) | 1807419 | 116094
(Aminoaromatic alkyl)halosubstituted heterocycle (generic) (P-88-1510) | 1807422 | 116095
Polyurethane elastomer (generic) (P-93-0169) | 1807423 | 116096
Polyester resin (generic) (P-88-1515) | 1807427 | 116097
Hydrophilically modified polyurethane (generic) (P-93-0176) | 1807426 | 116098
Polymer of an aromatic diisocyanate, aliphatic polyester, an aliphatic diol and an aliphatic diamine (generic) (P-88-1516) | 1807430 | 116099
Formaldehyde, polymer with (chloromethyl)oxirane and methylphenol, reaction products with acrylic acid and an anhydride (generic) (P-93-0182) | 1807431 | 116100
Prepolymer of an aromatic diisocyanate with a diol and aliphatic polyesters (generic) (P-88-1517) | 1807435 | 116101
Di(alkanepolyol)ether, polyacrylate (generic) (P-93-0191) | 1807434 | 116102
Sodium zirconium phosphate derivative (generic) (P-93-0200) | 1807438 | 116103
Aliphatic urethane acrylate oligomer (generic) (P-88-1521) | 1807439 | 116104
Polyester prepolymer (generic) (P-93-0211) | 1807442 | 116105
Substituted maleic anhydride, styrene, acrylate copolymer (generic) (P-88-1523) | 1807443 | 116106
Adipic acid, polymer with polypropylene glycol, MDI, diethylene glycol, dipropylene glycol and polyester diol (generic) (P-88-1537) | 1807447 | 116107
Aromatic amino polyol (generic) (P-93-0212) | 1807446 | 116108
Formaldehyde polymer with 1,3,5-triazine-2,4,6-triamine, stearyl alcohol, C20+ alcohols, ethoxylated oleyl alcohol modified (generic) (P-88-1541) | 1807451 | 116109
.alpha.-Hydro-.omega.-hydroxypoly(oxy-1,4-butanediyl), polymer with2-propenoic acid, 2-hydroxyethyl ester and diisocyanate (generic) (P-93-0216) | 1807450 | 116110
Nitrile substituted polyvinylalcohol (generic) (P-88-1545) | 1807455 | 116111
Epoxy resin and aliphatic diamine adduct (generic) (P-93-0217) | 1807454 | 116112
Carbomonocyclic carbopolycyclic polyester amide (generic) (P-93-0220) | 1807458 | 116113
Aliphatic polyester urethane (generic) (P-88-1551) | 1807459 | 116114
Substituted phenyl(halosubstituted heterocyclic benzamide) (generic) (P-88-1556) | 1807462 | 116115
Polyether urethane acrylate oligomer (generic) (P-93-0223) | 1807463 | 116116
Blocked isocyanate (generic) (P-88-1557) | 1807467 | 116117
Copolymer alkyd (generic) (P-93-0225) | 1807466 | 116118
Aminated epoxy urethane (generic) (P-88-1559) | 1807470 | 116119
Hydroxy functional acrylic polymer (generic) (P-93-0229) | 1807471 | 116120
Polyalkylphenols, polymer with formaldehyde (generic) (P-93-0241) | 1807474 | 116121
Cationic acrylic resin (generic) (P-88-1560) | 1807475 | 116122
Substituted azo benzothiazole sulfonic acid derivative (generic) (P-93-0246) | 1807478 | 116123
Aminated polypropylene glycol (generic) (P-88-1562) | 1807479 | 116124
Polysulfide polymer modified with phenolic resins (generic) (P-93-0247) | 1807482 | 116125
Blocked isocyanate (generic) (P-88-1563) | 1807483 | 116126
Vinyl chloride copolymer (generic) (P-93-0249) | 1807486 | 116127
Blocked isocyanate (generic) (P-88-1565) | 1807487 | 116128
Aqueous polyurethane dispersion (generic) (P-93-0259) | 1807490 | 116129
Aminated epoxy (generic) (P-88-1566) | 1807491 | 116130
Aliphatic aromatic ester co-polymer (generic) (P-93-0261) | 1807495 | 116131
Urethane modified alkyd (generic) (P-88-1573) | 1807494 | 116132
Substituted dicarboxylic acid (generic) (P-88-1574) | 1807498 | 116133
Substituted disazo dye (generic) (P-93-0267) | 1807499 | 116134
Copolymer of ethylene, styrene and oxygenated vinylalkane (generic) (P-88-1576) | 1807502 | 116135
Aromatic hydrocarbon resin (generic) (P-93-0268) | 1807503 | 116136
Copolymer of ethylene, styrene and oxygenated vinylalkane (generic) (P-88-1577) | 1807506 | 116137
Rubber modified polythalamide (generic) (P-93-0269) | 1807507 | 116138
Copolymer of propylene, styrene and oxygenated vinyl alkane (generic) (P-88-1578) | 1807511 | 116139
Salt of modified styrene maleic anhydride copolymer (generic) (P-93-0281) | 1807510 | 116140
Pyrazolotriazole derivative (generic) (P-93-0283) | 1807515 | 116141
Long oil alkyd resin (generic) (P-88-1583) | 1807514 | 116142
Thiomorpholine dioxide derivative (generic) (P-93-0284) | 1807518 | 116143
Dibasic acid/glycolester (generic) (P-88-1584) | 1807519 | 116144
Polyester polyol (generic) (P-93-0286) | 1807522 | 116145
Dibasic acid glycol ester (generic) (P-88-1586) | 1807523 | 116146
Cyanated phenolic resin (generic) (P-88-1591) | 1807526 | 116147
Aliphatic propoxylate (generic) (P-93-0289) | 1807527 | 116148
Cuprate(3), 2[[[(substituted)azo]phenylmethyl]azo-4-sulfobenzoato(5-)], salt (generic) (P-93-0294) | 1807530 | 116149
Modified polysaccharide (generic) (P-88-1592) | 1807531 | 116150
Vinyl acrylic copolymer (generic) (P-88-1594) | 1807534 | 116151
Acrylic copolymer (generic) (P-93-0296) | 1807535 | 116152
Alkyl acid, (cycloalkyloxy), alkyl ester (generic) (P-88-1598) | 1807538 | 116153
Polyurethane (generic) (P-93-0297) | 1807539 | 116154
Alkyl aryl sulfonic acid, ammonium salt (generic) (P-93-0299) | 1807543 | 116155
Modified polyester resin (generic) (P-88-1599) | 1807542 | 116156
Modified polyester resin (generic) (P-88-1600) | 1807546 | 116157
Alkyl aryl sulfonic acid, metal salt (generic) (P-93-0300) | 1807547 | 116158
Vinyl acrylic copolymer (generic) (P-88-1603) | 1807551 | 116159
Polyalphaolefin-polyalkylmethacrylate copolymer (generic) (P-93-0302) | 1807550 | 116160
Polyamide alloy (generic) (P-88-1612) | 1807554 | 116161
2,5-Dimercapto-1,3,4-thiadiazole derivative (generic) (P-93-0306) | 1807555 | 116162
Polyester-polyurea (generic) (P-88-1613) | 1807559 | 116163
2-Anthracenesulfonic acid, 1-substituted-9,10-dihydro-9,10-dioxo-4-substituted-, salt (generic) (P-93-0307) | 1807558 | 116164
Salt of aminooxalkylate ester (generic) (P-93-0308) | 1807562 | 116165
Metal hydride (generic) (P-88-1614) | 1807563 | 116166
Silane coupling agent (generic) (P-88-1620) | 1807566 | 116167
Acrylic polymer (generic) (P-93-0309) | 1807567 | 116168
Acrylic polymer containing aromatic carboxyesters (generic) (P-93-0310) | 1807570 | 116169
Silane coupling agent (generic) (P-88-1621) | 1807571 | 116170
Alkylheteromonocyclic derivatives of dialkyl-dihalo-heteropolycyclicphenodioxazine (generic) (P-88-1624) | 1807574 | 116171
Organofunctional silica (generic) (P-93-0311) | 1807575 | 116172
Organofunctional silica (generic) (P-93-0312) | 1807579 | 116173
Di(substituted)alkyl hydrogen acid phosphite (generic) (P-88-1628) | 1807578 | 116174
(Heteropolycyclic)heteropolycyclic sulfonamide, potassium salt (generic) (P-88-1637) | 1807582 | 116175
Polyurethane based on polyisocyanates, polyols and polyamines (generic) (P-93-0335) | 1807583 | 116176
Modified polymeric MDI (generic) (P-93-0337) | 1807587 | 116177
Di(heteropolycyclic sulfonamido)heteropolycycle (generic) (P-88-1638) | 1807586 | 116178
Polyepoxypolyol (generic) (P-93-0364) | 1807591 | 116179
(Heteropolycyclic)heteropolycyclic sulfonamide (generic) (P-88-1639) | 1807590 | 116180
Nylon salt (generic) (P-93-0368) | 1807594 | 116181
Tricyclodecyl methacrylate acrylic copolymer (generic) (P-88-1641) | 1807595 | 116182
Perfluoroalkyl substituted acrylate polymer (generic) (P-88-1642) | 1807598 | 116183
Polyether ketone (generic) (P-93-0369) | 1807599 | 116184
Chromium, substituted heteromonocycleazo substituted phenol, substituted sulfoheteromonocycleazo substituted phenol, salt, complex (generic) (P-88-1651) | 1807602 | 116185
Epoxy resin, reaction products with 4,4'-(1-methylethylidene)bis(2,6-dibromophenol) and acrylic acid (generic) (P-93-0372) | 1807603 | 116186
Acid catalyzed reaction product of alkylidene bicycloalkene with alkyl alcohol (generic) (P-88-1654) | 1807606 | 116187
Substituted alkane aniline (generic) (P-93-0381) | 1807607 | 116188
Acrylic lactone co-polymer (generic) (P-88-1663) | 1807610 | 116189
Sulfo substituted heterocyclic derivative (generic) (P-93-0382) | 1807611 | 116190
Alkoxylated dialkyl diethylene triamine, Alkyl sulfate salt (generic) (P-88-1672) | 1807614 | 116191
Complex epoxy resin/amine adducts (generic) (P-93-0385) | 1807615 | 116192
Rubber modified polyamide (generic) (P-93-0386) | 1807618 | 116193
Bis azo triarylmethane (generic) (P-88-1673) | 1807619 | 116194
Alcohol propoxylate (generic) (P-93-0395) | 1807622 | 116195
Water soluble phenol formaldehyde resin (generic) (P-88-1674) | 1807623 | 116196
Acid modified polyether prepolymer (generic) (P-93-0396) | 1807626 | 116197
Water soluble phenol formaldehyde resin (generic) (P-88-1675) | 1807627 | 116198
Acrylic lactone copolymer (generic) (P-88-1676) | 1807630 | 116199
Polyurethane (generic) (P-93-0398) | 1807631 | 116200
Polyurethane acrylate (generic) (P-93-0399) | 1807634 | 116201
Heterocyclic substituted sulfon amide (generic) (P-88-1677) | 1807635 | 116202
Polyurethane polyacrylate polymethacrylate (generic) (P-93-0400) | 1807638 | 116203
Unsaturated hydrocarbon resin from cyclooctene (generic) (P-88-1679) | 1807639 | 116204
Polyurethane polyacrylate polymethacrylate (generic) (P-93-0401) | 1807642 | 116205
Plastic additive (generic) (P-88-1685) | 1807643 | 116206
Siliconacrylate (generic) (P-88-1688) | 1807646 | 116207
Substituted azo naphthalenedisulfonic acid (generic) (P-93-0410) | 1807647 | 116208
Methacrylate/acrylate/styrene copolymer (generic) (P-93-0412) | 1807650 | 116209
Acrylic polymer (generic) (P-88-1692) | 1807651 | 116210
Quaternary salt (generic) (P-88-1698) | 1807654 | 116211
Methacrylate/acrylate/styrene copolymer (generic) (P-93-0413) | 1807655 | 116212
Alkyl alkanolamine salts (generic) (P-88-1699) | 1807658 | 116213
Polysubstituted methacrylic copolymer latex (generic) (P-93-0437) | 1807659 | 116214
Amides from dibasic acid and fatty amine (generic) (P-88-1700) | 1807662 | 116215
Reaction product of branched aliphatic alcohol, diethylene glycol, phthalic anhydride, dimer acid, petroleum by-product (generic) (P-93-0439) | 1807663 | 116216
Modified polyester amino alkyl silane, hydrohalide salt (generic) (P-88-1703) | 1807666 | 116217
Branched aliphatic alcohol, diethylene glycol, phthalic anhydride, dimer, tall oil fatty acid, petroleum by-product (generic) (P-93-0440) | 1807667 | 116218
Polyester aminoalkylalkoxysilane, hydrohalide salt (generic) (P-88-1704) | 1807671 | 116219
Alkylphenylpolyetheramidoalkanolamine (generic) (P-93-0455) | 1807670 | 116220
Polyester aminoalkyl silane (generic) (P-88-1705) | 1807675 | 116221
Alkenylether of alkanetriol polymer (generic) (P-93-0458) | 1807674 | 116222
Polyester amino alkyl silane (generic) (P-88-1706) | 1807678 | 116223
Polyamide (generic) (P-93-0460) | 1807679 | 116224
Polyester resin (generic) (P-88-1707) | 1807682 | 116225
Alkylphenylpolyetheramine (generic) (P-93-0464) | 1807683 | 116226
Alkyl morpholinone (generic) (P-93-0465) | 1807687 | 116227
Polymer of butyl acrylate with mixed alkyl methacrylates and alkyl maleate (generic) (P-88-1708) | 1807686 | 116228
Modified hydrocarbon wax (generic) (P-88-1711) | 1807691 | 116229
Polyaminoamide-epichlorohydrin resin (generic) (P-93-0467) | 1807690 | 116230
Azo metal complex dye (generic) (P-93-0469) | 1807695 | 116231
Carboxy functional acrylic resin (generic) (P-88-1715) | 1807694 | 116232
Modified polyester urethane (generic) (P-93-0472) | 1807698 | 116233
Ammonium salt of carboxy functional acrylic polymer (generic) (P-88-1716) | 1807699 | 116234
Lignin, Kraft, reaction product with tall oil fatty acids, C21 dicarboxylic acid and ethyleneamines (generic) (P-93-0475) | 1807702 | 116235
Polyester resin (generic) (P-88-1722) | 1807703 | 116236
Aromatic copolyamic acid (generic) (P-93-0478) | 1807706 | 116237
Saturated polyester resin (generic) (P-88-1723) | 1807707 | 116238
Modified acrylic polymer (generic) (P-93-0479) | 1807710 | 116239
Vinyl acid polymer (generic) (P-88-1724) | 1807711 | 116240
Polyurethane (generic) (P-93-0482) | 1807714 | 116241
Mercaptan terminated polyether polymer (generic) (P-88-1726) | 1807715 | 116242
Cyanoresin CR-O (generic) (P-93-0484) | 1807718 | 116243
Chromium complex of sulfonated monoazo dyes, sodium salt (generic) (P-88-1730) | 1807719 | 116244
Molybdenum alkylamine complex (generic) (P-93-0493) | 1807722 | 116245
Acrylic polymer containing quarternary ammonium salts (generic) (P-88-1734) | 1807723 | 116246
Amino ethanol-ethylene oxide-propylene oxide polymer (generic) (P-93-0497) | 1807726 | 116247
Modified epoxy resin (generic) (P-88-1735) | 1807727 | 116248
Boron complex (generic) (P-93-0499) | 1807730 | 116249
Acrylic polymer containing amine groups (generic) (P-88-1736) | 1807731 | 116250
Perfluoroalkyl ethylacrylate oligomer (generic) (P-88-1738) | 1807735 | 116251
Alkyl silane ester (generic) (P-93-0508) | 1807734 | 116252
Blocked isocyanate-terminated polyurethane (generic) (P-93-0510) | 1807738 | 116253
Amino alkyl substituted hydroxypropyl cellulose (generic) (P-88-1743) | 1807739 | 116254
(Nitroaromatic alkyl)halosubstituted heterocycle (generic) (P-88-1744) | 1807743 | 116255
Hydrocarbon modified rosin resin (generic) (P-93-0511) | 1807742 | 116256
Alkoxylated dialkyl-diethylene triamine, alkyl sulfate salt (generic) (P-88-1745) | 1807746 | 116257
Modified carboxylated styrene butadiene polymer (generic) (P-93-0515) | 1807747 | 116258
Heteromonocyclic derivative of a substituted oxoalkanamide (generic) (P-88-1750) | 1807750 | 116259
Acrylic copolymer (generic) (P-93-0523) | 1807751 | 116260
Substituted phenyl tetrazole (generic) (P-88-1756) | 1807754 | 116261
Acrylic copolymer (generic) (P-93-0524) | 1807755 | 116262
Modified chlorinated polyolefin (generic) (P-88-1757) | 1807758 | 116263
Acrylic copolymer (generic) (P-93-0528) | 1807759 | 116264
Organosilicone (generic) (P-88-1760) | 1807762 | 116265
Aromatic disulfide (generic) (P-93-0534) | 1807763 | 116266
Alkoxylated dialkyl-diethylenetriamine, alkyl sulfate salt (generic) (P-88-1762) | 1807766 | 116267
Copolymer of glycidyl methacrylate, acrylonitrile and methacrylic esters (generic) (P-93-0537) | 1807767 | 116268
Condensation polymer of glycols and organic acids (generic) (P-88-1766) | 1807770 | 116269
Polyester (generic) (P-93-0542) | 1807771 | 116270
Condensation polymer of glycols and organic acids (generic) (P-88-1767) | 1807774 | 116271
Toluene diisocyanate polyether polyol polymer (generic) (P-93-0567) | 1807775 | 116272
Dialkyl dimethyl ammonium naphthalene sulfonate-formaldehyde condensate (generic) (P-93-0569) | 1807778 | 116273
Polysulfide phenolic adduct (generic) (P-88-1768) | 1807779 | 116274
Polysulfide phenolic resin adduct (generic) (P-88-1770) | 1807783 | 116275
Modified fluorinated acrylic resin (generic) (P-93-0571) | 1807782 | 116276
Graft copolymer on polyvinylalcohol (generic) (P-88-1772) | 1807786 | 116277
Aromatic sulfonic acid ester (generic) (P-93-0573) | 1807787 | 116278
Alkyl aromatic hydrocarbon (generic) (P-88-1781) | 1807790 | 116279
Polyester isocyanate polymer (generic) (P-93-0579) | 1807791 | 116280
Carboxylated styrene acrylic copolymer (generic) (P-93-0585) | 1807794 | 116281
Vinyl modified non-ionic surfactant (generic) (P-88-1782) | 1807795 | 116282
Cycloalkyl aromatic hydrocarbon (generic) (P-88-1785) | 1807798 | 116283
Alkyl hydrogen siloxane (generic) (P-93-0586) | 1807799 | 116284
Polymer with vinyl alcohol, vinyl acetate and allyl ether (generic) (P-93-0587) | 1807802 | 116285
Ethylene interpolymer (generic) (P-88-1788) | 1807803 | 116286
Organosiloxane (generic) (P-88-1799) | 1807806 | 116287
Epoxy amine adduct (generic) (P-93-0588) | 1807807 | 116288
Organopolysiloxane (generic) (P-88-1800) | 1807810 | 116289
Aliphatic amine-blocked polycycloaliphatic isocyanate (generic) (P-93-0597) | 1807811 | 116290
Ethylene copolymer (generic) (P-88-1803) | 1807814 | 116291
Modified acrylic acid copolymer (generic) (P-93-0602) | 1807815 | 116292
Carbamic acid ester derivative (generic) (P-88-1805) | 1807818 | 116293
Tannin, acetylated compound (generic) (P-93-0603) | 1807819 | 116294
Organic salt (generic) (P-88-1808) | 1807822 | 116295
Caprolactone polyurethane (generic) (P-93-0604) | 1807823 | 116296
Acrylic-vinyl copolymer, potassium salt (generic) (P-88-1810) | 1807826 | 116297
Substituted polyoxyalkylene-m-toluidine (generic) (P-93-0605) | 1807827 | 116298
Alkylene polyalkoxy ethanol (generic) (P-88-1812) | 1807830 | 116299
Antimony ester (generic) (P-93-0606) | 1807831 | 116300
Aliphatic polyester polyurethane-polyacrylate (generic) (P-88-1817) | 1807834 | 116301
Dialkyl dithiophosphate (generic) (P-93-0608) | 1807835 | 116302
Styrenated functionized methacrylate acrylate (generic) (P-88-1819) | 1807838 | 116303
Acrylic polymer (generic) (P-93-0610) | 1807839 | 116304
Modified styreneated acrylate methacrylate polymer (generic) (P-93-0611) | 1807842 | 116305
Polyacrylate, sodium salt (generic) (P-88-1823) | 1807843 | 116306
Styrene modified acrylic polymer (generic) (P-93-0616) | 1807846 | 116307
Polyoxypropylene amine derivative (generic) (P-88-1824) | 1807847 | 116308
Aromatic nitro substituted naphthalenecarboxamide (generic) (P-93-0617) | 1807850 | 116309
Polyoxypropylene amine derivative (generic) (P-88-1825) | 1807851 | 116310
Acrylic and methacrylic functionalized polymer (generic) (P-88-1826) | 1807855 | 116311
Aromatic nitro substituted naphthalenecarboxamide (generic) (P-93-0618) | 1807854 | 116312
Silicon-modified polyester resin (generic) (P-93-0624) | 1807858 | 116313
Aliphatic polyurethane elastomers (generic) (P-88-1828) | 1807859 | 116314
Polyester resin (generic) (P-93-0625) | 1807863 | 116315
Modified alkylene polyalkoxy ethanol (generic) (P-88-1840) | 1807862 | 116316
Phenolic-modified alkyd resin (generic) (P-93-0626) | 1807866 | 116317
Substituted benzophenone ester (generic) (P-88-1847) | 1807867 | 116318
Prepolymer of aromatic diisocyanate, a diol, an aliphatic polyesterand an aliphatic polyether (generic) (P-93-0630) | 1807871 | 116319
Mixed alkylated diphenylamine (generic) (P-88-1850) | 1807870 | 116320
Polymer of polyalkylenepolyamine and acrylamide, acid salt (generic) (P-88-1852) | 1807874 | 116321
Polyester-polyether-polyurethane (generic) (P-93-0631) | 1807875 | 116322
Nickel-azomenthine dyestuff complex (generic) (P-88-1853) | 1807878 | 116323
Polyester resin (generic) (P-93-0632) | 1807879 | 116324
Polyester resin (generic) (P-93-0634) | 1807882 | 116325
Prepolymer of an aliphatic diisocyanate with diols and an aromatic polyester (generic) (P-88-1854) | 1807883 | 116326
Aliphatic carbamate ester (generic) (P-93-0638) | 1807886 | 116327
Alkylamine salt of a polymer of a diisocyanate, an aromatic polyester, diols and water (generic) (P-88-1855) | 1807887 | 116328
Substituted polyoxyalkylene-m-toluidine (generic) (P-93-0643) | 1807890 | 116329
Alkylamine salt of a polymer of diisocyanates, aliphatic and aromatic polyesters, aliphatic diols and water (generic) (P-88-1864) | 1807891 | 116330
Substituted aromatic ozonide (generic) (P-93-0645) | 1807894 | 116331
Prepolymer of an aromatic diisocyanate and an aliphatic diisocyanate with diols and polyesters (generic) (P-88-1867) | 1807895 | 116332
(Alkylamino and alkyl)phenylimino substituted oxonaphthalene carboxamide (generic) (P-93-0646) | 1807898 | 116333
Alkenylsuccinimide (generic) (P-88-1873) | 1807899 | 116334
Perfluoroalkylethylacrylate copolymer (generic) (P-93-0651) | 1807902 | 116335
Polyamide from aliphatic diamine and aliphatic diacid (generic) (P-88-1875) | 1807904 | 116336
Acrylic modified soya alkyd polymer (generic) (P-93-0654) | 1807906 | 116337
Polymer of styrene, maleic anhydride, t-butyl peroctoate and a methacrylate (generic) (P-88-1879) | 1807907 | 116338
Ketone resin graft copolymer (generic) (P-93-0655) | 1807910 | 116339
Amine salt of sulfonated heterocyclic compound (generic) (P-88-1882) | 1807912 | 116340
Nitrogen heterocyclic compounds (generic) (P-93-0656) | 1807914 | 116341
Aminoalkylated polydimethylsiloxane (generic) (P-88-1886) | 1807915 | 116342
Amine carboxylate salt (generic) (P-93-0662) | 1807918 | 116343
Polyester dispersion (generic) (P-88-1888) | 1807919 | 116344
Aliphatic polyurethane, isocyanate terminated (generic) (P-93-0663) | 1807922 | 116345
Polycaprolactone ester (generic) (P-88-1890) | 1807923 | 116346
Polyphosphoric acids, polymers with castor oil and aromatic diol, N,N-dimethylethanolamine salts (generic) (P-93-0667) | 1807926 | 116347
Substituted aromatic azo compound (generic) (P-88-1900) | 1807927 | 116348
Silylated aliphatic polyurea lacquer (generic) (P-93-0669) | 1807930 | 116349
Urethane modified epoxy resin (generic) (P-88-1907) | 1807932 | 116350
Substituted aromatic diazo (generic) (P-93-0673) | 1807934 | 116351
Ethylene copolymer (generic) (P-88-1908) | 1807935 | 116352
Complex substituted vinyl polymer (generic) (P-93-0674) | 1807938 | 116353
Ethylene copolymer (generic) (P-88-1909) | 1807939 | 116354
Substituted azo triazine dye (generic) (P-93-0675) | 1807942 | 116355
Aminoarylamide (generic) (P-88-1915) | 1807944 | 116356
Urethane acrylic latex (generic) (P-93-0682) | 1807946 | 116357
Acrylic acid-polyol copolymer (generic) (P-88-1921) | 1807948 | 116358
Silicophosphonate, sodium salt (generic) (P-93-0688) | 1807950 | 116359
Modified acrylate terpolymer (generic) (P-88-1929) | 1807951 | 116360
Formaldehyde, polymer with phenol, modified with epoxy resin, carboxylated, amine salt (generic) (P-93-0692) | 1807954 | 116361
Poly(alkyl methacrylate-succinic) alkyl imides (generic) (P-88-1933) | 1807956 | 116362
Substituted naphthalenecarboxamide (generic) (P-93-0697) | 1807958 | 116363
Salt of substituted naphthalenedisulfonic acid (generic) (P-88-1946) | 1807959 | 116364
Organo polysiloxane (generic) (P-93-0700) | 1807962 | 116365
Copolyester (generic) (P-88-1949) | 1807963 | 116366
Substituted azo triazine dye (generic) (P-93-0701) | 1807966 | 116367
Acrylate vinylidene chloride copolymer (generic) (P-88-1953) | 1807967 | 116368
Amide carboxylate (generic) (P-93-0702) | 1807970 | 116369
Heteromonocyclic derivative of a substituted oxoalkanamide, alkanoate (generic) (P-88-1955) | 1807971 | 116370
Acrylated aliphatic urethane polymer (generic) (P-93-0703) | 1807974 | 116371
Unsaturated polyester resin (generic) (P-88-1957) | 1807975 | 116372
Adipic acid, polymer with alkanepolyols, alkanepolyamines, carbomonocyclic diisocyanates, and a substituted alkanoic acid (generic) (P-93-0704) | 1807978 | 116373
Heterocyclic amine (generic) (P-88-1960) | 1807979 | 116374
Substituted aromatic azo compound (generic) (P-88-1964) | 1807983 | 116375
Substituted aromatic oligomer (generic) (P-93-0707) | 1807982 | 116376
Substituted 3H-pyrazol-3-one, 4-[(2-methylphenyl)azo]-2,4-dihydro-5-methyl-2-phenyl- (generic) (P-88-1971) | 1807986 | 116377
Substituted aromatic oligomer (generic) (P-93-0708) | 1807987 | 116378
Substituted aromatic oligomer (generic) (P-93-0709) | 1807990 | 116379
Polyether amide (generic) (P-88-1972) | 1807991 | 116380
1,4-Phenylenebis(carbonylimino-3,1-propanediylimino)triphenodioxazine sulfonic acid (generic) (P-93-0710) | 1807994 | 116381
Polyimide (generic) (P-88-1976) | 1807995 | 116382
Sulfonated substituted anthraquinone, potassium salt (generic) (P-88-1983) | 1807998 | 116383
Cuprate(6-), 1,2-ethanediylbis[imino(6-halo-1,3,5-triazine-4,2-diyl)imino(hydroxysulfophenylene)azo(phenylmethylene)azo]sulfobenzoato(10-)di-, sodium (generic) (P-93-0711) | 1807999 | 116384
Substituted ethoxylated alkylamine (generic) (P-88-1986) | 1808003 | 116385
Disubstituted benzene sulfonic acid (generic) (P-93-0716) | 1808002 | 116386
Substituted sulfonated nickel phthalocyanine, sodium salt (generic) (P-88-1994) | 1808006 | 116387
Substituted azo pyridinyl benzoic acid ester (generic) (P-93-0718) | 1808007 | 116388
Substituted carboxylic acid, alkane diol polyester (generic) (P-88-2012) | 1808011 | 116389
Cyclosiloxanes, hydrogen methyl, polymer with methylvinylcyclosiloxanes (generic) (P-93-0719) | 1808010 | 116390
Alcoholic polyimide urethane (generic) (P-88-2049) | 1808014 | 116391
Alkyl phosphonate, ammonium salt (generic) (P-93-0725) | 1808015 | 116392
Fluorinated acrylic ester copolymer (generic) (P-88-2050) | 1808018 | 116393
Alkyl phosphonate, mixed ammonium monoethanolamine salt (generic) (P-93-0726) | 1808019 | 116394
Salt of perylene tetracarboxylic acid bis-arylimide (generic) (P-88-2052) | 1808022 | 116395
Carboxyl-terminated aryl alkyl polyester resin (generic) (P-93-0729) | 1808023 | 116396
Perylenetetracarboxylic acid bis-arylimide (generic) (P-88-2053) | 1808026 | 116397
Alkylbenzene (generic) (P-93-0740) | 1808027 | 116398
Vinyl acrylic copolymer (generic) (P-88-2056) | 1808030 | 116399
Acrylic polymer (generic) (P-93-0742) | 1808031 | 116400
Vinyl acrylic copolymer (generic) (P-88-2057) | 1808034 | 116401
2H-Pyran-4-ol, tetrahydro-alkyl-disubstituted-, alkanoate (generic) (P-93-0750) | 1808035 | 116402
Alkoxylated amide (generic) (P-93-0752) | 1808038 | 116403
Polyvinyl butyral and organopolysiloxane copolymer (generic) (P-88-2066) | 1808039 | 116404
Alkyl alkoxylate epoxide (generic) (P-93-0754) | 1808042 | 116405
Vinyl modified nonionic surfactant (generic) (P-88-2067) | 1808043 | 116406
Complex alkyl polyalkoxy epoxide (generic) (P-93-0755) | 1808046 | 116407
Acrylate copolymer salt (generic) (P-88-2068) | 1808047 | 116408
Polyanhydride flow additive (generic) (P-88-2071) | 1808051 | 116409
Indolyl phenyl substituted isobenzofuranone (generic) (P-93-0760) | 1808050 | 116410
Mono substituted phenylazo - di substituted phenylazo - di substituted naphthalene sulfonic acid, ammonium salt (generic) (P-93-0821) | 1808055 | 116411
Neutralized polymer of styrene, acrylic acid, butyl acrylate and aninitiator (generic) (P-88-2072) | 1808054 | 116412
Acrylic copolymer (generic) (P-88-2076) | 1808058 | 116413
Mono substituted phenylazo-di substituted benzene diazonium salt (generic) (P-93-0822) | 1808059 | 116414
Polytetrahydrofuran diether, unsaturated (generic) (P-93-0823) | 1808062 | 116415
Derivative of copper phthalocyanine (generic) (P-88-2087) | 1808063 | 116416
Aliphatic aromatic polyalcohol ether amine (generic) (P-88-2097) | 1808066 | 116417
Polyol ester (generic) (P-93-0834) | 1808067 | 116418
Aliphatic aromatic polyalcohol ether amine (generic) (P-88-2098) | 1808070 | 116419
Adipic acid polyester (generic) (P-93-0835) | 1808071 | 116420
Acetylated mixed aldehyde novolacs (generic) (P-88-2102) | 1808074 | 116421
Ester of phosphorous (generic) (P-93-0837) | 1808075 | 116422
Fluorinated acrylic ester copolymer (generic) (P-88-2104) | 1808078 | 116423
Sulfated alkylphenolpolyethyleneglycol ether, sodium salts (generic) (P-93-0841) | 1808079 | 116424
Fluorinated acrylic ester polymer (generic) (P-88-2105) | 1808082 | 116425
Methylimidazole substituted copper phthalocyanine (generic) (P-93-0842) | 1808083 | 116426
Polybrominated aromatics modified with brominated epoxy resin (generic) (P-88-2106) | 1808086 | 116427
Polyester isocyanate prepolymer (generic) (P-93-0849) | 1808087 | 116428
Glycidyl ether of substituted phenyl (generic) (P-88-2107) | 1808090 | 116429
Polyester isocyanate prepolymer (generic) (P-93-0850) | 1808091 | 116430
Acrylate modified phenolic polymer (generic) (P-88-2108) | 1808094 | 116431
Polyester isocyanate prepolymer (generic) (P-93-0851) | 1808095 | 116432
Heterocyclic amine (generic) (P-88-2114) | 1808099 | 116433
Naphthanilide monoazo pigment (generic) (P-93-0852) | 1808098 | 116434
Substituted aromatic azo compound (generic) (P-88-2121) | 1808102 | 116435
Polyolefin-modified polyphthalamide (generic) (P-93-0862) | 1808103 | 116436
Polymer of neopentyl glycol, dodecanedioic acid, isophoronediisocyanate, .epsilon.-caprolactam, prepolymer of oxepanone and trimethylolpropane, prepolymer of oxepanone and dimethylolpropionic acid, and a glyclic alcohol (generic) (P-88-2129) | 1808106 | 116437
Trimethylsilylated amine (generic) (P-93-0865) | 1808107 | 116438
Non-plasticized soft polyvinylchloride plasticizer-free polyvinylchloride (generic) (P-88-2138) | 1808110 | 116439
Trimethylsilylated amine (generic) (P-93-0866) | 1808111 | 116440
Substituted carbo monocyclic carboxylic acid (generic) (P-88-2157) | 1808114 | 116441
Polyol ester of branched and linear fatty acids (generic) (P-93-0869) | 1808115 | 116442
Substituted xanthene (generic) (P-88-2158) | 1808118 | 116443
Polyester isocyanate prepolymer (generic) (P-93-0872) | 1808119 | 116444
Polyester isocyanate prepolymer (generic) (P-93-0873) | 1808123 | 116445
Hexamethylenediamine, adipic acid, dimer acid copolyamide (generic) (P-88-2171) | 1808122 | 116446
Polyether glycol (generic) (P-88-2176) | 1808126 | 116447
Polyester isocyanate prepolymer (generic) (P-93-0876) | 1808127 | 116448
Polyester resin (generic) (P-93-0883) | 1808130 | 116449
Phthalic ester (generic) (P-88-2178) | 1808131 | 116450
Aliphatic epoxy monomer (generic) (P-88-2180) | 1808134 | 116451
Substituted resorcinol (generic) (P-93-0886) | 1808135 | 116452
Polyamide modified acrylic resin (generic) (P-88-2183) | 1808138 | 116453
Alkaline earth metal salt of substituted cyclopentadiene (generic) (P-93-0892) | 1808139 | 116454
Polyamide modified acrylic resin (generic) (P-88-2184) | 1808142 | 116455
Transition metal halide complex (generic) (P-93-0893) | 1808143 | 116456
Disubstituted amino phenyl azoheterocyclic propanamide (generic) (P-93-0894) | 1808147 | 116457
Substituted carboxylic acid, alkanediol polyester (generic) (P-88-2187) | 1808146 | 116458
Substituted carboxylic acid, alkanediol polyester (generic) (P-88-2194) | 1808150 | 116459
Polymeric quaternary ammonium compound (generic) (P-93-0896) | 1808151 | 116460
Polyester (generic) (P-88-2200) | 1808155 | 116461
Aliphatic diol polyester (generic) (P-93-0897) | 1808154 | 116462
Alpha olefin sulfonate ammonium salt (generic) (P-88-2233) | 1808158 | 116463
Polyether functional acrylic polymer (generic) (P-93-0899) | 1808159 | 116464
Heterocyclic amine salt (generic) (P-88-2241) | 1808163 | 116465
Polyester functional acrylic polymer, salted (generic) (P-93-0908) | 1808162 | 116466
Polyester resin (generic) (P-88-2250) | 1808166 | 116467
Aliphatic amine adduct (generic) (P-93-0936) | 1808167 | 116468
Polyurethane (generic) (P-88-2252) | 1808170 | 116469
Cyclic-aliphatic polyester (generic) (P-93-0939) | 1808171 | 116470
Styrene/acrylates polymer (generic) (P-93-0945) | 1808174 | 116471
Cobalt aluminum organometallic compound (generic) (P-88-2260) | 1808175 | 116472
Polymeric amine (generic) (P-88-2274) | 1808178 | 116473
Styrene acryloyl/acrylates polymer (generic) (P-93-0946) | 1808179 | 116474
Chlorinated polypropylene modified acrylic copolymer (generic) (P-88-2277) | 1808182 | 116475
Polyester resin (generic) (P-93-0947) | 1808183 | 116476
Polyurethane salt (generic) (P-93-0951) | 1808187 | 116477
Alkyl substituted xanthene (generic) (P-88-2280) | 1808186 | 116478
Polymer of an aromatic diisocyanate, aliphatic diols, a diepoxide and an aliphatic diamine (generic) (P-88-2281) | 1808191 | 116479
Aromatic isocyanate-polyether based urethane prepolymer (generic) (P-93-0954) | 1808190 | 116480
Modified zinc resinate (generic) (P-88-2290) | 1808194 | 116481
Alkyl polyamide (generic) (P-93-0962) | 1808195 | 116482
Polymer of an epoxide-terminated polyether, fatty acids C18-unsatd.reaction products with polyamines and an alkylpolyamine (generic) (P-93-0965) | 1808198 | 116483
Toluene diisocyanate terminated polymer of polyoxyether (generic) (P-88-2301) | 1808199 | 116484
Aromatic polyester/polyether (generic) (P-88-2319) | 1808202 | 116485
Formaldehyde, polymer with substituted phenols (generic) (P-93-0966) | 1808203 | 116486
Polyester from phthalic anhydride, carboxylic acids and neopentyl glycol (generic) (P-88-2322) | 1808206 | 116487
Polyester resin (generic) (P-93-0969) | 1808207 | 116488
Polymer of isophorone diisocyanate, glycidol, acetic acid and an aminodiyl (generic) (P-88-2323) | 1808211 | 116489
N-Amino-pyridone (generic) (P-93-0970) | 1808210 | 116490
Isocyanate terminated polyether polyurethane (generic) (P-93-0971) | 1808215 | 116491
Salt of amine modified Bisphenol A-epoxy resin (generic) (P-88-2330) | 1808214 | 116492
Salt of an amine modified epoxy resin (generic) (P-88-2331) | 1808218 | 116493
Polyester resin (generic) (P-93-0973) | 1808219 | 116494
Polyurethane based on polyisocyanates, polyols and polyamines (generic) (P-93-0974) | 1808223 | 116495
A salt of an amine modified epoxy resin (generic) (P-88-2332) | 1808222 | 116496
Sodium salt of alkylheteromonocyclicthione (generic) (P-93-0988) | 1808227 | 116497
Aliphatic alicyclic polyester (generic) (P-88-2335) | 1808226 | 116498
Amino-hydroxy-[(sulfonaphthalenyl)azo]disulfonaphthalene (generic) (P-88-2345) | 1808230 | 116499
Amine salted polyester resin (generic) (P-93-0990) | 1808231 | 116500
Alkyldiamine, N,N'-bis[chloro-(substituted sulfonated naphthalenyl)-heterocycle]-, sodium salt (generic) (P-88-2348) | 1808234 | 116501
Neutralized polymer of alkenoic esters, styrene and aminoalcohol (generic) (P-93-0996) | 1808235 | 116502
Quaternized nicotinic acid (generic) (P-88-2350) | 1808238 | 116503
Neutralized polymer of alkenoic esters, styrene and amino alcohol (generic) (P-93-0999) | 1808239 | 116504
Quaternized nicotinic acid (generic) (P-88-2351) | 1808243 | 116505
Polyurethane based on polyisocyanates, polyols and polyamines (generic) (P-93-1002) | 1808242 | 116506
Self-crosslinking butadiene styrene copolymer (generic) (P-93-1011) | 1808246 | 116507
Silicic acid, tetraalkyl ester (generic) (P-88-2352) | 1808247 | 116508
Polyether polyurethane polymer (generic) (P-93-1022) | 1808250 | 116509
Methoxy polyethylene oxide diol (generic) (P-88-2356) | 1808251 | 116510
Alkoxylated alkylphenol (generic) (P-93-1029) | 1808254 | 116511
Amine-sulfonate salt (generic) (P-88-2359) | 1808255 | 116512
Polyol resin (generic) (P-93-1030) | 1808258 | 116513
Alkoxylated ammonium salt (generic) (P-88-2362) | 1808259 | 116514
Polyphthalamide (generic) (P-93-1032) | 1808262 | 116515
Alkoxylated ammonium salt (generic) (P-88-2364) | 1808263 | 116516
Prepolymer of polyester resin and aromatic isocyanate (generic) (P-93-1033) | 1808266 | 116517
Isooctyl acrylate containing terpolymer (generic) (P-88-2373) | 1808267 | 116518
Prepolymer of polyester resin and aromatic isocyanate (generic) (P-93-1034) | 1808270 | 116519
Modified silica (generic) (P-88-2379) | 1808271 | 116520
Prepolymer of polyester resin and aromatic isocyanate (generic) (P-93-1035) | 1808274 | 116521
Polychlorethoxyamine compound (generic) (P-88-2389) | 1808275 | 116522
Alkanedioic acid, polymer with alkanediols alkyl epoxide, 2-oxepanone, alkanoic acid, alkyl acrylates and PBA-2275 (generic) (P-93-1036) | 1808278 | 116523
Starch graft copolymer latex (generic) (P-88-2397) | 1808279 | 116524
Polyamide graft polymer (generic) (P-88-2409) | 1808282 | 116525
Cyclohexane, 5-isocyanato-1-(isocyanato-1-(isocyanatomethyl)-1,3,3-trimethyl-homopolymer, acrylate blocked (generic) (P-93-1038) | 1808283 | 116526
Epoxy/amine adduct (generic) (P-88-2418) | 1808286 | 116527
Polyester urethane polymer (generic) (P-93-1040) | 1808287 | 116528
Alkyl alkoxylate (generic) (P-93-1041) | 1808291 | 116529
Epoxy/amine adduct (generic) (P-88-2419) | 1808290 | 116530
Polymeric product of the reaction of epoxy with organic acids and anhydrides (generic) (P-88-2424) | 1808294 | 116531
Cationic polymer from styrene, perfluoroethylacrylate, aminofunctional acrylate, alkylating agent, alkylacrylate and hydroxyalkylacrylate (generic) (P-93-1044) | 1808295 | 116532
Polymeric product of the reaction of epoxy with organic acids and anhydrides (generic) (P-88-2425) | 1808298 | 116533
Alkoxylated alkyl phenol amino alkyl ether (generic) (P-93-1045) | 1808299 | 116534
Polymeric product of the reaction of epoxy with organic acids and anhydrides (generic) (P-88-2426) | 1808302 | 116535
Alkanedioic acid, polymer with isocyanate and alkanediol (generic) (P-93-1051) | 1808303 | 116536
Polymeric product of the reaction of epoxy with organic acids and anhydrides (generic) (P-88-2427) | 1808307 | 116537
Alkanedioic acid, polymer with isocyanate, alkanediol and PBA-2275 (generic) (P-93-1052) | 1808306 | 116538
Organophosphorous ester (generic) (P-88-2440) | 1808310 | 116539
Moisture curing polyurethane (generic) (P-93-1053) | 1808311 | 116540
Polyester of aromatic/aliphatic polybasic acids and alkanediols (generic) (P-93-1055) | 1808314 | 116541
Organophosphorous acid (generic) (P-88-2441) | 1808315 | 116542
Polyester of aryl and alkyl dicarboxylic acids/anhydrides and cyclic diol (generic) (P-93-1056) | 1808318 | 116543
Substituted aromatic azo compound (generic) (P-88-2442) | 1808319 | 116544
Alkanoic acid copolymer (generic) (P-93-1060) | 1808322 | 116545
Fatty acid, rare earth salt (generic) (P-88-2461) | 1808323 | 116546
Substituted alkanoic acid polymer (generic) (P-93-1061) | 1808326 | 116547
Polyoxyalkylene biscyclohexanol (generic) (P-88-2474) | 1808327 | 116548
Polyoxyalkylene biscyclohexanol (generic) (P-88-2475) | 1808330 | 116549
Acid functional polyester resin (generic) (P-93-1064) | 1808331 | 116550
Polyoxyalkylene biscyclohexanol (generic) (P-88-2476) | 1808334 | 116551
Isocyanate reaction products with cyclic primary amines and alkylamines (generic) (P-93-1070) | 1808335 | 116552
Chromophore substituted polyoxyalkylene (generic) (P-88-2477) | 1808338 | 116553
Treated vermiculite (generic) (P-93-1082) | 1808339 | 116554
Chromophore substituted polyoxyalkylene (generic) (P-88-2478) | 1808342 | 116555
Polyamine polyamide (generic) (P-93-1085) | 1808343 | 116556
Chromophore substituted polyoxyalkylene (generic) (P-88-2479) | 1808347 | 116557
Poly-.beta.-fluoroalkylethyl acrylate and polyoxyalkyl methacrylate (generic) (P-93-1086) | 1808346 | 116558
Phosphonic acid ester (generic) (P-93-1098) | 1808351 | 116559
Chromophore substituted polyoxyalkylene (generic) (P-88-2480) | 1808350 | 116560
Substituted furanone (generic) (P-88-2481) | 1808354 | 116561
Mixed alkoxyalkyl aryl organophosphite esters (generic) (P-93-1099) | 1808355 | 116562
Substituted naphthol (generic) (P-88-2483) | 1808358 | 116563
Magnesium, titanium organo-complex compound (generic) (P-93-1100) | 1808359 | 116564
Alkyl hydroxylbenzoate (generic) (P-93-1104) | 1808362 | 116565
Tetrasubstituted naphthol (generic) (P-88-2485) | 1808363 | 116566
Polyester polyether modified polyurethane with basic groups (generic) (P-93-1108) | 1808366 | 116567
Polyoxyethylene alkylaryl ether ammonium sulfate (generic) (P-88-2488) | 1808367 | 116568
Alkyd modified triazine polyol (generic) (P-88-2492) | 1808370 | 116569
Styrene-acrylic copolymer (generic) (P-93-1109) | 1808371 | 116570
Blocked isocyanate compound (generic) (P-88-2494) | 1808374 | 116571
Siloxanes and Silicones, diMe, epoxyalkyl terminated (generic) (P-93-1112) | 1808375 | 116572
Betaines, dimethyl (polyfluoro-hydro-alkyl) (generic) (P-93-1115) | 1808378 | 116573
Fluorochloroolefin copolymer (generic) (P-88-2495) | 1808379 | 116574
Betaines, dimethyl (polyfluoro-alkyl) (generic) (P-93-1116) | 1808383 | 116575
Chlorinated polypropylene modified acrylic copolymer (generic) (P-88-2496) | 1808382 | 116576
Polyester acrylic polymer (generic) (P-88-2497) | 1808386 | 116577
Acrylated urethane (generic) (P-93-1121) | 1808387 | 116578
Chlorinated polypropylene modified acrylic copolymer (generic) (P-88-2501) | 1808390 | 116579
Poly(acrylonitrile-co-styrene) (generic) (P-93-1122) | 1808391 | 116580
Reaction product of an aromatic tetracarboxylic acid and an aliphatic ester with an aromatic diamine (generic) (P-93-1123) | 1808394 | 116581
Ethenylbenzene polymer with alkyl substituted alkylenoic acid esters, glycidyl ester of alkylenoic acid, alkenedioic acid ester, diphenyl-(substituted alkenyloxy) phosphate and alkyl substituted peroxide (generic) (P-88-2505) | 1808395 | 116582
Reaction product of an aromatic tetracarboxylic acid and aliphatic esters with an aromatic diamine (generic) (P-93-1124) | 1808398 | 116583
Polyester resin (generic) (P-88-2508) | 1808399 | 116584
Hydroxy functional acrylic copolymer (generic) (P-88-2509) | 1808402 | 116585
Reaction product of a mixture of aromatic dianhydrides and aliphatic esters with aromatic diamines (generic) (P-93-1125) | 1808403 | 116586
Triethylamine salt of a polyether, polyurethane polymer (generic) (P-93-1129) | 1808406 | 116587
Polyester resin (generic) (P-88-2511) | 1808407 | 116588
2H-Pyran-4-ol, tetrahydro-alkyl-disubstituted (generic) (P-93-1130) | 1808410 | 116589
Substituted benzoic acid (generic) (P-88-2533) | 1808411 | 116590
Disubstituted phenyl azo substituted naphthalene sulfonic acid, salt (generic) (P-88-2534) | 1808415 | 116591
Substituted naphthalene sulfonic acid, alkali salt (generic) (P-93-1132) | 1808414 | 116592
Modified styrenated acrylate methacrylate polymer (generic) (P-93-1136) | 1808418 | 116593
Polyol blend (generic) (P-88-2538) | 1808419 | 116594
Acrylic copolymer (generic) (P-88-2539) | 1808422 | 116595
Fatty acids, C18-unsatd., dimers, polymers with ethylenediamine, diamines, a dibasic acid and a monobasic acid (generic) (P-93-1147) | 1808423 | 116596
Neutralized polymer of acrylates, methacrylates and t-butyl benzoicacid (generic) (P-88-2544) | 1808426 | 116597
Fatty acids, C18-unsatd., dimers, polymers with ethylenediamine, diamines, a dibasic acid and a monobasic acid (generic) (P-93-1149) | 1808427 | 116598
Acrylated polyester (generic) (P-88-2552) | 1808431 | 116599
Fatty acids, C18-unsatd., dimers, polymers with diamines and a dibasic acid (generic) (P-93-1151) | 1808430 | 116600
Siloxane polymer (generic) (P-93-1164) | 1808435 | 116601
Polymer of toluene diisocyanate, trimethylolpropane and alcohols (generic) (P-88-2553) | 1808434 | 116602
Alkyl aryl ethoxylate (generic) (P-88-2577) | 1808438 | 116603
Crosslinked isooctyl acrylate polymer (generic) (P-93-1165) | 1808439 | 116604
Alkylester of .alpha.-olefin/maleic anhydride copolymer (generic) (P-88-2583) | 1808443 | 116605
Substituted metallocene (generic) (P-93-1169) | 1808442 | 116606
Polyalphaolefins (generic) (P-93-1176) | 1808446 | 116607
Cyanoguanidine amine polymer, acid salt (generic) (P-88-2587) | 1808447 | 116608
Polyalphaolefins (generic) (P-93-1177) | 1808450 | 116609
Dialkyl dimethyl ammonium salt of substituted arylazo butanamide (generic) (P-88-2600) | 1808451 | 116610
Polyalphaolefins (generic) (P-93-1178) | 1808455 | 116611
Dialkyldimethyl salt of substituted arylazo butanamide (generic) (P-88-2601) | 1808454 | 116612
Acrylic copolymer (generic) (P-93-1182) | 1808458 | 116613
Polymer of a methacrylic acid ester, an acrylic acid ester and methacrylic acid (generic) (P-88-2624) | 1808459 | 116614
Epoxy modified methacrylate copolymer (generic) (P-93-1211) | 1808462 | 116615
Substituted carboxylic acids, alkane diol polyester (generic) (P-88-2628) | 1808463 | 116616
Trifluoroethane sulfonyl modified methacrylate copolymer (generic) (P-93-1212) | 1808466 | 116617
Chloroalkyldisiloxane (generic) (P-88-2629) | 1808467 | 116618
Aliphatic dibasic acid, glycol ester (generic) (P-88-2640) | 1808471 | 116619
Polyurethane polyacrylate hybrid polymer (generic) (P-93-1213) | 1808470 | 116620
Alkoxylated amide (generic) (P-93-1215) | 1808475 | 116621
Blocked isocyanate (generic) (P-88-2643) | 1808474 | 116622
Peroxy-initiated acrylic ester/ether/nitrile polymer (generic) (P-89-0001) | 1808478 | 116623
Aqueous polyurethane dispersion (generic) (P-93-1220) | 1808479 | 116624
Azo-initiated acrylic hydroxy/ester polymer (generic) (P-89-0012) | 1808482 | 116625
Modified epoxy resin (generic) (P-93-1223) | 1808483 | 116626
Methacrylate/acrylate/styrene copolymer (generic) (P-93-1225) | 1808486 | 116627
Thermoplastic saturated polyester (generic) (P-89-0013) | 1808487 | 116628
Octylacrylamide/acrylate copolymer (generic) (P-89-0022) | 1808490 | 116629
Triethylamine salt of alkanediol, polymer with isocyanate, alkanedioic acid, hydroxy substituted carboxylic acid, methyl polyglycol and dialkene amine (generic) (P-93-1227) | 1808491 | 116630
Carboxylated vinyl acrylic polymer (generic) (P-89-0023) | 1808494 | 116631
Substituted ammonium phosphate salt (generic) (P-93-1233) | 1808495 | 116632
Aryl bisphosphite (generic) (P-89-0025) | 1808498 | 116633
Oxime blocked polyurethane (generic) (P-93-1239) | 1808500 | 116634
Polyester resin, carboxylated (generic) (P-89-0033) | 1808502 | 116635
Modified polyester resin (generic) (P-93-1247) | 1808504 | 116636
The polymer of trans-1,4-cyclohexane diisocyanate and adiol (generic) (P-89-0037) | 1808506 | 116637
Modified polyester resin (generic) (P-93-1248) | 1808507 | 116638
Acrylic solution resin (generic) (P-89-0039) | 1808510 | 116639
Acrylic polymer salt (generic) (P-93-1252) | 1808511 | 116640
Acrylic resin solution (generic) (P-89-0040) | 1808514 | 116641
Reaction product of metallic alkyls and polysiloxanes (generic) (P-93-1255) | 1808515 | 116642
Acrylic solution resin (generic) (P-89-0042) | 1808518 | 116643
Reaction product metallic alkyls, polysiloxanes, and transition metal compounds (generic) (P-93-1256) | 1808519 | 116644
Acrylic solution resin (generic) (P-89-0045) | 1808523 | 116645
Isocyanate terminated urethane polymer (generic) (P-93-1257) | 1808522 | 116646
Isocyanate-functional prepolymer (generic) (P-93-1261) | 1808526 | 116647
Acrylic solution resin (generic) (P-89-0046) | 1808527 | 116648
Poly phenylene ether graft polymer (generic) (P-89-0049) | 1808530 | 116649
Amine functional polyurethane polyol (generic) (P-93-1268) | 1808531 | 116650
Quaternary ammonium iodide (generic) (P-93-1309) | 1808534 | 116651
Polyphenylene ether graft polymer (generic) (P-89-0050) | 1808535 | 116652
Boronated, ethoxylated alcohol (generic) (P-93-1310) | 1808539 | 116653
Polyether polyol (generic) (P-89-0052) | 1808538 | 116654
Modified soya alkyd (generic) (P-89-0057) | 1808542 | 116655
Derivative of cyclopentadiene (generic) (P-93-1311) | 1808544 | 116656
Ethylene interpolymer (generic) (P-89-0059) | 1808546 | 116657
Substituted phenylazoalkylphenol (generic) (P-93-1314) | 1808548 | 116658
Isophthalate polyester (generic) (P-89-0060) | 1808550 | 116659
Poly(carboxylic acid), monoethanol amine salt (generic) (P-93-1319) | 1808551 | 116660
Styrene acrylic copolymer (generic) (P-89-0067) | 1808554 | 116661
Poly(carboxylic acid), mixed sodium monoethanolamine salt (generic) (P-93-1320) | 1808555 | 116662
Acrylourethane (generic) (P-89-0069) | 1808558 | 116663
Poly(carboxylic acid), mixed ammonium monoethanolamine salt (generic) (P-93-1322) | 1808560 | 116664
Urethane acrylate oligomer (generic) (P-89-0075) | 1808561 | 116665
Poly(carboxylic acid), mixed sodium ammonium monoethanolamine salt (generic) (P-93-1323) | 1808564 | 116666
Trisubstituted naphthalene (generic) (P-89-0083) | 1808566 | 116667
Polymer from polyimine, aminofunctional methacrylamide and diallylquaternary ammonium chloride (generic) (P-93-1326) | 1808568 | 116668
Aryl polyurethane (generic) (P-89-0092) | 1808570 | 116669
Acrylate-methacrylate copolymer, salt (generic) (P-93-1337) | 1808572 | 116670
Polymer of ethyl acrylate, methyl methacrylate, acrylic acid, styrene, glycidyl methacrylate, a methacrylate, as an ammonium salt (generic) (P-89-0093) | 1808574 | 116671
Fatty polycarboxylic acid salt of alkylamine (generic) (P-93-1340) | 1808575 | 116672
N-Alkylated-.beta.-aminoacid (generic) (P-89-0102) | 1808578 | 116673
Methacrylic acid copolymer (generic) (P-93-1341) | 1808579 | 116674
Humic acid, sodium salt, terpolymer with acrylic monomers (generic) (P-89-0106) | 1808582 | 116675
Methacrylic acid copolymer salt (generic) (P-93-1343) | 1808583 | 116676
Cyclic urea amino epoxy adduct (generic) (P-93-1347) | 1808586 | 116677
Dithiocarbamate (generic) (P-89-0114) | 1808587 | 116678
Methacrylic acid copolymer (generic) (P-93-1348) | 1808590 | 116679
Substituted alkyl trimethylammonium chloride salt (generic) (P-89-0117) | 1808591 | 116680
Methacrylic acid copolymer salt (generic) (P-93-1350) | 1808594 | 116681
Substituted lactone (generic) (P-89-0118) | 1808595 | 116682
Polyhydroxythioether disulfide (generic) (P-93-1354) | 1808598 | 116683
Substituted lactone (generic) (P-89-0119) | 1808599 | 116684
Cyclic carbonate acrylic polymer (generic) (P-93-1356) | 1808602 | 116685
Alkyd acrylates modified C16-18 unsaturated acid polymer with alkane triol, cyclic carboxylic acids and cyclic carboxylic acid anhydride (generic) (P-89-0121) | 1808603 | 116686
Carbamate acrylic polymer (generic) (P-93-1359) | 1808607 | 116687
Halogenated polyacrylate/methacrylate (generic) (P-89-0124) | 1808606 | 116688
Styrenated acrylate-methacrylate (generic) (P-89-0126) | 1808610 | 116689
Polyarylene ether sulfone (generic) (P-93-1364) | 1808611 | 116690
Indophenol derivative (generic) (P-89-0130) | 1808614 | 116691
Polyarylene ether sulfone (generic) (P-93-1365) | 1808615 | 116692
Indophenol derivative (generic) (P-89-0131) | 1808619 | 116693
Acrylate-methacrylate copolymer salt (generic) (P-93-1370) | 1808618 | 116694
Acrylate-methacrylate copolymer salt (generic) (P-93-1372) | 1808622 | 116695
Urethane resin (generic) (P-89-0135) | 1808623 | 116696
Acrylate-methacrylate copolymer salt (generic) (P-93-1373) | 1808626 | 116697
Solvent based polyurethane from polyols, polyisocyanates and polyamines (generic) (P-89-0172) | 1808627 | 116698
Hydroxy functional acrylic copolymer (generic) (P-89-0175) | 1808631 | 116699
Acrylate-methacrylate copolymer salt (generic) (P-93-1374) | 1808630 | 116700
Phosphorylated polyester, compound with reaction products of fatty acid with alkanolamine (generic) (P-93-1378) | 1808634 | 116701
Acrylic resin (generic) (P-89-0176) | 1808635 | 116702
Hydroxy functional acrylic resin (generic) (P-89-0180) | 1808639 | 116703
Oximo-functional polyorganosiloxane (generic) (P-93-1379) | 1808638 | 116704
Polyurethane based on polyisocyanates, polyols and polyamines (generic) (P-93-1383) | 1808642 | 116705
Vinyl heterocycle alkyl methacrylate copolymer (generic) (P-89-0186) | 1808643 | 116706
Polyurethane based on polyisocyanates, polyols and polyamines (generic) (P-93-1384) | 1808646 | 116707
Alkyl methacrylate copolymer (generic) (P-89-0187) | 1808647 | 116708
C6 olefin (generic) (P-93-1391) | 1808650 | 116709
Aryl novolac resin (generic) (P-89-0189) | 1808651 | 116710
C6 olefins, branched and linear (generic) (P-93-1392) | 1808654 | 116711
Pyridine carboxylate (generic) (P-89-0208) | 1808655 | 116712
Pyridine carboxylic acid (generic) (P-89-0209) | 1808659 | 116713
Copolymer containing isooctylacrylate (generic) (P-93-1396) | 1808658 | 116714
Styrenated epoxy acrylate polymer (generic) (P-93-1413) | 1808662 | 116715
Trifluoromethane sulfonate ester (generic) (P-89-0212) | 1808663 | 116716
Polystyrene copolymer (generic) (P-89-0213) | 1808666 | 116717
Oxazolidine modified epoxy-amine adduct diluted in butylglycol (generic) (P-93-1415) | 1808667 | 116718
Substituted aminophenyl(chloroheterocycle) (generic) (P-89-0220) | 1808670 | 116719
Complex epoxy resin/amine adduct (generic) (P-93-1416) | 1808671 | 116720
Substituted nitrophenyl(chloroheterocycle) (generic) (P-89-0221) | 1808675 | 116721
Water dispersible polyurethane (generic) (P-93-1419) | 1808674 | 116722
Organic ligand modified silica gel (generic) (P-93-1429) | 1808678 | 116723
Substituted phenylheterocyclic acid, derivative (generic) (P-89-0222) | 1808679 | 116724
Substituted nitrophenylheterocyclic acid (generic) (P-89-0223) | 1808682 | 116725
Organic ligand modified silica gel (generic) (P-93-1431) | 1808683 | 116726
Modified polymer of trimethylolpropane, neopentyl glycol and aliphatic and aromatic dicarboxylic acids (generic) (P-93-1432) | 1808687 | 116727
Substituted nitrophenyl heterocycle (generic) (P-89-0224) | 1808686 | 116728
Modified polyester polymer with alkyl acrylates (generic) (P-93-1433) | 1808691 | 116729
Neutralized aryl-alkyl organic acid (generic) (P-89-0239) | 1808690 | 116730
Modified acrylic polymer (generic) (P-89-0240) | 1808694 | 116731
Aromatic polyurethane (generic) (P-93-1438) | 1808695 | 116732
Blocked aromatic isocyanate (generic) (P-89-0241) | 1808698 | 116733
Styrene copolymer (generic) (P-93-1440) | 1808699 | 116734
Blocked aromatic isocyanate (generic) (P-89-0243) | 1808702 | 116735
Polyolefin-modified polyphthalamide (generic) (P-93-1445) | 1808703 | 116736
Blocked aromatic isocyanate (generic) (P-89-0245) | 1808706 | 116737
Amine-salted polyester resin (generic) (P-93-1449) | 1808707 | 116738
Mixed acid ester alcohols (generic) (P-93-1455) | 1808710 | 116739
Blocked aromatic isocyanate (generic) (P-89-0247) | 1808711 | 116740
Mixed acid ester alcohols (generic) (P-93-1456) | 1808715 | 116741
Organotin compound (generic) (P-89-0250) | 1808714 | 116742
Organopolysiloxane (generic) (P-89-0251) | 1808719 | 116743
Mixed acid ester alcohols (generic) (P-93-1457) | 1808718 | 116744
Organopolysiloxane (generic) (P-89-0252) | 1808723 | 116745
Mixed acid ester alcohols (generic) (P-93-1458) | 1808722 | 116746
Ethylene copolymer (generic) (P-89-0263) | 1808727 | 116747
Mixed acid ester alcohols (generic) (P-93-1459) | 1808726 | 116748
Mixed acid ester alcohols (generic) (P-93-1460) | 1808730 | 116749
Ethylene polymer (generic) (P-89-0266) | 1808731 | 116750
Mixed acid ester alcohols (generic) (P-93-1462) | 1808734 | 116751
Alkyl amine (generic) (P-89-0268) | 1808735 | 116752
Mixed acid ester alcohols (generic) (P-93-1463) | 1808738 | 116753
Acrylic polymer (generic) (P-89-0270) | 1808739 | 116754
Acrylic polymer (generic) (P-89-0271) | 1808742 | 116755
Mixed acid ester alcohols (generic) (P-93-1465) | 1808743 | 116756
Mixed acid ester alcohols (generic) (P-93-1466) | 1808746 | 116757
Isocyanate terminated urethane prepolymer (generic) (P-89-0272) | 1808747 | 116758
Mixed acid ester alcohols (generic) (P-93-1468) | 1808750 | 116759
Substituted aromatic ketone (generic) (P-89-0273) | 1808751 | 116760
Deep dye nylon 6 (generic) (P-89-0281) | 1808755 | 116761
Mixed acid ester alcohols (generic) (P-93-1469) | 1808754 | 116762
Epoxy-amine adduct (generic) (P-89-0282) | 1808758 | 116763
Disubstituted dialkoxy silane (generic) (P-93-1472) | 1808759 | 116764
Epoxy amine adduct (generic) (P-89-0283) | 1808763 | 116765
Aliphatic polyurethane coating (generic) (P-93-1482) | 1808762 | 116766
1-Substituted-4-substituted benzene, sodium salt (generic) (P-93-1483) | 1808766 | 116767
Acrylourethane (generic) (P-89-0289) | 1808767 | 116768
Silanated urethane prepolymer (generic) (P-93-1485) | 1808770 | 116769
Alkyl aryl modified alkoxy polyol polymer (generic) (P-89-0291) | 1808771 | 116770
Epoxy ester (generic) (P-93-1488) | 1808774 | 116771
Modified polyester of terephthalic acid, hexahydrophthalic anhydride, isophthalic acid and neopentyl glycol (generic) (P-89-0293) | 1808775 | 116772
Water-reducible epoxy ester copolymer resin (generic) (P-93-1489) | 1808778 | 116773
Amine functional epoxy salted with an organic acid (generic) (P-89-0299) | 1808779 | 116774
Brominated aromatic ether oligomer (generic) (P-89-0300) | 1808782 | 116775
Acrylic acid/methacrylic acid polymer (generic) (P-93-1554) | 1808783 | 116776
Organopolysiloxane (generic) (P-89-0306) | 1808786 | 116777
Substituted copper phthalocyanine, ammonium, sodium, hydrogen salt (generic) (P-93-1557) | 1808787 | 116778
Organopolysiloxane (generic) (P-89-0307) | 1808790 | 116779
Tertiary amine salts (generic) (P-93-1559) | 1808791 | 116780
Amine salts (generic) (P-93-1560) | 1808795 | 116781
Polyorganosilazane (generic) (P-89-0308) | 1808794 | 116782
Saturated polyester resin from dibasic acids and polyols (generic) (P-89-0320) | 1808798 | 116783
Alkyl nitrile (generic) (P-93-1562) | 1808799 | 116784
Substituted dialkyl dithiocarbamate (generic) (P-89-0321) | 1808802 | 116785
Alkyl amine (generic) (P-93-1564) | 1808803 | 116786
Organopolysiloxane (generic) (P-89-0326) | 1808806 | 116787
Methacrylic copolymer (generic) (P-93-1571) | 1808807 | 116788
Styrenated acrylic polymer (generic) (P-89-0331) | 1808810 | 116789
Polyester/styrene-grafted acrylic resin (generic) (P-93-1572) | 1808811 | 116790
Styrenated acrylic polymer oxirane adduct (generic) (P-89-0332) | 1808814 | 116791
Hexahydro-1,3-isobenzofurandione, hexahydromethyl-1,3-isobenzofurandione and tetrahydro-5-methyl-1,3-isobenzofurandione diesters (generic) (P-93-1576) | 1808815 | 116792
Substituted thiophosphate (generic) (P-89-0334) | 1808818 | 116793
Polyester/styrene-acrylic grafted resin (generic) (P-93-1578) | 1808819 | 116794
Perfluorinated hydrocarbon (generic) (P-89-0337) | 1808822 | 116795
Polyamide (generic) (P-93-1580) | 1808823 | 116796
Fluorinated copolymer (generic) (P-89-0346) | 1808826 | 116797
Polyamide (generic) (P-93-1581) | 1808827 | 116798
Isobutene maleic anhydride co-polymer derivative (generic) (P-89-0348) | 1808830 | 116799
Polyamine polymer (generic) (P-93-1583) | 1808831 | 116800
Acrylate oligomer (generic) (P-93-1585) | 1808834 | 116801
Alkoxy-functional poly(dimethyl)siloxane (generic) (P-89-0349) | 1808835 | 116802
Amino-functional poly(organo)siloxane (generic) (P-89-0350) | 1808838 | 116803
Polymer of ethylene and chlortrifluoroethylene (generic) (P-93-1586) | 1808839 | 116804
Acrylamide-functional poly(organo)siloxane (generic) (P-89-0351) | 1808842 | 116805
Nonionic reactive polymer latex (generic) (P-93-1589) | 1808843 | 116806
Aqueous polyurethane dispersion (generic) (P-93-1590) | 1808846 | 116807
Intaglio varnish (generic) (P-89-0352) | 1808847 | 116808
Alkyd resin (generic) (P-89-0353) | 1808851 | 116809
Phosphated methacrylate/acrylate, styrene copolymer (generic) (P-93-1591) | 1808850 | 116810
Amino siloxane epoxy microgel (generic) (P-93-1592) | 1808854 | 116811
Polymer of alkyl poly(ethoxyethyl) ester of mono-ethylenically unsaturated carboxylic acid, mono-ethylenically unsaturated carboxylic acid and alkyl ester of mono-ethylenically unsaturated carboxylic acid, sodium salt (generic) (P-89-0354) | 1808855 | 116812
Acrylate (generic) (P-93-1603) | 1808858 | 116813
Polymer of alkyl poly(ethoxyethyl) ester of mono-ethylenically unsaturated carboxylic acid, mono-ethylenically unsaturated carboxylic acid and alkyl ester of mono-ethylenically unsaturated carboxylic acid, sodium salt (generic) (P-89-0357) | 1808859 | 116814
Vinyl alcohol acrylic acid copolymer (generic) (P-89-0369) | 1808862 | 116815
Aluminum (ethyl 3-oxobutanoato-O1,O3)bis(2-propanolato), (T-4)-, reaction products with alcohols, C11-14-iso, C13-rich and phenolic resin (generic) (P-93-1605) | 1808863 | 116816
Peroxycarboxylic acid (generic) (P-93-1607) | 1808866 | 116817
Polyester-urethane amine salt (generic) (P-89-0376) | 1808867 | 116818
Amino-functional poly(organo)siloxane (generic) (P-89-0377) | 1808870 | 116819
Blocked diisocyanate polymer (generic) (P-93-1608) | 1808871 | 116820
Cresol novolak resin (generic) (P-93-1610) | 1808874 | 116821
Acrylamide-functional poly(organo)siloxane (generic) (P-89-0378) | 1808875 | 116822
Substituted pyrazoline (generic) (P-89-0379) | 1808878 | 116823
Diazonaphthoquinonesulfonic esters with aromatic polyhydroxy compound (generic) (P-93-1611) | 1808879 | 116824
Sodium sulfosuccinic diester (generic) (P-89-0381) | 1808882 | 116825
Diazonaphthoquinonesulfonic esters with aromatic polyhydroxy compound (generic) (P-93-1612) | 1808883 | 116826
Alkyleneamine alkylphenol Mannich (generic) (P-89-0388) | 1808886 | 116827
Diazonaphthoquinone photoactive compound (generic) (P-93-1615) | 1808887 | 116828
Alkylamine compounds with 2(3H)-benzothiazolethione (generic) (P-89-0390) | 1808890 | 116829
Methacrylate modified alicyclic urethane (generic) (P-93-1618) | 1808891 | 116830
Halogenated nitrile (generic) (P-93-1622) | 1808895 | 116831
Amine functional epoxy salted with an organic acid (generic) (P-89-0399) | 1808894 | 116832
Alkyl substituted aminobenzoic acid (generic) (P-89-0403) | 1808898 | 116833
Halogenated nitrile (generic) (P-93-1623) | 1808899 | 116834
Waterborne polyurethanes from polyisocyanates polyols and polyamines (generic) (P-89-0405) | 1808902 | 116835
Modified polymer of styrene and aliphatic maleate (generic) (P-93-1629) | 1808904 | 116836
Styrene acrylate copolymer (generic) (P-89-0407) | 1808906 | 116837
Polyolefin-modified polyphthalamide (generic) (P-93-1630) | 1808907 | 116838
Methacrylate copolymer (generic) (P-89-0408) | 1808911 | 116839
Sulfonamide salt (generic) (P-93-1643) | 1808910 | 116840
Condensation product of a urethane dimer and a substituted phenylacrylate ester (generic) (P-93-1644) | 1808914 | 116841
Polyurethane from polyisocyanates, polyols and polyamines (generic) (P-89-0409) | 1808915 | 116842
Substituted (phenylchloroheterocycle) aromatic substituted alkanamide (generic) (P-89-0410) | 1808918 | 116843
Glyceryl benhenate (generic) (P-93-1645) | 1808919 | 116844
Substituted(phenylchloroheterocycle)aromatic substituted alkanamide (generic) (P-89-0411) | 1808922 | 116845
Halogenated nitrile (generic) (P-93-1646) | 1808923 | 116846
Aromatic azo substituted phenol (generic) (P-89-0412) | 1808926 | 116847
Halogenated nitrile (generic) (P-93-1647) | 1808927 | 116848
Alkyl Grignard reagent (generic) (P-89-0416) | 1808930 | 116849
Halogenated nitrile (generic) (P-93-1648) | 1808931 | 116850
Azo naphthalenedisulfonic acid derivative (generic) (P-93-1660) | 1808934 | 116851
Haloalkyl sulfonic acid salt (generic) (P-89-0418) | 1808935 | 116852
Organosiloxane (generic) (P-89-0425) | 1808938 | 116853
Polymeric isocyanurate (generic) (P-93-1661) | 1808939 | 116854
Blocked aromatic isocyanate (generic) (P-89-0428) | 1808942 | 116855
Trimethylpropane, mixed C7-C9 esters (generic) (P-93-1662) | 1808943 | 116856
Blocked aromatic isocyanate (generic) (P-89-0429) | 1808946 | 116857
Trimethylpropane, mixed C7-C8 esters (generic) (P-93-1663) | 1808947 | 116858
Blocked aromatic isocyanate (generic) (P-89-0430) | 1808950 | 116859
Polyester/styrene-acrylic grafted resin (generic) (P-93-1664) | 1808951 | 116860
Blocked aromatic isocyanate (generic) (P-89-0431) | 1808954 | 116861
Fatty triglyceride, reaction products with polyethylenepolyamine and alkenoic anhydride (generic) (P-93-1666) | 1808955 | 116862
Blocked aromatic isocyanate (generic) (P-89-0432) | 1808958 | 116863
Dicarboxylic acids-glycol copolymer (generic) (P-93-1669) | 1808959 | 116864
Blocked aromatic isocyanate (generic) (P-89-0433) | 1808962 | 116865
Aromatic tetracarboxylic acid, mixed diester with aliphatic alcohols (generic) (P-93-1670) | 1808963 | 116866
Blocked aromatic isocyanate (generic) (P-89-0434) | 1808967 | 116867
Aromatic tetracarboxylic acid, mixed ester with aliphatic alcohols (generic) (P-93-1671) | 1808966 | 116868
Polyamic acid (generic) (P-93-1690) | 1808970 | 116869
Blocked aromatic isocyanate (generic) (P-89-0435) | 1808971 | 116870
Trisubstituted benzene sulfonic acid (generic) (P-93-1691) | 1808974 | 116871
Blocked aromatic isocyanate (generic) (P-89-0436) | 1808975 | 116872
Modified olefinic hydrocarbon resin (generic) (P-93-1693) | 1808978 | 116873
Blocked aromatic isocyanate (generic) (P-89-0437) | 1808979 | 116874
Carboxylated block polyester polyether isocyanurate adduct (generic) (P-93-1696) | 1808982 | 116875
Polymethylene polyphenyl isocyanate (generic) (P-89-0438) | 1808984 | 116876
Amine salt of linseed oil, polymer with alkanedioic acid, hydroxy substituted carboxylic acid, alkanediol, isocyanate, hydroxy substituted alkane and tetrahydroxy alkane (generic) (P-93-1697) | 1808986 | 116877
Alkylarylpolyethoxyethyl phosphate ester (generic) (P-89-0439) | 1808987 | 116878
Polyester polyol isocyanate polymer (generic) (P-93-1699) | 1808990 | 116879
Styrene acrylic peroxide copolymer (generic) (P-89-0447) | 1808991 | 116880
Polyester polyol isocyanate polymer (generic) (P-93-1700) | 1808994 | 116881
Silicone-imide block copolymer (generic) (P-89-0451) | 1808995 | 116882
Polyester polyol isocyanate polymer (generic) (P-93-1701) | 1808998 | 116883
Silicone imide block copolymer (generic) (P-89-0452) | 1808999 | 116884
Polyester polyol isocyanate polymer reaction products (generic) (P-93-1703) | 1809002 | 116885
Amine substituted cycloaliphatic epoxide (generic) (P-89-0454) | 1809003 | 116886
Polyester polyol isocyanate polymer reaction products (generic) (P-93-1704) | 1809006 | 116887
Dihydroxy dialkyl ether, polymer with alkane diol, alkene dioic anhydride hydroxy functional tertiary amine, carboxylic acid anhydride, alkene dioic acid and cyclic alkene (generic) (P-89-0457) | 1809007 | 116888
Polymer polyol isocyanate polymer (generic) (P-93-1705) | 1809011 | 116889
Dithiophosphoric acid ester (generic) (P-89-0458) | 1809010 | 116890
Polyurethane (generic) (P-93-1738) | 1809014 | 116891
Metallo dithiophosphate (generic) (P-89-0459) | 1809016 | 116892
Copolymer of acrylic and aromatic vinyl monomers, free radical initiators and alkyl mercaptan, amine salt (generic) (P-94-0014) | 1809018 | 116893
Brominated alkylated aniline (generic) (P-89-0461) | 1809020 | 116894
Acid modified polymer of alkyl acrylates and methacrylates, amine salt (generic) (P-94-0019) | 1809022 | 116895
Polymer of polyalkylene glycol; alkyl diol; and monocyclic dicarboxylic acid, dialkyl ester (generic) (P-89-0463) | 1809023 | 116896
Polymeric silicone blocked copolymer of substituted alkyl acid halide and aromatic dialcohol (generic) (P-94-0031) | 1809026 | 116897
Toluene diisocyanate prepolymer (generic) (P-89-0465) | 1809027 | 116898
Thermoplastic polyurethane resin (generic) (P-89-0466) | 1809030 | 116899
Tall oil fatty acid modified alkyd resin (generic) (P-94-0032) | 1809031 | 116900
Thermoplastic polyurethane resin (generic) (P-89-0467) | 1809035 | 116901
Substituted isophthalic acid, ammonium, sodium, hydrogen salt (generic) (P-94-0036) | 1809034 | 116902
Fluoroalkyl mercaptoalkyl siloxane (generic) (P-94-0037) | 1809039 | 116903
Substituted hydrazinopyrazole (generic) (P-89-0471) | 1809038 | 116904
Substituted thiazinohydrazine (generic) (P-89-0472) | 1809042 | 116905
Polyurethane coating (generic) (P-94-0045) | 1809043 | 116906
Styrene acrylonitrile polymer (generic) (P-94-0046) | 1809046 | 116907
Amine polymer (generic) (P-89-0473) | 1809047 | 116908
Styrenated acrylate/methacrylate polymer (generic) (P-94-0049) | 1809050 | 116909
Aminofunctional silane (generic) (P-89-0474) | 1809051 | 116910
Substituted aromatic methyl ether (generic) (P-94-0052) | 1809054 | 116911
Aminofunctional siloxane (generic) (P-89-0475) | 1809055 | 116912
Substituted aromatic methyl ether salt (generic) (P-94-0053) | 1809058 | 116913
Aminofunctional siloxane (generic) (P-89-0476) | 1809059 | 116914
Trisubstituted naphthalene disulfonic acid (generic) (P-94-0058) | 1809062 | 116915
Polyarylethersulfone (generic) (P-89-0487) | 1809063 | 116916
Tertiary amine salt of rosin (generic) (P-94-0067) | 1809066 | 116917
Styrene acrylate copolymer (generic) (P-89-0490) | 1809067 | 116918
Cathodic epoxy intermediate (generic) (P-89-0491) | 1809070 | 116919
Tertiary amine salt of rosin (generic) (P-94-0069) | 1809071 | 116920
Phenolic resin (generic) (P-94-0076) | 1809075 | 116921
Acrylic polyelectrolyte (generic) (P-89-0499) | 1809074 | 116922
Acrylic polyelectrolyte (generic) (P-89-0500) | 1809079 | 116923
Hydroxyfunctional acrylic polymer (generic) (P-94-0078) | 1809078 | 116924
Dimethylpolysiloxane terpolymer (generic) (P-94-0087) | 1809082 | 116925
Alkylaryl cellulose ether (generic) (P-89-0501) | 1809083 | 116926
Polyurethane-polyvinyl chloride complex (generic) (P-89-0502) | 1809087 | 116927
Saturated polyester resin, etherified with bisphenol A resin (generic) (P-94-0093) | 1809086 | 116928
Unsaturated polyester resin (generic) (P-89-0503) | 1809090 | 116929
Fatty acids modified epoxyresin (generic) (P-94-0094) | 1809091 | 116930
Polyester of neopentyl glycol (generic) (P-89-0509) | 1809094 | 116931
Acrylated polyester resin (generic) (P-94-0095) | 1809096 | 116932
Polyamido polyurea (generic) (P-89-0510) | 1809097 | 116933
Saturated polyester resin (generic) (P-94-0096) | 1809100 | 116934
Polyester resin (generic) (P-89-0511) | 1809101 | 116935
Cycloalkene acetic acid, (acetyloxy)alkyl substituted alkyl ester (generic) (P-94-0098) | 1809104 | 116936
Polyester polyurethane dispersion (generic) (P-89-0514) | 1809106 | 116937
Nonylphenol capped polyurethane prepolymer (generic) (P-94-0100) | 1809107 | 116938
Alkoxy alkyl titanate (generic) (P-89-0516) | 1809110 | 116939
Dialkylaminophenylimino substituted naphthalene carboxamide (generic) (P-94-0102) | 1809111 | 116940
Alkoxy alkyl titanate (generic) (P-89-0517) | 1809114 | 116941
Fatty acid modified polyester (generic) (P-94-0103) | 1809115 | 116942
Toluene diisocyanate prepolymer (generic) (P-89-0519) | 1809118 | 116943
Copolymer of acrylic-methacrylic esters with cyclic vinyl compounds (generic) (P-94-0104) | 1809119 | 116944
Amino methacrylate copolymer (generic) (P-89-0521) | 1809122 | 116945
Structural adhesive (generic) (P-94-0105) | 1809123 | 116946
Modified polyacrylamide (generic) (P-89-0523) | 1809126 | 116947
Tertiary amine salt of rosin (generic) (P-94-0107) | 1809127 | 116948
Modified polyacrylamide (generic) (P-89-0524) | 1809130 | 116949
Modified polymethylene poly phenyl isocyanate (generic) (P-94-0108) | 1809131 | 116950
Modified polyacrylamide (generic) (P-89-0525) | 1809134 | 116951
Modified polymethylene poly phenyl isocyanate (generic) (P-94-0109) | 1809135 | 116952
Modified polyacrylamide (generic) (P-89-0526) | 1809138 | 116953
Copolymer of acrylic and methacrylic esters with cyclic vinyl compounds (generic) (P-94-0120) | 1809139 | 116954
Acrylated alkyd (generic) (P-89-0529) | 1809142 | 116955
Block polymer of acrylic-methacrylic esters with cyclic vinyl compounds (generic) (P-94-0121) | 1809143 | 116956
Substituted pyrylium salt (generic) (P-89-0531) | 1809146 | 116957
Hydroxyfunctional acrylic polymer (generic) (P-94-0123) | 1809147 | 116958
Hydrocarbons, C4-6, C5-rich polymer with aromatic hydrocarbons (generic) (P-94-0125) | 1809151 | 116959
Substituted pyrylium based squarylium dye (generic) (P-89-0532) | 1809150 | 116960
Aliphatic dione (generic) (P-89-0535) | 1809154 | 116961
Poly(substituted toluene) (generic) (P-94-0126) | 1809155 | 116962
Amine salt of alkyl alcohols/P2O5 reaction product (generic) (P-94-0127) | 1809159 | 116963
Waterborne polyurethanes from polyisocyanates polyols and polyamines (generic) (P-89-0565) | 1809158 | 116964
Rosin modified alkyd resin (generic) (P-89-0566) | 1809163 | 116965
Hydroxy functional styrene acrylic copolymer (generic) (P-94-0128) | 1809162 | 116966
Hydroxy functional styrene/acrylic polymer (generic) (P-94-0129) | 1809166 | 116967
Linseed alkyd resin (generic) (P-89-0567) | 1809167 | 116968
Copolyester (generic) (P-94-0130) | 1809170 | 116969
Barium compound (generic) (P-89-0569) | 1809171 | 116970
Sulfonated copper phthalocyanine derivative, amine salt (generic) (P-94-0137) | 1809174 | 116971
Polymer of alkylglycol and bis-(substituted aromatic halo acid) (generic) (P-89-0572) | 1809175 | 116972
Modified maleated rosin, calcium salt (generic) (P-94-0193) | 1809178 | 116973
Organosilane (generic) (P-89-0573) | 1809179 | 116974
Aliphatic-aromatic polyurethane (generic) (P-94-0211) | 1809182 | 116975
Polyurethane (generic) (P-89-0578) | 1809183 | 116976
Alkenylsuccinimide salt (generic) (P-94-0216) | 1809186 | 116977
Styrene-acrylate-copolymer (generic) (P-89-0584) | 1809187 | 116978
Alkyl polyether carboxylic acid (generic) (P-94-0228) | 1809191 | 116979
Fatty acids, esters with pentaerythritol, reaction products with diisocyanate (generic) (P-89-0590) | 1809190 | 116980
Ethylene interpolymer (generic) (P-89-0591) | 1809194 | 116981
Polyurethane based on polyisocyanates, polyols and polyamines (generic) (P-94-0236) | 1809195 | 116982
Polyfluoroacyl chloride (generic) (P-94-0244) | 1809199 | 116983
Reaction product of sodium metabisulfite with polymer of polyalkylene glycol; alkyl diol; and monocyclic dicarboxylic acid, dialkyl ester (generic) (P-89-0593) | 1809198 | 116984
(Alkylaminoarylalkylidenyl)pyrazolinone (generic) (P-89-0595) | 1809202 | 116985
Polyurethane latex (generic) (P-94-0245) | 1809203 | 116986
Polyfluorocarboxylic acid (generic) (P-94-0246) | 1809206 | 116987
Styrenated acrylic modified polyester (generic) (P-89-0597) | 1809207 | 116988
Polyfluoroacyl peroxide (generic) (P-94-0247) | 1809210 | 116989
Adipic acid hexamethylenediamine polymer mod. with hydrocarbon elast. (generic) (P-89-0599) | 1809211 | 116990
Polyester isocyanate polymer (generic) (P-94-0257) | 1809214 | 116991
Vinyl alcohol alkenyl alcohol copolymer (generic) (P-89-0600) | 1809215 | 116992
Stannane tributyl (generic) (P-94-0263) | 1809218 | 116993
Melamine phosphate (generic) (P-89-0604) | 1809219 | 116994
Epoxy-phenolic resin (generic) (P-89-0606) | 1809223 | 116995
Isocyanate reaction products with aromatic amines and alkyl amines (generic) (P-94-0264) | 1809222 | 116996
Substituted vinyl polymer (generic) (P-94-0265) | 1809226 | 116997
Substituted polyhydroxy benzene derivative (generic) (P-89-0607) | 1809227 | 116998
Alkyl alcohol (generic) (P-94-0267) | 1809230 | 116999
Substituted polyhydroxy aromatic compound (generic) (P-89-0608) | 1809231 | 117000
Polymer of polyalkylene glycol and isocyanate (generic) (P-94-0294) | 1809234 | 117001
Polyoxyalkylene polyester urethane block polymer (generic) (P-89-0619) | 1809235 | 117002
Polyester urethane block polymer (generic) (P-89-0621) | 1809238 | 117003
Mixed acid ester alcohols (generic) (P-94-0300) | 1809239 | 117004
Mixed acid ester alcohols (generic) (P-94-0303) | 1809242 | 117005
Polyester urethane block polymer (generic) (P-89-0622) | 1809243 | 117006
Mixed acid ester alcohols (generic) (P-94-0304) | 1809246 | 117007
Acrylic polymer (generic) (P-89-0624) | 1809247 | 117008
Thermoplastic polyurethane resin (generic) (P-94-0305) | 1809250 | 117009
Modified acrylated epoxide (generic) (P-89-0628) | 1809251 | 117010
Substituted aldehyde (generic) (P-94-0307) | 1809254 | 117011
Alkanal, alkyl substituted, oxime (generic) (P-89-0629) | 1809255 | 117012
Substituted hydroxyketone (generic) (P-94-0308) | 1809258 | 117013
Styrene, hydroxyacrylic polymer, ammonium salt (generic) (P-89-0637) | 1809259 | 117014
Vinyl acetate-hydroxyalkyl acrylate copolymer (generic) (P-89-0639) | 1809262 | 117015
Substituted Ketone (generic) (P-94-0309) | 1809263 | 117016
Perfluoropolyether (generic) (P-89-0643) | 1809266 | 117017
Substituted cyclohexenone (generic) (P-94-0310) | 1809267 | 117018
Naphthalene polysulfonic acid, polysodium salt (generic) (P-94-0312) | 1809271 | 117019
Perfluoropolyether (generic) (P-89-0644) | 1809270 | 117020
Substituted phenyl azo pyrazolone (generic) (P-89-0648) | 1809275 | 117021
Polymer of polyisocyanate and aliphatic alcohols (generic) (P-94-0313) | 1809274 | 117022
Sodium polyfluorocarboxylate (generic) (P-94-0322) | 1809279 | 117023
Adipic acid, polymer with 1,4-cyclohexanedimethanol, dipropylene glycol, alkanepolyol, substituted alkanolamines, and carbomonocyclic dicarboxylicacid (generic) (P-89-0653) | 1809278 | 117024
Amine salt of ethyleneamine, polymer with cycloaliphatic glycol, hydroxy substituted carboxylic acid, isocyanate and polyester polyol (generic) (P-89-0663) | 1809282 | 117025
Alkoxylated, dialkyl-diethylene triamine, alkyl sulfate salt (generic) (P-94-0326) | 1809283 | 117026
Polyurethane based polyisocyanates, polyols and polyamines (generic) (P-89-0665) | 1809286 | 117027
Saturated polyester resin (generic) (P-94-0333) | 1809287 | 117028
Acrylic copolymer (generic) (P-94-0335) | 1809290 | 117029
Polyurethane polyol (generic) (P-89-0666) | 1809291 | 117030
Rosin amine derivative (generic) (P-89-0667) | 1809295 | 117031
Polyurethane copolymer (generic) (P-94-0336) | 1809294 | 117032
Polymer of methyl methacrylate, butyl acrylate, methacrylic acid and modified alkyl methacrylates (generic) (P-94-0341) | 1809298 | 117033
Modified polyolefin (generic) (P-89-0673) | 1809299 | 117034
Phenolic novolak resin (generic) (P-94-0342) | 1809302 | 117035
Polyesterimide (generic) (P-89-0677) | 1809303 | 117036
Alkenylpolydimethylsiloxane (generic) (P-94-0353) | 1809306 | 117037
Esters of a polyhydroxy spirobiindane and diazo naphthoquinonesulfonyl chloride (generic) (P-89-0678) | 1809307 | 117038
Polydimethylsiloxane poly(oxyalkylene)ether (generic) (P-89-0679) | 1809310 | 117039
N,N-Dimethyl-N-alkylaminess (generic) (P-94-0356) | 1809311 | 117040
Rosin, fumaric acid, castor oil adduct, phenyl alkyl polyol, trialkyl derivative ester (generic) (P-94-0359) | 1809315 | 117041
Polycycloaliphatic esters (generic) (P-89-0680) | 1809314 | 117042
Organopolysiloxane (generic) (P-89-0685) | 1809318 | 117043
Rosin, fumaric acid, castor oil adduct, phenyl alkyl polyol, trialkyl derivative ester, ammonium salt (generic) (P-94-0380) | 1809319 | 117044
Rosin, fumaric acid, castor oil adduct, phenyl alkyl polyol, trialkyl derivative ester, monoethanolamine salt (generic) (P-94-0381) | 1809322 | 117045
Carboxyl modified organopolysiloxane (generic) (P-89-0686) | 1809323 | 117046
Heterocyclic amine ester (generic) (P-89-0690) | 1809326 | 117047
Rosin, fumaric acid, castor oil adduct, phenyl alkyl polyol, trialkyl derivative ester, diethanolamine salt (generic) (P-94-0382) | 1809327 | 117048
Hydroxy functional acrylic intermediate resin (generic) (P-89-0692) | 1809331 | 117049
Rosin, fumaric acid, castor oil adduct, phenyl alkyl polyol, trialkyl derivative ester, triethanolamine salt (generic) (P-94-0383) | 1809330 | 117050
Potassium salt of an alkoxylated alcohol phosphate (generic) (P-89-0698) | 1809334 | 117051
Rosin, fumaric acid, castor oil adduct, phenyl alkyl polyol, trialkyl derivative ester, morpholine salt (generic) (P-94-0384) | 1809335 | 117052
Polybutadiene-polyether-urethane (generic) (P-89-0699) | 1809338 | 117053
Rosin, fumaric acid, castor oil adduct, phenyl alkyl polyol, trialkyl derivative ester, diethylethanolamine salt (generic) (P-94-0385) | 1809339 | 117054
Sodium salt of polyethyleneimine-carbon disulfide reaction product (generic) (P-89-0707) | 1809342 | 117055
Rosin, fumaric acid, castor oil adduct, phenyl alkyl polyol, trialkyl derivative ester, 2-amino-2-methyl-propanol salt (generic) (P-94-0386) | 1809343 | 117056
Anhydride copolymer of methacrylate and alcohol half esters (generic) (P-89-0716) | 1809346 | 117057
Rosin, fumaric acid, castor oil adduct, phenyl alkyl polyol, trialkyl derivative ester, 2-dimethylamino-2-methyl-1-propanol salt (generic) (P-94-0387) | 1809347 | 117058
Acrylic resin solution (generic) (P-89-0719) | 1809350 | 117059
Rosin, fumaric acid, castor oil adduct, phenyl alkyl polyol, trialkyl derivative ester, dimethylamino-2-propanol salt (generic) (P-94-0388) | 1809351 | 117060
Polyurethane polyacrylic resin (generic) (P-89-0727) | 1809354 | 117061
Rosin, fumaric acid, castor oil adduct, phenyl alkyl polyol, trialkyl derivative ester, urea salt (generic) (P-94-0389) | 1809355 | 117062
Polyurethane dispersion (generic) (P-89-0730) | 1809358 | 117063
Rosin, fumaric acid, castor oil adduct, phenyl alkyl polyol, trialkyl derivative ester, diethylamine salt (generic) (P-94-0390) | 1809359 | 117064
Amine functional epoxy resin salt (generic) (P-89-0743) | 1809362 | 117065
Rosin, fumaric acid, castor oil adduct, phenyl alkyl polyol, trialkyl derivative ester, triethylamine salt (generic) (P-94-0391) | 1809363 | 117066
Polyamide resin (generic) (P-89-0745) | 1809366 | 117067
Rosin, fumaric acid, castor oil adduct, phenyl alkyl polyol, trialkyl derivative ester, n-propylamine salt (generic) (P-94-0392) | 1809367 | 117068
Polyisocyanate polyaddition product (generic) (P-89-0754) | 1809370 | 117069
Rosin, fumaric acid, castor oil adduct, phenyl alkyl polyol, trialkyl derivative ester, diisopropanolamine salt (generic) (P-94-0393) | 1809371 | 117070
Potassium salt of maleate ester (generic) (P-89-0758) | 1809374 | 117071
Rosin, fumaric acid, castor oil adduct, phenyl alkyl polyol, trialkyl derivative ester, tri isopropanolamine salt (generic) (P-94-0394) | 1809375 | 117072
Modified acrylate terpolymer (generic) (P-89-0765) | 1809379 | 117073
Rosin, fumaric acid, castor oil adduct, phenyl alkyl polyol, thialkyl derivative ester, trimethylamine salt (generic) (P-94-0395) | 1809378 | 117074
Saturated oil-free polyester resin (generic) (P-89-0767) | 1809382 | 117075
Rosin, fumaric acid, castor oil adduct, phenyl alkyl polyol, trialkyl derivative ester, ethylene diamine salt (generic) (P-94-0396) | 1809383 | 117076
Azo dye, barium salt (generic) (P-89-0772) | 1809387 | 117077
Rosin, fumaric acid, castor oil adduct, phenyl alkyl polyol, trialkyl derivative ester, sodium salt (generic) (P-94-0397) | 1809386 | 117078
Hexanedioic acid with 2,2-dimethyl-1,3-propanediol, 1,6-hexanediol,m-tetramethylxylenediisocyanate, 2-methyl-1,5-pentanediamine and 1,1-methylenebis[4-isocyanatocyclohexane] blocked with dibutylamine (generic) (P-89-0773) | 1809391 | 117079
Rosin, fumaric acid, castor oil adduct, phenyl alkyl polyol, trialkyl derivative ester, potassium salt (generic) (P-94-0398) | 1809390 | 117080
Rosin, fumaric acid, castor oil adduct, phenyl alkyl polyol, trialkyl derivative ester, dimethylethanolamine salt (generic) (P-94-0399) | 1809394 | 117081
Tall oil fatty acids, reaction products with a polyethylenepolyamine and a modifier (generic) (P-89-0777) | 1809395 | 117082
High solids polyester (generic) (P-89-0778) | 1809399 | 117083
Substituted bis(phenyl)isobenzofuranone (generic) (P-94-0401) | 1809398 | 117084
Mixed aluminum carboxylates (generic) (P-89-0782) | 1809402 | 117085
Amine terminated epoxy (generic) (P-94-0403) | 1809403 | 117086
Amine terminated epoxy polymer (generic) (P-94-0404) | 1809407 | 117087
Oxyalkylated amine phosphate (generic) (P-89-0783) | 1809406 | 117088
Polyester resin (generic) (P-94-0417) | 1809411 | 117089
Alkylaryl sulfonate, amine salt (generic) (P-89-0784) | 1809410 | 117090
Benzophenonetetracarboxylic acid dimethyl ester, reaction product with diamine (generic) (P-89-0785) | 1809414 | 117091
Polyester resin (generic) (P-94-0420) | 1809415 | 117092
Heterocyclic substituted alkyl amino alkanoic acid (generic) (P-89-0786) | 1809418 | 117093
Polyether polyester urethane (generic) (P-94-0427) | 1809419 | 117094
Heterocyclic substituted alkyl amino alkanoic acid (generic) (P-89-0787) | 1809422 | 117095
Aqueous urethane dispersion (generic) (P-94-0429) | 1809423 | 117096
Alkanolamines, reaction products with polymerized rosin (generic) (P-94-0435) | 1809427 | 117097
Heterocyclic substituted alkyl amine (generic) (P-89-0788) | 1809426 | 117098
Alkanolamines, reaction products with rosin formaldehyde polymer (generic) (P-94-0436) | 1809430 | 117099
Polyether MDI prepolymer (generic) (P-89-0790) | 1809431 | 117100
Benzothiazole-based dye (generic) (P-94-0441) | 1809434 | 117101
Polymer of benzenecarboxylic acid, benzenedicarboxylic anhydride, vegetable fatty acids, aliphatic polyol, and phenolic resin (generic) (P-89-0801) | 1809435 | 117102
Polyurethane prepolymer with polyether polyols (generic) (P-89-0804) | 1809438 | 117103
Pentaerythritol tetraesters with straight-chain and branched fatty acids (generic) (P-94-0442) | 1809439 | 117104
(Substituted nitrogen heterocycle)amino substituted pyrazole (generic) (P-89-0806) | 1809442 | 117105
Polyurethane based on polyisocyanates, polyols and polyamines (generic) (P-94-0443) | 1809443 | 117106
(Aromaticaminoalkyl)substituted nitrogenheterocyclic halide (generic) (P-89-0807) | 1809446 | 117107
Polyol terminated urethane (generic) (P-94-0454) | 1809447 | 117108
Substituted methine derivative, acetate salt (generic) (P-94-0456) | 1809450 | 117109
Substituted nitrogenheterocyclic halide (generic) (P-89-0808) | 1809451 | 117110
Acrylic grafted poly(amide-ester) (generic) (P-94-0458) | 1809454 | 117111
Ethylene interpolymer (generic) (P-89-0814) | 1809455 | 117112
Polyurethane based on polyisocyanates, polyols and polyamines (generic) (P-89-0818) | 1809459 | 117113
Triaryl salt of antimony hexafluoride (generic) (P-94-0464) | 1809458 | 117114
Metallated polystyrene (generic) (P-94-0465) | 1809462 | 117115
Substituted heteropolycyclic sulfonic acid, compound with alkanolamine (generic) (P-89-0821) | 1809463 | 117116
Polysubstituted methacrylic copolymer latex (generic) (P-94-0469) | 1809467 | 117117
Triazinyl reactive azo dye (generic) (P-89-0823) | 1809466 | 117118
Alkanyl sulfonic acid (generic) (P-89-0826) | 1809470 | 117119
Polyalphaolefin (generic) (P-94-0472) | 1809471 | 117120
Metal salt of alkaryl sulfonate (generic) (P-89-0828) | 1809474 | 117121
Crosslinked butyl rubber (generic) (P-94-0475) | 1809475 | 117122
Metal salt of alkaryl sulfonate (generic) (P-89-0829) | 1809478 | 117123
Crosslinked butyl rubber (generic) (P-94-0476) | 1809479 | 117124
Dibasic acid glycol ester (generic) (P-89-0833) | 1809483 | 117125
Acrylate/methacrylate copolymer (generic) (P-94-0486) | 1809482 | 117126
.alpha.-Hydro-.omega.-hydroxypoly(oxy-1,2-ethanediyl), polymer withhydroxyethyl ether, 2,2'-oxydiethanol, 2-ethyl-2-(hydroxymethyl)-1,3-propanediol, 5-isocyanato-1-(isocyanatomethyl)-1,3-trimethyl cyclohexane, 2-propenoic acid, 2-hydroxyethyl ester, adipic acid, 2-oxepanone, and isophthalic acid derivative (generic) (P-94-0489) | 1809487 | 117127
Modified bismaleimide (generic) (P-89-0845) | 1809486 | 117128
ETFE copolymer (generic) (P-89-0852) | 1809490 | 117129
.alpha.-Hydro-.omega.-hydroxypoly(oxy-1,2-ethanediyl), polymer with2-ethyl-2-(hydroxymethyl)-1,3-propanediol, adipic acid, 5-isocyanato-1-(isocyanatomethyl)-1,3,3-trimethylcyclohexane, 2-propenoic acid, 2-hydroxyethyl ester,2-hydroxyethyl ether, 2,2'-oxydiethanol, and isophthalic acid derivative (generic) (P-94-0491) | 1809491 | 117130
Aralkyl-nitrogen heterocycle (generic) (P-94-0495) | 1809494 | 117131
Saturated, oil-free polyester resin (generic) (P-89-0856) | 1809495 | 117132
2-Propenoic acid, polymer with oxirane, methyl oxirane and alkyl tetrakisol (generic) (P-94-0496) | 1809498 | 117133
Adduct of an aromatic polyisocyanate and a substituted phenol (generic) (P-89-0857) | 1809499 | 117134
Polymer of alkylene glycols and terephthalic and substituted benzoic acid esters (generic) (P-89-0858) | 1809502 | 117135
Acid functional polyester (generic) (P-94-0498) | 1809503 | 117136
Polyether modified polyurethane (generic) (P-89-0859) | 1809507 | 117137
Plant extract (generic) (P-94-0500) | 1809506 | 117138
Brominated epoxy resin (generic) (P-94-0503) | 1809510 | 117139
Alkyl substituted 3,3-bis(phenyl)isobenzofuranone (generic) (P-89-0870) | 1809511 | 117140
Polyurethane (generic) (P-89-0871) | 1809514 | 117141
Polyurethane (generic) (P-94-0504) | 1809515 | 117142
Reaction product of a substituted-methyloxirane and a polyethylenepolyamine (generic) (P-89-0872) | 1809518 | 117143
Aqueous polyurethane dispersion (generic) (P-94-0505) | 1809519 | 117144
Hydroxyacrylic polymer (generic) (P-94-0510) | 1809522 | 117145
Polymer of vegetable oil, polyethylenepolyamines and a polymeric diglycidyl ether (generic) (P-89-0873) | 1809523 | 117146
Polymer of vegetable oil and polyethylenepolyamines (generic) (P-89-0874) | 1809527 | 117147
Calcium long chain alkyl phenate sulfide (generic) (P-94-0528) | 1809526 | 117148
1,4-Butanediol, polymer with 2,2-dimethyl-1,3-propanediol, hexanedioic acid, 3-hydroxy-2-(hydroxymethyl)-2-methylpropanoic acid, 2-ethyl-2-(hydroxymethyl)-1,3-propanediol, hydrazine, poly[oxy(methyl-1,2-ethanediyl)], .alpha.-hydro-.omega.-(2-aminomethylethoxy)-, ether with 2-ethyl-2-(hydroxymethyl)-1,3-propanediol (3:1), and 1,3-bis(1-substituted-1-methylethyl)benzene (generic) (P-89-0875) | 1809530 | 117149
Polyurethane (generic) (P-94-0547) | 1809531 | 117150
Polyester resin modified with synthetic monobasic acid (generic) (P-89-0876) | 1809534 | 117151
Carboxylated acrylate polymer (generic) (P-94-0548) | 1809535 | 117152
Polyurethane based on polyisocyanates, polyols and polyamines (generic) (P-89-0880) | 1809538 | 117153
Carboxylated acrylate polymer (generic) (P-94-0549) | 1809539 | 117154
Partially hydrolyzed alkyl silicate-polyol-silane polymer (generic) (P-89-0882) | 1809541 | 117155
Thionocarbamate derivative (generic) (P-94-0553) | 1809544 | 117156
Alkyd resin (generic) (P-89-0888) | 1809546 | 117157
Thionocarbamate derivative (generic) (P-94-0554) | 1809548 | 117158
alkyd resin (generic) (P-89-0889) | 1809550 | 117159
Substituted diphenyl azo dye (generic) (P-94-0562) | 1809551 | 117160
Haloaliphatic oxy substituted, saturated pyran (generic) (P-89-0890) | 1809554 | 117161
Sodium salt of an azo monochloro triazine reactive dye (generic) (P-94-0563) | 1809555 | 117162
Polyurethane dispersion (generic) (P-89-0891) | 1809558 | 117163
Polyester isocyanate polymer (generic) (P-94-0565) | 1809559 | 117164
Tolutriazole compound (generic) (P-89-0893) | 1809562 | 117165
Polyester isocyanate polymer (generic) (P-94-0566) | 1809563 | 117166
Modified organosiloxane (generic) (P-89-0895) | 1809566 | 117167
Sodium salt of an azo monochloro triazine reactive dye (generic) (P-94-0570) | 1809567 | 117168
Potassium dithiocarbamate (generic) (P-89-0897) | 1809571 | 117169
Substituted sulfonic acid, ammonium, sodium, hydrogen salt (generic) (P-94-0571) | 1809570 | 117170
Triethylamine salt of a polyester, polyurethane polymer (generic) (P-94-0573) | 1809574 | 117171
Polymeric .alpha.-, .omega.-dicarboxylic acid (generic) (P-89-0898) | 1809575 | 117172
Aliphatic polyurethane (generic) (P-89-0901) | 1809578 | 117173
Triethylamine salt of a polyester, polyurethane polymer (generic) (P-94-0575) | 1809579 | 117174
Substituted copper phthalocyanine (generic) (P-94-0580) | 1809582 | 117175
Substituted halophenylpyrazolone (generic) (P-89-0905) | 1809583 | 117176
Aliphatic, methacrylic functionalized acrylic polymer (generic) (P-89-0908) | 1809586 | 117177
Epoxy amine adduct salt (generic) (P-94-0581) | 1809587 | 117178
Substituted benzamide (generic) (P-94-0582) | 1809590 | 117179
Modified rosin ester salts (generic) (P-89-0909) | 1809591 | 117180
Modified rosin ester salts (generic) (P-89-0911) | 1809594 | 117181
Substituted aromatic compound (generic) (P-94-0588) | 1809595 | 117182
Triazole derivative (generic) (P-94-0589) | 1809598 | 117183
Modified rosin ester salts (generic) (P-89-0912) | 1809599 | 117184
Neopentyl glycol diesters with mixed fatty acids (generic) (P-94-0590) | 1809602 | 117185
Poly(ethylene copolymer) (generic) (P-89-0928) | 1809603 | 117186
Benzenealkanal, 4-alkyl-.alpha.,.alpha.-dialkyl, oxime (generic) (P-94-0591) | 1809606 | 117187
Amine, reaction products with fatty polycarboxylic acid and dodecylbenzene sulfonic acid (generic) (P-89-0931) | 1809607 | 117188
Glycol-metal complex (generic) (P-94-0592) | 1809610 | 117189
Cyanoalkylamine (generic) (P-89-0933) | 1809611 | 117190
Glycol-metal complex residue (generic) (P-94-0593) | 1809614 | 117191
Dimer acids, polymers with a dicarboxylic acid, diamines and ethylenediamine (generic) (P-89-0934) | 1809615 | 117192
Substituted heterocycle (generic) (P-94-0595) | 1809618 | 117193
Substituted naphthalene disulfonic acid (generic) (P-89-0936) | 1809619 | 117194
Substituted naphthalene disulfonic acid (generic) (P-89-0938) | 1809622 | 117195
Oligomeric fluorocarbon (generic) (P-94-0603) | 1809623 | 117196
Substituted triazinylaminophenyl azo substituted heterocycle, salt (generic) (P-89-0942) | 1809626 | 117197
Caprolactone, fatty acid, imine condensate (generic) (P-94-0607) | 1809627 | 117198
Unsaturated polyester (generic) (P-94-0608) | 1809630 | 117199
Bis((pentasubstituted polycarbocyclic amine)disubstituted monoheterocyclic amine) monocarbocyclic, sodium salt (generic) (P-89-0944) | 1809631 | 117200
Caprolactone, polymer with hexamethylene diisocyanate, hydroxyalkylacrylate ester, reaction product with substituted alkanoic acid and metal heteromonocyclic (generic) (P-89-0946) | 1809635 | 117201
Reaction product of: petroleum by product, diethylene glycol, talloil fatty acid, pentaerythritol, and polyfunctional alcohols (generic) (P-94-0609) | 1809634 | 117202
Acrylate functional polyurethane resin (generic) (P-94-0611) | 1809639 | 117203
Phenolic resin, butoxylated (generic) (P-89-0947) | 1809638 | 117204
Cyclohexane, 5-isocyanato-1-(isocyanatomethyl)-1,3,3-trimethyl-, polymer with 5-amino-1,3,3-trimethylcyclohexamethanamine, trimethylhexamethylenediamine, alkanediol, hexanedioic acid, dimethylalkanediol and polypropyleneglycol (generic) (P-94-0612) | 1809642 | 117205
Aliphatic polyester polyurethane (generic) (P-89-0952) | 1809643 | 117206
Sulfonamide salt (generic) (P-89-0960) | 1809647 | 117207
Polymer colorant (generic) (P-94-0619) | 1809646 | 117208
Acrylic copolymer (generic) (P-94-0625) | 1809651 | 117209
Substituted aniline (generic) (P-89-0961) | 1809650 | 117210
Metal resinate (generic) (P-94-0628) | 1809654 | 117211
Bisphenol type polyester (generic) (P-89-0962) | 1809655 | 117212
Polyester resin (alkyd resin) (generic) (P-89-0964) | 1809659 | 117213
Metal resinate (generic) (P-94-0629) | 1809658 | 117214
Acrylic resin (generic) (P-94-0637) | 1809662 | 117215
Substituted benzenesulfonamide (generic) (P-89-0969) | 1809663 | 117216
Copolymer of two quaternary salts (generic) (P-89-0971) | 1809666 | 117217
Salts of carboxylated styrene acrylic polymer (generic) (P-94-0639) | 1809667 | 117218
Poly(ester-urethane-urea) (generic) (P-94-0645) | 1809670 | 117219
Safflower-chlorendic acid alkyd (generic) (P-89-0972) | 1809671 | 117220
Polyester polyol (generic) (P-94-0647) | 1809674 | 117221
Aromatic bis(alkylphenyl) ether (generic) (P-89-0973) | 1809675 | 117222
Polyester isocyanate prepolymer (generic) (P-94-0650) | 1809679 | 117223
Acrylic terpolymer (generic) (P-89-0975) | 1809678 | 117224
Polyester isocyanate polymer (generic) (P-94-0651) | 1809683 | 117225
Acrylate methacrylate polymer with methyl methacrylate (generic) (P-89-0976) | 1809682 | 117226
Aqueous acyclic resin dispersion (generic) (P-94-0655) | 1809686 | 117227
Diazonapthoquinone photoactive compound (generic) (P-89-0984) | 1809687 | 117228
Fatty acid, amino alcohol salt (generic) (P-94-0656) | 1809690 | 117229
Lithium alkyl silanolate (generic) (P-89-0985) | 1809691 | 117230
Poly(oxy-1,2-alkanediyl), .alpha.-.omega.-dialkoxy (generic) (P-94-0661) | 1809694 | 117231
Methacrylated silane (generic) (P-89-0986) | 1809695 | 117232
Polymer of an aliphatic diisocyanate, an alkyl hydroxy acrylate, and an alkyl polyol (generic) (P-94-0664) | 1809698 | 117233
Polysiloxane (generic) (P-89-0987) | 1809699 | 117234
Acrylic silicone polymer (generic) (P-89-0988) | 1809702 | 117235
Ethoxylated alkynol (generic) (P-94-0665) | 1809703 | 117236
Acrylic silicone polymer (generic) (P-89-0989) | 1809706 | 117237
Oxirane, polymer with 2-propenoic acid, and alkanetriol (generic) (P-94-0667) | 1809707 | 117238
Aromatic alkylated aniline (generic) (P-89-0992) | 1809710 | 117239
Modified rosin ester, sodium salt (generic) (P-94-0668) | 1809711 | 117240
Substituted aromatic amines (generic) (P-89-0995) | 1809714 | 117241
Aminoaromatic halobenzamide (generic) (P-94-0676) | 1809715 | 117242
Urethane modified polyester (generic) (P-89-0996) | 1809718 | 117243
Nitroaromatic halobenzamide (generic) (P-94-0677) | 1809719 | 117244
Polyamide (generic) (P-89-1000) | 1809723 | 117245
Polyester urethane polymer (generic) (P-94-0687) | 1809722 | 117246
Aliphatic diol polyester (generic) (P-94-0688) | 1809726 | 117247
Polyimide laminating resin (generic) (P-89-1006) | 1809727 | 117248
Modified polyester polyol (generic) (P-94-0689) | 1809730 | 117249
Diene nitrile (generic) (P-89-1011) | 1809731 | 117250
Polycarbonate resin (generic) (P-94-0692) | 1809734 | 117251
Diene nitrile (generic) (P-89-1012) | 1809735 | 117252
9,9-Disubstituted-2-substituted-fluoren derivative (generic) (P-94-0693) | 1809738 | 117253
Olefin nitrile (generic) (P-89-1013) | 1809739 | 117254
9,9-Disubstituted-2-substituted-fluoren derivative (generic) (P-94-0694) | 1809742 | 117255
Siloxanyl alkanoic acid, alkoxy silyl alkyl ester (generic) (P-89-1014) | 1809743 | 117256
Modified oxirane, methyloxirane polymer (generic) (P-94-0695) | 1809747 | 117257
Dicarboxylic acid esters of branched short chain monoalcohols (generic) (P-89-1019) | 1809746 | 117258
Organo silicon copolymer (generic) (P-94-0696) | 1809750 | 117259
Organo polyanhydride (generic) (P-89-1026) | 1809751 | 117260
Organo polyacid-amine salt (generic) (P-89-1027) | 1809755 | 117261
Substituted alkyl dianilide (generic) (P-94-0896) | 1809754 | 117262
C18-unsatd. fatty acids, polymer with cyclic carboxylic acids, dihydroxy dialkyl ether, cyclic carboxylic acid anhydride and alkanetriols (generic) (P-94-0909) | 1809759 | 117263
Urethane modified polyester (generic) (P-89-1031) | 1809758 | 117264
Reaction product of a substituted acrylic acid and a novoloid resin (generic) (P-89-1033) | 1809762 | 117265
Acrylic acid copolymer (generic) (P-94-0912) | 1809763 | 117266
Alkylated phenolic resin (generic) (P-89-1037) | 1809766 | 117267
Acrylic acid copolymer (generic) (P-94-0913) | 1809767 | 117268
Waterbase polyurethane (generic) (P-94-0918) | 1809771 | 117269
Modified brominated epoxy resin (generic) (P-89-1041) | 1809770 | 117270
Substituted resorcinol (generic) (P-94-0922) | 1809774 | 117271
Macrocyclic cobalt compound (generic) (P-89-1042) | 1809775 | 117272
Polyol ester of mixed carboxylic acids (generic) (P-94-0925) | 1809779 | 117273
Aromatic pyromellitic tetrapolyimide (generic) (P-89-1044) | 1809778 | 117274
Coconut oil fatty acid modified alkyd resin (generic) (P-89-1051) | 1809782 | 117275
Polyol ester of mixed carboxylic acids (generic) (P-94-0926) | 1809783 | 117276
Coconut oil fatty acid modified alkyd resin (generic) (P-89-1052) | 1809787 | 117277
Styrenated acrylate methacrylate polymer (generic) (P-94-0935) | 1809786 | 117278
(Sulfo substituted phenyl) substituted heterocyclic (generic) (P-89-1053) | 1809791 | 117279
Alkyl aminophenol (generic) (P-94-0943) | 1809790 | 117280
Substituted aromatic acid chloride (generic) (P-94-0949) | 1809795 | 117281
Isocyanate terminated urethane polymer (generic) (P-89-1054) | 1809794 | 117282
Rosin modified phenolic resin (generic) (P-89-1055) | 1809798 | 117283
Polyester isocyanate polymer (generic) (P-94-0953) | 1809799 | 117284
Monocarboxylic acids, reaction products with a polyethylenepolyamine (generic) (P-89-1060) | 1809802 | 117285
Polyester isocyanate polymer (generic) (P-94-0954) | 1809803 | 117286
Polyester resin of alkyl and aryl dicarboxylic acids and esters andalkyl diols (generic) (P-89-1063) | 1809806 | 117287
Polyester isocyanate polymer (generic) (P-94-0957) | 1809807 | 117288
Silicone modified polyester (generic) (P-89-1064) | 1809810 | 117289
Methylene diphenylene diisocyanate (MDI) prepolymer (generic) (P-94-0960) | 1809811 | 117290
Aliphatic amine salt of phosphoric acid (generic) (P-89-1065) | 1809814 | 117291
Methylene diphenylene diisocyanate (MDI) prepolymer (generic) (P-94-0961) | 1809815 | 117292
Polyamino acid (generic) (P-89-1066) | 1809818 | 117293
Polycondensate of aliphatic dicarboxylic acid and alkanediol (generic) (P-94-0962) | 1809819 | 117294
Polyether amide (generic) (P-89-1070) | 1809822 | 117295
Polycondensate of aliphatic dicarboxylic acid and alkanediol (generic) (P-94-0963) | 1809823 | 117296
Diureas (generic) (P-89-1073) | 1809826 | 117297
Rosin, maleated, polymer with an alkylphenol, carboxylic acids, formaldehyde and a polyol, zinc salt (generic) (P-94-0964) | 1809827 | 117298
Diureas (generic) (P-89-1074) | 1809830 | 117299
Rosin, maleated, polymer with p-tert-butylphenol, carboxylic acids,formaldehyde and a polyol, calcium, magnesium and zinc salts (generic) (P-94-0966) | 1809831 | 117300
Diureas (generic) (P-89-1075) | 1809834 | 117301
Rosin, maleated, polymer with an alkylphenol, formaldehyde and a polyol, calcium, magnesium and zinc salts (generic) (P-94-0968) | 1809835 | 117302
Diureas (generic) (P-89-1076) | 1809838 | 117303
Rosin, maleated, polymer with carboxylic acids, formaldehyde and a polyol, calcium, magnesium and zinc salts (generic) (P-94-0969) | 1809839 | 117304
Diureas (generic) (P-89-1077) | 1809842 | 117305
Unsaturated urethane acrylate (generic) (P-94-0987) | 1809843 | 117306
S-triazine oligomer (generic) (P-89-1087) | 1809846 | 117307
Amine salt of cyclic isocyanate, polymer with alkyd diol, alkane dioic acid, and hydroxy substituted carboxylic acid (generic) (P-94-0990) | 1809847 | 117308
Triethylamine salt of bisphenol A polymer with epichlorohydrin, dehydrated vegetable oil, polyalkene glycol acrylate ester, fatty acids, carboxylated (generic) (P-94-0991) | 1809850 | 117309
Silicone imide block copolymer (generic) (P-89-1088) | 1809851 | 117310
Acrylic resin (generic) (P-89-1092) | 1809855 | 117311
Reaction products formed between tannins and amines (generic) (P-94-1003) | 1809854 | 117312
Substituted aromatic polymer (generic) (P-89-1094) | 1809859 | 117313
Substituted amino-anthraquinone (generic) (P-94-1010) | 1809858 | 117314
Silicon-imide block copolymer (generic) (P-89-1096) | 1809862 | 117315
Substituted amino-anthraquinone (generic) (P-94-1011) | 1809863 | 117316
Substituted aminoanthraquinone (generic) (P-94-1012) | 1809866 | 117317
Modified cresol/formaldehyde resin (generic) (P-89-1098) | 1809867 | 117318
Substituted amino-anthraquinone (generic) (P-94-1013) | 1809871 | 117319
Quaternary salt of adipamide (generic) (P-89-1099) | 1809870 | 117320
Polycaprolactone modified with epoxy resin (generic) (P-89-1105) | 1809874 | 117321
Substituted amino-anthraquinone (generic) (P-94-1014) | 1809875 | 117322
Partially crosslinked polymer of styrene-butadiene rubber and a block polymer of polybutadiene and substituted acrylates (generic) (P-89-1106) | 1809878 | 117323
Acrylic emulsion (generic) (P-94-1020) | 1809879 | 117324
Acrylic emulsion (generic) (P-94-1021) | 1809883 | 117325
Modified hydroxy functional acrylic resin (generic) (P-89-1112) | 1809882 | 117326
Modified hydroxy functional acrylic resin (generic) (P-89-1118) | 1809886 | 117327
Acrylic emulsion (generic) (P-94-1022) | 1809887 | 117328
Acrylic emulsion (generic) (P-94-1023) | 1809890 | 117329
Polyester resin solution (generic) (P-89-1127) | 1809891 | 117330
Acrylic polyelectrolyte (generic) (P-89-1130) | 1809895 | 117331
Acrylic emulsion (generic) (P-94-1024) | 1809894 | 117332
Sulfonated crude naphthalene oil, condensed with formaldehyde (generic) (P-89-1134) | 1809898 | 117333
Acrylic emulsion (generic) (P-94-1025) | 1809899 | 117334
Acrylic emulsion (generic) (P-94-1026) | 1809902 | 117335
Polymeric alpha, omega bisoxirane acid (generic) (P-89-1138) | 1809903 | 117336
Acrylic emulsion (generic) (P-94-1027) | 1809906 | 117337
Dithiophosphate amine salt (generic) (P-89-1139) | 1809907 | 117338
Acrylic emulsion (generic) (P-94-1028) | 1809911 | 117339
Oxyalkylated glycol ester (generic) (P-89-1142) | 1809910 | 117340
Polyvinyl chloride copolymer (generic) (P-89-1146) | 1809914 | 117341
Acrylic emulsion (generic) (P-94-1029) | 1809915 | 117342
Rubber modified polyamide (generic) (P-89-1150) | 1809918 | 117343
Acrylic emulsion (generic) (P-94-1030) | 1809919 | 117344
Polymer of 2,2-dimethyl-1,3-propanediol, dodecanedioic acid, mono and difunctional acids (generic) (P-90-0001) | 1809922 | 117345
Acrylic emulsion (generic) (P-94-1031) | 1809923 | 117346
Unsaturated polyester resin (generic) (P-90-0008) | 1809926 | 117347
Acrylic emulsion (generic) (P-94-1032) | 1809927 | 117348
Salt of naphthalene sulphonic acid condensate (generic) (P-90-0013) | 1809930 | 117349
Acrylic emulsion (generic) (P-94-1033) | 1809931 | 117350
Acrylate-capped polyurethane diol (generic) (P-90-0017) | 1809934 | 117351
Acrylic emulsion (generic) (P-94-1034) | 1809935 | 117352
Stearyloxy methicone/dimethicone polymer (generic) (P-90-0019) | 1809938 | 117353
Acrylic emulsion (generic) (P-94-1035) | 1809939 | 117354
Acrylonitrile copolymer A (generic) (P-90-0029) | 1809942 | 117355
Acrylic emulsion (generic) (P-94-1036) | 1809943 | 117356
Modified neutralized urethane polymer (generic) (P-90-0030) | 1809946 | 117357
Acrylic emulsion (generic) (P-94-1037) | 1809947 | 117358
Diaryl iodonium hexafluoroantimonate (generic) (P-90-0031) | 1809950 | 117359
Dimethicone copolyol amine (generic) (P-94-1038) | 1809951 | 117360
Triethylaminium salt of polyurethane polymer (generic) (P-94-1041) | 1809954 | 117361
Aryl iodoso tosylate (generic) (P-90-0032) | 1809955 | 117362
Acrylic polymer (generic) (P-94-1044) | 1809958 | 117363
Cyclohexyl substituted silicic acid ester (generic) (P-90-0036) | 1809959 | 117364
Aminoresin (generic) (P-90-0037) | 1809962 | 117365
Acrylic polymer (generic) (P-94-1045) | 1809963 | 117366
Acrylic copolymer (generic) (P-94-1046) | 1809966 | 117367
Mixed sodium potassium salt of substituted naphthalene disulphonic acid (generic) (P-90-0040) | 1809967 | 117368
High solids polyester resin (generic) (P-90-0044) | 1809971 | 117369
Siloxanes and Silicones, di-Me, polyether modified (generic) (P-94-1063) | 1809970 | 117370
Triscarbomonocyclic substituted heteromonocycle (generic) (P-90-0052) | 1809975 | 117371
Acrylic acid ester copolymer, polyoxyethylene modified (generic) (P-94-1064) | 1809974 | 117372
Hydroxy acrylic polymer (generic) (P-94-1065) | 1809979 | 117373
Polymeric alpha, omega dicarboxylic acid (generic) (P-90-0053) | 1809978 | 117374
Pentaerythritol tetraesters with mixed fatty acids (generic) (P-94-1066) | 1809982 | 117375
Polyol resin (generic) (P-90-0056) | 1809983 | 117376
Mixed fatty acid esters of mono- and dipentaerythritol (generic) (P-94-1068) | 1809987 | 117377
Acrylic resin (generic) (P-90-0059) | 1809986 | 117378
Modified acrylate methacrylate polymer (generic) (P-94-1069) | 1809991 | 117379
Terpolymer of three quatenary salts (generic) (P-90-0063) | 1809990 | 117380
Diphenylmethane diisocyanate prepolymer (generic) (P-90-0067) | 1809994 | 117381
Hydroxy functional polyester (generic) (P-94-1071) | 1809995 | 117382
Modified alkyl acrylate polymer (generic) (P-90-0070) | 1809998 | 117383
Styrenated hydroxy functional acrylic (generic) (P-94-1072) | 1809999 | 117384
Aromatic isocyanate-based urethane prepolymer (generic) (P-90-0073) | 1810002 | 117385
Mixed unsaturated aliphatic esters (generic) (P-94-1073) | 1810003 | 117386
Cyanoacetic acid ester (generic) (P-90-0075) | 1810006 | 117387
Vinyl acetate copolymer (generic) (P-94-1078) | 1810007 | 117388
Substituted polyoxyethylene aniline diacetyl ester (generic) (P-90-0076) | 1810010 | 117389
Hydroxy-terminated saturated polyester resin (generic) (P-94-1081) | 1810011 | 117390
Waterborne poly acrylourethane (generic) (P-90-0082) | 1810014 | 117391
Isocyanate-terminated polyester polyurethane (generic) (P-94-1082) | 1810015 | 117392
Modified methylene diphenyldiisocyanate (generic) (P-90-0083) | 1810018 | 117393
Mono and diamine salt carboxylate (generic) (P-94-1086) | 1810019 | 117394
Modified olefin/carboxylic acid copolymer (generic) (P-90-0086) | 1810022 | 117395
Aromatic amino substituted naphthalenecarboxamide (generic) (P-94-1091) | 1810023 | 117396
Polysulfide aralkylchlorosilane (generic) (P-94-1093) | 1810026 | 117397
Modified olefin/carboxylic acid copolymer (generic) (P-90-0087) | 1810027 | 117398
Rosin, maleated, polymer with an alkylphenol, carboxylic acids, formaldehyde and a polyol (generic) (P-94-1096) | 1810030 | 117399
Titanium containing phosphate and pyrophosphate reaction product (generic) (P-90-0088) | 1810031 | 117400
Rosin, maleated,polymer with an alkylphenol, carboxylic acids, formaldehyde and a polyol (generic) (P-94-1098) | 1810034 | 117401
Monohalosubstituted polyheteromonocyclic derivative of a sulfonatedbis-azo-dyestuff (generic) (P-90-0089) | 1810035 | 117402
Rosin, maleated, polymer with an alkylphenol, carboxylic acids, formaldehyde and a polyol (generic) (P-94-1100) | 1810038 | 117403
Alkaline stilbene condensation product (generic) (P-90-0090) | 1810039 | 117404
Aryl novolac resin (generic) (P-90-0091) | 1810043 | 117405
Rosin, maleated, polymer with an alkylphenol, carboxylic acids, formaldehyde and a polyol (generic) (P-94-1102) | 1810042 | 117406
Reaction product of aryl and alkyl dicarboxylic acids, alkanediol, ester polyester with acrylate adduct (generic) (P-90-0094) | 1810046 | 117407
Rosin, maleated, polymer with an alkylphenol, carboxylic acids, formaldehyde and a polyol (generic) (P-94-1103) | 1810047 | 117408
Amine salt of alkyl acid phosphates (generic) (P-90-0097) | 1810051 | 117409
Rosin, maleated, polymer with an alkylphenol, carboxylic acids, formaldehyde and a polyol (generic) (P-94-1117) | 1810050 | 117410
Mixed pentaerythritol tetraester reaction products with alkylated diarylamines (generic) (P-94-1124) | 1810055 | 117411
Modified maleated rosin salts (generic) (P-90-0098) | 1810054 | 117412
Aqueous polyurethane dispersion (generic) (P-94-1125) | 1810058 | 117413
Perfluoroalcohol (generic) (P-90-0106) | 1810059 | 117414
Aqueous polyurethane dispersion (generic) (P-94-1127) | 1810062 | 117415
Heterocyclic disperse dyestuff (generic) (P-90-0109) | 1810063 | 117416
Ethylene copolymer (generic) (P-94-1128) | 1810066 | 117417
Halogen substituted hexahydro pentaalkyl substituted indene (generic) (P-90-0115) | 1810067 | 117418
Modified epoxy resin (generic) (P-90-0117) | 1810070 | 117419
3-(Alkoxyphenyl)-7-phenyl-1,5-dioxa-s-indacen-2,6-dione (generic) (P-94-1130) | 1810071 | 117420
Modified tall oil fatty acid alkyd resin (generic) (P-90-0120) | 1810074 | 117421
Naphthylazo-triazinylamino-naphthalene disulfonic acid (generic) (P-94-1131) | 1810075 | 117422
Cresol-aldehyde-aromatic reaction mixture (generic) (P-90-0143) | 1810078 | 117423
Oil, polymer with alkane diol, alkenyl isocyanatoalkyl benzene tetra hydroxy alkane and dialkylisocyanato benzene (generic) (P-94-1133) | 1810079 | 117424
Disubstituted phenylaminobenzene azo substituted phenol compound with ammonia derivative (generic) (P-90-0145) | 1810082 | 117425
Styrene-acrylic polymer (generic) (P-94-1141) | 1810083 | 117426
Alkenyl phosphate ester (generic) (P-90-0147) | 1810086 | 117427
Modified epoxy resin (generic) (P-94-1152) | 1810087 | 117428
Alkylated melamine resin (generic) (P-94-1169) | 1810091 | 117429
Acrylate copolymer (generic) (P-90-0152) | 1810090 | 117430
Fluorinated polyalkyl alkoxy siloxanes (generic) (P-94-1198) | 1810095 | 117431
Polyether MDI prepolymer (generic) (P-90-0155) | 1810094 | 117432
Poly(vinyl aryl/acrylate) (generic) (P-94-1200) | 1810098 | 117433
Semiaromatic polyamide (generic) (P-90-0163) | 1810099 | 117434
Diglycidyl ether, polymer with poly(ethylene glycol), 5-amino-1,3,3-trimethylcyclohexane and 1,3-benzenedimethanamine (generic) (P-94-1202) | 1810103 | 117435
Fatty ester (generic) (P-90-0164) | 1810102 | 117436
Adduct of polymeric isocyanate and an amino silane (generic) (P-94-1207) | 1810106 | 117437
Polyamide (generic) (P-90-0169) | 1810107 | 117438
Modified epoxy resin (generic) (P-94-1209) | 1810110 | 117439
Alkenyl substituted heterocyclic benzoic acid (generic) (P-90-0171) | 1810111 | 117440
Aromatic polyester polyol (generic) (P-90-0172) | 1810114 | 117441
Modified divinylbenzene/styrene/iminodiacetate copolymer, Na ion form (generic) (P-94-1210) | 1810115 | 117442
Acrylic acid-acrylic acid ester copolymer, alkanolammonium salt (generic) (P-94-1214) | 1810119 | 117443
Polyurethane based on polyisocyanates, polyols and polyamines (generic) (P-90-0174) | 1810118 | 117444
Acetylenic alkyloxy silane (generic) (P-90-0176) | 1810122 | 117445
Acrylic acid ester copolymer, hydroxy functional (generic) (P-94-1215) | 1810123 | 117446
Mixed alkylene benzoates (generic) (P-90-0184) | 1810126 | 117447
Substituted napthalene sulfonic acid, alkali salt (generic) (P-94-1216) | 1810127 | 117448
Urethane anhydride (generic) (P-90-0185) | 1810131 | 117449
Alkoxylated polydimethylsiloxane (generic) (P-94-1217) | 1810130 | 117450
Thermoplastic polyurethane elastomer resin (generic) (P-94-1225) | 1810134 | 117451
Polymer of an aryl diglycidyl ether and a cycloaliphatic diamine (generic) (P-90-0186) | 1810135 | 117452
Fatty acid polymer with (alkylimino) dialkane diyl diamide. (generic) (P-90-0188) | 1810139 | 117453
Urea modified hydroxy acrylate copolymer (generic) (P-94-1227) | 1810138 | 117454
Polyolefin modified nylon (generic) (P-94-1231) | 1810143 | 117455
Hydroxypropyl sorbate (generic) (P-90-0190) | 1810142 | 117456
Emulsion pentapolymer (generic) (P-90-0191) | 1810147 | 117457
Polyolefin modified nylon (generic) (P-94-1232) | 1810146 | 117458
Polyolefin modified nylon (generic) (P-94-1233) | 1810151 | 117459
Fatty acids, C18-unsaturated, dimers, polymers with a diamine, a carboxylic acid, ethylenediamine and a monocarboxylic acid, ammonium salts (generic) (P-90-0193) | 1810150 | 117460
Reaction products of polyethylenepolyamines, mono- and dibasic fatty acids, aryl diglycidyl ether polymer, aryl glycidyl ether, a lower fatty aldehyde and a lower fatty acid (generic) (P-90-0198) | 1810154 | 117461
Polyimide (generic) (P-94-1237) | 1810155 | 117462
Metal treatment compound (generic) (P-90-0215) | 1810158 | 117463
Acrylic polymer (generic) (P-94-1247) | 1810159 | 117464
Silicone glycol (generic) (P-90-0220) | 1810162 | 117465
Mixed chromium complexes of substituted hydroxyphenyl azo hydroxynaphthalenes, mixed sodium salts and amine salts (generic) (P-94-1368) | 1810163 | 117466
Triethylamine salt of carboxylic acid substituted aliphatic diol, polymer with isophorone diamine, aliphatic diisocyanate, 2-oxepanone, 2,2'-oxybis[ethanol], polypropylene glycol and trimethylolpropane (generic) (P-94-1371) | 1810167 | 117467
Sulfonated vinyl copolymer (generic) (P-90-0224) | 1810166 | 117468
Reaction products of a lower fatty acid, carbon dioxide, a hydroxyalkyl amide of an unsaturated fatty acid, diglycidyl ether polymer, aryl glycidyl ether, mono- and dibasic fatty acids and polyethylenepolyamines. (generic) (P-90-0228) | 1810170 | 117469
Synthetic and vegetable fatty acid modified poly(tri-methylol propane, pentaerythritol), phthalate (generic) (P-94-1373) | 1810171 | 117470
Quaternary phosphonium/polyphenol (generic) (P-90-0229) | 1810174 | 117471
Polyester/styrene-acrylic grafted resin (generic) (P-94-1405) | 1810175 | 117472
Halogenated aliphatic halosilane (generic) (P-90-0230) | 1810179 | 117473
Aliphatic ester oligomer (generic) (P-94-1410) | 1810178 | 117474
Fatty acid modified polyester (generic) (P-94-1414) | 1810183 | 117475
Polyacrylate copolymer (generic) (P-90-0231) | 1810182 | 117476
Perfluoroalkylsulfonamide salt (generic) (P-90-0238) | 1810187 | 117477
Poly hydroxy poly amino resin (generic) (P-94-1415) | 1810186 | 117478
Poly(oxyethanediyl .alpha.-substituted naphthalenyl-.omega.-hydroxy- (generic) (P-90-0240) | 1810190 | 117479
Fatty alkanolamide (generic) (P-94-1417) | 1810191 | 117480
Modified styrene polymer (generic) (P-90-0242) | 1810194 | 117481
Polyalkyl methacrylate polymer (generic) (P-94-1418) | 1810195 | 117482
Alcohols, long chain alkyl or fatty alcohols (generic) (P-90-0251) | 1810198 | 117483
Poly(isobutyl methacrylate-co-methyl FOSEA)-g-poly(dimethylsiloxane) (generic) (P-94-1421) | 1810199 | 117484
Amine functional epoxy resin salted with organic acid (generic) (P-90-0254) | 1810202 | 117485
Rosin modified phenolic resin (generic) (P-94-1422) | 1810203 | 117486
Ziegler catalyst precursor (generic) (P-90-0255) | 1810206 | 117487
Rosin modified phenolic resin (generic) (P-94-1423) | 1810207 | 117488
Polyurethane of isophorone diisocyanate and diols (generic) (P-94-1425) | 1810210 | 117489
Fatty alcohol, alkoxylated (generic) (P-90-0260) | 1810211 | 117490
Modified fatty alcohols-alkoxylate (generic) (P-90-0261) | 1810214 | 117491
Ethylene glycol recovery residues (generic) (P-94-1433) | 1810215 | 117492
Polyester resin solution (generic) (P-94-1438) | 1810218 | 117493
Fatty alcohol, alkoxylated (generic) (P-90-0262) | 1810219 | 117494
Phthalocyanine pigment (generic) (P-94-1441) | 1810222 | 117495
Cycloaliphatic polyester (generic) (P-90-0265) | 1810223 | 117496
Aromatic glycol (generic) (P-90-0266) | 1810227 | 117497
Isocyanate terminated urethane polymer (generic) (P-94-1442) | 1810226 | 117498
Polyurethane elastomer (generic) (P-90-0267) | 1810230 | 117499
Organo phosphorous halide (generic) (P-94-1446) | 1810231 | 117500
Fluorinated substituted urethane (generic) (P-90-0268) | 1810234 | 117501
Reaction products from the reaction of a chelating agent with nickel phosphomolybdate, ammonia and alumina (generic) (P-94-1449) | 1810235 | 117502
Acrylic polymer (generic) (P-90-0272) | 1810238 | 117503
Modified polyvinyl alcohol (generic) (P-94-1450) | 1810239 | 117504
Methacrylate modified methyl methacrylate polymer (generic) (P-90-0273) | 1810242 | 117505
Amide carboxylate salt (generic) (P-94-1460) | 1810243 | 117506
Polyorganosiloxane with acrylate groups (generic) (P-90-0279) | 1810246 | 117507
Triazole derivative (generic) (P-94-1462) | 1810247 | 117508
Perfluoroalkylacrylate (generic) (P-90-0280) | 1810250 | 117509
Polyurethane/acrylic grafted copolymer, dimethylaminoethanol salt (generic) (P-94-1464) | 1810251 | 117510
Naphthoquinone sulfonyl ester of a phenolic (generic) (P-90-0283) | 1810254 | 117511
Polymer of substituted alkoxysilane and aliphatic acrylates and methacrylates (generic) (P-94-1465) | 1810255 | 117512
NCO terminated urethane (generic) (P-90-0294) | 1810258 | 117513
Halobenzoic acid derivative (generic) (P-94-1467) | 1810259 | 117514
Calcium alkylarylsulfonate (generic) (P-90-0295) | 1810262 | 117515
Epoxyamine reaction product (generic) (P-94-1469) | 1810263 | 117516
Vinyl ether terminated urethane (generic) (P-90-0302) | 1810266 | 117517
Rosin modified alkyd (generic) (P-94-1471) | 1810267 | 117518
Vinyl ether terminated urethane (generic) (P-90-0303) | 1810270 | 117519
Polyamide alloy (generic) (P-94-1474) | 1810271 | 117520
Pyrrolopyrrole (generic) (P-94-1488) | 1810274 | 117521
Vinyl ether terminated urethane (generic) (P-90-0304) | 1810275 | 117522
Toluene diisocyanate polymer with polybutadiene polymer, polyether polyol and glycol (generic) (P-94-1490) | 1810278 | 117523
Reaction product of an acrylic acid and a novoloid resin. (generic) (P-90-0313) | 1810279 | 117524
Reaction product of an acrylic acid and a novoloid resin. (generic) (P-90-0314) | 1810282 | 117525
Modified bismaleimide (generic) (P-94-1491) | 1810283 | 117526
Aqueous modified polyvinyl acetate (generic) (P-94-1500) | 1810287 | 117527
Reaction product of an acrylic acid and a novoloid resin. (generic) (P-90-0315) | 1810286 | 117528
Reaction product of an acrylic acid and a novoloid resin (generic) (P-90-0316) | 1810290 | 117529
Bis phenyl substituted urea (generic) (P-94-1511) | 1810291 | 117530
Reaction product of an acrylic acid and a novoloid resin (generic) (P-90-0317) | 1810294 | 117531
Bis phenyl substituted urea (generic) (P-94-1512) | 1810295 | 117532
Reaction product of an acrylic acid and a novoloid resin (generic) (P-90-0318) | 1810298 | 117533
Amino-benzothiazolyl substituted phenol (generic) (P-94-1513) | 1810299 | 117534
Amino-benzoxazolyl substituted phenol (generic) (P-94-1514) | 1810302 | 117535
Acrylic copolymer, sodium salt (generic) (P-90-0320) | 1810303 | 117536
Polyolefin phenolic amide (generic) (P-94-1516) | 1810306 | 117537
Acrylic copolymer (generic) (P-90-0321) | 1810307 | 117538
Amino functional polyorgano siloxane derivative (generic) (P-90-0322) | 1810310 | 117539
Hydroxy functional polyester polyol (generic) (P-94-1518) | 1810311 | 117540
Adipic acid, polymer with diols and a monohydric alcohol (generic) (P-94-1521) | 1810314 | 117541
Disubstituted hydroxypolycycle (generic) (P-90-0323) | 1810315 | 117542
Isophorone diisocyanate, polyester polyurethane (generic) (P-94-1524) | 1810318 | 117543
Poly(oxyalkyl)-substituted aniline (generic) (P-90-0324) | 1810319 | 117544
Acrylic-modified chlorinated polypropylene emulsion (generic) (P-94-1525) | 1810322 | 117545
Poly(oxyalkylene)aniline, carboxylic acid ester (generic) (P-90-0325) | 1810323 | 117546
Substituted polyoxyalkylene aniline (generic) (P-90-0326) | 1810326 | 117547
Polyamide alloy (generic) (P-94-1531) | 1810327 | 117548
Fatty polyamine compounds with organic acids (generic) (P-94-1534) | 1810330 | 117549
Substituted polyoxyalkylene aniline (generic) (P-90-0327) | 1810331 | 117550
Organoaluminum compound (generic) (P-94-1538) | 1810335 | 117551
Substituted polyoxyalkylene aniline (generic) (P-90-0328) | 1810334 | 117552
Alkoxy aluminum chelate complex (generic) (P-94-1543) | 1810338 | 117553
Alkanedioic acid salt with tris(hydroxyalkyl)amine (generic) (P-90-0334) | 1810339 | 117554
Poly(ester-urethane-urea) (generic) (P-94-1544) | 1810342 | 117555
Rosin, maleic anhydride, substituted phenol, formaldehyde, pentaerythritol polymer (generic) (P-90-0337) | 1810343 | 117556
Polyether polyester polyurethane (generic) (P-94-1549) | 1810346 | 117557
Modified acrylic polymer (generic) (P-90-0354) | 1810347 | 117558
Stearamidoethyl urea type compound (generic) (P-90-0355) | 1810351 | 117559
1,3-Benzenedicarboxylic acid polymer with difunctional aromatic carboxylic acid, benzoic acid, cyclicalcohol, cycloalkyldiamine, alkylpolyol and alkanolamine (generic) (P-94-1551) | 1810350 | 117560
Polyalkyl substituted diphosphonate (generic) (P-94-1553) | 1810354 | 117561
Ethoxylated nonylphenyl fatty acid ester condensation polymer (generic) (P-90-0356) | 1810355 | 117562
Alkyl substituted spiro heterocycle (generic) (P-94-1560) | 1810358 | 117563
Ethoxylated nonylphenyl fatty acid ester condensation polymer (generic) (P-90-0357) | 1810359 | 117564
Distearyl polyethoxylated ammonium monosulfate (generic) (P-90-0359) | 1810362 | 117565
Polyoxyalkylene glycol (generic) (P-94-1565) | 1810363 | 117566
Diquanide stearyl amide (generic) (P-90-0361) | 1810366 | 117567
Pyrrolopyrrole (generic) (P-94-1568) | 1810367 | 117568
Ethoxylated nonylphenyl fatty acid ester condensation polymer (generic) (P-90-0362) | 1810370 | 117569
Alkylbenzene sulfonic acid (generic) (P-94-1569) | 1810371 | 117570
Polyoxyalkylene phenyl ethyl ether ammonium salt (generic) (P-90-0363) | 1810374 | 117571
Alkylbenzene sulfonic acid, calcium salt (generic) (P-94-1570) | 1810375 | 117572
Aromatic dicarboxylic acid triaromatic polyester (generic) (P-90-0365) | 1810378 | 117573
Hydrocarbon modified rosin resin (generic) (P-94-1573) | 1810379 | 117574
Hydroxy acrylic polymer (generic) (P-94-1575) | 1810382 | 117575
Cobalt complex dye of monoazo dyestuff (generic) (P-90-0373) | 1810383 | 117576
Polyaromatic resin (generic) (P-90-0381) | 1810386 | 117577
Alkylalkoxysilane (generic) (P-94-1576) | 1810387 | 117578
Epoxy acrylate (generic) (P-90-0387) | 1810391 | 117579
Emulsifier stabilized alkylhydroxysilane emulsion (generic) (P-94-1577) | 1810390 | 117580
Acrylic polymer (generic) (P-90-0388) | 1810395 | 117581
Aliphatic isocyanate terminated prepolymer (generic) (P-94-1578) | 1810394 | 117582
Modified polymer of styrene and aliphatic maleate (generic) (P-94-1583) | 1810398 | 117583
Substituted ethylene copolymer (generic) (P-90-0389) | 1810399 | 117584
Substituted naphthalene sulfonic acid (generic) (P-90-0390) | 1810402 | 117585
Carbomonocyclic carboxylic acid reaction product with polyalkylene polyamine polyalkylsulfate salt (generic) (P-94-1640) | 1810403 | 117586
Substituted naphthalene sulfonic acid (generic) (P-90-0391) | 1810406 | 117587
Amine modified polyether alcohol (generic) (P-94-1645) | 1810407 | 117588
Substituted naphthalene sulfonic acid (generic) (P-90-0392) | 1810410 | 117589
Esterified styrene/maleic anhydride polymer (generic) (P-94-1646) | 1810411 | 117590
Substituted naphthalene sulfonic acid (generic) (P-90-0393) | 1810414 | 117591
Neutralized fluorocarbon modified polyacrylate (generic) (P-94-1648) | 1810415 | 117592
Substituted naphthalene sulfonic acid (generic) (P-90-0394) | 1810418 | 117593
Methylphenylvinylsiloxane (generic) (P-94-1656) | 1810419 | 117594
Substituted naphthalene sulfonic acid (generic) (P-90-0395) | 1810423 | 117595
Isooctyl acrylate polymer (generic) (P-94-1658) | 1810422 | 117596
Fatty acid modified isophthalate polyester polymer (generic) (P-94-1660) | 1810426 | 117597
Polyether polyurethane/styrene acrylic graft polymer (generic) (P-90-0396) | 1810427 | 117598
Urethane foam catalyst (generic) (P-94-1669) | 1810430 | 117599
Alkanediol, polymer with cyclic carboxylic acid, dicarboxylic acid and alkane dioic acid (generic) (P-90-0397) | 1810431 | 117600
Poly(methyl methylenesiloxane) resin (generic) (P-94-1670) | 1810435 | 117601
Acrylic polymer (generic) (P-90-0398) | 1810434 | 117602
Copolymer of polyester and methylene bis diphenyl diisocyanate (generic) (P-90-0408) | 1810438 | 117603
Modified diphenylmethane diisocyanate polymer (generic) (P-94-1673) | 1810439 | 117604
Rosin modified phenolic resin (generic) (P-94-1698) | 1810443 | 117605
Complex epoxy resin/amine adducts (generic) (P-90-0410) | 1810442 | 117606
Amine, salts with fatty polycarboxylic acid and alkylaryl sulfonic acid (generic) (P-90-0417) | 1810446 | 117607
Polysubstituted vinyl polymer (generic) (P-94-1704) | 1810447 | 117608
Fatty polycarboxylic acid salts of a fatty acid/amine condensate (generic) (P-90-0418) | 1810451 | 117609
Alkyl pyridinium salt (generic) (P-94-1707) | 1810450 | 117610
Alkyl pyridinium salt (generic) (P-94-1708) | 1810455 | 117611
Substituted acrylic copolymer (generic) (P-90-0425) | 1810454 | 117612
Alkyl naphthenate (generic) (P-90-0431) | 1810459 | 117613
Modified polyolefin (generic) (P-94-1709) | 1810458 | 117614
Polyester polyether isocyanate prepolymer (generic) (P-90-0432) | 1810463 | 117615
Hydroxy functional styrene/acrylic polymer (generic) (P-94-1711) | 1810462 | 117616
Substituted propanediol adipate (generic) (P-94-1716) | 1810466 | 117617
Polyether polyurethane acrylic copolymer (generic) (P-90-0433) | 1810467 | 117618
Hydroxyalkyl amino-substituted heterocycle-bis(amino-substituted carbocycle azosulfonylcarbopolycyclic) salt (generic) (P-94-1718) | 1810470 | 117619
Disubstituted hydroxypolycycle (generic) (P-90-0434) | 1810471 | 117620
Polymonomeric polyurethane dispersion (generic) (P-90-0437) | 1810474 | 117621
Strontium-dysprosium-europium aluminate (generic) (P-94-1721) | 1810475 | 117622
Polymer of aliphatic acids, aromatic acids, and aliphatic diols (generic) (P-90-0438) | 1810478 | 117623
Polyester resin (generic) (P-94-1723) | 1810479 | 117624
Polymer of substituted acrylates (generic) (P-90-0439) | 1810482 | 117625
Mono and di-amine carboxylate (generic) (P-94-1724) | 1810483 | 117626
Neopentyl glycol diesters with branched fatty acids (generic) (P-94-1727) | 1810486 | 117627
Aqueous acrylic resin dispersion (generic) (P-90-0451) | 1810487 | 117628
Polyester polyol intermediate (generic) (P-94-1729) | 1810491 | 117629
Organopolysiloxane (generic) (P-90-0454) | 1810490 | 117630
Sulfurized mixed fatty acid esters (generic) (P-94-1734) | 1810495 | 117631
Methacrylate polymer (generic) (P-90-0463) | 1810494 | 117632
Polyurethane based on polyisocyanates, polyols and polyamines (generic) (P-90-0465) | 1810498 | 117633
Unsaturated polyester (generic) (P-94-1736) | 1810499 | 117634
Polyamic acid prepolymer (generic) (P-94-1739) | 1810503 | 117635
Formaldehyde-1-naphthol condensate (generic) (P-90-0468) | 1810502 | 117636
Polystyrene copolymer (generic) (P-94-1740) | 1810507 | 117637
Rosin, fatty acid polymer with substituted phenols, formaldehyde, pentaerythritol, and metal hydroxide (generic) (P-90-0470) | 1810506 | 117638
Urethane prepolymer (generic) (P-94-1741) | 1810510 | 117639
Phosphatized hydroxy functional polyester (generic) (P-90-0472) | 1810511 | 117640
Eugenol modified polyalkyleneoxide, polydimethylsiloxane copolymer (generic) (P-94-1742) | 1810515 | 117641
Substituted diamine (generic) (P-90-0473) | 1810514 | 117642
Substituted amines (generic) (P-90-0474) | 1810518 | 117643
Aromatic amidosubstituted naphthalenecarboxamide (generic) (P-94-1753) | 1810519 | 117644
Poly(ester/urethane) polyol (generic) (P-90-0478) | 1810522 | 117645
Polyurethane coating resin intermediate (generic) (P-94-1774) | 1810523 | 117646
Polyester polyol (generic) (P-90-0484) | 1810526 | 117647
Polyurethane coating resin intermediate (generic) (P-94-1776) | 1810527 | 117648
Polyester resin solution (generic) (P-90-0486) | 1810530 | 117649
Brominated epoxy resin (generic) (P-94-1782) | 1810531 | 117650
Disubstituted hydroxypolycycle substituted heteropolycycle (generic) (P-90-0492) | 1810534 | 117651
Short oil alkyd resin (generic) (P-94-1783) | 1810535 | 117652
Disubstituted hydroxypolycycle substituted heteropolycycle (generic) (P-90-0493) | 1810538 | 117653
Perfluoroalkylethyl ester (generic) (P-94-1786) | 1810539 | 117654
(Disubstituted hydroxypolycycle)(alkylhydroxypolycycle) substitutedheteropolycycle (generic) (P-90-0494) | 1810542 | 117655
Novolac-resin from substituted phenols and formaldehyde (generic) (P-94-1790) | 1810543 | 117656
(Disubstituted hydroxypolycycle)(alkylhydroxypolycycle) substitutedheteropolycycle (generic) (P-90-0495) | 1810546 | 117657
Modified polysaccharide (generic) (P-94-1791) | 1810547 | 117658
Modified styrene-butadiene-vinylidene chloride terpolymer latex (generic) (P-90-0500) | 1810550 | 117659
Bornyloxy substituted alkyl alkanol (generic) (P-94-1792) | 1810551 | 117660
Styrene/acrylic/azo polymer (generic) (P-90-0501) | 1810554 | 117661
Aryl substituted nitroalkane (generic) (P-94-1793) | 1810555 | 117662
Polymer of alkyl methacrylates and substituted methacrylamide (generic) (P-90-0507) | 1810558 | 117663
Polyesteramide resin (generic) (P-94-1796) | 1810559 | 117664
Acrylic copolymer (generic) (P-90-0511) | 1810562 | 117665
Substituted dipyrrolo-diperimidine (generic) (P-94-1809) | 1810563 | 117666
Substituted nickel dithene (generic) (P-90-0514) | 1810566 | 117667
Hexane, 1,6-diisocyanate homopolymer, polymer with alkanediol, phthalic anhydride, and functionalized acrylate (generic) (P-94-1811) | 1810567 | 117668
Aromatic polyisocyanate polyurethane prepolymer (generic) (P-90-0517) | 1810570 | 117669
Modified polyurethane of a substituted alkane diol and a diisocyanate (generic) (P-94-1815) | 1810571 | 117670
Phenolic polyol (generic) (P-90-0518) | 1810574 | 117671
Modified polyurethane of a substituted alkane diol and a diisocyanate (generic) (P-94-1816) | 1810575 | 117672
Polyester urethane polymer (generic) (P-90-0521) | 1810578 | 117673
Double metal cyanide complex (generic) (P-94-1820) | 1810579 | 117674
Polyurethane prepolymer of aliphatic polyisocyanate, polyester polyols, butanediol, and N,N,N',N'-tetrakis (2-hydroxypropyl) ethylene diamine (generic) (P-90-0525) | 1810582 | 117675
Acrylic resin solution (generic) (P-94-1821) | 1810583 | 117676
Vinylimidazole copolymer (generic) (P-94-1822) | 1810586 | 117677
Diphenoxy (generic) (P-90-0527) | 1810587 | 117678
Polyurethane (generic) (P-94-1824) | 1810590 | 117679
Reaction product of polyalkenyl acid anhydride with amine (generic) (P-90-0528) | 1810591 | 117680
Modified acrylic polymer (generic) (P-94-1826) | 1810594 | 117681
Isophthalic acid, polymer with monoethanolamine, benzoic acid, pentaerythritol, and alkyl diamine (generic) (P-90-0530) | 1810595 | 117682
Sulfonated acrylate/methyl methacrylate polymer (generic) (P-94-1832) | 1810598 | 117683
Maleic anhydride-based copolymer salt (generic) (P-90-0531) | 1810599 | 117684
Sulfonated acrylate/methylmethacrylate polymer (generic) (P-94-1833) | 1810602 | 117685
Maleic anhydride-based copolymer (generic) (P-90-0532) | 1810603 | 117686
Sulfonated acrylate/methylmethacrylate polymer (generic) (P-94-1834) | 1810606 | 117687
Substituted copper phthalocyanine (generic) (P-90-0534) | 1810607 | 117688
Sulfonated acrylate/methylmethacrylate polymer (generic) (P-94-1835) | 1810610 | 117689
Reaction product of HDI homopolymer and (mercapto)organosilane (generic) (P-90-0538) | 1810611 | 117690
Sulfonated acrylate/methylmethacrylate polymer (generic) (P-94-1836) | 1810614 | 117691
Polyester (generic) (P-90-0539) | 1810615 | 117692
Mixed salt of a triazinyl pyridine (generic) (P-90-0545) | 1810618 | 117693
Sulfonated acrylate/methylmethacrylate polymer (generic) (P-94-1837) | 1810619 | 117694
Epoxy and polyether modified silicone fluid (generic) (P-90-0546) | 1810622 | 117695
Styrene acrylic polymer (generic) (P-94-1840) | 1810623 | 117696
Amino and polyether modified silicone fluid (generic) (P-90-0547) | 1810627 | 117697
Polyaromatic polymer (generic) (P-94-1843) | 1810626 | 117698
Polyurethane polymer of 1,1'-methylenebis(4-isocyanatobenzene) and polyols (generic) (P-94-1844) | 1810630 | 117699
Alkyl acid phosphate neutralized with fatty amines (generic) (P-90-0552) | 1810631 | 117700
Fatty acids neutralized with fatty amines (generic) (P-90-0553) | 1810634 | 117701
Fatty acid salt of alkyl diamine (generic) (P-94-1845) | 1810635 | 117702
Fatty acids neutralized with fatty amines (generic) (P-90-0554) | 1810638 | 117703
Fluoroaliphatic polymer (generic) (P-94-1846) | 1810639 | 117704
Polyester of aliphatic/cycloaliphatic dicarboxylic acids and aliphatic diols (generic) (P-94-1847) | 1810642 | 117705
Alkyl acid phosphate neutralized with fatty amines (generic) (P-90-0555) | 1810643 | 117706
Fatty acids neutralized with fatty amines (generic) (P-90-0556) | 1810646 | 117707
Chromophore substituted polyalkaline intermediate (generic) (P-94-1849) | 1810647 | 117708
Polymeric colorant (generic) (P-94-1853) | 1810650 | 117709
Octanoic acid neutralized with fatty amines (generic) (P-90-0557) | 1810651 | 117710
Alkaline metal halide salt of alkylated cyclic alkoxide (generic) (P-94-1865) | 1810654 | 117711
A difunctional epoxy, polyether prepolymer (generic) (P-90-0566) | 1810655 | 117712
Dialkyl cyclodienyl complex of alkali metals (generic) (P-94-1867) | 1810658 | 117713
Methacrylate acrylic copolymer (generic) (P-90-0569) | 1810659 | 117714
Sulfonated acrylate polymer (generic) (P-94-1875) | 1810662 | 117715
Acrylic polymer (generic) (P-90-0573) | 1810663 | 117716
Sulfonated acrylate polymer (generic) (P-94-1876) | 1810666 | 117717
Mixt. of aromatic urethane with methacrylate end groups and hydroxyterminated polyisocyanate (generic) (P-90-0575) | 1810667 | 117718
Sulfonated acrylate polymer (generic) (P-94-1877) | 1810670 | 117719
Hydrophylic nylon polymer (generic) (P-90-0577) | 1810671 | 117720
Sulfonated acrylate polymer (generic) (P-94-1878) | 1810674 | 117721
Reaction product of oxirane, methyl-, polymer with oxirane, ether with (1,2-ethanediyldinitilo) tetrakis, alcohol, hexane 1,6-diisocyanato and sodium hydrogensulfite (generic) (P-90-0578) | 1810675 | 117722
Sulfonated acrylate polymer (generic) (P-94-1879) | 1810678 | 117723
Grafted ethylene vinyl acetate polymer (generic) (P-90-0582) | 1810679 | 117724
Sulfonated acrylate polymer (generic) (P-94-1880) | 1810682 | 117725
Polyether (generic) (P-90-0585) | 1810683 | 117726
Urethane methacrylate (generic) (P-94-1881) | 1810686 | 117727
Disubstituted naphthalenesulfonic acid salt (generic) (P-90-0588) | 1810688 | 117728
Perfluoroalkyl acrylate copolymer (generic) (P-94-1886) | 1810690 | 117729
Disubstituted naphthalene sulfonic acid salt (generic) (P-90-0590) | 1810692 | 117730
Aliphatic urethane (generic) (P-94-1887) | 1810694 | 117731
Carbonic acid, bis(alkenyl) ester (generic) (P-90-0591) | 1810696 | 117732
Carboxy terminated polymer of aliphatic diols, aromatic carboxylic acid/anhydride and tall oil fatty acid dimer (generic) (P-94-1888) | 1810697 | 117733
Modified acrylic copolymer (generic) (P-90-0598) | 1810700 | 117734
Carboxy terminated polymer of aliphatic diols, aromatic carboxylic acid/anhydride and tall oil fatty acid dimer and ammonium salt (generic) (P-94-1889) | 1810701 | 117735
Acrylic polymer (generic) (P-90-0601) | 1810704 | 117736
Methacrylate adducted polyurethane (generic) (P-94-1892) | 1810705 | 117737
Carboxylic acid-modified vegetable oil (generic) (P-90-0602) | 1810708 | 117738
Diisocyanate-based polymer blocked by oxime (generic) (P-94-1896) | 1810709 | 117739
Polyurethane polyalkylene ether (generic) (P-90-0604) | 1810712 | 117740
Alkoxy-functional polydimethylsiloxane (generic) (P-94-1899) | 1810714 | 117741
Perylene derivative (generic) (P-90-0605) | 1810716 | 117742
Alkoxy-functional polydimethylsiloxane (generic) (P-94-1900) | 1810718 | 117743
[(Dialkylcarbomonocyclic)amino]xanthylium salt, methylheteromonocyclic, phenyl heteromonocyclic formal polymer, alkanoic acid salt (generic) (P-90-0607) | 1810720 | 117744
Aqueous acrylic polymer (generic) (P-94-1904) | 1810722 | 117745
Alkoxysilane-isocyanate terminated polyether based urethane prepolymer (generic) (P-90-0610) | 1810723 | 117746
Hydrocarbon modified resinate (generic) (P-94-1912) | 1810726 | 117747
Aromatic aliphatic polyester (generic) (P-90-0612) | 1810727 | 117748
Cationic polyurethane emulsion (generic) (P-94-1913) | 1810730 | 117749
Dimerized C18 unsaturated fatty acid, hexamethylene diamine, caprolactam, acid functional hydrocarbon polymer (generic) (P-90-0613) | 1810731 | 117750
Siloxanes and Silicones, di-Me, Me hydrogen, reaction products withalkyne polyol, ethoxylated (generic) (P-94-1916) | 1810734 | 117751
Urethane alkyd (generic) (P-90-0615) | 1810735 | 117752
A phthalocyanine reactive dye (generic) (P-94-1917) | 1810738 | 117753
Homopolymer of p-ethenylphenol acetate plus initiator fragments plus chain transfer fragments (generic) (P-90-0620) | 1810739 | 117754
Homopolymer of 4-ethenylphenol plus initiator endgroups-fragments plus chain transfer end groups-fragments (generic) (P-90-0623) | 1810742 | 117755
Modified acrylate polymer salts (generic) (P-94-1918) | 1810743 | 117756
Modified acrylate polymer salts (generic) (P-94-1919) | 1810746 | 117757
Polyalkylamine of chloromethylated, crosslinked polystyrene (generic) (P-90-0629) | 1810747 | 117758
Modified acrylate polymer salts (generic) (P-94-1920) | 1810751 | 117759
Alkyl acrylate graft polymer (generic) (P-90-0630) | 1810750 | 117760
Alkanediols, polymer with glycol, cyclic carboxylic acids, carboxylic acid anhydride, and alkene dioic anhydride, hydroxy alkyl acrylate and isocyanate (generic) (P-90-0631) | 1810755 | 117761
Modified acrylate polymer with salts (generic) (P-94-1921) | 1810754 | 117762
Modified acrylate polymer salts (generic) (P-94-1922) | 1810758 | 117763
AMPs anionic copolymer (generic) (P-90-0634) | 1810759 | 117764
Modified acrylate polymer salts (generic) (P-94-1923) | 1810762 | 117765
Acrylic copolymer, monoethanolamine ammonium salt (generic) (P-90-0637) | 1810763 | 117766
Isocyanate terminated polyurethane (generic) (P-94-1924) | 1810766 | 117767
Acrylic copolymer, monoethanolamine ammonium salt (generic) (P-90-0638) | 1810767 | 117768
Copolyester (generic) (P-94-1928) | 1810770 | 117769
Acrylic copolymer, sodium salt (generic) (P-90-0639) | 1810771 | 117770
Polyamideimide resin (generic) (P-94-1929) | 1810774 | 117771
Acrylic copolymer, 2-amino-2-methyl-1-propanol salt (generic) (P-90-0640) | 1810775 | 117772
Polyalkylene chlorosilanes (generic) (P-94-1930) | 1810778 | 117773
Halogen substitution-modified methacrylate polymer (generic) (P-90-0642) | 1810779 | 117774
Substituted phthaloperine (generic) (P-94-1931) | 1810782 | 117775
Blocked aromatic isocyanate (generic) (P-90-0646) | 1810783 | 117776
Substituted phthaloperine (generic) (P-94-1932) | 1810786 | 117777
Substituted aryl nitrothiophene (generic) (P-90-0651) | 1810787 | 117778
Organo silane ester (generic) (P-94-1935) | 1810790 | 117779
IPDI reaction product with polymeric diol and triol (generic) (P-90-0653) | 1810791 | 117780
Amine modified epoxy (generic) (P-94-1936) | 1810794 | 117781
Styrenated polyacrylate polymethacrylate (generic) (P-90-0659) | 1810795 | 117782
Polyester diol (generic) (P-94-1939) | 1810798 | 117783
Ester of disubstituted monocarbocycle (generic) (P-90-0661) | 1810799 | 117784
Ethenyl unsaturated polyester urethane (generic) (P-94-1940) | 1810802 | 117785
Metal salts of alkyl succinic acid and substituted phosphoric acid esters (generic) (P-90-0664) | 1810803 | 117786
Copolymer of fluoroolefin (generic) (P-94-1941) | 1810807 | 117787
Cycloalkenol disubstituted alkyl ether (generic) (P-90-0666) | 1810806 | 117788
Modified methyl methacrylate/ethyl acrylate polymer (generic) (P-94-1942) | 1810810 | 117789
Modified diphenylmethane diisocyanate (generic) (P-90-0670) | 1810811 | 117790
Modified epoxy resin (generic) (P-94-1943) | 1810814 | 117791
Polyalkylene glycol (generic) (P-90-0672) | 1810815 | 117792
Polyester grafted copolymer (generic) (P-90-0673) | 1810818 | 117793
Modified epoxy resin (generic) (P-94-1944) | 1810819 | 117794
Vinyl chloride-vinyl isobutyl ether copolymer (generic) (P-90-0677) | 1810822 | 117795
Modified epoxy resin (generic) (P-94-1945) | 1810823 | 117796
Salts of acrylic-aromatic copolymers (generic) (P-90-0691) | 1810826 | 117797
Modified epoxy resin (generic) (P-94-1946) | 1810827 | 117798
Modified epoxy resin (generic) (P-94-1947) | 1810830 | 117799
Salt of acrylic-aromatic copolymer (generic) (P-90-0692) | 1810831 | 117800
Salt of acrylic-aromatic copolymers (generic) (P-90-0694) | 1810834 | 117801
Modified epoxy resin (generic) (P-94-1948) | 1810835 | 117802
Modified epoxy resin (generic) (P-94-1949) | 1810838 | 117803
Salt of acrylic aromatic polymer (generic) (P-90-0695) | 1810839 | 117804
Modified epoxy resin (generic) (P-94-1950) | 1810843 | 117805
Salt of an acrylic-aromatic copolymer (generic) (P-90-0697) | 1810842 | 117806
Organopolysiloxane (generic) (P-90-0703) | 1810847 | 117807
Unsaturated aliphatic polyester (generic) (P-94-1953) | 1810846 | 117808
Ethylene copolymer (generic) (P-94-1955) | 1810850 | 117809
Polyfluoroalkyl polyester (generic) (P-90-0704) | 1810851 | 117810
Polyhalogenated alkylacrylate (generic) (P-90-0705) | 1810854 | 117811
Ethylene interpolymer (generic) (P-94-1960) | 1810855 | 117812
Epoxy urethane polymer (generic) (P-90-0708) | 1810858 | 117813
Ethylene interpolymer (generic) (P-94-1961) | 1810859 | 117814
Phenolic modified drying oil polyester (generic) (P-94-1983) | 1810862 | 117815
Epoxy acrylic polymer (generic) (P-90-0709) | 1810863 | 117816
Diurea molecule (generic) (P-90-0710) | 1810866 | 117817
Polymer of alkanediols, monocyclic dicarboxylic acid dimethyl ester, monocyclic monosulfonated dicarboxylic acid dimethyl ester monosodium salt and hydroxy alkoxyalkanesulfonic acid sodium salt (generic) (P-94-1992) | 1810867 | 117818
Acrylic anhydride copolymer (generic) (P-90-0711) | 1810870 | 117819
Aromatic epoxide derivatives (generic) (P-94-1996) | 1810871 | 117820
Acrylic acid, polymer with cationic monomer, sodium salt (generic) (P-94-1998) | 1810875 | 117821
Acrylated fatty acid alkyd (generic) (P-90-0713) | 1810874 | 117822
Acrylonitrile, styrene, acrylate copolymer (generic) (P-94-2003) | 1810878 | 117823
Block urethane modified epoxy resin (generic) (P-90-0715) | 1810879 | 117824
Acrylonitrile, styrene, acrylate copolymer (generic) (P-94-2006) | 1810883 | 117825
Olefin/alkyl carboxylate copolymer, inorganic salt (generic) (P-90-0717) | 1810882 | 117826
Acrylate copolymer (generic) (P-94-2053) | 1810887 | 117827
Aqueous emulsion copolymer (generic) (P-90-0718) | 1810886 | 117828
Acrylate copolymer (generic) (P-94-2054) | 1810890 | 117829
Aqueous emulsion copolymer (generic) (P-90-0720) | 1810891 | 117830
Modified polyacrylamide (generic) (P-94-2055) | 1810894 | 117831
Aqueous emulsion copolymer (generic) (P-90-0722) | 1810895 | 117832
Modified polyacrylamide (generic) (P-94-2056) | 1810898 | 117833
Aqueous emulsion copolymer (generic) (P-90-0723) | 1810899 | 117834
Polymeric colorant (generic) (P-94-2058) | 1810902 | 117835
Aqueous emulsion copolymer (generic) (P-90-0724) | 1810903 | 117836
Acryl modified polysiloxane (generic) (P-94-2071) | 1810906 | 117837
Aqueous emulsion copolymer (generic) (P-90-0725) | 1810907 | 117838
Organic compound containing transitional metal (generic) (P-94-2073) | 1810911 | 117839
Aqueous emulsion copolymer (generic) (P-90-0726) | 1810910 | 117840
Aqueous emulsion copolymer (generic) (P-90-0727) | 1810914 | 117841
Acrylmodified polysiloxane (generic) (P-94-2080) | 1810915 | 117842
Aqueous emulsion copolymer (generic) (P-90-0728) | 1810918 | 117843
Acrylmodified polysiloxane (generic) (P-94-2081) | 1810919 | 117844
Aqueous emulsion copolymer (generic) (P-90-0729) | 1810922 | 117845
Polyalkylpolymethacrylate (generic) (P-94-2100) | 1810923 | 117846
Aqueous emulsion copolymer (generic) (P-90-0730) | 1810927 | 117847
Polyalkylpolymethacrylate (generic) (P-94-2103) | 1810926 | 117848
Aqueous emulsion copolymer (generic) (P-90-0731) | 1810930 | 117849
Polyalkylpolymethacrylate (generic) (P-94-2104) | 1810931 | 117850
Aqueous emulsion copolymer (generic) (P-90-0732) | 1810934 | 117851
Polyalkylpolymethacrylate (generic) (P-94-2106) | 1810935 | 117852
Perfluoroalkyl acrylate copolymer (generic) (P-94-2122) | 1810938 | 117853
Aqueous emulsion copolymer (generic) (P-90-0733) | 1810939 | 117854
Polyesteramide resin (generic) (P-94-2125) | 1810942 | 117855
Aqueous emulsion copolymer (generic) (P-90-0734) | 1810943 | 117856
Acid terminated terephthalate/isophthalate polyester resin (generic) (P-94-2128) | 1810947 | 117857
Aqueous emulsion copolymer (generic) (P-90-0735) | 1810946 | 117858
Aqueous emulsion copolymer (generic) (P-90-0736) | 1810950 | 117859
Dibasic acid / glycol ester (generic) (P-94-2129) | 1810951 | 117860
Polyester isocyanate polymer (generic) (P-94-2131) | 1810954 | 117861
Aqueous emulsion copolymer (generic) (P-90-0737) | 1810955 | 117862
Polyester isocyanate polymer (generic) (P-94-2132) | 1810958 | 117863
Aqueous emulsion copolymer (generic) (P-90-0738) | 1810959 | 117864
Amine salt of polyester aliphatic polyurethane (generic) (P-94-2139) | 1810962 | 117865
Aqueous emulsion copolymer (generic) (P-90-0740) | 1810963 | 117866
Styrenated acrylic polymer (generic) (P-94-2140) | 1810966 | 117867
Aqueous emulsion copolymer (generic) (P-90-0741) | 1810967 | 117868
Aqueous emulsion copolymer (generic) (P-90-0742) | 1810971 | 117869
Saturated polyester resin (generic) (P-94-2147) | 1810970 | 117870
Aqueous emulsion copolymer (generic) (P-90-0743) | 1810974 | 117871
Dibasic acid/glycol ester (generic) (P-94-2148) | 1810975 | 117872
Aqueous emulsion copolymer (generic) (P-90-0744) | 1810978 | 117873
Tetraphenylphosphonium salt (generic) (P-94-2151) | 1810979 | 117874
Aqueous emulsion copolymer (generic) (P-90-0745) | 1810982 | 117875
Multifunctional epoxy resin (generic) (P-94-2153) | 1810983 | 117876
Aqueous emulsion copolymer (generic) (P-90-0746) | 1810987 | 117877
Tetraurea prepared by the reaction of diisocyanate with aliphatic amines (generic) (P-94-2154) | 1810986 | 117878
Tetraurea prepared by reaction of a diisocyanate with aliphatic amines (generic) (P-94-2155) | 1810990 | 117879
Aqueous emulsion copolymer (generic) (P-90-0747) | 1810991 | 117880
Substituted benzenediamine salt (generic) (P-94-2156) | 1810994 | 117881
Aqueous emulsion copolymer (generic) (P-90-0748) | 1810995 | 117882
Acrylic ester copolymer (generic) (P-94-2157) | 1810998 | 117883
Aqueous emulsion copolymer (generic) (P-90-0749) | 1810999 | 117884
Aqueous emulsion copolymer (generic) (P-90-0750) | 1811002 | 117885
2-Carboxamide-3-hydroxy-N-phenylnaphthenyl 4-(2'-methyl substitutedphenyl)-azo (generic) (P-94-2158) | 1811003 | 117886
Aqueous emulsion copolymer (generic) (P-90-0751) | 1811006 | 117887
Acrylic/acrylonitrile polymer (generic) (P-94-2165) | 1811007 | 117888
Aqueous emulsion copolymer (generic) (P-90-0752) | 1811010 | 117889
Substituted naphthalenesulfonic acid azo substituted phenyl azo substituted naphthalenesulfonic acid amino substituted phenyl salt (generic) (P-94-2167) | 1811011 | 117890
Aqueous emulsion copolymer (generic) (P-90-0753) | 1811014 | 117891
Sulfonated naphthalamine reactive dye (generic) (P-94-2169) | 1811015 | 117892
Aqueous emulsion copolymer (generic) (P-90-0754) | 1811018 | 117893
Epoxy terminated polyoxyamino prepolymer (generic) (P-94-2171) | 1811019 | 117894
Aqueous emulsion copolymer (generic) (P-90-0755) | 1811022 | 117895
Acrylate acrylonitrile copolymer salt (generic) (P-94-2172) | 1811023 | 117896
Fluorinated acrylic resin (generic) (P-94-2173) | 1811026 | 117897
Aqueous emulsion copolymer (generic) (P-90-0756) | 1811027 | 117898
Aqueous emulsion copolymer (generic) (P-90-0760) | 1811030 | 117899
Petroleum hydrocarbon resin (cyclopentadiene type) (generic) (P-94-2174) | 1811031 | 117900
Aqueous emulsion copolymer (generic) (P-90-0762) | 1811035 | 117901
Modified hydrocarbon resin (cyclopentadiene type) (generic) (P-94-2175) | 1811034 | 117902
Aqueous emulsion copolymer (generic) (P-90-0763) | 1811039 | 117903
Acrylic siloxane polymer (generic) (P-94-2178) | 1811038 | 117904
Aqueous emulsion copolymer (generic) (P-90-0764) | 1811042 | 117905
Acrylic siloxane polymer (generic) (P-94-2179) | 1811043 | 117906
Aqueous emulsion copolymer (generic) (P-90-0765) | 1811046 | 117907
Polyetheramine (generic) (P-94-2182) | 1811047 | 117908
Aqueous emulsion copolymer (generic) (P-90-0766) | 1811050 | 117909
Polyether dimethylsiloxane copolymer (generic) (P-94-2183) | 1811051 | 117910
Acrylic polymer (generic) (P-94-2186) | 1811055 | 117911
Aqueous emulsion copolymer (generic) (P-90-0767) | 1811054 | 117912
Aqueous emulsion copolymer (generic) (P-90-0768) | 1811059 | 117913
Amine functionalized polyether polyester polymer (generic) (P-94-2189) | 1811058 | 117914
Aqueous emulsion copolymer (generic) (P-90-0769) | 1811063 | 117915
Disubstituted bis(chloromethyl)benzene (generic) (P-94-2193) | 1811062 | 117916
Aqueous emulsion copolymer (generic) (P-90-0770) | 1811066 | 117917
Di-substituted bis[aminobenzene] derivative (generic) (P-94-2203) | 1811067 | 117918
Aqueous emulsion copolymer (generic) (P-90-0771) | 1811070 | 117919
Dimer (generic) (P-94-2207) | 1811071 | 117920
Fatty acid, ammonium salt (generic) (P-94-2209) | 1811074 | 117921
Aqueous emulsion copolymer (generic) (P-90-0772) | 1811075 | 117922
Aqueous emulsion copolymer (generic) (P-90-0773) | 1811078 | 117923
Hydrophobized silica (generic) (P-94-2212) | 1811079 | 117924
Polymer of 1,6-hexanediol and polyfunctional carboxylic anhydrides (generic) (P-94-2213) | 1811083 | 117925
Aqueous emulsion copolymer (generic) (P-90-0774) | 1811082 | 117926
Acrylated polymer of 1,6-hexanediol and polyfunctional carboxylic anhydrides (generic) (P-94-2214) | 1811087 | 117927
Aqueous emulsion copolymer (generic) (P-90-0775) | 1811086 | 117928
Aqueous emulsion copolymer (generic) (P-90-0776) | 1811091 | 117929
Alkane/aromatic tribasic acid methoxypolyethylene glycol partial ester (generic) (P-94-2223) | 1811090 | 117930
Alkane/aromatic tribasic acid methoxypolyethylene glycol/2-ethylhexanol ester (generic) (P-94-2224) | 1811094 | 117931
Aqueous emulsion copolymer (generic) (P-90-0777) | 1811095 | 117932
Alkanal-alkanone resin (generic) (P-94-2229) | 1811098 | 117933
Aqueous emulsion copolymer (generic) (P-90-0778) | 1811099 | 117934
Heteroalkylsubstituted benzothiazolium salt (generic) (P-94-2231) | 1811102 | 117935
Aqueous emulsion copolymer (generic) (P-90-0779) | 1811103 | 117936
Polyurethane (generic) (P-94-2235) | 1811106 | 117937
Aqueous emulsion copolymer (generic) (P-90-0780) | 1811107 | 117938
Thermoplastic polyimide (generic) (P-94-2236) | 1811111 | 117939
Aqueous emulsion copolymer (generic) (P-90-0781) | 1811110 | 117940
Salt of aminotetrazole (generic) (P-94-2242) | 1811114 | 117941
Aqueous emulsion copolymer (generic) (P-90-0782) | 1811115 | 117942
Aqueous emulsion copolymer (generic) (P-90-0783) | 1811118 | 117943
Acrylic polymer (generic) (P-94-2244) | 1811119 | 117944
Aqueous emulsion copolymer (generic) (P-90-0784) | 1811123 | 117945
Amino hydroxy ester (generic) (P-94-2245) | 1811122 | 117946
Polyester resin (generic) (P-94-2246) | 1811126 | 117947
Aqueous emulsion copolymer (generic) (P-90-0785) | 1811127 | 117948
Thermoplastic polyimide (generic) (P-95-0002) | 1811130 | 117949
Aqueous emulsion copolymer (generic) (P-90-0786) | 1811131 | 117950
Aqueous emulsion copolymer (generic) (P-90-0787) | 1811135 | 117951
Poly(acrylate alkyl ester/acryl acid/vinyl aryl (generic) (P-95-0008) | 1811134 | 117952
Aqueous emulsion copolymer (generic) (P-90-0788) | 1811138 | 117953
Branched polyester/ether (generic) (P-95-0011) | 1811139 | 117954
Rosin, maleated polymer, with substituted phenols, paraformaldehydeand pentaerythritol (generic) (P-95-0014) | 1811142 | 117955
Aqueous emulsion copolymer (generic) (P-90-0789) | 1811143 | 117956
Aqueous emulsion copolymer (generic) (P-90-0790) | 1811146 | 117957
Tetra-substituted benzenepropionanilide (generic) (P-95-0015) | 1811147 | 117958
Aqueous emulsion copolymer (generic) (P-90-0791) | 1811151 | 117959
Hydrofluorocarbon ethers (generic) (P-95-0023) | 1811150 | 117960
Polyester isocyanate polymer (generic) (P-95-0066) | 1811155 | 117961
Aqueous emulsion copolymer (generic) (P-90-0792) | 1811154 | 117962
Aqueous emulsion copolymer (generic) (P-90-0793) | 1811158 | 117963
Polyester isocyanate polymer (generic) (P-95-0067) | 1811159 | 117964
Polyester isocyanate polymer (generic) (P-95-0068) | 1811162 | 117965
Aqueous emulsion copolymer (generic) (P-90-0794) | 1811163 | 117966
Acrylic polymer (generic) (P-95-0069) | 1811166 | 117967
Aqueous emulsion copolymer (generic) (P-90-0795) | 1811167 | 117968
Aqueous emulsion copolymer (generic) (P-90-0796) | 1811170 | 117969
Phenolic novolak resin (generic) (P-95-0070) | 1811171 | 117970
Styrene/acrylic copolymer salt (generic) (P-90-0825) | 1811174 | 117971
Substituted aminophenylacetamide (generic) (P-95-0072) | 1811175 | 117972
Styrene acrylic copolymer (generic) (P-90-0837) | 1811178 | 117973
Amine functional epoxy resin salted with an organic acid (generic) (P-95-0073) | 1811179 | 117974
Styrene/acrylic compolymer salt (generic) (P-90-0838) | 1811182 | 117975
Amine functional epoxy resin (generic) (P-95-0075) | 1811183 | 117976
Polyarylphenol ethoxylate derivative (generic) (P-95-0080) | 1811186 | 117977
Aqueous emulsion copolymer (generic) (P-90-0861) | 1811187 | 117978
3-Cycloalkene-1-carboxaldehyde, alkyl-1-(trialkyl-3-cycloalkene) (generic) (P-95-0081) | 1811191 | 117979
Aqueous emulsion copolymer (generic) (P-90-0862) | 1811190 | 117980
3-Cycloalkene-1-methanol, alkyl-1-(trialkyl-3-cycloalkene) (generic) (P-95-0082) | 1811194 | 117981
Aqueous emulsion copolymer (generic) (P-90-0863) | 1811195 | 117982
3-Cycloalkene-1-acetaldehyde, trialkyl-.alpha.-alkene (generic) (P-95-0083) | 1811198 | 117983
Aqueous emulsion copolymer (generic) (P-90-0864) | 1811199 | 117984
Aqueous emulsion copolymer (generic) (P-90-0865) | 1811203 | 117985
Modified acrylic polymer (generic) (P-95-0084) | 1811202 | 117986
Aqueous emulsion copolymer (generic) (P-90-0866) | 1811206 | 117987
Hydroxyl functional polycarbomoyl (polyalkylene oxide)polyurea oligomer (generic) (P-95-0087) | 1811207 | 117988
Glycol diisocyanate oligomer (generic) (P-95-0094) | 1811211 | 117989
Aqueous emulsion copolymer (generic) (P-90-0867) | 1811210 | 117990
Urethane adduct of polyvinyl butyral polymer and isocyanatoethyl methacrylate (generic) (P-95-0095) | 1811215 | 117991
Aqueous emulsion copolymer (generic) (P-90-0868) | 1811214 | 117992
Aqueous emulsion copolymer (generic) (P-90-0869) | 1811219 | 117993
Acyl phosphine oxide (generic) (P-95-0097) | 1811218 | 117994
High solids acrylic modified alkyd (generic) (P-95-0098) | 1811222 | 117995
Aqueous emulsion copolymer (generic) (P-90-0870) | 1811223 | 117996
Carboxyfunctional polymethylsiloxane (generic) (P-95-0102) | 1811226 | 117997
Aqueous emulsion copolymer (generic) (P-90-0871) | 1811227 | 117998
Aqueous emulsion copolymer (generic) (P-90-0872) | 1811231 | 117999
Unsaturated polyester (generic) (P-95-0105) | 1811230 | 118000
Substituted pyrimidine (generic) (P-95-0107) | 1811234 | 118001
Aqueous emulsion copolymer (generic) (P-90-0873) | 1811235 | 118002
Aqueous emulsion copolymer (generic) (P-90-0874) | 1811238 | 118003
Substituted pyrimidine (generic) (P-95-0109) | 1811239 | 118004
Aqueous emulsion copolymer (generic) (P-90-0875) | 1811242 | 118005
Substituted pyrimidine (generic) (P-95-0110) | 1811243 | 118006
Aqueous emulsion copolymer (generic) (P-90-0876) | 1811246 | 118007
Substituted pyrimidine (generic) (P-95-0111) | 1811247 | 118008
Aqueous emulsion copolymer (generic) (P-90-0877) | 1811250 | 118009
Triazole pyrimidine (generic) (P-95-0112) | 1811251 | 118010
Substituted triazolopyrimidine (generic) (P-95-0113) | 1811255 | 118011
Aqueous emulsion copolymer (generic) (P-90-0878) | 1811254 | 118012
Substituted triazole pyrimidine (generic) (P-95-0114) | 1811258 | 118013
Aqueous emulsion copolymer (generic) (P-90-0879) | 1811259 | 118014
Oil modified polyester (generic) (P-95-0126) | 1811262 | 118015
Aqueous emulsion copolymer (generic) (P-90-0880) | 1811263 | 118016
Difunctional Ketoximino silane (generic) (P-95-0127) | 1811266 | 118017
Aqueous emulsion copolymer (generic) (P-90-0881) | 1811267 | 118018
Aqueous emulsion copolymer (generic) (P-90-0882) | 1811270 | 118019
Polysaccharide (generic) (P-95-0128) | 1811271 | 118020
Aqueous emulsion copolymer (generic) (P-90-0883) | 1811274 | 118021
Saturated polyester resin (generic) (P-95-0130) | 1811275 | 118022
Aqueous emulsion copolymer (generic) (P-90-0884) | 1811278 | 118023
Dicarboxylic acid ester (generic) (P-95-0131) | 1811279 | 118024
Aqueous emulsion copolymer (generic) (P-90-0885) | 1811282 | 118025
Amine functional polyester polyol (generic) (P-95-0134) | 1811283 | 118026
Aqueous emulsion copolymer (generic) (P-90-0886) | 1811286 | 118027
Polyhalomethyl substituted triazine derivative (generic) (P-95-0141) | 1811287 | 118028
Aqueous emulsion copolymer (generic) (P-90-0887) | 1811290 | 118029
Substituted sulfonamido substituted aromatic naphthalenecarboxamide (generic) (P-95-0147) | 1811291 | 118030
Aqueous emulsion copolymer (generic) (P-90-0888) | 1811294 | 118031
Amine terminated epoxy polymer (generic) (P-95-0150) | 1811295 | 118032
Carbamate acrylic polymer (generic) (P-95-0159) | 1811298 | 118033
Aqueous emulsion copolymer (generic) (P-90-0889) | 1811299 | 118034
Hydrogenated fatty acids, amides with 1,3-dioxolan-2-one, alkoxylated (generic) (P-95-0177) | 1811303 | 118035
Aqueous emulsion copolymer (generic) (P-90-0890) | 1811302 | 118036
Aqueous emulsion copolymer (generic) (P-90-0891) | 1811306 | 118037
Isocyanate polymer (generic) (P-95-0180) | 1811307 | 118038
Aqueous emulsion copolymer (generic) (P-90-0892) | 1811311 | 118039
Crosslinked unsaturated polyester-styrene resin (generic) (P-95-0182) | 1811310 | 118040
Saturated polyester resin (generic) (P-95-0185) | 1811315 | 118041
Alkyl acrylate, polymer with alkyl acrylate, alkyl alkyl acrylate, compd. with alkanolamine (generic) (P-90-0893) | 1811314 | 118042
Siloxanes and Silicones, di-Me, polyether modified (generic) (P-95-0186) | 1811318 | 118043
Aqueous emulsion copolymer (generic) (P-90-0937) | 1811319 | 118044
Aqueous emulsion copolymer (generic) (P-90-0938) | 1811322 | 118045
Epoxy isocyanate adduct (generic) (P-95-0191) | 1811323 | 118046
Aqueous emulsion copolymer (generic) (P-90-0939) | 1811326 | 118047
Acrylic copolymer (generic) (P-95-0195) | 1811327 | 118048
Aqueous emulsion copolymer (generic) (P-90-0940) | 1811331 | 118049
Acrylic copolymer salt (generic) (P-95-0196) | 1811330 | 118050
Rosin, maleic anhydride, substituted phenols, paraformaldehyde reaction product, triglyceride coester (generic) (P-95-0215) | 1811334 | 118051
Aqueous emulsion copolymer (generic) (P-90-0941) | 1811335 | 118052
Aqueous emulsion copolymer (generic) (P-90-0942) | 1811338 | 118053
Hydroxyl groups containing acrylic copolymer (generic) (P-95-0226) | 1811339 | 118054
Hydroxy-functional rubber (generic) (P-95-0229) | 1811342 | 118055
Aqueous emulsion copolymer (generic) (P-90-0943) | 1811343 | 118056
Aqueous emulsion copolymer (generic) (P-90-0944) | 1811346 | 118057
Diketo-pyrrolopyrrol (generic) (P-95-0230) | 1811347 | 118058
Cyclic carboxylic acids, polymer with hydroxy substituted alkane, carboxylic acid anhydride and alkanetriol (generic) (P-95-0231) | 1811351 | 118059
Aqueous emulsion copolymer (generic) (P-90-0945) | 1811350 | 118060
Alkyl substituted indole (generic) (P-95-0232) | 1811355 | 118061
Aqueous emulsion copolymer (generic) (P-90-0946) | 1811354 | 118062
Trialkyl substituted indole (generic) (P-95-0233) | 1811358 | 118063
Aqueous emulsion copolymer (generic) (P-90-0947) | 1811359 | 118064
Aqueous emulsion copolymer (generic) (P-90-0948) | 1811363 | 118065
Bis indole substituted alkene (generic) (P-95-0234) | 1811362 | 118066
Substituted benzoyl benzoic acid (generic) (P-95-0235) | 1811366 | 118067
Aqueous emulsion copolymer (generic) (P-90-0950) | 1811367 | 118068
Substituted isobenzofurandione (generic) (P-95-0236) | 1811370 | 118069
Aqueous emulsion copolymer (generic) (P-90-0951) | 1811371 | 118070
Aqueous emulsion copolymer (generic) (P-90-0952) | 1811374 | 118071
Polyester resin (generic) (P-95-0245) | 1811375 | 118072
Aqueous emulsion copolymer (generic) (P-90-0953) | 1811379 | 118073
Silicon-modified polyester resin (generic) (P-95-0246) | 1811378 | 118074
Polyester resin (generic) (P-95-0247) | 1811382 | 118075
Aqueous emulsion copolymer (generic) (P-90-0954) | 1811383 | 118076
Tung phenolic varnish (generic) (P-95-0256) | 1811386 | 118077
Aqueous emulsion copolymer (generic) (P-90-0955) | 1811387 | 118078
Aqueous emulsion copolymer (generic) (P-90-0956) | 1811391 | 118079
Styrene-acrylic resin (generic) (P-95-0260) | 1811390 | 118080
Polyester resin (generic) (P-95-0264) | 1811395 | 118081
Aqueous emulsion copolymer (generic) (P-90-0957) | 1811394 | 118082
Alkyl substituted heterocycle (generic) (P-95-0267) | 1811399 | 118083
Aqueous emulsion copolymer (generic) (P-90-0958) | 1811398 | 118084
Olefin catalyst (generic) (P-95-0268) | 1811402 | 118085
Aqueous emulsion copolymer (generic) (P-90-0959) | 1811403 | 118086
Aqueous emulsion copolymer (generic) (P-90-0960) | 1811406 | 118087
Etherified urea phenolic resin (generic) (P-95-0275) | 1811407 | 118088
Aqueous emulsion copolymer (generic) (P-90-0961) | 1811410 | 118089
Perfluoroalkylethylacrylate copolymer (generic) (P-95-0282) | 1811411 | 118090
Aqueous emulsion copolymer (generic) (P-90-0962) | 1811414 | 118091
Neutralized polymer of aliphatic and aromatic acrylates (generic) (P-95-0285) | 1811415 | 118092
Aqueous emulsion copolymer (generic) (P-90-0963) | 1811418 | 118093
4,4'-(1-Methylethylidene)bis(2,6-dibromophenol), polymer with (chloromethyl)oxirane, ether (generic) (P-95-0292) | 1811419 | 118094
Aqueous emulsion copolymer (generic) (P-90-0964) | 1811422 | 118095
Substituted benzene metal halide salt (generic) (P-95-0296) | 1811424 | 118096
Aqueous emulsion copolymer (generic) (P-90-0965) | 1811426 | 118097
Substituted benzene metal halide salt (generic) (P-95-0299) | 1811427 | 118098
Aqueous emulsion copolymer (generic) (P-90-0966) | 1811430 | 118099
Substituted benzene metal halide salt (generic) (P-95-0303) | 1811431 | 118100
Aqueous emulsion copolymer (generic) (P-90-0967) | 1811434 | 118101
Substituted benzene metal halide salt (generic) (P-95-0306) | 1811435 | 118102
Aqueous emulsion copolymer (generic) (P-90-0968) | 1811438 | 118103
Substituted benzene metal halide salt (generic) (P-95-0310) | 1811439 | 118104
Aqueous emulsion copolymer (generic) (P-90-0969) | 1811442 | 118105
Substituted benzene metal halide salt (generic) (P-95-0311) | 1811443 | 118106
Aqueous emulsion copolymer (generic) (P-90-0970) | 1811446 | 118107
Substituted benzene metal halide salt (generic) (P-95-0312) | 1811448 | 118108
Aqueous emulsion copolymer (generic) (P-90-0971) | 1811450 | 118109
Substituted benzene metal halide salt (generic) (P-95-0315) | 1811451 | 118110
Aqueous emulsion copolymer (generic) (P-90-0972) | 1811454 | 118111
Substituted benzene metal halide salt (generic) (P-95-0319) | 1811456 | 118112
Aqueous emulsion copolymer (generic) (P-90-0973) | 1811458 | 118113
Substituted benzene metal halide salt (generic) (P-95-0324) | 1811460 | 118114
Aqueous emulsion copolymer (generic) (P-90-0974) | 1811462 | 118115
Substituted benzene metal halide salt (generic) (P-95-0325) | 1811463 | 118116
Aqueous emulsion copolymer (generic) (P-90-0975) | 1811466 | 118117
Substituted benzene metal halide salt (generic) (P-95-0326) | 1811468 | 118118
Aqueous emulsion copolymer (generic) (P-90-0976) | 1811469 | 118119
Substituted benzene metal halide salt (generic) (P-95-0330) | 1811472 | 118120
Aqueous emulsion copolymer (generic) (P-90-0978) | 1811473 | 118121
Substituted benzene metal halide salt (generic) (P-95-0331) | 1811476 | 118122
Aqueous emulsion copolymer (generic) (P-90-0979) | 1811477 | 118123
Substituted benzene metal halide salt (generic) (P-95-0332) | 1811480 | 118124
Aqueous emulsion copolymer (generic) (P-90-0980) | 1811481 | 118125
Reactive polyurethane adhesive (generic) (P-95-0333) | 1811484 | 118126
Aqueous emulsion copolymer (generic) (P-90-0981) | 1811485 | 118127
Reactive polyurethane adhesive (generic) (P-95-0334) | 1811488 | 118128
Aqueous emulsion copolymer (generic) (P-90-0982) | 1811489 | 118129
Reactive polyurethane adhesive (generic) (P-95-0335) | 1811492 | 118130
Aqueous emulsion copolymer (generic) (P-90-0983) | 1811494 | 118131
Reactive polyurethane adhesive (generic) (P-95-0337) | 1811495 | 118132
Aqueous emulsion copolymer (generic) (P-90-0984) | 1811498 | 118133
Alkynol (generic) (P-95-0338) | 1811500 | 118134
Aqueous emulsion copolymer (generic) (P-90-0985) | 1811502 | 118135
Polyacrylate/methacrylate (generic) (P-95-0339) | 1811504 | 118136
Aqueous emulsion copolymer (generic) (P-90-0986) | 1811506 | 118137
Modified amidoamine (generic) (P-95-0342) | 1811507 | 118138
Aqueous emulsion copolymer (generic) (P-90-0987) | 1811510 | 118139
Diethanolamine salt of a phosphated polycaprolactone (generic) (P-95-0343) | 1811511 | 118140
Aqueous emulsion copolymer (generic) (P-90-0988) | 1811514 | 118141
Organomodified silicate polysiloxane (generic) (P-95-0345) | 1811515 | 118142
Aqueous emulsion copolymer (generic) (P-90-0989) | 1811518 | 118143
Phenolic resin salt (generic) (P-95-0347) | 1811519 | 118144
Alkyd polyether polyurethane (generic) (P-95-0351) | 1811522 | 118145
Aqueous emulsion copolymer (generic) (P-90-0990) | 1811523 | 118146
An azo monochloro triazine reactive dye (generic) (P-95-0352) | 1811526 | 118147
Aqueous emulsion copolymer (generic) (P-90-0991) | 1811527 | 118148
An azo monochloro triazine reactive dye (generic) (P-95-0353) | 1811531 | 118149
Aqueous emulsion copolymer (generic) (P-90-0992) | 1811530 | 118150
Triethylenetetramine formalin condensate (generic) (P-95-0354) | 1811534 | 118151
Aqueous emulsion copolymer (generic) (P-90-0993) | 1811535 | 118152
Aqueous emulsion copolymer (generic) (P-90-0994) | 1811538 | 118153
Cashew elastomer hexa mineral-filled resin (generic) (P-95-0356) | 1811539 | 118154
Aqueous emulsion copolymer (generic) (P-90-0995) | 1811542 | 118155
Isophorone diisocyanate, polyester type polyurethane (generic) (P-95-0357) | 1811543 | 118156
Aqueous emulsion copolymer (generic) (P-90-0996) | 1811547 | 118157
Polymerized trimethyl-1,2-dihydroquinoline reaction product (generic) (P-95-0359) | 1811546 | 118158
Aqueous emulsion copolymer (generic) (P-90-0997) | 1811550 | 118159
Mixed sodium/lithium salt of a substituted naphthalene disulfonic acid (generic) (P-95-0360) | 1811551 | 118160
Polyol ester (generic) (P-95-0361) | 1811554 | 118161
Aqueous emulsion copolymer (generic) (P-90-0998) | 1811555 | 118162
Aqueous emulsion copolymer (generic) (P-90-0999) | 1811558 | 118163
Polyester polyether isocyanate (generic) (P-95-0395) | 1811559 | 118164
Aqueous emulsion copolymer (generic) (P-90-1000) | 1811563 | 118165
Polyester polyether isocyanate (generic) (P-95-0396) | 1811562 | 118166
Heterocycle substituted ethanol (generic) (P-95-0397) | 1811566 | 118167
Aqueous emulsion copolymer (generic) (P-90-1001) | 1811567 | 118168
Aqueous emulsion copolymer (generic) (P-90-1002) | 1811570 | 118169
2-Anilino-5-cyano-(3-(substituted)-6-(substituted))-4-methylpyridine (generic) (P-95-0406) | 1811571 | 118170
Aqueous emulsion copolymer (generic) (P-90-1003) | 1811575 | 118171
2-Anilino-3-cyano-(5-(substituted)-6-(substituted))-4-methylpyridine (generic) (P-95-0407) | 1811574 | 118172
Aqueous emulsion copolymer (generic) (P-90-1004) | 1811578 | 118173
An azo monochloro triazine metal complex (generic) (P-95-0408) | 1811579 | 118174
Allyl ester oligomer (generic) (P-95-0410) | 1811583 | 118175
Aqueous emulsion copolymer (generic) (P-90-1005) | 1811582 | 118176
Aqueous emulsion copolymer (generic) (P-90-1006) | 1811586 | 118177
Polycarbonate polyurethane (generic) (P-95-0417) | 1811587 | 118178
Aqueous emulsion copolymer (generic) (P-90-1007) | 1811590 | 118179
Polymethine dye (generic) (P-95-0418) | 1811591 | 118180
Aqueous emulsion copolymer (generic) (P-90-1008) | 1811594 | 118181
Substituted cyclopentadienyl metal complex (generic) (P-95-0422) | 1811595 | 118182
Amine epoxy curing agent (generic) (P-95-0423) | 1811598 | 118183
Aqueous emulsion copolymer (generic) (P-90-1009) | 1811599 | 118184
Polymeric quaternary ammonium compound (generic) (P-95-0443) | 1811602 | 118185
Aqueous emulsion copolymer (generic) (P-90-1010) | 1811603 | 118186
Amine epoxy curing agent (generic) (P-95-0446) | 1811606 | 118187
Aqueous emulsion copolymer (generic) (P-90-1011) | 1811607 | 118188
Polyurethane based on polyols, polyisocyanates and polyamines (generic) (P-95-0448) | 1811611 | 118189
Aqueous emulsion copolymer (generic) (P-90-1012) | 1811610 | 118190
Starch, 2-carboxy-2-substituted ether (generic) (P-95-0457) | 1811615 | 118191
Aqueous emulsion copolymer (generic) (P-90-1013) | 1811614 | 118192
Aqueous emulsion copolymer (generic) (P-90-1014) | 1811618 | 118193
Reaction product of an epoxy resin and a phenol compound (generic) (P-95-0461) | 1811619 | 118194
Aqueous emulsion copolymer (generic) (P-90-1015) | 1811622 | 118195
Benzoic acid derivative (generic) (P-95-0462) | 1811623 | 118196
Aqueous emulsion copolymer (generic) (P-90-1016) | 1811626 | 118197
Benzoic acid derivative (generic) (P-95-0463) | 1811627 | 118198
Amino-functional cyclosiloxanes (generic) (P-95-0474) | 1811630 | 118199
Aqueous emulsion copolymer (generic) (P-90-1017) | 1811631 | 118200
Aqueous emulsion copolymer (generic) (P-90-1018) | 1811635 | 118201
1-Methyl-4-substituted pyrazole-5-sulfonamide (generic) (P-95-0475) | 1811634 | 118202
Aqueous emulsion copolymer (generic) (P-90-1019) | 1811638 | 118203
Condensation polyester of glycols and diacids (generic) (P-95-0481) | 1811639 | 118204
Aqueous emulsion copolymer (generic) (P-90-1020) | 1811643 | 118205
Condensation polyester of glycols and diacids (generic) (P-95-0482) | 1811642 | 118206
Aqueous emulsion copolymer (generic) (P-90-1021) | 1811646 | 118207
Condensation polyester of glycols and diacids (generic) (P-95-0486) | 1811647 | 118208
Aqueous emulsion copolymer (generic) (P-90-1022) | 1811650 | 118209
Heterocyclic substituted sulfonamido substituted naphthalenecarboxamide (generic) (P-95-0492) | 1811651 | 118210
Aqueous emulsion copolymer (generic) (P-90-1023) | 1811655 | 118211
Acid functional acrylic dispersion (generic) (P-95-0493) | 1811654 | 118212
Aqueous emulsion copolymer (generic) (P-90-1024) | 1811659 | 118213
Polymer of substituted carboxylic acid, (1-oxo-2-propenyl)-, alkyl ester, 2-propenamide, substituted-2-methyl-, 2-propenoic acid, 2-methyl-, substituted alkyl ester, 2-propenoic acid, perfluoroalkyl esters, 2-propenoic acid, alkyl ester (generic) (P-95-0509) | 1811658 | 118214
Rubber modified polyamide (generic) (P-95-0516) | 1811662 | 118215
Aqueous emulsion copolymer (generic) (P-90-1025) | 1811663 | 118216
Polyester resin (generic) (P-95-0517) | 1811666 | 118217
Aqueous emulsion copolymer (generic) (P-90-1026) | 1811667 | 118218
Aqueous emulsion copolymer (generic) (P-90-1027) | 1811670 | 118219
Epoxide amine modified cationic acrylic resin (generic) (P-95-0523) | 1811671 | 118220
Polyurethane elastomer (generic) (P-95-0524) | 1811674 | 118221
Aqueous emulsion copolymer (generic) (P-90-1028) | 1811675 | 118222
Polyester resin (generic) (P-95-0526) | 1811678 | 118223
Aqueous emulsion copolymer (generic) (P-90-1029) | 1811679 | 118224
Polyester/acrylic copolymer (generic) (P-95-0527) | 1811683 | 118225
Aqueous emulsion copolymer (generic) (P-90-1030) | 1811682 | 118226
Acrylate functional polyurethane resin (generic) (P-95-0539) | 1811686 | 118227
Aqueous emulsion copolymer (generic) (P-90-1031) | 1811687 | 118228
Hexanedioic acid, polymer with alkanediols, 3-hydroxy-2-(hydroxymethyl)-2-methylpropanoic acid, cycloaliphatic isocyanates (generic) (P-95-0566) | 1811690 | 118229
Aqueous emulsion copolymer (generic) (P-90-1032) | 1811691 | 118230
Modified acrylic polymer (generic) (P-95-0568) | 1811695 | 118231
Aqueous emulsion copolymer (generic) (P-90-1033) | 1811694 | 118232
Modified acrylic polymer (generic) (P-95-0569) | 1811699 | 118233
Aqueous emulsion copolymer (generic) (P-90-1034) | 1811698 | 118234
Aqueous emulsion copolymer (generic) (P-90-1035) | 1811702 | 118235
Neutralized waterborne acrylic polymer (generic) (P-95-0570) | 1811703 | 118236
Acrylate/acrylonitrile copolymer (generic) (P-95-0576) | 1811706 | 118237
Aqueous emulsion copolymer (generic) (P-90-1036) | 1811707 | 118238
Aqueous emulsion copolymer (generic) (P-90-1037) | 1811710 | 118239
Styrene, polymer with alkyl acrylate, hydroxy alkyl methacrylate, alkeneoic acid, polycaprolactone ester with hydroxy alkyl methacrylate and dibutyl peroxide (generic) (P-95-0577) | 1811711 | 118240
Triazole derivative (generic) (P-95-0589) | 1811715 | 118241
Aqueous emulsion copolymer (generic) (P-90-1038) | 1811714 | 118242
Blocked polyisocyanate (generic) (P-95-0592) | 1811718 | 118243
Aqueous emulsion copolymer (generic) (P-90-1039) | 1811719 | 118244
Carboxylated vinyl acrylic copolymer (generic) (P-95-0596) | 1811722 | 118245
Aqueous emulsion copolymer (generic) (P-90-1040) | 1811723 | 118246
Reaction product of aluminum isopropoxide with 2-ethylhexanoic acidand an ester (generic) (P-95-0597) | 1811727 | 118247
Aqueous emulsion copolymer (generic) (P-90-1041) | 1811726 | 118248
Aqueous emulsion copolymer (generic) (P-90-1042) | 1811731 | 118249
Alkoxysilane - isocyanate terminate polyether based urethane prepolymer (generic) (P-95-0600) | 1811730 | 118250
Polyurethane salt (generic) (P-95-0604) | 1811735 | 118251
Aqueous emulsion copolymer (generic) (P-90-1043) | 1811734 | 118252
Aqueous emulsion copolymer (generic) (P-90-1044) | 1811738 | 118253
Dimethylaminoethyl methacrylate copolymer (generic) (P-95-0609) | 1811739 | 118254
Aqueous emulsion copolymer (generic) (P-90-1045) | 1811742 | 118255
Dimethylaminoethyl methacrylate copolymer (generic) (P-95-0610) | 1811743 | 118256
Aqueous emulsion copolymer (generic) (P-90-1046) | 1811746 | 118257
Dimethylaminoethyl methacrylate copolymer salt (generic) (P-95-0611) | 1811747 | 118258
Dimethylaminoethyl methacrylate copolymer salt (generic) (P-95-0612) | 1811750 | 118259
Aqueous emulsion copolymer (generic) (P-90-1047) | 1811751 | 118260
Aqueous emulsion copolymer (generic) (P-90-1048) | 1811755 | 118261
Vegetable oil fatty acid modified styrene acrylic polymer (generic) (P-95-0613) | 1811754 | 118262
Aqueous emulsion copolymer (generic) (P-90-1049) | 1811758 | 118263
Methacrylic acid copolymer salt (generic) (P-95-0617) | 1811759 | 118264
Aqueous emulsion copolymer (generic) (P-90-1050) | 1811762 | 118265
Methacrylic acid copolymer (generic) (P-95-0618) | 1811763 | 118266
Aqueous emulsion copolymer (generic) (P-90-1051) | 1811766 | 118267
Fatty acid alkyd (generic) (P-95-0620) | 1811767 | 118268
Aqueous emulsion copolymer (generic) (P-90-1052) | 1811770 | 118269
Acrylic resin salt (generic) (P-95-0622) | 1811771 | 118270
Aqueous emulsion copolymer (generic) (P-90-1053) | 1811774 | 118271
Acrylic resin salt (generic) (P-95-0624) | 1811775 | 118272
Acrylic resin (generic) (P-95-0625) | 1811779 | 118273
Aqueous emulsion copolymer (generic) (P-90-1054) | 1811778 | 118274
Aqueous emulsion copolymer (generic) (P-90-1055) | 1811783 | 118275
Acrylic resin salt (generic) (P-95-0626) | 1811782 | 118276
Styrene-maleic anhydride copolymer, reaction products with amino compounds (generic) (P-95-0632) | 1811786 | 118277
Aqueous emulsion copolymer (generic) (P-90-1056) | 1811787 | 118278
Rosin modified phenolic resin (generic) (P-95-0634) | 1811791 | 118279
Aqueous emulsion copolymer (generic) (P-90-1057) | 1811790 | 118280
Aqueous emulsion copolymer (generic) (P-90-1058) | 1811795 | 118281
Acrylated alkyd polymer (generic) (P-95-0639) | 1811794 | 118282
Epoxy ester polymer (generic) (P-95-0640) | 1811799 | 118283
Aqueous emulsion copolymer (generic) (P-90-1059) | 1811798 | 118284
Alkyd polymer (generic) (P-95-0641) | 1811802 | 118285
Aqueous emulsion copolymer (generic) (P-90-1060) | 1811803 | 118286
Aqueous emulsion copolymer (generic) (P-90-1061) | 1811806 | 118287
Acrylic polymer (generic) (P-95-0642) | 1811807 | 118288
Aqueous emulsion copolymer (generic) (P-90-1062) | 1811810 | 118289
Macrocyclic cobalt complex (generic) (P-95-0644) | 1811811 | 118290
Aqueous emulsion copolymer (generic) (P-90-1063) | 1811815 | 118291
Mannich base (generic) (P-95-0647) | 1811814 | 118292
Polyimidesulfone (generic) (P-95-0649) | 1811818 | 118293
Aqueous emulsion copolymer (generic) (P-90-1064) | 1811819 | 118294
Copolymer with 2-propenoic acid, butyl ester (generic) (P-95-0665) | 1811822 | 118295
Aqueous emulsion copolymer (generic) (P-90-1065) | 1811823 | 118296
Polyester resin (generic) (P-95-0667) | 1811826 | 118297
Aqueous emulsion copolymer (generic) (P-90-1066) | 1811827 | 118298
Alkyd resin (generic) (P-95-0668) | 1811830 | 118299
Aqueous emulsion copolymer (generic) (P-90-1067) | 1811831 | 118300
Aqueous emulsion copolymer (generic) (P-90-1068) | 1811835 | 118301
Epoxy ester (generic) (P-95-0669) | 1811834 | 118302
Aqueous emulsion copolymer (generic) (P-90-1069) | 1811838 | 118303
1,3-Diisocyanatomethyl benzene, polymer with .alpha.-butoxy-.omega.-hydroxy ethylene oxide-propylene copolymer, poly(oxy-1,2-ethanediyl), .alpha.-methyl-.omega.-hydroxy-, poly[oxy(methyl-1,2-ethanediyl)], .alpha.-hydro-.omega.-hydroxy-, 2,2-dimethyl-1,3-propanediol, ethylene glycol, terephthalic acid, isophthalic acid, hexanedioic acid, hydroxy substituted alkanoic acid and ethanol, 2-[(2-aminoethyl)amino]- (generic) (P-95-0674) | 1811839 | 118304
Aqueous emulsion copolymer (generic) (P-90-1070) | 1811842 | 118305
Cresol, aminobenzenesulfonic acid, formaldehyde condensate (generic) (P-95-0675) | 1811843 | 118306
Aqueous emulsion copolymer (generic) (P-90-1071) | 1811846 | 118307
Dimethylhydrogen stopped polysiloxane resin (generic) (P-95-0678) | 1811847 | 118308
Aqueous emulsion copolymer (generic) (P-90-1072) | 1811850 | 118309
Epoxyalkyl stopped polysiloxane resin (generic) (P-95-0679) | 1811851 | 118310
Aqueous emulsion copolymer (generic) (P-90-1073) | 1811854 | 118311
Hydroxy functional cyclic ether (generic) (P-95-0680) | 1811855 | 118312
Aqueous emulsion copolymer (generic) (P-90-1074) | 1811859 | 118313
Oxirane, polymer with hydroxy functional cyclic ether (generic) (P-95-0681) | 1811858 | 118314
PEG polymer with mono- and di- functional hydroxy- and amino-alkanes, alkanoic acid and alkanedioic acid (generic) (P-95-0725) | 1811863 | 118315
Aqueous emulsion copolymer (generic) (P-90-1075) | 1811862 | 118316
PEG polymer with mono- and di- functional hydroxy- and amino-alkanes, alkanoic acid and alkanedioic acid, sulfate (generic) (P-95-0726) | 1811867 | 118317
Aqueous emulsion copolymer (generic) (P-90-1076) | 1811866 | 118318
Aqueous emulsion copolymer (generic) (P-90-1077) | 1811870 | 118319
Aromatic isocyanate-polyester based urethane prepolymer (generic) (P-95-0730) | 1811871 | 118320
Polyurethane-urea (generic) (P-95-0733) | 1811874 | 118321
Aqueous emulsion copolymer (generic) (P-90-1078) | 1811875 | 118322
Polyolefin-modified polyphthalamide (generic) (P-95-0734) | 1811878 | 118323
Aqueous emulsion copolymer (generic) (P-90-1079) | 1811879 | 118324
Aqueous emulsion copolymer (generic) (P-90-1080) | 1811882 | 118325
Modified polyamide (generic) (P-95-0742) | 1811883 | 118326
Amine oxide, dimethyl (polyfluoro-hydro-alkyl) (generic) (P-95-0743) | 1811887 | 118327
Aqueous emulsion copolymer (generic) (P-90-1081) | 1811886 | 118328
Amide oxide, dimethyl (polyfluoro-alkyl) (generic) (P-95-0744) | 1811891 | 118329
Aqueous emulsion copolymer (generic) (P-90-1082) | 1811890 | 118330
Substituted phenyl azo substituted naphthalenesulfonic acid azo substituted amino triazine (generic) (P-95-0752) | 1811895 | 118331
Aqueous emulsion copolymer (generic) (P-90-1083) | 1811894 | 118332
Aqueous emulsion copolymer (generic) (P-90-1084) | 1811899 | 118333
Substituted nitrobenzene, reaction product with sodium polysulfide,substituted aldehyde, and substituted amine, acidified, oxidized (generic) (P-95-0753) | 1811898 | 118334
Substituted nitrobenzene, reaction product with sodium polysulfide,substituted aldehyde, and substituted amine, reduced (generic) (P-95-0754) | 1811902 | 118335
Aqueous emulsion copolymer (generic) (P-90-1085) | 1811903 | 118336
Aqueous emulsion copolymer (generic) (P-90-1086) | 1811906 | 118337
Polyurethane aqueous dispersion (generic) (P-95-0755) | 1811907 | 118338
N,N-Tetraalkyl-alkylenediamine, propoxylated (generic) (P-95-0756) | 1811910 | 118339
Aqueous emulsion copolymer (generic) (P-90-1133) | 1811911 | 118340
Acrylic polymer (generic) (P-95-0775) | 1811914 | 118341
Aqueous emulsion copolymer (generic) (P-90-1134) | 1811915 | 118342
Aqueous emulsion copolymer (generic) (P-90-1135) | 1811918 | 118343
Substituted alkylaminohalobenzoic acid (generic) (P-95-0783) | 1811919 | 118344
Sodium salt of substituted naphthalenesulfonic acid (generic) (P-95-0827) | 1811923 | 118345
Aqueous emulsion copolymer (generic) (P-90-1136) | 1811922 | 118346
Aqueous emulsion copolymer (generic) (P-90-1137) | 1811926 | 118347
Salt of a substituted mineral acid (generic) (P-95-0862) | 1811927 | 118348
Salt of a substituted mineral acid (generic) (P-95-0863) | 1811930 | 118349
Aqueous emulsion copolymer (generic) (P-90-1138) | 1811931 | 118350
Aqueous emulsion copolymer (generic) (P-90-1139) | 1811935 | 118351
Aliphatic amine (generic) (P-95-0867) | 1811934 | 118352
Silicone polymer (generic) (P-95-0877) | 1811938 | 118353
Aqueous emulsion copolymer (generic) (P-90-1140) | 1811939 | 118354
Alkylamine salt of a substituted-heteropolycycle-alkyl- (generic) (P-95-0879) | 1811942 | 118355
Aqueous emulsion copolymer (generic) (P-90-1141) | 1811943 | 118356
Aqueous emulsion copolymer (generic) (P-90-1142) | 1811946 | 118357
Salt of a substituted bis disubstituted heteromonocycle (generic) (P-95-0880) | 1811947 | 118358
Substituted aromatic acid salt (generic) (P-95-0881) | 1811950 | 118359
Aqueous emulsion copolymer (generic) (P-90-1143) | 1811951 | 118360
Aqueous emulsion copolymer (generic) (P-90-1144) | 1811954 | 118361
Substituted hydroquinone (generic) (P-95-0882) | 1811955 | 118362
Aqueous emulsion copolymer (generic) (P-90-1145) | 1811958 | 118363
Acrylic resin salt (generic) (P-95-0886) | 1811959 | 118364
Copolymer with 2-propenoic acid, isooctyl ester (generic) (P-95-0893) | 1811963 | 118365
Aqueous emulsion copolymer (generic) (P-90-1146) | 1811962 | 118366
Fatty acids, C18-unsatd., dimers, polymers with a dibasic acid and diamines (generic) (P-95-0894) | 1811967 | 118367
Aqueous emulsion copolymer (generic) (P-90-1147) | 1811966 | 118368
Aqueous emulsion copolymer (generic) (P-90-1148) | 1811970 | 118369
Fatty acids, C18-unsatd., dimers, polymers with ethylenediamine, dibasic acid and a diamine (generic) (P-95-0897) | 1811971 | 118370
Fatty acids, C18-unsatd., dimers, hydrogenated, polymers with ethylenediamine, a dibasic acid and a diamine (generic) (P-95-0903) | 1811974 | 118371
Aqueous emulsion copolymer (generic) (P-90-1149) | 1811975 | 118372
Aqueous emulsion copolymer (generic) (P-90-1150) | 1811979 | 118373
Fatty acids, C18-unsatd., dimers, polymers with a dibasic acid, ethylenediamine, tall-oil fatty acids and diamines (generic) (P-95-0920) | 1811978 | 118374
Aqueous emulsion copolymer (generic) (P-90-1151) | 1811983 | 118375
Esterified polyglycol (generic) (P-95-0925) | 1811982 | 118376
Perfluoroalkylethylacrylate copolymer (generic) (P-95-0928) | 1811986 | 118377
Aqueous emulsion copolymer (generic) (P-90-1152) | 1811987 | 118378
Aqueous emulsion copolymer (generic) (P-90-1153) | 1811990 | 118379
Phenolic modified rosin ester, polymer with soybean oil (generic) (P-95-0931) | 1811991 | 118380
Aqueous emulsion copolymer (generic) (P-90-1154) | 1811994 | 118381
Dialkyl malonate, alkyl alkenoate polymer (generic) (P-95-0932) | 1811995 | 118382
Aqueous emulsion copolymer (generic) (P-90-1155) | 1811998 | 118383
Styrene-acrylic polymer (generic) (P-95-0943) | 1811999 | 118384
Acrylic emulsion polymer (generic) (P-90-1156) | 1812002 | 118385
Reaction product of 3-alkoxy-2,2-dialkylpropanol, 2-(alkoxyphenoxy)ethanol and dialkylcarbonate (generic) (P-95-0946) | 1812003 | 118386
Aqueous emulsion copolymer (generic) (P-90-1180) | 1812007 | 118387
Polymer of polyisocyanate, blocked with hydroxy ester of carbamic acid and alcohol (generic) (P-95-0950) | 1812006 | 118388
Polymer of polyisocyanate, blocked with hydroxy ester of carbamic acid and alcohol (generic) (P-95-0951) | 1812010 | 118389
Aqueous emulsion copolymer (generic) (P-90-1181) | 1812011 | 118390
Aqueous emulsion copolymer (generic) (P-90-1182) | 1812014 | 118391
Aluminum organometallic compound (generic) (P-95-0975) | 1812015 | 118392
Aqueous emulsion copolymer (generic) (P-90-1183) | 1812018 | 118393
Acrylate polymer salt (generic) (P-95-0977) | 1812019 | 118394
Metal resinate (generic) (P-95-0982) | 1812023 | 118395
Aqueous emulsion copolymer (generic) (P-90-1184) | 1812022 | 118396
Aqueous emulsion copolymer (generic) (P-90-1185) | 1812026 | 118397
Metal resinate (generic) (P-95-0983) | 1812027 | 118398
Vinyl copolymer (generic) (P-95-1011) | 1812031 | 118399
Aqueous emulsion copolymer (generic) (P-90-1186) | 1812030 | 118400
Aqueous emulsion copolymer (generic) (P-90-1187) | 1812035 | 118401
Polyurethane based on polyisocyanates, polyols and polyamines (generic) (P-95-1012) | 1812034 | 118402
Aqueous emulsion copolymer (generic) (P-90-1188) | 1812038 | 118403
Polymeric colorant (generic) (P-95-1021) | 1812039 | 118404
Phthalocyanine Pigment (generic) (P-95-1023) | 1812043 | 118405
Aqueous emulsion copolymer (generic) (P-90-1189) | 1812042 | 118406
Substituted alkylaminodihalobenzoic acid ester (generic) (P-95-1026) | 1812047 | 118407
Aqueous emulsion copolymer (generic) (P-90-1190) | 1812046 | 118408
Aqueous emulsion copolymer (generic) (P-90-1191) | 1812051 | 118409
Hydroxyalkane, (alkylthioxometallo)thio, mercaptan (generic) (P-95-1027) | 1812050 | 118410
Organofunctional silica (generic) (P-95-1033) | 1812054 | 118411
Aqueous emulsion copolymer (generic) (P-90-1192) | 1812055 | 118412
Aqueous emulsion copolymer (generic) (P-90-1193) | 1812058 | 118413
Naphthaquinone diazide sulfonyl ester mixture of a polynuclear polyhydroxy phenol (generic) (P-95-1037) | 1812059 | 118414
Aqueous emulsion copolymer (generic) (P-90-1194) | 1812062 | 118415
Polyvinyl fluoride copolymer (generic) (P-95-1038) | 1812063 | 118416
Aqueous emulsion copolymer (generic) (P-90-1195) | 1812067 | 118417
Bis(substituted carbomonocyclic azo)-carbomonocyclicol (generic) (P-95-1043) | 1812066 | 118418
Aqueous emulsion copolymer (generic) (P-90-1196) | 1812070 | 118419
Bis(substituted)carbomonocyclic azo)-carbomonocyclicol (generic) (P-95-1044) | 1812071 | 118420
Bis(substituted)carbomonocyclic azo)-carbomonocyclicol (generic) (P-95-1045) | 1812074 | 118421
Aqueous emulsion copolymer (generic) (P-90-1197) | 1812075 | 118422
Amine salt of diisocyanate, polymer with dehydrated castor oil, soybean oil, tetra hydroxy alkane, alkanediol, hydroxy substituted alkane, alkanedioic acid, hydroxy substituted carboxylic acid and ethyleneamines (generic) (P-95-1047) | 1812079 | 118423
Aqueous emulsion copolymer (generic) (P-90-1198) | 1812078 | 118424
Aqueous emulsion copolymer (generic) (P-90-1199) | 1812083 | 118425
Modified cationic acrylamide polymer (generic) (P-95-1050) | 1812082 | 118426
Water soluble urethane alkyd (generic) (P-95-1053) | 1812086 | 118427
Aqueous emulsion copolymer (generic) (P-90-1200) | 1812087 | 118428
Aqueous emulsion copolymer (generic) (P-90-1201) | 1812090 | 118429
Condensates of methacrylic ester and aminosulfonic ester (generic) (P-95-1054) | 1812091 | 118430
Crosslinked acrylic polymer particle (generic) (P-95-1055) | 1812095 | 118431
Styrene/acrylic copolymer, salt (generic) (P-90-1225) | 1812094 | 118432
Epoxy resin salt (generic) (P-95-1056) | 1812098 | 118433
Amine salt of styrene acrylic copolymers (generic) (P-90-1226) | 1812099 | 118434
Polymethacrylate derivative with tetraethyleneglycol group (generic) (P-90-1273) | 1812102 | 118435
Acrylic resin salt (generic) (P-95-1057) | 1812103 | 118436
Polymethacrylate derivative with octadecyl group (generic) (P-90-1274) | 1812107 | 118437
Epoxy resin salt (generic) (P-95-1058) | 1812106 | 118438
Polymethacrylate derivative with phenyl group (generic) (P-90-1275) | 1812110 | 118439
Magnesium titanium organo-complex compound (generic) (P-95-1066) | 1812111 | 118440
Magnesium titanium organo-complex compound (generic) (P-95-1072) | 1812114 | 118441
Alkyl vinyl carbinol (generic) (P-90-1276) | 1812115 | 118442
Polymer of 1,2-ethanediol and aromatic esters (generic) (P-95-1100) | 1812119 | 118443
Aromatic dibasic acid, polymer with alkanedioic acid, hydroxysubstituted alkane, cyclohexyl isocyanate and dialkene amine (generic) (P-90-1278) | 1812118 | 118444
Aryl substituted copper phthalocyanine (generic) (P-90-1282) | 1812122 | 118445
Novolac-resin from substituted phenols and formaldehyde (generic) (P-95-1102) | 1812123 | 118446
Substituted resorcinol (generic) (P-95-1103) | 1812126 | 118447
Zinc ammine complex (generic) (P-90-1283) | 1812127 | 118448
Mixed carboxylic acids, branched (generic) (P-95-1105) | 1812131 | 118449
Styrene/hydroxy acrylic polymer ammonium salt (generic) (P-90-1309) | 1812130 | 118450
Salt of imidazoline amine/epoxy adduct (generic) (P-90-1311) | 1812134 | 118451
Acrylate/methacrylate copolymer (generic) (P-95-1110) | 1812135 | 118452
Sodium salt of sulfonated rubber (generic) (P-90-1314) | 1812139 | 118453
Functionalized elastomeric-epoxy copolymer (generic) (P-95-1111) | 1812138 | 118454
Butylene terephthalate copolymer (generic) (P-95-1114) | 1812143 | 118455
Epoxy-phenolic resin (generic) (P-90-1316) | 1812142 | 118456
Phosphorylated hemiacetals (generic) (P-90-1317) | 1812146 | 118457
Aryl substituted copper phthalocyanine (generic) (P-95-1124) | 1812147 | 118458
Urethane modified tall oil fatty acid alkyd (generic) (P-90-1324) | 1812150 | 118459
Modified alkyd resin (generic) (P-95-1125) | 1812151 | 118460
Inorganic aluminum complex (generic) (P-90-1325) | 1812154 | 118461
Acrylate copolymer (generic) (P-95-1129) | 1812155 | 118462
Water dispersible polyurethane (generic) (P-90-1326) | 1812158 | 118463
Acryl resin (generic) (P-95-1131) | 1812159 | 118464
Starch graft copolymer latex (generic) (P-90-1329) | 1812162 | 118465
Functionalized aluminum hydroxide (generic) (P-95-1141) | 1812163 | 118466
Functionalized aluminum hydroxide (generic) (P-95-1144) | 1812166 | 118467
Blocked polymer of alkane diacid with alkane diamines, polysubstituted cycloalkanes and alkane diols (generic) (P-90-1330) | 1812167 | 118468
Substituted alkylsilyl urea (generic) (P-90-1333) | 1812170 | 118469
Functionalized aluminum hydroxide (generic) (P-95-1145) | 1812171 | 118470
Crosslinkable butadiene - styrene polymer (generic) (P-90-1335) | 1812175 | 118471
Functionalized aluminum hydroxide (generic) (P-95-1146) | 1812174 | 118472
Functionalized aluminum hydroxide (generic) (P-95-1147) | 1812178 | 118473
Modified epoxy resin (generic) (P-90-1336) | 1812179 | 118474
Amine functional polyurethane polyol (generic) (P-90-1339) | 1812183 | 118475
Functionalized aluminum hydroxide (generic) (P-95-1150) | 1812182 | 118476
Modified soya alkyd (generic) (P-90-1344) | 1812187 | 118477
Functionalized aluminum hydroxide (generic) (P-95-1153) | 1812186 | 118478
Polymer of (alkyl)benzenecarboxylic acid, (alkylene ether) glycol, triamino-s-triazine and an (alkyl)cyclohexane-methanamine (generic) (P-90-1350) | 1812191 | 118479
Functionalized magnesium hydroxide (generic) (P-95-1159) | 1812190 | 118480
Functionalized magnesium hydroxide (generic) (P-95-1161) | 1812194 | 118481
Acrylic modified linseed oil copolymer (generic) (P-90-1351) | 1812195 | 118482
Aliphatic urethane alkyd polymer (generic) (P-90-1354) | 1812199 | 118483
Functionalized clay (generic) (P-95-1169) | 1812198 | 118484
Mannich base polyamine (generic) (P-90-1356) | 1812202 | 118485
Functionalized clay (generic) (P-95-1170) | 1812203 | 118486
Fatty acid amine (generic) (P-90-1364) | 1812206 | 118487
Functionalized clay (generic) (P-95-1173) | 1812207 | 118488
Anionic sulfated ester (generic) (P-90-1377) | 1812210 | 118489
Functionalized clay (generic) (P-95-1186) | 1812211 | 118490
Ziegler catalyst precursor (generic) (P-90-1378) | 1812214 | 118491
Functionalized clay (generic) (P-95-1187) | 1812215 | 118492
Oxylated amine acetate (generic) (P-90-1380) | 1812218 | 118493
Functionalized clay (generic) (P-95-1189) | 1812219 | 118494
Polynuclear polyhydroxy phenol (generic) (P-90-1381) | 1812222 | 118495
Modified epoxy resin (generic) (P-95-1197) | 1812223 | 118496
Naphthaquinone diazide sulfonyl esters of a polynuclear polyhydroxyphenol (generic) (P-90-1382) | 1812226 | 118497
Acrylic resin salt (generic) (P-95-1198) | 1812227 | 118498
Polyester resin (generic) (P-90-1383) | 1812230 | 118499
Novolac-resin from substituted phenols and formaldehyde (generic) (P-95-1200) | 1812231 | 118500
Substituted ethylene copolymer (generic) (P-90-1385) | 1812234 | 118501
Alkoxy-alkyl-carbopolycycle (generic) (P-95-1204) | 1812235 | 118502
Acrylic modified soya alkyd (generic) (P-90-1386) | 1812238 | 118503
Disubstituted benzene (generic) (P-95-1205) | 1812239 | 118504
Aromatic polyimide (generic) (P-90-1389) | 1812242 | 118505
Poly(alkylmethacrylate) (generic) (P-95-1207) | 1812243 | 118506
Propenoate-terminated alkyl and alkoxy substituted silane (generic) (P-90-1391) | 1812246 | 118507
Polyester resin (generic) (P-95-1209) | 1812247 | 118508
Carboxy terminated amide functional polymer of aliphatic diols, aromatic carboxylic acid/anhydride, tall oil fatty acid dimer, and ethoxylated polyarylphenol (generic) (P-95-1210) | 1812250 | 118509
Styrene acrylate methacrylate copolymer (generic) (P-90-1396) | 1812251 | 118510
Carboxy terminated amide functional polymer of aliphatic diols, aromatic carboxylic acid/anhydride, tall oil fatty acid dimer, and ethoxylated polyarylphenol, ammonium salt (generic) (P-95-1211) | 1812255 | 118511
Dialkylamine hydrohalide (generic) (P-90-1397) | 1812254 | 118512
Polyester benzamide (generic) (P-90-1401) | 1812259 | 118513
Polyester/polyether/aromatic polyurethane (generic) (P-95-1214) | 1812258 | 118514
Polyester urethane polymer (generic) (P-95-1215) | 1812262 | 118515
Styrene-n-butylacrylate-n-butylmethacrylate-maleic acid monobutyl ester copolymer (generic) (P-90-1407) | 1812263 | 118516
Polysubstituted methacrylic copolymer (generic) (P-95-1216) | 1812266 | 118517
Silicone acrylate (generic) (P-90-1409) | 1812267 | 118518
Silica, [(organosilyl)oxy]-modified (generic) (P-90-1411) | 1812270 | 118519
Fatty acid diamide (generic) (P-95-1220) | 1812271 | 118520
m-Xylenediamine, reaction products with diglycidyl ether of bisphenol A and diglycidyl ether of alkyl glycol (generic) (P-95-1232) | 1812274 | 118521
Quasi prepolymer containing MDI (generic) (P-90-1412) | 1812275 | 118522
Tricycloalkanol, 4-alkyl-8-methylene (generic) (P-90-1414) | 1812279 | 118523
Cobalt chelated salt (generic) (P-95-1238) | 1812278 | 118524
Cobalt chelated salt (generic) (P-95-1239) | 1812283 | 118525
Complex epoxy resin/amine adducts (generic) (P-90-1417) | 1812282 | 118526
Heterocyclic substituted amido halogenated benzoic acid ester (generic) (P-95-1244) | 1812286 | 118527
Substituted melamine polymer (generic) (P-90-1420) | 1812287 | 118528
Modified polyester polymer (generic) (P-95-1245) | 1812291 | 118529
Substituted melamine polymer (generic) (P-90-1421) | 1812290 | 118530
Polyurethane-urea (generic) (P-90-1423) | 1812294 | 118531
Modified polyester polymer (generic) (P-95-1246) | 1812295 | 118532
Waterborne alkyd resin (generic) (P-95-1248) | 1812299 | 118533
Polycarbonate (generic) (P-90-1424) | 1812298 | 118534
Hydroxy functional acrylic polymer (generic) (P-90-1427) | 1812302 | 118535
Saturated polyester resin (generic) (P-95-1251) | 1812303 | 118536
Hydroxy functional acrylic resin (generic) (P-90-1434) | 1812307 | 118537
Saturated polyester resin (generic) (P-95-1252) | 1812306 | 118538
Phenol, 4,4'-(1-methylethylidene)bis[2,6-dibromo-, polymer with (chloromethyl)oxirane, an isocyanate and 4,4'-(1-methylethylidene)bis[phenol] (generic) (P-95-1287) | 1812310 | 118539
Hydroxy functional acrylic polymer (generic) (P-90-1443) | 1812311 | 118540
2-Naphthalenol[(phenylazo)phenyl]azo alkyl derivatives (generic) (P-95-1289) | 1812315 | 118541
Hydroxy functional acrylic polymer (generic) (P-90-1445) | 1812314 | 118542
Dialkyl substituted heterocyclic aromatic compound (generic) (P-90-1468) | 1812318 | 118543
Alkylated phenol (generic) (P-95-1297) | 1812319 | 118544
Alkylated phenol (generic) (P-95-1302) | 1812322 | 118545
Ethylene acrylic copolymer salt (generic) (P-90-1469) | 1812323 | 118546
Alkylaryl ether sulfate/sulfonate, sodium salts (generic) (P-90-1470) | 1812327 | 118547
Substituted aromatic amine (generic) (P-95-1319) | 1812326 | 118548
Modified acrylic polymer (generic) (P-90-1475) | 1812330 | 118549
Substituted aromatic nitrile (generic) (P-95-1320) | 1812331 | 118550
Substituted aromatic nitrile (generic) (P-95-1321) | 1812334 | 118551
Rosin ester phenolic modified (generic) (P-90-1481) | 1812335 | 118552
Substituted phthalocyanine (generic) (P-95-1322) | 1812338 | 118553
Hexanedioic acid, polymer with 1,3-benzenedicarboxylic acid, alkanediol, alkanolamine, 1,3-bis(1-isocyanato-1-methylethyl)-benzene, diglycidyl ether of bisphenol A and propanoic acid, 3-hydroxy-2-(hydroxymethyl)-2-methyl- (generic) (P-90-1487) | 1812339 | 118554
Hydrocarbon modified rosin resin (generic) (P-95-1328) | 1812342 | 118555
Crosslinked acrylic polymer (generic) (P-90-1496) | 1812343 | 118556
Secondary aliphatic alcohol (generic) (P-95-1332) | 1812346 | 118557
Crosslinked acrylic polymer salt (generic) (P-90-1497) | 1812347 | 118558
(3,4-Epoxy-cyclohexyl)methyl acrylate (generic) (P-95-1337) | 1812350 | 118559
Crosslinked acrylic polymer salt (generic) (P-90-1498) | 1812351 | 118560
Ethoxylated fatty imidazoline salt (generic) (P-95-1339) | 1812354 | 118561
Crosslinked acrylic polymer salt (generic) (P-90-1499) | 1812355 | 118562
Heterocyclic aromatic ester (generic) (P-95-1349) | 1812358 | 118563
Tricycloalkanol, 4-alkyl-8-methylene, alkyl ester (generic) (P-90-1500) | 1812359 | 118564
Heterocyclic aromatic ester (generic) (P-95-1350) | 1812362 | 118565
Metalized sulfo phenyl azo oxy phenyl azo benzoate, sodium salt (generic) (P-90-1502) | 1812363 | 118566
Metalized disulfophenylazo (Subs.) naphthalene triazine (generic) (P-90-1505) | 1812367 | 118567
Substituted polyoxyalkylene colorant (generic) (P-95-1351) | 1812366 | 118568
Copper phthalocyane sulfonyl sulfo derivative, sodium salt (generic) (P-90-1506) | 1812370 | 118569
Substituted polyoxyalkylene colorant (generic) (P-95-1352) | 1812371 | 118570
Polycondensation compound (generic) (P-95-1354) | 1812375 | 118571
Pyrazolic acid, [ethenediyl[bis(sulfophenylene)imino(chlorotriazinyl)sulfphonylazo(substituted sulfophenylene)azo]]bis[(substituted sulfophenyl)-,sodium salt (generic) (P-90-1507) | 1812374 | 118572
Reaction product of aryl and alkyl dicarboxylic acids and alkanediols with isocyanato cycloalkyl methane (generic) (P-90-1511) | 1812378 | 118573
Modified alkyldresin (generic) (P-95-1355) | 1812379 | 118574
Hydroxylated polyacrylate (generic) (P-90-1512) | 1812383 | 118575
Aromatic modified aliphatic hydrocarbon resin, hydrogenated (generic) (P-95-1358) | 1812382 | 118576
Aromatic modified aliphatic hydrocarbon resin, hydrogenated (generic) (P-95-1359) | 1812386 | 118577
Phosphinicocarboxylates, sodium salts (generic) (P-90-1529) | 1812387 | 118578
Copolymer of acrylic and methacrylic esters (generic) (P-95-1364) | 1812390 | 118579
Phosphinicocarboxylates, potassium salts (generic) (P-90-1530) | 1812391 | 118580
Ceteareth-25 mono itaconate (generic) (P-95-1365) | 1812394 | 118581
Phosphinicocarboxylates, ammonium salts (generic) (P-90-1531) | 1812395 | 118582
TDI reaction product with polymeric diol and triol (generic) (P-90-1532) | 1812398 | 118583
Poly(hydroxyaryl)alkane (generic) (P-95-1366) | 1812399 | 118584
Phenyl substituted bisulfate salt (generic) (P-90-1539) | 1812402 | 118585
Esters of poly(hydroxyphenyl)alkane and diazonaphthalene sulfonyl chloride (generic) (P-95-1367) | 1812403 | 118586
Anionic polyacrylamide (generic) (P-95-1369) | 1812406 | 118587
Phenyl substituted iodonium salt (generic) (P-90-1540) | 1812407 | 118588
2-Ethylhexylacrylate, polymer with methacrylic acid, acrylic acid, styrene and methylmethacrylate (generic) (P-95-1378) | 1812410 | 118589
Polyamide resin (generic) (P-90-1547) | 1812411 | 118590
Salt of acylated polyamine (generic) (P-90-1549) | 1812414 | 118591
Organopolysiloxane (generic) (P-95-1387) | 1812415 | 118592
Salt of acylated polyamine (generic) (P-90-1550) | 1812419 | 118593
Organopolysiloxane (generic) (P-95-1388) | 1812418 | 118594
Mixed esters of poly(hydroxyphenyl)alkane and diazonaphthalene sulfonyl chloride (generic) (P-95-1389) | 1812422 | 118595
N-Substituted ((tetrahydro-2-hydroxy-4H-1,4,2-oxazaphosphorin-4-yl)-methylphosphonic acid, P-oxide, trisodium salt (generic) (P-90-1555) | 1812423 | 118596
N-Substituted (((2-hydroxyethyl)imino)bis(methylene))-bis-phosphonic acid, tetrapotassium salt (generic) (P-90-1556) | 1812426 | 118597
9H-Carbazol-9-ethanol, 3-(substituted)azo- (generic) (P-95-1390) | 1812427 | 118598
Acrylic emulsion polymer (generic) (P-90-1556) | 1812430 | 118599
Substituted pyrogallol (generic) (P-95-1391) | 1812431 | 118600
Substituted alkyl sulfonic acid derivative (generic) (P-90-1557) | 1812434 | 118601
Substituted xylenol (generic) (P-95-1392) | 1812435 | 118602
Halocetylsubstituted alkyl sulfonic acid (generic) (P-90-1558) | 1812438 | 118603
Fatty acids, dimers, reaction products with fatty acids trimers andpolyamine (generic) (P-95-1393) | 1812439 | 118604
Substituted aromatic substituted alkyl ester (generic) (P-90-1559) | 1812442 | 118605
Amine sulfonate monomer (generic) (P-95-1397) | 1812443 | 118606
Substituted phenyl alkyl sulfonic acid derivative (generic) (P-90-1560) | 1812446 | 118607
Vinyl chloride, polymer with vinyl acetate and amine sulfonate monomer (generic) (P-95-1398) | 1812447 | 118608
Heterocyclic substituted phenyl alkyl sulfonic acid derivative (generic) (P-90-1561) | 1812450 | 118609
Vinyl chloride, polymer with vinyl acetate and amine sulfonate monomer (generic) (P-95-1399) | 1812451 | 118610
Styrenated hydroxy functional acrylic (generic) (P-90-1562) | 1812455 | 118611
Pyrrolidinobenzimidazolium salt (generic) (P-95-1401) | 1812454 | 118612
Epoxy-amine adduct (generic) (P-90-1570) | 1812458 | 118613
Polyester resin (generic) (P-95-1409) | 1812459 | 118614
Polyester salt (generic) (P-95-1412) | 1812462 | 118615
Copolyamide (generic) (P-90-1572) | 1812463 | 118616
Polyhydroxypolyphosphate ester salt (generic) (P-95-1419) | 1812466 | 118617
Salt of epoxy amine adduct (generic) (P-90-1574) | 1812467 | 118618
Epoxy-amine adduct (generic) (P-90-1575) | 1812471 | 118619
Polyhydroxy polyphosphate ester salt (generic) (P-95-1420) | 1812470 | 118620
Epoxy amine adduct (generic) (P-90-1576) | 1812474 | 118621
Polyhydroxy polyphosphate ester salt (generic) (P-95-1421) | 1812475 | 118622
Alkoxylated aromatic amine (generic) (P-90-1577) | 1812478 | 118623
Acid functional acrylic polymer (generic) (P-95-1426) | 1812479 | 118624
Acid functional acrylic polymer (generic) (P-95-1427) | 1812483 | 118625
Alkoxylated aromatic amine (generic) (P-90-1581) | 1812482 | 118626
Polyoxyalkylated aromatic amine (generic) (P-90-1582) | 1812486 | 118627
Acid functional acrylic polymer (generic) (P-95-1428) | 1812487 | 118628
Acid functional acrylic polymer (generic) (P-95-1434) | 1812490 | 118629
Polyoxyalkylated aromatic amine (generic) (P-90-1583) | 1812491 | 118630
Hydroxy functional acrylic (generic) (P-95-1437) | 1812494 | 118631
Polyoxyalkylated aromatic amine (generic) (P-90-1585) | 1812495 | 118632
Hydroxy functional acrylic (generic) (P-95-1439) | 1812498 | 118633
Polyoxyalkylated aromatic amine (generic) (P-90-1586) | 1812499 | 118634
Polyoxyalkylated aromatic amine (generic) (P-90-1587) | 1812503 | 118635
Neutralized water based acid functional polymer (generic) (P-95-1448) | 1812502 | 118636
Aromatic nitrile (generic) (P-90-1588) | 1812506 | 118637
Neutralized water based acid functional polymer (generic) (P-95-1449) | 1812507 | 118638
Neutralized water based acid functional polymer (generic) (P-95-1457) | 1812511 | 118639
Polyoxyalkyl aromatic amine (generic) (P-90-1589) | 1812510 | 118640
Neutralized polymer of styrene with alkyl acrylates and methacrylates (generic) (P-95-1468) | 1812514 | 118641
Substituted polyoxyalkylene aniline (generic) (P-90-1591) | 1812515 | 118642
Polyurethane polyacrylic resin (generic) (P-95-1469) | 1812518 | 118643
Hydroxylated functional styrene, acrylate and methacrylate polymer (generic) (P-90-1593) | 1812519 | 118644
Epoxy amine adduct (generic) (P-95-1471) | 1812522 | 118645
Aryloxy substituted alkanoic acid, alkoxyphenyl hydrazide (generic) (P-90-1596) | 1812523 | 118646
Epoxy amine adduct (generic) (P-95-1472) | 1812526 | 118647
Aryloxy substituted alkanoyl chloride (generic) (P-90-1597) | 1812527 | 118648
Substituted isobenzofuranone (generic) (P-95-1473) | 1812530 | 118649
(Arylsulfonyl)aryloxy substituted alkanoic acid, alkoxyphenyl hydrazide (generic) (P-90-1598) | 1812531 | 118650
Styrene-maleic anhydride copolymer, reaction products with alcoholic compounds, salt with alkanolamine (generic) (P-95-1474) | 1812534 | 118651
Substituted cyclopentadienide compound (generic) (P-90-1600) | 1812535 | 118652
Polyurethane dispersion (generic) (P-95-1477) | 1812538 | 118653
Tetra-alkyl silane (generic) (P-90-1601) | 1812539 | 118654
Triethylaminium salt of polyurethane polymer (generic) (P-95-1478) | 1812542 | 118655
Organometallic salt compound (generic) (P-90-1602) | 1812543 | 118656
Substituted zirconium salt (generic) (P-90-1603) | 1812546 | 118657
Polyester polyether isocyanate polymer (generic) (P-95-1489) | 1812547 | 118658
Substituted organometallic compound (generic) (P-90-1604) | 1812551 | 118659
Polyester isocyanate polymer (generic) (P-95-1490) | 1812550 | 118660
Amino cyclohexyloxycarbonyl substituted aminoanthraquinone (generic) (P-90-1605) | 1812554 | 118661
Triazinylamino-substituted sulfonated bisazobenzene compound (generic) (P-95-1506) | 1812555 | 118662
Modified diphenylmethane diisocyanate (generic) (P-95-1507) | 1812559 | 118663
Alkylphenoxy amino hydroxy anthraquinone (generic) (P-90-1606) | 1812558 | 118664
Acid functional acrylic latex (generic) (P-95-1508) | 1812562 | 118665
Alkylcyanomethyloxy heterocycliazo, benzoic acid ethoxycarbonylmethyl ester (generic) (P-90-1607) | 1812563 | 118666
Monosubstituted tetrazole, salt (generic) (P-95-1511) | 1812566 | 118667
Aromatic polyimide (generic) (P-90-1612) | 1812567 | 118668
Tetrasubstituted naphthalenedisulfonic acid, salt (generic) (P-90-1613) | 1812571 | 118669
Monosubstituted tetrazole (generic) (P-95-1512) | 1812570 | 118670
Fatty acids, unsaturated, reaction products with unsaturated heterocycle (generic) (P-95-1515) | 1812574 | 118671
Acrylic ester modified polyurethane adduct (generic) (P-90-1616) | 1812575 | 118672
Basic unsaturated phenol/oxirane/resin ester (generic) (P-90-1619) | 1812578 | 118673
Fatty acids, unsatd., reaction products with unsatd. heterocycle, compounds with alkanolamine (generic) (P-95-1516) | 1812579 | 118674
Fatty acid ester (generic) (P-90-1621) | 1812582 | 118675
Fatty acids, unsatd., reaction products with alkylamine and unsatd.heterocycle (generic) (P-95-1517) | 1812583 | 118676
Carboxylic acid derivatives of polyoxyalkylenes (generic) (P-90-1625) | 1812586 | 118677
Fatty acids, unsatd., reaction products with unsatd. heterocycle and ethoxylated alkylamine (generic) (P-95-1518) | 1812587 | 118678
Triphenylmethane dye (generic) (P-90-1628) | 1812590 | 118679
Disubstituted phenylaminobenzene azo substituted phenol (generic) (P-95-1520) | 1812591 | 118680
Polyesterurethane copolymer (generic) (P-90-1632) | 1812594 | 118681
Polyurethane polyurea dispersion (generic) (P-95-1522) | 1812595 | 118682
1,4-Butanediol, polymer with 2,2-dimethyl-1,3-propanediol, hexanedioic acid, 3-hydroxy-2-(hydroxymethyl)-2-methylpropanoic acid, 2-ethyl-2-(hydroxymethyl)-1,3-propanediol, hydrazine, and 1,1'-methylenebis[4-substituted-cyclohexane] (generic) (P-90-1639) | 1812598 | 118683
Metallized azo yellow pigment (generic) (P-95-1528) | 1812599 | 118684
Polyaniline (generic) (P-90-1641) | 1812602 | 118685
Gas generant (generic) (P-95-1529) | 1812603 | 118686
Aluminum organometallic compound (generic) (P-90-1655) | 1812606 | 118687
Water-borne polyurethane dispersion (generic) (P-95-1531) | 1812607 | 118688
Metal chloride/methacrylate complex (generic) (P-90-1665) | 1812610 | 118689
Substituted imine (generic) (P-95-1557) | 1812611 | 118690
Metal chloride/methacrylate/organic aluminum complex (generic) (P-90-1666) | 1812614 | 118691
Water-borne polyurethane dispersion (generic) (P-95-1560) | 1812615 | 118692
Polyalkene (generic) (P-90-1667) | 1812619 | 118693
Amine functional epoxy resin salted with an organic acid (generic) (P-95-1562) | 1812618 | 118694
Amine functional epoxy resin salted with an organic acid (generic) (P-95-1565) | 1812623 | 118695
Magnesium-titanium-aluminum-chloride complex (generic) (P-90-1668) | 1812622 | 118696
N-(N,N-Dialkylamino methylphenyl) substituted, benzoquinone monoimine (generic) (P-90-1669) | 1812626 | 118697
Substituted-dialkyl benzenedicarboxylate (generic) (P-95-1573) | 1812627 | 118698
Substituted phenyl azo substituted naphthaline amino substituted triazine (generic) (P-95-1581) | 1812631 | 118699
Poly urea thickener (generic) (P-90-1670) | 1812630 | 118700
Polysulfo-trisubstituted heteromonocycle, [[(substituted)-disubstituted-heteromonocycle]alkenylidene]-, alkali metal salt (generic) (P-95-1588) | 1812634 | 118701
Substituted dioxazene (generic) (P-90-1672) | 1812635 | 118702
Styrenated polyacrylate polymethacrylate (generic) (P-90-1682) | 1812639 | 118703
Thermoplastic MDI based polyurethane resin (generic) (P-95-1591) | 1812638 | 118704
Modified melamine formaldehyde resin (generic) (P-90-1683) | 1812642 | 118705
Thermoplastic MDI based polyurethane resin (generic) (P-95-1594) | 1812643 | 118706
Nonionic surfactant (generic) (P-90-1685) | 1812646 | 118707
Naphthaquinone diazide sulfonyl ester mixture of a phenol aldehyde condensate (generic) (P-95-1597) | 1812647 | 118708
Substituted benzofuran (generic) (P-90-1688) | 1812650 | 118709
Polyetherpolyol tetraacrylate (generic) (P-95-1645) | 1812651 | 118710
Polyoxyalkyl aromatic amine tint (generic) (P-90-1690) | 1812654 | 118711
Propoxylated amine (generic) (P-95-1647) | 1812655 | 118712
Styrene-acrylic polymer (generic) (P-90-1691) | 1812658 | 118713
Nonylphenoxypoly(oxyalkylene) (generic) (P-95-1649) | 1812659 | 118714
Alkylphenylpolyetheramine (generic) (P-95-1651) | 1812663 | 118715
Modified polyolefin (generic) (P-90-1692) | 1812662 | 118716
Calcium alkylbenzene sulfonates (generic) (P-95-1655) | 1812666 | 118717
Aqueous polyurethane dispersion (generic) (P-90-1695) | 1812667 | 118718
Ruthenium carbonyl carboxylate (generic) (P-90-1699) | 1812670 | 118719
Acrylic acid, alkyl ester, polymer with monocarbocyclicalkene (generic) (P-95-1678) | 1812671 | 118720
Metal carbonyl carboxylate (generic) (P-90-1707) | 1812674 | 118721
Isocyanate-terminated polyester polyurethane prepolymer (generic) (P-95-1682) | 1812675 | 118722
Tannin, sodium salt, polymer with acrylic monomers (generic) (P-90-1715) | 1812679 | 118723
Isocyanate-terminated polycarbonate polyurethane prepolymer (generic) (P-95-1696) | 1812678 | 118724
Aliphatic acrylourethane oligomer (generic) (P-95-1698) | 1812683 | 118725
Styrene polymer with alkene, reaction product with organic anhydride (generic) (P-90-1751) | 1812682 | 118726
Organofunctional silica (generic) (P-95-1699) | 1812687 | 118727
Blocked urethane prepolymer (generic) (P-90-1756) | 1812686 | 118728
Alkyl acrylate, polymer with alkyl methacrylates, peroxy-initiated (generic) (P-90-1760) | 1812691 | 118729
Polyamine epoxy resin adduct (generic) (P-95-1706) | 1812690 | 118730
Hydroxy functional acrylic polymer (generic) (P-90-1762) | 1812694 | 118731
Alkanedioic acid, polymer with alkanediol, alkanediol homopolymer, carboxylic acid anhydride, dihydroxy dialkyl ether, diisocyanate and polyester resins (generic) (P-95-1712) | 1812695 | 118732
Diurea compound (generic) (P-90-1766) | 1812698 | 118733
Olefin modified hydrocarbon resin (generic) (P-95-1715) | 1812699 | 118734
Diurea compound (generic) (P-90-1767) | 1812702 | 118735
Olefin modified hydrocarbon resin (generic) (P-95-1729) | 1812703 | 118736
Diurea compound (generic) (P-90-1768) | 1812706 | 118737
Perhaloacid halide (generic) (P-95-1731) | 1812707 | 118738
Diurea compound (generic) (P-90-1772) | 1812710 | 118739
N-substituted haloaromatic benzotriazole aryl ester (generic) (P-95-1732) | 1812711 | 118740
Diurea compound (generic) (P-90-1773) | 1812714 | 118741
Starch, 2-carboxy-2-substituted ether (generic) (P-95-1735) | 1812715 | 118742
Diurea compound (generic) (P-90-1774) | 1812718 | 118743
Substituted naphthalene iron complex (generic) (P-95-1736) | 1812719 | 118744
Diurea compound (generic) (P-90-1775) | 1812722 | 118745
Alkylthio substituted naphthalene carboxamide (generic) (P-95-1740) | 1812723 | 118746
Diurea compound (generic) (P-90-1776) | 1812727 | 118747
Styrene acrylic polymer (generic) (P-95-1748) | 1812726 | 118748
Diurea compound (generic) (P-90-1777) | 1812731 | 118749
Acid functional polyester resin amine-salted (generic) (P-95-1759) | 1812730 | 118750
Substituted acrylic polymer (generic) (P-95-1766) | 1812734 | 118751
Modified acrylic resin (generic) (P-90-1778) | 1812735 | 118752
Polyether diol and polyether triol and polyether diamine with dicyclohexylmethanediisocyanate (generic) (P-90-1784) | 1812738 | 118753
Inorganic palladium salt (generic) (P-95-1768) | 1812739 | 118754
Polymeric colorant (generic) (P-95-1799) | 1812742 | 118755
Polyether triols with meta-tetramethylxylenediisocyanate (generic) (P-90-1786) | 1812743 | 118756
Fatty acids, esters with trimethylolpropane, reaction products withTDI (generic) (P-95-1811) | 1812746 | 118757
Copolymer of polyester and methylene diphenyl diisocyanate (generic) (P-90-1787) | 1812747 | 118758
Styryl pyridinium derivative (generic) (P-95-1828) | 1812750 | 118759
Reaction product of isocyanate and various alcohols (generic) (P-90-1788) | 1812751 | 118760
Substituted phenyl acetate (generic) (P-90-1791) | 1812755 | 118761
Isophthalic acid polymer with cyclicalcohol and alkyldiamine (generic) (P-95-1836) | 1812754 | 118762
High solids polyester (generic) (P-95-1839) | 1812758 | 118763
Polymer with carboxylated polyurethane, modified NBR and acrylated urethane (generic) (P-90-1794) | 1812759 | 118764
Oil free aromatic polyester (generic) (P-95-1840) | 1812762 | 118765
Copper complex, substituted naphthalene disulfonic acid, alkali salt (generic) (P-90-1796) | 1812763 | 118766
Copolymer of acrylate esters modified with heterocyclic ring N-groups (generic) (P-90-1802) | 1812767 | 118767
Poly(alkylene oxides), polyesters with maleic anhydride, diol modified (generic) (P-95-1847) | 1812766 | 118768
Substituted phenyl substituted thiomorpholine (generic) (P-95-1857) | 1812771 | 118769
Copolymer of acrylate esters modified with heterocyclic ring N-groups (generic) (P-90-1803) | 1812770 | 118770
Metallic borate alkanoate (generic) (P-90-1804) | 1812774 | 118771
Substituted alkyl ester (generic) (P-95-1868) | 1812775 | 118772
Photopolymer based on dimethylmaleinimide containing propylene glycol methylether (generic) (P-90-1805) | 1812778 | 118773
Triphenylmethane inner salt, alkoxylated (generic) (P-95-1869) | 1812779 | 118774
Aliphatic polyester polyurethane (generic) (P-90-1817) | 1812782 | 118775
Mixed aromatic polyester polyol (generic) (P-95-1871) | 1812783 | 118776
Polyether polyol (aliphatic alcohol and alkalene oxide) with methylendcap (generic) (P-90-1818) | 1812786 | 118777
Styrene-maleic anhydride copolymer, compd. with alkanolamine (generic) (P-95-1872) | 1812787 | 118778
Modified acrylic polymer (generic) (P-90-1819) | 1812790 | 118779
Cycloaliphatic acrylic polyol (generic) (P-95-1876) | 1812791 | 118780
Polymer of aryl alkyl epoxy compound with dibasic fatty acid, monobasic fatty acid, triethylenetetramine, phenol and aldehyde (generic) (P-90-1831) | 1812794 | 118781
TDI polyester polyurethane prepolymer (generic) (P-95-1882) | 1812795 | 118782
Aryltrialkoxysilane (generic) (P-90-1848) | 1812798 | 118783
TDI polyester polyurethane prepolymer (generic) (P-95-1883) | 1812799 | 118784
Aromatic ether (generic) (P-90-1855) | 1812802 | 118785
Modified vinyl polymer (generic) (P-95-1885) | 1812803 | 118786
Modified biopolymer (generic) (P-95-1886) | 1812806 | 118787
Substituted carboxylic acid ester (generic) (P-90-1856) | 1812807 | 118788
Substituted carboxylic acid ester (generic) (P-90-1857) | 1812810 | 118789
Copper ammonium bitetrazole complex (generic) (P-95-1887) | 1812811 | 118790
Alkylphenol, substituted phenol, formaldehyde polymer (generic) (P-90-1858) | 1812814 | 118791
Copolymer of acrylic esters, methacrylic esters and acrylic acid (generic) (P-95-1894) | 1812815 | 118792
Aliphatic polyester polyacid (generic) (P-90-1859) | 1812818 | 118793
Acrylic copolymer modified with fatty acids and olefins (generic) (P-95-1896) | 1812819 | 118794
Fatty acid modified polymer, free of solvents and volatile amines (generic) (P-95-1897) | 1812822 | 118795
Complex phenyl aliphatic ester (generic) (P-90-1868) | 1812823 | 118796
Complex phenyl aliphatic ester (generic) (P-90-1870) | 1812827 | 118797
Neutralized acrylic copolymer modified with fatty acids and olefins (generic) (P-95-1898) | 1812826 | 118798
Methacrylic acid ester polymer (generic) (P-95-1900) | 1812830 | 118799
Higher alkyl methacrylates copolymer (generic) (P-90-1871) | 1812831 | 118800
Modified acrylic resin (generic) (P-90-1878) | 1812834 | 118801
Phosphoric acid ester, metal salt (generic) (P-95-1901) | 1812835 | 118802
Polyurea polyurethane polymer (generic) (P-90-1891) | 1812838 | 118803
Polymer of isophorone diisocyante and aliphatic diols/aliphatic dicarboxylic acid (generic) (P-95-1903) | 1812839 | 118804
Calcium alkaryl substituted ethanoate (generic) (P-95-1904) | 1812842 | 118805
Reaction product of aromatic isocyanate and polyols (generic) (P-90-1894) | 1812843 | 118806
Acrylic copolymer (generic) (P-90-1895) | 1812847 | 118807
Cobalt aluminum complexes (generic) (P-95-1905) | 1812846 | 118808
Siloxanes and Silicones, di-Me, polyether modified (generic) (P-95-1941) | 1812850 | 118809
Acrylate polymer (generic) (P-90-1898) | 1812851 | 118810
Aliphatic epoxy ester anhydride polymer (generic) (P-90-1902) | 1812854 | 118811
Acrylic polymer (generic) (P-95-1944) | 1812855 | 118812
Magnesium salt (generic) (P-90-1915) | 1812858 | 118813
Methacrylated polyolefin, capped with isocyanate (generic) (P-95-1945) | 1812859 | 118814
Alkylated indenyl silane (generic) (P-95-1946) | 1812862 | 118815
Copolymer of cellulose and carboxylic acids (generic) (P-90-1918) | 1812863 | 118816
Substituted zirconocene dichloride (generic) (P-95-1947) | 1812866 | 118817
Polymer of alkanediols, benzenedicarboxylic acid, and benzenedicarboxylic acid derivative (generic) (P-90-1920) | 1812867 | 118818
Lithiated indenyl silane (generic) (P-95-1948) | 1812870 | 118819
Modified bismaleimide (generic) (P-90-1922) | 1812871 | 118820
Modified bismaleimide (generic) (P-90-1923) | 1812874 | 118821
Aromatic dianhydride and aliphatic esters, compound with aromatic diamines (generic) (P-95-1949) | 1812875 | 118822
Cyclic carboxylic acid, polymer with hydroxy substituted alkane, alkanetriol, alkanedioic acid, alkenylbenzene, acrylic ester and hydroxyalkyl methacrylate (generic) (P-90-1926) | 1812878 | 118823
Diketo-pyrrolopyrrol (generic) (P-95-1952) | 1812879 | 118824
Halogenated ethene, polymer with alkoxyalkene, alkenyl ether, alkenyl ether benzoate and alkenyl alkylate (generic) (P-90-1927) | 1812882 | 118825
Oil free isophthalic polyester (generic) (P-95-1956) | 1812883 | 118826
Shellac, acrylic copolymer, ammonium salt (generic) (P-90-1928) | 1812886 | 118827
Substituted butadiene styrene copolymer (generic) (P-95-1957) | 1812887 | 118828
Cyclic amine - ketone adduct, reduced (generic) (P-95-1958) | 1812891 | 118829
Acrylated polyester (generic) (P-90-1935) | 1812890 | 118830
Modified styrene copolymer (generic) (P-90-1939) | 1812894 | 118831
Alkenyl substituted phenylamino substituted triazinyl amino substituted phenyl compound (generic) (P-95-1959) | 1812895 | 118832
Blocked polyisocyanate of glycol-modified HDI trimer (generic) (P-90-1954) | 1812898 | 118833
Phosphoric acid, mixed polyoxyalkylene aryl and alkyl esters (generic) (P-95-1961) | 1812899 | 118834
Acrylic resin solution (generic) (P-90-1956) | 1812903 | 118835
Amine salt of polyurethane resin (generic) (P-95-1964) | 1812902 | 118836
Starch, 2-[(substituted) methylamino]-2-oxoethyl, 2-hydroxy-3-(trimethylammonio)propyl ether, chloride (generic) (P-95-1966) | 1812906 | 118837
Substituted polyolefin phenol (generic) (P-90-1964) | 1812907 | 118838
Alkoxylated aliphatic alcohol, monostearate (generic) (P-90-1973) | 1812910 | 118839
Inorganic wax (generic) (P-95-1967) | 1812911 | 118840
Crosslinked phenol-formaldehyde polymer (generic) (P-90-1977) | 1812915 | 118841
Amine salt of polyacrylate (generic) (P-95-1968) | 1812914 | 118842
Carboxylated styrene acrylic copolymer (generic) (P-90-1978) | 1812918 | 118843
Bis(dimethylaminosubstituted)carbomonocycle (generic) (P-95-1969) | 1812919 | 118844
Acrylated polysiloxane (generic) (P-90-1979) | 1812922 | 118845
Modified melamine, formaldehyde, urea polymer (generic) (P-95-1971) | 1812923 | 118846
Acrylated polysiloxane (generic) (P-90-1980) | 1812926 | 118847
Substituted bis(phenyl)isobenzofuranone (generic) (P-95-1994) | 1812927 | 118848
Copolyamide (generic) (P-90-1983) | 1812930 | 118849
Polyurethane (generic) (P-95-1995) | 1812931 | 118850
Fatty acid polyamine condensate, phosphoric acid ester salt (generic) (P-90-1984) | 1812934 | 118851
Epoxy-terminated aliphatic polyester resin (generic) (P-95-1996) | 1812935 | 118852
Fatty acid polyamine condensate, phosphoric acid ester salt (generic) (P-90-1985) | 1812938 | 118853
Polyiminoamide salt (generic) (P-95-2000) | 1812939 | 118854
Amide-functional polydimethylsiloxane (generic) (P-95-2031) | 1812942 | 118855
Dimethylpolysiloxane, modified with acryl functional polyester urethane (generic) (P-90-2002) | 1812943 | 118856
Double metal cyanide complex (generic) (P-95-2032) | 1812946 | 118857
Fatty acids, mixed esters with polyglycerol (generic) (P-91-0003) | 1812947 | 118858
Saturated polyester resin (generic) (P-95-2038) | 1812950 | 118859
Alkylated diphenyl ether (generic) (P-91-0005) | 1812951 | 118860
Monosubstituted cycloaliphatic isocyanate, urethane with hydroxyalkyl substituted heterocycle (generic) (P-95-2039) | 1812954 | 118861
Alkylated diphenyl ether (generic) (P-91-0006) | 1812955 | 118862
Diamine salt carboxylate (generic) (P-95-2041) | 1812958 | 118863
Alkylated diphenyl ether (generic) (P-91-0007) | 1812959 | 118864
Alkylated diphenyl ether (generic) (P-91-0008) | 1812962 | 118865
Substituted alkyl methacrylates (generic) (P-95-2046) | 1812963 | 118866
Perfluoropolyamphiphile (generic) (P-95-2047) | 1812966 | 118867
Alkylated diphenyl ether (generic) (P-91-0009) | 1812967 | 118868
Aliphatic dicarboxylic acid, polymer with alkanedioic acid, alkane diol, hydroxy substituted carboxylic acid and hydrogenated MDI (generic) (P-95-2065) | 1812971 | 118869
Partially crosslinked saturated polyester with medium number-average molecular weight (generic) (P-91-0010) | 1812970 | 118870
Substituted naphthalene compound (generic) (P-95-2066) | 1812974 | 118871
Alkali or alkaline earth containing hydrous titanium aluminosilicate molecular sieve (generic) (P-91-0012) | 1812975 | 118872
Polyurethane (generic) (P-91-0016) | 1812979 | 118873
Xanthene dye (generic) (P-95-2067) | 1812978 | 118874
Substituted naphthalene compound (generic) (P-95-2068) | 1812983 | 118875
Modified acrylate copolymer (generic) (P-91-0028) | 1812982 | 118876
Disubstituted naphthalene carboxylic acid salt (generic) (P-91-0030) | 1812986 | 118877
Alkyl poly-ether (generic) (P-95-2072) | 1812987 | 118878
Unsaturated polyamide and acid ester salts (generic) (P-95-2074) | 1812991 | 118879
Substituted naphthalene carboxylic acid salt (generic) (P-91-0031) | 1812990 | 118880
Acrylate copolymer (generic) (P-95-2084) | 1812995 | 118881
Polymer of acrylic acid esters, methacrylic acid esters, acrylic acid, methacrylic acid and vinyl monomer, sodium salt (generic) (P-91-0032) | 1812994 | 118882
Hydroxy functional acrylic (generic) (P-91-0033) | 1812999 | 118883
Alkyl carbonates (generic) (P-95-2086) | 1812998 | 118884
Amylopectin, 2-[bis(substituted methyl)amino]ethyl ether, sodium salt, 2-hydroxy-3-trimethylammoniopropyl ether chloride (generic) (P-91-0035) | 1813002 | 118885
Sulfurized vegetable oil (generic) (P-95-2087) | 1813003 | 118886
Polyester resin (generic) (P-95-2088) | 1813006 | 118887
Aromatic substituted pyrazalone (generic) (P-91-0036) | 1813007 | 118888
Polyaminoketone prepolymer (generic) (P-95-2097) | 1813010 | 118889
Aliphatic polycarboxylic acid (generic) (P-91-0037) | 1813011 | 118890
Alkylalkoxysiloxane (generic) (P-95-2102) | 1813014 | 118891
Alkali, swellable acrylic based latex (generic) (P-91-0038) | 1813015 | 118892
Substituted acetophenone (generic) (P-91-0041) | 1813018 | 118893
Starch, 2-hydroxy-3-(trimethylammonio)propyl 2-[methyl(2-substituted) amino]-2-substituted ether, chloride (generic) (P-95-2104) | 1813019 | 118894
Phenyl substituted pyridine (generic) (P-91-0042) | 1813023 | 118895
Modified polyester resin (generic) (P-95-2105) | 1813022 | 118896
Salt of N,N-diethyl-p-phenylenediamine (generic) (P-91-0047) | 1813027 | 118897
Organosilicone copolymer (generic) (P-95-2106) | 1813026 | 118898
Polyester resin (generic) (P-95-2107) | 1813031 | 118899
Epoxy terminated polymer of poly ether amine and bisphenol A (generic) (P-91-0050) | 1813030 | 118900
Formaldehyde, polymer with dodecylphenol, ethyleneamine and substituted alkyl phenol (generic) (P-95-2110) | 1813034 | 118901
Polyolefin aminoester salt (generic) (P-91-0052) | 1813035 | 118902
Polyurethane (generic) (P-95-2111) | 1813038 | 118903
N-(2-chloroethyl) iminobis (methylene) bis substituted acid (generic) (P-91-0064) | 1813039 | 118904
Modified phenolic resin in aqueous solution (generic) (P-95-2112) | 1813042 | 118905
Methylenediphenyldiisocyanate polyester prepolymer (generic) (P-91-0067) | 1813043 | 118906
4-Methylbenzenesulfonic acid, salt with substituted alkylamine (generic) (P-91-0070) | 1813047 | 118907
Alkanedioic acid, polymer with polyester polyols, alkanediol, cyclic carboxylic acid, isocyanate and alkanediol homopolymer (generic) (P-95-2116) | 1813046 | 118908
Alkanedioic acid, polymer with polyester polyols, alkanediol, isocyanate and alkanediol homopolymer (generic) (P-95-2118) | 1813051 | 118909
Fatty acids, C18-unsaturated, dimers, polymers with ethylenediamine, diamines, a dicarboxylic acid and a monocarboxylic acid (generic) (P-91-0079) | 1813050 | 118910
Modified melamine-formaldehyde resin (generic) (P-96-0007) | 1813054 | 118911
Isocyanate functional urethane polymer (generic) (P-91-0082) | 1813055 | 118912
Polyamide (generic) (P-91-0083) | 1813058 | 118913
Modified melamine-formaldehyde resin (generic) (P-96-0008) | 1813059 | 118914
Polymeric colorant of 9,10-dihydro-9,10-dioxo-1,4-anthracenediamine (generic) (P-96-0012) | 1813062 | 118915
Polymeric product of epoxy reaction with organic acid and organic anhydrides (generic) (P-91-0088) | 1813063 | 118916
Adipic acid salt (generic) (P-96-0018) | 1813066 | 118917
Glycol half ester of MHHP/HHP acid (generic) (P-91-0090) | 1813067 | 118918
Polyalkenyl succinic anhydride, reaction products with polyethylenepolyamine and alkylaldehyde, metalated (generic) (P-96-0021) | 1813071 | 118919
Acrylic copolymer (generic) (P-91-0092) | 1813070 | 118920
Polyalkenyl succinic anhydride, reaction products with polyethylenepolyamine and alkylaldehyde (generic) (P-96-0022) | 1813074 | 118921
Acrylic copolymer intermediate (generic) (P-91-0093) | 1813075 | 118922
Styrene maleic anhydride (SMA) ammonium salt (generic) (P-96-0038) | 1813078 | 118923
Castor oil modified alkyd resin (generic) (P-91-0097) | 1813079 | 118924
Vegetable oil modified alkyd resin (generic) (P-91-0098) | 1813082 | 118925
Styrene-maleic anhydride copolymer, reaction products with alcoholic compounds, salts with alkanolamine (generic) (P-96-0040) | 1813083 | 118926
Epoxy-terminated polyester polymer (generic) (P-96-0041) | 1813086 | 118927
Styrene-acrylic resin (generic) (P-91-0099) | 1813087 | 118928
Zinc carboxylate (generic) (P-91-0121) | 1813091 | 118929
Stabilized melamine formaldehyde polymer (generic) (P-96-0044) | 1813090 | 118930
Hydroxyfunctional acrylic copolymer (generic) (P-91-0127) | 1813095 | 118931
Modified melamine, formaldehyde, urea polymer (generic) (P-96-0045) | 1813094 | 118932
Acrylate polymer, ammonium salt (generic) (P-96-0048) | 1813098 | 118933
Amylopectin, 2-(heteromonocyclic)ethyl ether (generic) (P-91-0129) | 1813099 | 118934
Arylheterarylalkylamine (generic) (P-91-0135) | 1813102 | 118935
Styrene acrylic emulsion (generic) (P-96-0049) | 1813103 | 118936
Reaction products of isocyanate and lactam (generic) (P-91-0138) | 1813107 | 118937
Copolymer with 2-propenoic acid (generic) (P-96-0063) | 1813106 | 118938
Hydroxyfunctional polyester (generic) (P-96-0066) | 1813110 | 118939
Urethane modified epoxy resin (generic) (P-91-0139) | 1813111 | 118940
Plasticized urea-formaldehyde resin (generic) (P-96-0124) | 1813115 | 118941
Copolyester (generic) (P-91-0141) | 1813114 | 118942
Plasticized urea-formaldehyde resin (generic) (P-96-0125) | 1813118 | 118943
Methylalkylpolysiloxane, aralkyl modified (generic) (P-91-0143) | 1813119 | 118944
Aromatic sulfonic acid (generic) (P-91-0146) | 1813122 | 118945
Polyester resin (generic) (P-96-0126) | 1813123 | 118946
Aromatic sulfonic acid calcium salt (generic) (P-91-0147) | 1813126 | 118947
Ethylene interpolymer (generic) (P-96-0133) | 1813127 | 118948
Substituted aniline (generic) (P-91-0155) | 1813130 | 118949
Substituted triphenodioxazinedisulfonic acid (generic) (P-96-0137) | 1813131 | 118950
Cuprate(3-), (2-[[[(substituted)azo]phenylmethyl]azo-4-sulfobenzoato(5-)], salt (generic) (P-91-0156) | 1813134 | 118951
Water-based polyurethane (generic) (P-96-0153) | 1813135 | 118952
Aromatic sulfonic acid sodium salt (generic) (P-91-0166) | 1813138 | 118953
Epoxy resin fatty acids copolymer (generic) (P-96-0155) | 1813139 | 118954
Hydroxy functional styrenated acrylate methacrylate polymer (generic) (P-91-0169) | 1813142 | 118955
Oxirane, alkyl-, polymer with diisocyanatomethylbenzene, hydro-hydroxypoly(oxy-1,4-butanediyl), hydro-hydroxypoly[oxy(methyl-1,2-ethanediyl)] and hydroxy alkyl methylacrylate-blocked (generic) (P-96-0157) | 1813143 | 118956
Metal alkyl dione diaquo (generic) (P-91-0172) | 1813146 | 118957
Isocyanate functional polyester polyether urethane polymer (generic) (P-96-0159) | 1813147 | 118958
Polyester resin, polymer with adipic acid, 1,6-hexanediol, diisocyanate, caprolactone and polypropylene glycol polyols (generic) (P-96-0160) | 1813151 | 118959
Polyurethane (generic) (P-91-0194) | 1813150 | 118960
Isophorone diurethane (generic) (P-96-0167) | 1813154 | 118961
Polyurethene (generic) (P-91-0195) | 1813155 | 118962
Aqueous urethane dispersion (generic) (P-91-0196) | 1813159 | 118963
Mono-amine salt carboxylate (generic) (P-96-0172) | 1813158 | 118964
Disubstituted pyridinium bromide (generic) (P-91-0204) | 1813162 | 118965
Propenyl amine, polymer (generic) (P-96-0173) | 1813163 | 118966
Caprolactone modified polyester (generic) (P-91-0211) | 1813166 | 118967
Alkoxylated fatty acid salt (generic) (P-96-0177) | 1813167 | 118968
Styrene-acrylate epoxy ester copolymer (generic) (P-91-0214) | 1813170 | 118969
Substituted europium acetonate (generic) (P-96-0183) | 1813171 | 118970
Acrylic resin modified with acrylic acid (generic) (P-91-0218) | 1813174 | 118971
Dihydropyrrol-2-ylidene derivative (generic) (P-96-0192) | 1813175 | 118972
Tung oil-oiticia oil-phenolic resin (generic) (P-91-0220) | 1813178 | 118973
Dicarboxylic acid, azide, polymer with isocyanate, alkenediol and caprolactone (generic) (P-96-0193) | 1813179 | 118974
Epoxy resin modified with acetoacetate (generic) (P-91-0221) | 1813182 | 118975
1,1-[Alkanebis[(hexahydro-2,4,6-substituted-pyrimidinediyl)azophenylene]]bis[alkyl substituted heterocyclic sulfonic acid, alkanealkanolamine salt (generic) (P-96-0198) | 1813183 | 118976
Mixed sodium/lithium salt of a substituted naphthalene disulfonic acid (generic) (P-96-0199) | 1813186 | 118977
Polyamide alloy (generic) (P-91-0226) | 1813187 | 118978
Polyamide alloy (generic) (P-91-0227) | 1813190 | 118979
Polyurethane-urea (generic) (P-96-0200) | 1813191 | 118980
Polyurethane (generic) (P-91-0234) | 1813195 | 118981
Acrylate and alkyl functionalized triazine derivative (generic) (P-96-0206) | 1813194 | 118982
Polyurethane (generic) (P-91-0235) | 1813199 | 118983
Aralkylphenolic (generic) (P-96-0207) | 1813198 | 118984
Propoxylated aralkylphenolic (generic) (P-96-0208) | 1813203 | 118985
Oxidized polymer of formaldehyde and a carbomonocyclic diol (generic) (P-91-0236) | 1813202 | 118986
Substituted phthaloperine (generic) (P-96-0225) | 1813207 | 118987
Alkylamine carboxylate salt (generic) (P-91-0237) | 1813206 | 118988
N-(3-Phenylpropyl) alkyl pyridinium bromide (generic) (P-96-0229) | 1813210 | 118989
Phenolic epoxide sulfonamide (generic) (P-91-0238) | 1813211 | 118990
Acrylic acid ester copolymer, polyoxyethylene modified (generic) (P-96-0231) | 1813215 | 118991
2-Alkylphenoxy-1,4-diamino-3-phenoxyanthraquinone (generic) (P-91-0239) | 1813214 | 118992
Modified acrylic polymer (generic) (P-96-0232) | 1813218 | 118993
Disubstituted thiophenecarbonitrile (generic) (P-91-0249) | 1813219 | 118994
Polyurethane (generic) (P-96-0235) | 1813222 | 118995
Disubstituted thiophenecarbonitrile (generic) (P-91-0250) | 1813223 | 118996
Polyamide-styrenic elastomer block copolymer (generic) (P-96-0240) | 1813226 | 118997
Disubstituted diamino anthraquinone (generic) (P-91-0251) | 1813227 | 118998
Polyamide-polyolefin block copolymer (generic) (P-96-0241) | 1813230 | 118999
Epoxy siloxane copolymer (generic) (P-91-0254) | 1813231 | 119000
Polyamide-polyphthalamide block copolymer (generic) (P-96-0242) | 1813234 | 119001
Phosphatide derivative (generic) (P-91-0255) | 1813235 | 119002
N-2(1,3-Dioxanyl)-ethyl, alkyl pyridinium bromide (generic) (P-96-0245) | 1813238 | 119003
Waterborne polyurethane (generic) (P-91-0257) | 1813239 | 119004
Amine functional epoxy salt (generic) (P-91-0260) | 1813242 | 119005
Ammonium-functional siloxane (generic) (P-96-0247) | 1813243 | 119006
Neutralized waterborne acrylic polymer (generic) (P-96-0250) | 1813246 | 119007
Carboxy functional polyester salted by amine (generic) (P-91-0262) | 1813247 | 119008
Rubber modified polyphthalamide (generic) (P-91-0270) | 1813250 | 119009
Trialkoxy substituted alkane (generic) (P-96-0265) | 1813251 | 119010
Acrylate/styrene polymer containing carboxylic groups (generic) (P-91-0271) | 1813254 | 119011
Plant acid, salt (generic) (P-96-0266) | 1813255 | 119012
Styrene-acrylate-methacrylate copolymer (generic) (P-91-0273) | 1813258 | 119013
Aluminum organometallic compound (generic) (P-96-0276) | 1813259 | 119014
Waterborne poly acrylourethane (generic) (P-91-0274) | 1813262 | 119015
Hydroxy aromatic alkyl ketone (generic) (P-96-0286) | 1813263 | 119016
Polyurethane methacrylate (generic) (P-96-0287) | 1813266 | 119017
Polyacrylate (generic) (P-91-0276) | 1813267 | 119018
Substituted aminium carboxylic acid salt (generic) (P-96-0293) | 1813270 | 119019
Polyacrylate (generic) (P-91-0277) | 1813271 | 119020
Bis substituted amino carboxylic acid salt (generic) (P-96-0296) | 1813274 | 119021
Polyacrylate elastomer (generic) (P-91-0278) | 1813275 | 119022
9,10-Anthracenedione, 1,5-diamino-N,N'-mixed alkyl derivatives (generic) (P-96-0298) | 1813278 | 119023
Polyisocyanate polyaddition product B (generic) (P-91-0279) | 1813279 | 119024
Carboxylated epoxy cresol novolak. acrylate (generic) (P-91-0285) | 1813282 | 119025
Bisazopigment (generic) (P-96-0301) | 1813283 | 119026
Alkali or alkaline earth containing hydrous titanosilicate gel (generic) (P-91-0290) | 1813286 | 119027
Poly(hydroxyphenyl)alkene (generic) (P-96-0302) | 1813287 | 119028
Amine salt of acrylic polymer (generic) (P-91-0296) | 1813290 | 119029
Amine diol (generic) (P-96-0307) | 1813291 | 119030
Amine salt of acrylic polymer (generic) (P-91-0298) | 1813294 | 119031
Dimer based polyester (generic) (P-96-0311) | 1813295 | 119032
Ammonium salt of acrylic polymer (generic) (P-91-0299) | 1813298 | 119033
Epoxy resin-fatty acids copolymer (generic) (P-96-0316) | 1813299 | 119034
Styrene-acrylic resin emulsion (generic) (P-91-0305) | 1813302 | 119035
Halophenyl substituted triazolinone (halobenztriazole) (generic) (P-96-0319) | 1813303 | 119036
Acrylic polymer (generic) (P-91-0312) | 1813306 | 119037
Halophenyl substituted triazolinone (benzotriazole) (generic) (P-96-0320) | 1813307 | 119038
Copolymer of butyl methacrylate, methacrylate, ethoxylated, an aromatic and a heterocyclic vinyl compound (generic) (P-91-0315) | 1813310 | 119039
Polyisocyanate polyol prepolymer (generic) (P-96-0321) | 1813311 | 119040
Adipic acid, dipropylene glycol, phthalic anhydride, trimethyolpropane polyester, hexanedioic acid, polymer with alkanediols, 3-hydroxy-2-(hydroxymethyl)-2-methylpropionic acid, cycloaliphatic isocyanates, compounded with triethylamine (generic) (P-96-0322) | 1813315 | 119041
Dimethylpolysiloxane, polyoxyalkylene ether (generic) (P-91-0317) | 1813314 | 119042
2-(Hydroxymethyl)-2-methyl-1,3-propanediol triester (generic) (P-91-0318) | 1813318 | 119043
Polymeric product of reactions of epoxy with organic acid and acrylic monomers, partially neutralized with dimethyl ethanolamine (generic) (P-96-0323) | 1813319 | 119044
Salt of alkene substituted with alkyl carboxyaryl oxo substituted pyrazoles (generic) (P-91-0322) | 1813322 | 119045
Magnesium alkylbenzene sulfonates (generic) (P-96-0325) | 1813323 | 119046
Alkene substituted with alkyl carboxyaryl oxo substituted pyrazoles (generic) (P-91-0323) | 1813326 | 119047
Halophenyl substituted triazolinone (benztriazole) (generic) (P-96-0326) | 1813327 | 119048
Aminophenyl substituted triazolinone (generic) (P-96-0327) | 1813330 | 119049
Nitro biphenylbis sulfo, amono, hydroxy, naphthaleyl azodimethoxyl,SOD sulfonate (generic) (P-91-0324) | 1813331 | 119050
Nitrophenyl substituted triazolinone (generic) (P-96-0328) | 1813334 | 119051
2-Hydroxyethylcellulose-2-cyanoethyl ether (generic) (P-91-0326) | 1813335 | 119052
Aryl substituted copper phthalocyanine (generic) (P-96-0329) | 1813338 | 119053
Aryl isocyanate acyl chloride (generic) (P-91-0331) | 1813339 | 119054
Propenoic acid ester (generic) (P-96-0332) | 1813342 | 119055
Aryl polyamideurea (generic) (P-91-0332) | 1813343 | 119056
Trimethylhexamethyleneurethane (generic) (P-96-0336) | 1813346 | 119057
Substituted disazo naphthalene sulfonic acid (generic) (P-91-0337) | 1813347 | 119058
Alkanedioic acid, polymer with dihydroxy dialkyl ether, polyester polyols, alkanediol, isocyanate, carboxylic acid anhydride and alkanediol homopolymer (generic) (P-96-0339) | 1813350 | 119059
Organometallic compound (generic) (P-91-0348) | 1813351 | 119060
Alkanedioic acid, polymer with dihydroxy dialkyl ether, polyester polyols, alkanediol, cyclic carboxylic acid, isocyanate, carboxylic acid anhydride and alkanediol homopolymer (generic) (P-96-0340) | 1813354 | 119061
Mixed etherdiol phenyl and alkyl diphosphite (generic) (P-91-0351) | 1813355 | 119062
Condensation product of formaldehyde, urea substituted phenolsulfonic acid (generic) (P-96-0341) | 1813358 | 119063
Mixed etherdiol alkyl diphosphite (generic) (P-91-0352) | 1813359 | 119064
Condensation product of formaldehyde, urea substituted phenolsulfonic acid, sodium salt (generic) (P-96-0342) | 1813362 | 119065
Polyurethane (generic) (P-91-0355) | 1813363 | 119066
Condensation product of formaldehyde, urea substituted phenolsulfonic acid, ammonium salt (generic) (P-96-0343) | 1813367 | 119067
Maleinized polyalkene (generic) (P-91-0358) | 1813366 | 119068
Soya linoleic alkyd (generic) (P-91-0359) | 1813370 | 119069
Modified styrene acrylate polymer (generic) (P-96-0345) | 1813371 | 119070
Acrylated soya linoleic alkyd (generic) (P-91-0360) | 1813374 | 119071
Polymers with substituted methacrylamide, substituted methacrylamide, 2-propenoic acid, perfluoroalkyl esters, and alkyl acrylate (generic) (P-96-0354) | 1813375 | 119072
Styrenated amino acrylate copolymer (generic) (P-91-0361) | 1813378 | 119073
2-Butanone oxime blocked isocyanate (generic) (P-96-0355) | 1813379 | 119074
Polyurethane salt (generic) (P-91-0364) | 1813382 | 119075
Polyurethane (generic) (P-96-0356) | 1813383 | 119076
Fluorinated sulfonimide (generic) (P-91-0365) | 1813386 | 119077
Chloro, sulfoxy, ethyl sulfonylphenyl, substituted triazinyl aminophenyl oxoacetylamino substituted benzene sulfonic acid derivative (generic) (P-96-0358) | 1813387 | 119078
Oil free terephthalic polyester (generic) (P-96-0361) | 1813390 | 119079
Rosin-phenolic modified short oil alkyd resin (generic) (P-91-0368) | 1813391 | 119080
Amine salt of carboxyl terminated polycarbonate urethane polymers (generic) (P-91-0378) | 1813394 | 119081
Organomodified heptamethyltrisiloxane (generic) (P-96-0363) | 1813395 | 119082
Polyamide (generic) (P-91-0381) | 1813399 | 119083
Pentaerythritol tetraesters with mixed fatty acids (generic) (P-96-0364) | 1813398 | 119084
4-Cyano-n-heptyltoluene derivative (generic) (P-96-0409) | 1813402 | 119085
Unsaturated cyclic siloxane polymers (generic) (P-91-0382) | 1813403 | 119086
Unsaturated cyclic siloxane polymer (generic) (P-91-0383) | 1813406 | 119087
4-[Bis(trichloromethyl)heteromonocycle]-N-(n-heptyl)benzamide (generic) (P-96-0410) | 1813407 | 119088
Amino epoxy microgel (generic) (P-96-0411) | 1813411 | 119089
Esterified polyamic acid (generic) (P-91-0384) | 1813410 | 119090
Esterified polyamic acid (generic) (P-91-0393) | 1813414 | 119091
Hydroxy functional oligomer (generic) (P-96-0412) | 1813415 | 119092
Polyether polyol, salt of (generic) (P-96-0414) | 1813418 | 119093
Substituted perfluoroalkenyl ammonium salt (generic) (P-91-0394) | 1813419 | 119094
Polyether polyol, salt of (generic) (P-96-0415) | 1813422 | 119095
Substituted perfluoroalkenyl ammonium salt (generic) (P-91-0395) | 1813423 | 119096
Polyether polyol, salt of (generic) (P-96-0416) | 1813427 | 119097
Modified acrylate polymer, ammonium salt (generic) (P-91-0397) | 1813426 | 119098
Aromatic azide (generic) (P-91-0405) | 1813430 | 119099
Substituted alkyl amide (generic) (P-96-0423) | 1813431 | 119100
Acrylated alkyd (generic) (P-91-0414) | 1813435 | 119101
Epoxy resin-fatty acids copolymer (generic) (P-96-0424) | 1813434 | 119102
Epoxy resin - fatty acids copolymer (generic) (P-96-0425) | 1813439 | 119103
Fluorinated polyurethane (generic) (P-91-0418) | 1813438 | 119104
Isocyanate-terminated polyester polyurethane polymer (generic) (P-96-0434) | 1813442 | 119105
Polyester polyurethane urea (generic) (P-91-0419) | 1813443 | 119106
Copolymer of methyl methacrylate, ethylene glycol dimethacrylate and styrene (generic) (P-91-0424) | 1813447 | 119107
Isocyanate-terminated polyester polyurethane polymer (generic) (P-96-0435) | 1813446 | 119108
Iscoyanate-terminated polyester polyurethane polymer (generic) (P-96-0445) | 1813450 | 119109
Urethane acrylic latex (generic) (P-91-0426) | 1813451 | 119110
Cuprate(3-), [4,5-dihydro-4-[[8-hydroxy-7-[[substitutedsulfonyl]-5-alkoxyphenyl]azo]-6-sulfo-2-naphthalenyl]azo]-5-oxo-1-(4-sulfophenyl)-heteromonocycle-3-carboxylato(5-)]-, disodium salt (generic) (P-96-0550) | 1813454 | 119111
Acrylated shellac (generic) (P-91-0430) | 1813455 | 119112
Isophthalic alkyd resin (generic) (P-91-0431) | 1813459 | 119113
Substituted naphthalene carboxamide (generic) (P-96-0553) | 1813458 | 119114
Polyester resin (generic) (P-96-0567) | 1813462 | 119115
Carboxyethylated complex tall oil polyalkylene polyamine (generic) (P-91-0432) | 1813463 | 119116
Isobenzofurandione derivative (generic) (P-91-0440) | 1813466 | 119117
Polyester containing neopentyl glycol (generic) (P-96-0568) | 1813467 | 119118
Fluoroethylene-vinylether copolymer (generic) (P-91-0443) | 1813470 | 119119
Aromatic boron complex (generic) (P-96-0572) | 1813471 | 119120
Anhydride copolymer-methacrylate mixed half ester (generic) (P-91-0444) | 1813475 | 119121
Polymer of hydroxy polyester acrylate with phthalate ester of alkyldiglycidyl ether (generic) (P-96-0575) | 1813474 | 119122
Alkyl N-heterocycle (generic) (P-96-0583) | 1813479 | 119123
Perhalo butyric acid ester (generic) (P-91-0448) | 1813478 | 119124
Acrylate copolymer (generic) (P-96-0589) | 1813482 | 119125
Hydroxypropyl methacrylate polymer with isocyanate and modified isocyanate (generic) (P-91-0450) | 1813483 | 119126
Alkyl ammonium salt of a transition metal halide (generic) (P-91-0453) | 1813487 | 119127
Aliphatic isocyanate terminated prepolymer (generic) (P-96-0591) | 1813486 | 119128
Alkyl ammonium salt of a transition metal halide (generic) (P-91-0454) | 1813491 | 119129
Amino-benzothiazolyl substituted phenol phosphoric acid salt (generic) (P-96-0606) | 1813490 | 119130
Allyloxy ketal (generic) (P-91-0457) | 1813494 | 119131
Neutralized polyacrylic resin (generic) (P-96-0608) | 1813495 | 119132
Neutralized polyacrylic resin (generic) (P-96-0618) | 1813499 | 119133
Chloroalkylsilane (generic) (P-91-0458) | 1813498 | 119134
Acetamidoalkylsilane (generic) (P-91-0459) | 1813502 | 119135
Neutralized polyacrylic resin (generic) (P-96-0628) | 1813503 | 119136
Magnesium substituted hydroxy carbonate hydrate (generic) (P-91-0483) | 1813507 | 119137
Amine functional polyoxypropylene polyurethane (generic) (P-96-0638) | 1813506 | 119138
Amino-functional polydimethylsiloxane (generic) (P-96-0656) | 1813511 | 119139
Asymmetric alkyl ketone (generic) (P-91-0492) | 1813510 | 119140
Tri-substituted acetanilide (generic) (P-96-0658) | 1813514 | 119141
Poly(organo)siloxane (generic) (P-91-0497) | 1813515 | 119142
Aqueous copolymer (generic) (P-96-0672) | 1813519 | 119143
Alkoxylated urethane acrylate (generic) (P-91-0500) | 1813518 | 119144
2,5-Dimercapto-1,3,4-thiadiazole reaction product (generic) (P-91-0504) | 1813522 | 119145
Siloxanes and Silicones, di-Me, polyether polyester modified (generic) (P-96-0673) | 1813523 | 119146
Monosubstituted benzylic isocyanate, urethane with hydroxyalkyl substituted heterocycle (generic) (P-91-0512) | 1813527 | 119147
Partially fluorinated aliphatic ester (generic) (P-96-0674) | 1813526 | 119148
Aliphatic bis-alkylamide resin (generic) (P-91-0513) | 1813531 | 119149
Bis phenyl substituted urea (generic) (P-96-0683) | 1813530 | 119150
C5 oligomers with naphtha steam-cracked reaction overheads (generic) (P-96-0687) | 1813534 | 119151
Polyester resin (generic) (P-91-0524) | 1813535 | 119152
Aromatic isocyanate prepolymer (generic) (P-96-0694) | 1813538 | 119153
Organopolysiloxane (generic) (P-91-0528) | 1813539 | 119154
Silylated polyglycol (generic) (P-96-0695) | 1813543 | 119155
Organopolysiloxane (generic) (P-91-0529) | 1813542 | 119156
Ethylene interpolymer (generic) (P-91-0539) | 1813546 | 119157
Carboxylated styrene butadiene polymer (generic) (P-96-0696) | 1813547 | 119158
Glycidyl azide polymer (generic) (P-91-0551) | 1813550 | 119159
Polyurethane polymer, N,N-dimethylaminoethanol salt (generic) (P-96-0700) | 1813551 | 119160
Hydrogenated petroleum resin (generic) (P-96-0713) | 1813554 | 119161
Polyepichlorohydrin (generic) (P-91-0552) | 1813555 | 119162
Polyurethane (generic) (P-96-0714) | 1813558 | 119163
Condensation polymer of an aromatic sulfonic acid, urea, aliphatic aldehyde and a cyclic acid amide, salt (generic) (P-91-0553) | 1813559 | 119164
Azo substituted naphthalene disulfonic acid (generic) (P-91-0554) | 1813562 | 119165
Substituted biphenol (generic) (P-96-0716) | 1813563 | 119166
Azo substituted naphthalene disulfonic acid (generic) (P-91-0555) | 1813567 | 119167
4,4'-(1-Methylethylidene)bisphenol, polymer with (chloromethyl)oxirane, reaction products with alkylglycidyl ethers and triethylenetetramine (generic) (P-96-0717) | 1813566 | 119168
Substituted biphenol (generic) (P-96-0718) | 1813571 | 119169
Oil and acrylic modified alkyd resin, ammonium salt (generic) (P-91-0556) | 1813570 | 119170
Organic pigment (generic) (P-96-0746) | 1813574 | 119171
Polyacrylate resin (generic) (P-91-0561) | 1813575 | 119172
Organomolybdenum complex of organic amide (generic) (P-96-0751) | 1813578 | 119173
Diazo 100A (generic) (P-91-0565) | 1813579 | 119174
Grafted polyethylene copolymer (generic) (P-91-0574) | 1813582 | 119175
Acetylsubstituted alkyl-sulfonic acid derivative (generic) (P-96-0752) | 1813583 | 119176
Polycarbonate (generic) (P-91-0576) | 1813586 | 119177
Acrylate functionalized polymer (generic) (P-96-0759) | 1813587 | 119178
Acrylate functionalized polyester (generic) (P-96-0760) | 1813591 | 119179
Polycarboxylic acid, amine salt (generic) (P-91-0577) | 1813590 | 119180
Acrylate functionalized polyester (generic) (P-96-0761) | 1813594 | 119181
Polyepoxide (generic) (P-91-0580) | 1813595 | 119182
Alkylenediol ethers and condensate (generic) (P-91-0581) | 1813599 | 119183
Acrylate and alkyl functionalized triazine derivative (generic) (P-96-0762) | 1813598 | 119184
Acrylate functionalized polyester (generic) (P-96-0763) | 1813603 | 119185
Propargyl alcohol propoxylate (generic) (P-91-0583) | 1813602 | 119186
Mono and di-amine/acid salt carboxylates (generic) (P-96-0765) | 1813607 | 119187
Alkyl siloxane (generic) (P-91-0586) | 1813606 | 119188
Substituted naphthalene disulfonic acid salt (generic) (P-91-0587) | 1813610 | 119189
Organomodified dimethylsiloxane (generic) (P-96-0766) | 1813611 | 119190
Polyether MDI prepolymer (generic) (P-91-0589) | 1813614 | 119191
Aceto acetylated polyester (generic) (P-96-0768) | 1813615 | 119192
Sulfonated aromatic acid with diamine (generic) (P-96-0783) | 1813618 | 119193
Styrene acrylate ionomer resin (generic) (P-91-0595) | 1813619 | 119194
Heptadecafluoroundecyl fluorosilicone (generic) (P-96-0786) | 1813622 | 119195
Methylstyrene oligomer (generic) (P-91-0601) | 1813623 | 119196
Acrylic/polyester grafted polymer (generic) (P-91-0602) | 1813626 | 119197
Half esterified maleinized polybutadiene (generic) (P-96-0816) | 1813627 | 119198
Blocked polyurethane prepolymer (generic) (P-91-0603) | 1813630 | 119199
2-Substituted phenol-4-(2-aminoethyl) sulfonamide, hydrochloride (generic) (P-96-0817) | 1813631 | 119200
Substituted aryl dicarboxylic acid/diol copolymer (generic) (P-96-0818) | 1813635 | 119201
Hydroxy modified resin (generic) (P-91-0605) | 1813634 | 119202
Alkyl grignard reagent (generic) (P-91-0609) | 1813639 | 119203
1-Hydroxy-2-nitro-4-(2-aminoethyl)benzene derivative, hydrochloride (generic) (P-96-0819) | 1813638 | 119204
Fatty acids, C18-unsatd., dimers, polymers with ethylenediamine, a monobasic acid and a diamine (generic) (P-96-0820) | 1813642 | 119205
Polydimethylsiloxane (generic) (P-91-0612) | 1813643 | 119206
Polydimethylsiloxane (generic) (P-91-0613) | 1813646 | 119207
Polyester polyurethane methacrylic graft copolymer (generic) (P-96-0821) | 1813647 | 119208
Polymethacrylate derivative with trimethylpropylammonium group (generic) (P-91-0617) | 1813650 | 119209
Caprolactone polyurethane (generic) (P-96-0828) | 1813651 | 119210
Polymethacrylate derivative with sulfonate group (generic) (P-91-0618) | 1813655 | 119211
Ester functionalized polymer (generic) (P-96-0833) | 1813654 | 119212
Acrylic polymer (generic) (P-96-0834) | 1813658 | 119213
Aqueous oligomeric silane solution with amino and vinyl (generic) (P-91-0624) | 1813659 | 119214
Vegetable fatty acids, pentaerythritol ester graft copolymer, ammonium salt (generic) (P-96-0836) | 1813662 | 119215
Alkyl sulfosuccinamide, sodium salt (generic) (P-91-0629) | 1813663 | 119216
Carboxylic acid derivative (generic) (P-91-0630) | 1813666 | 119217
Azo red pigment (generic) (P-96-0854) | 1813667 | 119218
Polyether (generic) (P-91-0633) | 1813670 | 119219
Azo red pigment (generic) (P-96-0855) | 1813671 | 119220
Ethyl alkenoate (generic) (P-91-0638) | 1813675 | 119221
Aliphatic polymer mixed salt (generic) (P-96-0859) | 1813674 | 119222
Chromophore substituted polyoxyalkylene tint (generic) (P-96-0865) | 1813678 | 119223
Neutralized condensation polymer of aromatic sulfonic acid and urea/triazine-formaldehyde resin (generic) (P-91-0640) | 1813679 | 119224
Derivative of substituted carbomonocyclic acid-amine distillation stream by-product reaction product (generic) (P-96-0866) | 1813683 | 119225
Polymer of bis(dicarboxylic carbomonocyclic) ketone dianhydride, bis(4-aminophenyl) derivative and amino carbomonocyclic trimethoxy silane (generic) (P-91-0645) | 1813682 | 119226
Polysubstituted acrylic copolymer latex (generic) (P-91-0646) | 1813686 | 119227
Derivative of a modified tall oil polyalkylenepolyamine (generic) (P-96-0867) | 1813687 | 119228
Modified acid functional acrylic polymer (generic) (P-91-0652) | 1813691 | 119229
Salt of the reaction product of kraft lignin, mixed fatty acids andethyleneamines (generic) (P-96-0868) | 1813690 | 119230
Modified polyester diol (generic) (P-96-0869) | 1813694 | 119231
Nylon copolymer (generic) (P-91-0653) | 1813695 | 119232
Brominated polyimide (generic) (P-91-0654) | 1813698 | 119233
Modified polyester diol (generic) (P-96-0870) | 1813699 | 119234
Substituted imidazole (generic) (P-96-0872) | 1813702 | 119235
Substituted alkane anilide (generic) (P-91-0656) | 1813703 | 119236
Substituted alkylbenzene (generic) (P-91-0657) | 1813706 | 119237
Substituted imidazole (generic) (P-96-0873) | 1813707 | 119238
Organopolysiloxane (generic) (P-91-0658) | 1813711 | 119239
Naphthalene sulfonic acid derivative (generic) (P-96-0874) | 1813710 | 119240
Substituted alkenylheterocyclic benzoic acid (generic) (P-91-0661) | 1813714 | 119241
Ammonium salt of acrylic/aromatic copolymer (generic) (P-96-0892) | 1813715 | 119242
Silicone polymer (generic) (P-91-0669) | 1813718 | 119243
Acrylic/aromatic polymer (generic) (P-96-0898) | 1813719 | 119244
Fluorinated telomer (generic) (P-91-0670) | 1813723 | 119245
Ammonium salt of an acrylic/aromatic copolymer (generic) (P-96-0899) | 1813722 | 119246
Organopolysiloxane (generic) (P-91-0672) | 1813726 | 119247
Isocyanate terminated dicarboxylic acid based urethane oligomer (generic) (P-96-0917) | 1813727 | 119248
Polycarbonate based polyurethaneurea (generic) (P-96-0918) | 1813730 | 119249
Polyether polyol (generic) (P-91-0673) | 1813731 | 119250
Rosin ester phenolic modified (generic) (P-91-0674) | 1813734 | 119251
Substituted thiazole (generic) (P-96-0921) | 1813735 | 119252
Polymeric product of reactions of epoxy with organic acids and organic anhydrides (generic) (P-91-0676) | 1813738 | 119253
Substituted thiazole (generic) (P-96-0923) | 1813739 | 119254
Polymeric product of reactions with organic acids and organic anhydrides (generic) (P-91-0677) | 1813742 | 119255
2-Naphthalenol, 1-[[phenylazo]phenyl]azo]-alkyl derivatives (generic) (P-96-0936) | 1813743 | 119256
(Disubstituted hydroxypolycycle) (alkylacetoxypolycycle)substitutedheteropolycycle (generic) (P-91-0679) | 1813746 | 119257
Hexanedioic acid, polymer with 1,4-butanediol, 1,3-diisocyanatomethylbenzene, alkoxylated amines and 5-isocyanato-1-(isocyanatomethyl)-1,3,3-trimethylcyclohexane, polyethylene glycol mono-Me ether-blocked, methanesulfonate (salt), reaction products with alkyl amines (generic) (P-96-0938) | 1813747 | 119258
Polyurethane (generic) (P-91-0680) | 1813750 | 119259
Poly bd dimethacrylate (generic) (P-96-0940) | 1813751 | 119260
Rosin modified phenolic resin (generic) (P-91-0685) | 1813754 | 119261
Caprolactone polyurethane (generic) (P-96-0943) | 1813755 | 119262
Vinyl heteromonocycle polymer with mixed alkenes (generic) (P-91-0686) | 1813758 | 119263
Substituted castor oil, polymer with ethylene oxide (generic) (P-96-0960) | 1813759 | 119264
Sulfonic acid alkylaryl, calcium salts, overbased (generic) (P-91-0687) | 1813762 | 119265
Hydrophobically modified acrylate copolymer, sodium salt (generic) (P-96-0962) | 1813763 | 119266
Fluoroalkyl silane (generic) (P-91-0691) | 1813766 | 119267
Isocyanate functional polypropylene and polyethylene catalyst (generic) (P-96-0963) | 1813767 | 119268
Brominated phthalatediol (generic) (P-96-0965) | 1813770 | 119269
Polymer of alkanedioic acid, alkane glycols, diisocyanatomethylbenzene, and hydroxy alkyl acrylate ester (generic) (P-91-0698) | 1813771 | 119270
Bis-disubstituted phenylazo substituted sulfonaphthyl azo diphenylamine monosulfonic acid, sodium salt (generic) (P-96-0966) | 1813774 | 119271
Olefinic alcohol (generic) (P-91-0713) | 1813775 | 119272
Modified rosin ester amide (generic) (P-91-0720) | 1813778 | 119273
Epoxy-amine adduct salt (generic) (P-96-0968) | 1813779 | 119274
Modified rosin ester amide, ammonium salt (generic) (P-91-0721) | 1813783 | 119275
Epoxy-amine adduct salt (generic) (P-96-0969) | 1813782 | 119276
Copolymer of acrylic and methacrylic esters (generic) (P-91-0733) | 1813786 | 119277
Epoxy-amine adduct salt (generic) (P-96-0970) | 1813787 | 119278
Copolymer of methacrylic acid modified polyacrylate (generic) (P-91-0734) | 1813790 | 119279
Thermosetting acrylic silicone resin (generic) (P-96-0972) | 1813791 | 119280
Copolymer of alkaenoic acid alkyd ester, substituted acrylonitrile and acrylonitrile, crosslinked (generic) (P-91-0736) | 1813795 | 119281
Dialkylaminoethanol, compounds with phosphoric acid ester (generic) (P-96-0974) | 1813794 | 119282
Isocyanate terminated dicarboxylic acid based urethane oligomer (generic) (P-96-0976) | 1813799 | 119283
Acid functional aliphatic polyester (generic) (P-91-0740) | 1813798 | 119284
Fatty acid ester (generic) (P-91-0743) | 1813802 | 119285
Substituted aromatic hafnium dichloride (generic) (P-96-0979) | 1813803 | 119286
Aromatic substituted hafnium dimethyl (generic) (P-96-0980) | 1813806 | 119287
Alkyldialkoxysilane (generic) (P-91-0757) | 1813807 | 119288
Blocked aromatic isocyanate (generic) (P-96-0982) | 1813810 | 119289
Vinyl acetate amide polymer (generic) (P-91-0759) | 1813811 | 119290
Styrene-acrylic copolymer (generic) (P-96-0983) | 1813814 | 119291
Polysulfide polymer (generic) (P-91-0765) | 1813815 | 119292
Mixed magnesium transition metal alkoxide (generic) (P-96-0984) | 1813819 | 119293
Polyoxyalkylene polyester urethane block polymer (generic) (P-91-0766) | 1813818 | 119294
Copolymer of butylmethacrylate, hydroxyethylmethacrylate ester and a heterocyclic vinyl compound (generic) (P-91-0767) | 1813822 | 119295
Phenol, polymer with formaldehyde and substituted resorcinols (generic) (P-96-0987) | 1813823 | 119296
Fatty acids, polymer with polyols and aromatic carboxylic acids (generic) (P-91-0773) | 1813826 | 119297
Polyester polyol (generic) (P-96-0993) | 1813827 | 119298
Polyester polyol (generic) (P-96-0994) | 1813831 | 119299
Aromatic acid phosphate, compound with amine (generic) (P-91-0779) | 1813830 | 119300
Chlorinated diene polymer (generic) (P-91-0784) | 1813834 | 119301
Modified cationic polyacrylamide (generic) (P-96-0995) | 1813835 | 119302
Caprolactone polyurethane (generic) (P-96-1000) | 1813838 | 119303
Organosiloxane (generic) (P-91-0785) | 1813839 | 119304
Aromatic modified hydrocarbon resin (generic) (P-96-1001) | 1813842 | 119305
Organosiloxane (generic) (P-91-0786) | 1813843 | 119306
Hydrogenated hydrocarbon resin (generic) (P-96-1003) | 1813846 | 119307
Acrylonitrile, butadiene rubber (generic) (P-91-0787) | 1813847 | 119308
Propanol, [(1-methyl-1,2-ethanediyl)bis(oxy)]bis-, polymers with dipropylene glycol, ethylene oxide, hydroxy-terminated polybutadiene, 1,1'-methylenebis[isocyanatobenzene], hydroxy alkyl amine, alkyl methacrylates and propylene oxide (generic) (P-96-1005) | 1813850 | 119309
Hydrogenated acrylonitrile, butadiene rubber (generic) (P-91-0788) | 1813851 | 119310
Amino-substituted-carbopolycycle, reaction product with sodium polysulfide, oxidized (generic) (P-96-1012) | 1813855 | 119311
Silicone silicate resin (generic) (P-91-0789) | 1813854 | 119312
Quaternized aminopolymer (generic) (P-91-0790) | 1813858 | 119313
Amino-substituted-carbopolycycle, reaction product with sodium polysulfide (generic) (P-96-1013) | 1813859 | 119314
Modified aliphatic phosphite esters (generic) (P-91-0791) | 1813862 | 119315
Polydimethylsiloxane polymethylmethacrylate graft copolymer (generic) (P-96-1014) | 1813863 | 119316
Substituted methacrylate; polymer with substituted methacrylamide, substituted methacrylamide; propenoic acid, perfluoroalkyl esters; alkyl acrylate (generic) (P-96-1031) | 1813866 | 119317
Unsaturated polyurethane (generic) (P-91-0796) | 1813867 | 119318
2-Propenoic acid, 2-methyl, oxiranylmethyl, polymer with ethenylbenzene, alkyl methacrylates, 2,2'-thiobis[ethanol]-quaternized, lactate salt (generic) (P-96-1032) | 1813870 | 119319
High solids modified alkyd (generic) (P-91-0802) | 1813871 | 119320
2-Propenoic acid, 2-methyl-, oxiranylmethyl, polymer with ethenylbenzene, alkyl methacrylates, 2,2'-thiobis[ethanol]quaternized, lactate (salt) (generic) (P-96-1040) | 1813875 | 119321
C16-18 and C18-unsaturated fatty acids, polymer with tetra hydroxyalkane, alkane triols, alkane triol ether, carboxylic acid anhydride, cyclic carboxylic acid and cyclic carboxylic acid anhydride (generic) (P-91-0803) | 1813874 | 119322
2-Propenoic acid, 2-methyl, oxiranylmethyl, polymer with ethenylbenzene, alkyl methacrylates, 2,2'-thiobis[ethanol]-quaternized, lactate (salt) (generic) (P-96-1041) | 1813879 | 119323
Silyl phosphate (generic) (P-91-0804) | 1813878 | 119324
2-Propenoic acid, 2-methyl, oxiranylmethyl, polymer with ethenylbenzene, alkyl methacrylates, 2,2'-thiobis[ethanol]-quaternized, lactate (salt) (generic) (P-96-1043) | 1813883 | 119325
Silyl phosphate (generic) (P-91-0805) | 1813882 | 119326
Aliphatic polyamide (generic) (P-96-1052) | 1813886 | 119327
Polyoxyalkylene glycol ether (generic) (P-91-0806) | 1813887 | 119328
Acrylic resin solution (generic) (P-96-1053) | 1813890 | 119329
Modified alkyd resin (generic) (P-91-0808) | 1813891 | 119330
Halogenated-substituted cycloalkane (generic) (P-96-1058) | 1813894 | 119331
Polyester isocyanate prepolymer (generic) (P-91-0810) | 1813895 | 119332
Halogenated-substituted-cycloalkane (generic) (P-96-1059) | 1813899 | 119333
Hybrid polyurethane (generic) (P-91-0811) | 1813898 | 119334
Homopolymer of 4-ethenylphenol plus initiator end groups/fragments (generic) (P-91-0816) | 1813902 | 119335
Halogenated-substituted-cycloalkane (generic) (P-96-1060) | 1813903 | 119336
Ethenylbenzene-2-propenenitrile copolymer (generic) (P-91-0817) | 1813907 | 119337
Halogenated-substituted-cycloalkane (generic) (P-96-1061) | 1813906 | 119338
Alkanepoly carboxylic acid alkanolamine salt (generic) (P-96-1066) | 1813910 | 119339
Polymethacrylate derivative with Reactive Blue 2 (generic) (P-91-0819) | 1813911 | 119340
Isocyanate-terminated polyester polyurethane polymer (generic) (P-96-1075) | 1813914 | 119341
Polymethacrylate derivative with Reactive Red 120 (generic) (P-91-0820) | 1813915 | 119342
Organic alcohol, alkoxylated (generic) (P-96-1079) | 1813918 | 119343
Cresol novolak resin (generic) (P-91-0821) | 1813919 | 119344
2-(Hydroxypropyl)-trimethylammonium chloride ether, 3-(2-hydroxypropoxy)propyltrimethoxy derivative amylopectin ether (generic) (P-91-0825) | 1813922 | 119345
Glycolysis product of polyurethane foam (generic) (P-96-1082) | 1813923 | 119346
Diazonaphthoquinone sulfonic esters (generic) (P-91-0829) | 1813926 | 119347
Sulfonated nylon copolymer (generic) (P-96-1085) | 1813927 | 119348
Organo silane ester (generic) (P-96-1086) | 1813930 | 119349
Diazonaphthoquinone sulfonic ester (generic) (P-91-0830) | 1813931 | 119350
Carbomonocyclic carboxylic acid, reaction product with polyalkylenepolyamine polyalkyl sulfate salt (generic) (P-91-0833) | 1813934 | 119351
Silane-terminated polyester polymer (generic) (P-96-1089) | 1813935 | 119352
Polymethylmethacrylate with hydroxybenzophenone structure (generic) (P-96-1090) | 1813939 | 119353
Aromatic polyether polyurethane (generic) (P-91-0837) | 1813938 | 119354
Acid ester (generic) (P-96-1092) | 1813943 | 119355
Substituted alkyl amide (generic) (P-91-0839) | 1813942 | 119356
Substituted alkyl amide (generic) (P-91-0840) | 1813947 | 119357
Polyetherisocyanate silane adduct (generic) (P-96-1093) | 1813946 | 119358
Polyamide resin (generic) (P-91-0847) | 1813950 | 119359
Modified polycarboxylate (generic) (P-96-1098) | 1813951 | 119360
Phenoplastic sulfonic acid salt (generic) (P-91-0851) | 1813954 | 119361
Acid ester (generic) (P-96-1100) | 1813955 | 119362
Polymer of methyl methacrylate with mixed alkyl methacrylates (generic) (P-91-0852) | 1813958 | 119363
Acrylic polymer (generic) (P-96-1102) | 1813959 | 119364
Polyurethane acrylate (generic) (P-96-1116) | 1813962 | 119365
Capped polyurea (generic) (P-91-0862) | 1813963 | 119366
Linear polyurethane macromer (generic) (P-91-0865) | 1813967 | 119367
Polyurethane acrylate (generic) (P-96-1120) | 1813966 | 119368
Polyurethane acrylate (generic) (P-96-1122) | 1813971 | 119369
Polyurethane copolymer polyol (generic) (P-91-0868) | 1813970 | 119370
Polyolefin aminoester (generic) (P-91-0874) | 1813974 | 119371
Polyurethane acrylate (generic) (P-96-1123) | 1813975 | 119372
Thermosetting acrylic resin-amine salted (generic) (P-91-0876) | 1813978 | 119373
Polysubstituted bisphenylazonaphthalene disulfonic acid (generic) (P-96-1130) | 1813979 | 119374
Polyester resin solution (generic) (P-91-0884) | 1813982 | 119375
Vinyl modified nonionic surfactant (generic) (P-96-1132) | 1813983 | 119376
Styrenated methacrylate polymer (generic) (P-91-0886) | 1813986 | 119377
Hexanedioic acid, polymer with 2,2-dimethyl-1,3-propanediol, 1,6-hexanediol, hydroxy substituted carboxylic acid, aliphatic diisocyanate and piperazine, compd. with N,N-diethylethanamine (generic) (P-96-1140) | 1813987 | 119378
Polyether modified polyisocyanate, reaction product with a diamine (generic) (P-91-0891) | 1813990 | 119379
Modified acrylic terpolymer (generic) (P-96-1141) | 1813991 | 119380
Polysiloxane polyoxyalkylene ether (generic) (P-91-0892) | 1813995 | 119381
Bonded phase silica gel (generic) (P-96-1143) | 1813994 | 119382
Vinyl modified nonionic surfactant (generic) (P-96-1146) | 1813998 | 119383
Acrylated polyester urethane (generic) (P-91-0894) | 1813999 | 119384
Reaction product of a silsesquioxane-silicic acid resin with a silylated aromatic compound (generic) (P-96-1150) | 1814002 | 119385
Polyethylene glycol diester of a modified saturated fatty acid (generic) (P-91-0897) | 1814003 | 119386
Fatty acids, C18-unsatd., dimers, polymers with ethylenediamine, tall-oil fatty acids, a dibasic acid and diamines (generic) (P-96-1160) | 1814006 | 119387
Alkylnaphthalene sulfonic acid, isohexane diamine salt (generic) (P-91-0900) | 1814007 | 119388
Fatty acids, C18-unsaturated, dimers, polymers with ethylenediamine, a dibasic acid, diamines and a mono-basic acid (generic) (P-96-1164) | 1814010 | 119389
Tetrakisazo naphthalene sulfonic azo acid dyestuff (generic) (P-91-0904) | 1814011 | 119390
Hydrophobically modified polyacrylate (generic) (P-96-1168) | 1814014 | 119391
Sulfonated naphthalene monochlorotriazin diazo dyestuff (generic) (P-91-0907) | 1814015 | 119392
Copolymer 2-propenoic acid and styrene (generic) (P-96-1171) | 1814018 | 119393
Sulfonated naphthalene monochloro triazin diazo dyestuff (generic) (P-91-0909) | 1814019 | 119394
Copolymer 2-propenoic acid and styrene (generic) (P-96-1172) | 1814023 | 119395
Pyrozolic disazo monochloro triazin dyestuff (generic) (P-91-0910) | 1814022 | 119396
Tetrakisazo naphthalene azo dyestuff (generic) (P-91-0916) | 1814026 | 119397
Polyamide (generic) (P-96-1175) | 1814027 | 119398
Pyridinium derivative dichloride salt (generic) (P-96-1178) | 1814030 | 119399
Epoxidized polyaromatic resin (generic) (P-91-0917) | 1814031 | 119400
Partially neutralized lightly crosslinked poly-2-propenoic acid (generic) (P-91-0920) | 1814035 | 119401
Amine functional polyester polyol (generic) (P-96-1180) | 1814034 | 119402
Urethane modified alkyd resin (generic) (P-91-0921) | 1814038 | 119403
Tetrasubstituted benzene sulfonic acid (generic) (P-96-1189) | 1814039 | 119404
Maleic imide modified rosin phenolic resin (generic) (P-91-0922) | 1814043 | 119405
Alkyl alcohol terminated polyurethane from 1,3-bis(1-isocyanato-1-methylethyl)benzene, 1,6-hexanediol, polyether polyols and substituted aromatic diols (generic) (P-96-1192) | 1814042 | 119406
Neutralized alkyl alcohol terminated, amine functional polyurethanederived from 5-isocyanato-1-(isocyanatomethyl)-1,3,3-trimethylcyclohexane, polyether polyols and alkyl diols (generic) (P-96-1193) | 1814046 | 119407
Substituted polyoxyalkyl aromatic amine tint (generic) (P-91-0927) | 1814047 | 119408
Unsaturated Polyurethane (generic) (P-91-0931) | 1814051 | 119409
Silsesquioxane (generic) (P-96-1198) | 1814050 | 119410
Organo-modified silsesquioxane resin (generic) (P-96-1199) | 1814054 | 119411
Modified acrylate methacrylate polymer (generic) (P-91-0932) | 1814055 | 119412
Epoxy modified polyester polymer (generic) (P-91-0936) | 1814059 | 119413
Difunctional aliphatic urethane acrylate (generic) (P-96-1202) | 1814058 | 119414
Polyethyleneimine derivative (generic) (P-96-1217) | 1814063 | 119415
Complex phenyl aliphatic ester sulfonic acid (generic) (P-91-0948) | 1814062 | 119416
Reaction product of linear phosphonitrilic chloride with siloxane oil (generic) (P-96-1223) | 1814066 | 119417
Aryl sulfonate esters salts (generic) (P-91-0949) | 1814067 | 119418
Polystyrene copolymer (generic) (P-91-0951) | 1814070 | 119419
Linear phosphonitrilic chloride (generic) (P-96-1224) | 1814071 | 119420
Polyurethane (generic) (P-96-1229) | 1814074 | 119421
Vinyl chloride polymer with saturated and unsaturated esters of carboxylic acids and substituted alkene amide (generic) (P-91-0952) | 1814075 | 119422
Sulfonated naphthalene monochlorotriazin disazo dyestuff (generic) (P-91-0956) | 1814079 | 119423
Isocyanate functional poly carbamoyl (polyalkylene oxide) (generic) (P-96-1231) | 1814078 | 119424
1,3-Benzenedicarboxylic acid, polymer with 1,4-benzenedicarboxylic acid, 1-6-diisocyanatohexane, 2,2-dimethyl-1-3-propanediol, 1,2-ethanediol, hexanedioic acid, 1,6-hexanediol, hydroxy substituted alkanoic acid and 2,2'-oxybis[ethanol] (generic) (P-96-1234) | 1814082 | 119425
Reaction product of aliphatic diisocyanate, polylactone polyol and alkyl hydroxy acrylate (generic) (P-91-0963) | 1814083 | 119426
Acrylic urethane modified epoxy ester polymer (generic) (P-91-0964) | 1814086 | 119427
Polyurethane dispersion (generic) (P-96-1237) | 1814087 | 119428
Organopolysiloxane (generic) (P-91-0965) | 1814091 | 119429
Silazane polymer (generic) (P-96-1248) | 1814090 | 119430
Reaction product of methylene bis(4-phenylisocyanate) and polyether/ester polyol (generic) (P-96-1260) | 1814094 | 119431
Modified organosiloxane (generic) (P-91-0967) | 1814095 | 119432
Silylated polyazamide (generic) (P-91-0968) | 1814098 | 119433
Modified aromatic polymer (generic) (P-96-1270) | 1814099 | 119434
Infra-red absorber (generic) (P-91-0969) | 1814102 | 119435
Substituted heterocycle (generic) (P-96-1276) | 1814103 | 119436
Substituted phenol, polymer with epoxy resin, C18 fatty acids and cyclic carboxylic acid anhydride (generic) (P-91-0971) | 1814107 | 119437
Ester of alkyl ether with acid of group IIIB element (generic) (P-96-1277) | 1814106 | 119438
Polyester resin of aryldicarboxylic acids, alkane diols and dimericfatty acids (generic) (P-91-0972) | 1814110 | 119439
Aliphatic polyol, polymer with aromatic polycarboxylic acid, ester with aliphatic alcohol (generic) (P-96-1283) | 1814111 | 119440
Hydroxy functional acrylic polymer (generic) (P-91-0974) | 1814114 | 119441
Substituted heterocycle, potassium salt (generic) (P-96-1285) | 1814115 | 119442
2-Propenoic acid, half ester with fatty acid anhydride (generic) (P-96-1309) | 1814118 | 119443
Caprolactone modified acrylic copolymer (generic) (P-91-0985) | 1814119 | 119444
Modified isocyanate prepolymer (generic) (P-96-1313) | 1814122 | 119445
Unsaturated polyester (generic) (P-91-0989) | 1814123 | 119446
Copolymer of acrylic acid, acrylamide, styrene and acrylic esters (generic) (P-91-0991) | 1814127 | 119447
Fatty acid, amide (generic) (P-96-1314) | 1814126 | 119448
Copolymer of tetrafluoroethylene and perfluoroalkoxy ethene (generic) (P-96-1317) | 1814130 | 119449
Quasiprepolymer of isophorone diisocyanate (generic) (P-91-0994) | 1814131 | 119450
Aqueous polyurethane dispersion (generic) (P-91-1003) | 1814135 | 119451
Copolymer of tetrafluoroethylene and perfluoro alkoxy ethylene (generic) (P-96-1318) | 1814134 | 119452
Acid capped castor oil (generic) (P-96-1323) | 1814138 | 119453
Mixed tall oil fatty acids/polyamine condensate (generic) (P-91-1016) | 1814139 | 119454
Silica supported magnesium-titanium catalyst (generic) (P-96-1326) | 1814142 | 119455
Mixed tall oil fatty acids polyamine condensate (generic) (P-91-1020) | 1814143 | 119456
Amine substituted metal salt (generic) (P-96-1337) | 1814146 | 119457
Mixed tall oil fatty acids/polyamine condensate, acetate salt (generic) (P-91-1046) | 1814147 | 119458
Amine substituted metal salt (generic) (P-96-1338) | 1814150 | 119459
Mixed tall oil fatty acids, polyamine condensate, acetate salt (generic) (P-91-1050) | 1814151 | 119460
Substituted phenylazoalkylphenol (generic) (P-91-1079) | 1814154 | 119461
Unsaturated polyester (generic) (P-96-1341) | 1814155 | 119462
Isophorone diisocyanate type polyurethane (generic) (P-91-1080) | 1814158 | 119463
Poly(alkylene oxides), polyesters with maleic anhydride, diol and epoxy resin modified (generic) (P-96-1384) | 1814159 | 119464
Amine terminated polyurethane (generic) (P-91-1082) | 1814162 | 119465
Modified polyurethane (generic) (P-96-1409) | 1814163 | 119466
Aluminum isopropoxide, reaction products with alcohol and ester (generic) (P-91-1083) | 1814167 | 119467
Modified polyacrylate polymer, solvent free (generic) (P-96-1411) | 1814166 | 119468
Polyester resin (generic) (P-91-1085) | 1814171 | 119469
Perfluoroalkylsulfonamide derivatives (generic) (P-96-1434) | 1814170 | 119470
Potassium salt of perfluoroalkylsulfonamide (generic) (P-96-1438) | 1814174 | 119471
Sulfurized liquid wax esters (generic) (P-91-1092) | 1814175 | 119472
Polyester, polyurethane polymer (generic) (P-96-1440) | 1814178 | 119473
Halogenated substituted ethylene copolymer (generic) (P-91-1094) | 1814179 | 119474
Acrylate-acrylamido derivative copolymer (generic) (P-91-1098) | 1814182 | 119475
Polyester polyurethane polymer (generic) (P-96-1442) | 1814183 | 119476
Aminomodified silicone-polyether copolymer (generic) (P-96-1446) | 1814187 | 119477
Acrylate-acrylamido derivative copolymer (generic) (P-91-1099) | 1814186 | 119478
Modified perfluoropolyoxyalkane (generic) (P-91-1100) | 1814190 | 119479
Linseed oil, polymer with substituted phenols, formaldehyde, 1,6-hexanediol, maleic anhydride, polyethylene glycol, and rosin (generic) (P-96-1447) | 1814191 | 119480
Polymer of alkane polyols, phthalic anhydride, benzenedicarboxylic acid and alkanedioic acid (generic) (P-91-1111) | 1814194 | 119481
Linseed oil, polymer with substituted phenols, formaldehyde, 1,6-hexanediol, maleic anhydride, polyethylene glycol, and rosin, ammonium salt (generic) (P-96-1448) | 1814195 | 119482
Substituted benzophenone acetate ester (generic) (P-91-1118) | 1814198 | 119483
Linseed oil, polymer with substituted phenols, formaldehyde, 1,6-hexanediol, maleic anhydride, polyethylene glycol, and rosin, compd. with ethanolamine (generic) (P-96-1449) | 1814199 | 119484
Acrylic solution resin (generic) (P-91-1119) | 1814202 | 119485
Linseed oil, polymer with substituted phenols, formaldehyde, 1,6-hexanediol, maleic anhydride, polyethylene glycol, and rosin, compd. with diethanolamine (generic) (P-96-1450) | 1814203 | 119486
Methylenebis(4-cyclohexylisocyanate), polymer with polyether polyols (generic) (P-91-1120) | 1814206 | 119487
Linseed oil, polymer with substituted phenols, formaldehyde, 1,6-hexandiol, maleic anhydride, polyethylene glycol, and rosin, compd. with triethanolamine (generic) (P-96-1451) | 1814207 | 119488
Polyoxyalkylene polyester urethane block copolymer (generic) (P-91-1121) | 1814210 | 119489
Linseed oil, polymer with substituted phenols, formaldehyde, 1,6-hexanediol, maleic anhydride, polyethylene glycol, and rosin, compd. with 2-(dimethylamino)ethanol (generic) (P-96-1452) | 1814211 | 119490
[(Dialkylcarbomonocyclic)amino]xanthylium salt, methylheteromonocyclic, phenylheteromonocyclic formal polymer acid salt (generic) (P-91-1122) | 1814214 | 119491
Linseed oil, polymer with substituted phenols, formaldehyde, 1,6-hexanediol maleic anhydride, polyethylene glycol, and rosin, sodium salt (generic) (P-96-1453) | 1814215 | 119492
Alkane diol, polymer with hydroxy substituted alkane, cyclic carboxylic acid, hydroxy substituted carboxylic acid and cyclic isocyanate (generic) (P-91-1130) | 1814218 | 119493
Poly butadiene modified polyester urethane (generic) (P-96-1456) | 1814219 | 119494
Styrene acrylic polyelectrolyte amine salt (generic) (P-91-1132) | 1814222 | 119495
Metal complexed polyazo reactive dye (generic) (P-96-1457) | 1814224 | 119496
Styrene acrylic polyelectrolyte amine salt (generic) (P-91-1133) | 1814226 | 119497
Unsaturated polyester resin (generic) (P-96-1462) | 1814228 | 119498
Styrene acrylic polyelectrolyte amine salt (generic) (P-91-1134) | 1814230 | 119499
Silane urea adduct (generic) (P-96-1463) | 1814232 | 119500
Styrene acrylic polyelectrolyte amine salt (generic) (P-91-1135) | 1814234 | 119501
Poly(acrylonitrile) (generic) (P-96-1464) | 1814236 | 119502
Styrene acrylic polyelectrolyte amine salt (generic) (P-91-1136) | 1814238 | 119503
Cycloaliphatic olefin distillate streams polymerized with aromatic olefin streams, unsaturated fatty acids, unsaturated oils, and rosin (generic) (P-96-1468) | 1814240 | 119504
Styrene acrylic polyelectrolyte amine salt (generic) (P-91-1137) | 1814242 | 119505
Cycloaliphatic olefin distillate streams polymerized with aromatic olefin streams, unsaturated fatty acids, vegetable oil fatty acids, unsaturatedoil, and rosin (generic) (P-96-1469) | 1814244 | 119506
Styrene acrylic polyelectrolyte amine salt (generic) (P-91-1138) | 1814245 | 119507
Cycloaliphatic olefin distillate streams polymerized with aromatic olefin streams, vegetable oil fatty acids, unsatd. oils, and rosin (generic) (P-96-1470) | 1814248 | 119508
Styrene acrylic polyelectrolyte amine salt (generic) (P-91-1139) | 1814249 | 119509
Cycloaliphatic olefin distillate streams polymerized with aromatic olefin streams, vegetable oil fatty acids, and rosin (generic) (P-96-1471) | 1814252 | 119510
Styrene acrylic polyelectrolyte amine salt (generic) (P-91-1140) | 1814253 | 119511
Cycloaliphatic olefin distillate streams polymerized with aromatic olefin streams, formaldehyde, alkylphenol, unsaturated dicarboxylic acid, and rosin (generic) (P-96-1472) | 1814256 | 119512
Polyester urethane amine salt (generic) (P-91-1142) | 1814257 | 119513
Polyester urethane block copolymer (generic) (P-96-1473) | 1814260 | 119514
Acrylic copolymer (generic) (P-91-1143) | 1814261 | 119515
Polymers of styrene (generic) (P-96-1476) | 1814264 | 119516
Pyrrolpyrrol (generic) (P-91-1147) | 1814265 | 119517
Epoxy acrylate ester (generic) (P-96-1481) | 1814268 | 119518
Cresol novolak resin (generic) (P-91-1149) | 1814269 | 119519
Alkali salt of a linear alcohol (generic) (P-96-1484) | 1814272 | 119520
Organopolysiloxane (generic) (P-91-1152) | 1814273 | 119521
Aromatic amide (generic) (P-96-1485) | 1814276 | 119522
Polyether sulfonamide (generic) (P-91-1159) | 1814277 | 119523
Esterified styrene maleic anhydride ammonium salt (generic) (P-96-1487) | 1814280 | 119524
Amine mono and di-dodecyl phenoxy benzene sulfonate (generic) (P-91-1160) | 1814281 | 119525
Styrenated acrylic copolymer (generic) (P-96-1489) | 1814284 | 119526
Hindered amine carboxylate (generic) (P-91-1164) | 1814285 | 119527
Hydroxyarylphosphinyl substituted alkanoic acid (generic) (P-96-1491) | 1814288 | 119528
Alkanedioic acid, polymer with alkanediol, alkanetriol, cyclohexyl isocyanate, and methyl polyglycol (generic) (P-91-1166) | 1814290 | 119529
Acrylic polymer (generic) (P-96-1492) | 1814292 | 119530
hydrogenated dimerized C18 unsaturated fatty acid, hexamethylene diamine, alkane diamine, acid functional hydrocarbon, sebacic acid copolymer (generic) (P-91-1169) | 1814294 | 119531
Silyl phosphonate (generic) (P-96-1494) | 1814295 | 119532
Siloxanes and Silicones, di-Me, aryl stopped (generic) (P-91-1170) | 1814298 | 119533
Silyl phosphonate (generic) (P-96-1495) | 1814299 | 119534
Silyl phosphonate (generic) (P-96-1496) | 1814302 | 119535
Polysiloxane bisphenol-A copolycarbonate (generic) (P-91-1171) | 1814303 | 119536
Silyl phosphonate (generic) (P-96-1497) | 1814306 | 119537
.alpha.-Alkene copolymer (generic) (P-91-1172) | 1814307 | 119538
Haloarylphosphinyl substituted alkenyl halide (generic) (P-96-1498) | 1814310 | 119539
Polyester urethane blocked polymer (generic) (P-91-1176) | 1814311 | 119540
Acrylic copolymer (generic) (P-91-1189) | 1814314 | 119541
Aminoalkyl-modified silicone fluid (generic) (P-96-1499) | 1814315 | 119542
Substituted dichlorobenzothiazole (generic) (P-91-1190) | 1814319 | 119543
Substituted pyrone (generic) (P-96-1500) | 1814318 | 119544
Borate complex (generic) (P-96-1501) | 1814322 | 119545
Substituted dichlorobenzothiazole (generic) (P-91-1191) | 1814323 | 119546
Substituted alkane anilide (generic) (P-96-1502) | 1814327 | 119547
Epoxidized polyaromatic resin (generic) (P-91-1197) | 1814326 | 119548
Polyoxyalkylene polyester urethane block copolymer (generic) (P-96-1515) | 1814330 | 119549
Substituted polyoxyalkylated aromatic amine methylium salt (generic) (P-91-1205) | 1814331 | 119550
Polyester resin (generic) (P-96-1521) | 1814335 | 119551
Disubstituted benzene sulfonic acid salt (generic) (P-91-1211) | 1814334 | 119552
Vegetable oil polymer with aromatic dicarboxylic acid, vegetable oil fatty acid, aliphatic alpha olefin and olefin distillate streams (generic) (P-96-1530) | 1814339 | 119553
Disubstituted benzene sulfonic acid salt (generic) (P-91-1212) | 1814338 | 119554
Reaction product of alkyl thioalcohol, substituted alcohol, and substituted phosphite (generic) (P-91-1213) | 1814343 | 119555
Quaternary amino cyclic urea amino epoxy adduct (generic) (P-96-1537) | 1814342 | 119556
Complex boron catalyst (generic) (P-91-1215) | 1814346 | 119557
Hydrophobically modified polyethylene glycol-amino-plast copolymer (generic) (P-96-1538) | 1814347 | 119558
Acrylic copolymer (generic) (P-91-1216) | 1814351 | 119559
Hydrophobically modified polyethylene glycol-amino-plast copolymer (generic) (P-96-1539) | 1814350 | 119560
Modified maleated rosin (generic) (P-91-1218) | 1814354 | 119561
1,2-Propanediol polymer (n=1-3), polymer with 2-alkyl-2-(hydroxymethyl)-1,3-propanediol,1,1'-alkylenebis[4-isocyanatobenzene] and 2,2'-(methylimino)bis[ethanol], 2-butanone oxime-blocked (generic) (P-96-1541) | 1814355 | 119562
Modified maleated rosin (generic) (P-91-1219) | 1814358 | 119563
Alkaryl polyalkylene derivative (generic) (P-96-1543) | 1814359 | 119564
Modified maleated rosin, calcium, magnesium and zinc salts (generic) (P-91-1221) | 1814362 | 119565
Reaction product of phosphonitrilic chloride with siloxane oil (generic) (P-96-1544) | 1814363 | 119566
Polyester polyol (generic) (P-96-1546) | 1814367 | 119567
Modified maleated rosin, calcium, magnesium and zinc salts (generic) (P-91-1222) | 1814366 | 119568
Modified maleated rosin, calcium, magnesium and zinc salts (generic) (P-91-1223) | 1814370 | 119569
Modified phenolic resins (generic) (P-96-1567) | 1814371 | 119570
Modified maleated rosin, calcium, magnesium and zinc salts (generic) (P-91-1224) | 1814375 | 119571
Hydrophobically modified polyethylene glycol-aminoplast copolymer (generic) (P-96-1568) | 1814374 | 119572
Hydrophobically modified polyethylene glycol-amino-plast copolymer (generic) (P-96-1571) | 1814378 | 119573
Dimer diol (generic) (P-91-1226) | 1814379 | 119574
Hydrophobically modified polyethyleneglycol-aminoplast copolymer (generic) (P-96-1572) | 1814382 | 119575
Dihydroheteropolycycle (generic) (P-91-1228) | 1814383 | 119576
Poly(alkylene oxides), polyester with maleic anhydride and 1,2-propanediol, 2-methyl-1,3-propanediol (generic) (P-96-1578) | 1814386 | 119577
Polyurethane elastomer (generic) (P-91-1230) | 1814387 | 119578
Halo substituted alkene (generic) (P-96-1581) | 1814390 | 119579
Acrylic-Silicone, graft polymer (generic) (P-91-1244) | 1814391 | 119580
Chloro substituted alkene (generic) (P-96-1582) | 1814394 | 119581
Acrylic acid esters/acrylonitrile copolymer (generic) (P-91-1246) | 1814395 | 119582
Modified polyamide (generic) (P-96-1583) | 1814398 | 119583
Acrylic polyol (generic) (P-91-1252) | 1814399 | 119584
Acrylic polyol (generic) (P-91-1253) | 1814403 | 119585
Derivative of a modified alkali lignin reaction product (generic) (P-96-1586) | 1814402 | 119586
Derivative of a fatty alkanepolyamine (generic) (P-96-1587) | 1814406 | 119587
Crosslinked rubber (generic) (P-91-1254) | 1814407 | 119588
Water dispersible polyether polyurethane (generic) (P-91-1256) | 1814411 | 119589
Derivative of a fatty alkyldiamine (generic) (P-96-1589) | 1814410 | 119590
Vinyl chloride, polymer with vinyl acetate and sulfonate salt monomer (generic) (P-96-1596) | 1814414 | 119591
Aromatic polyester polyol (generic) (P-91-1259) | 1814415 | 119592
Polyamide polymer (generic) (P-96-1597) | 1814418 | 119593
Organic salt (generic) (P-91-1260) | 1814419 | 119594
Organosilyl-functional silica (generic) (P-91-1264) | 1814422 | 119595
Modified acrylic polymer (generic) (P-96-1606) | 1814423 | 119596
Salt of a substituted benzoic acid (generic) (P-96-1607) | 1814426 | 119597
Naphthalenesulfonate condensate, salt (generic) (P-91-1265) | 1814427 | 119598
Copper arsenic (generic) (P-91-1278) | 1814430 | 119599
Polyamidoamine resin (generic) (P-96-1608) | 1814431 | 119600
Aromatic sulfonic acid, compound with amine (generic) (P-91-1284) | 1814434 | 119601
Polyamidoamine-epichlorohydrin resin (generic) (P-96-1609) | 1814435 | 119602
Hydroxyl functional acrylic resin (generic) (P-91-1285) | 1814438 | 119603
Substituted pyridinedicarboxylic acid (generic) (P-96-1618) | 1814439 | 119604
N,N'-bis(fatty alkyl)-aromatic-di-urea (generic) (P-96-1620) | 1814442 | 119605
Rosin ester, amine salt (generic) (P-91-1286) | 1814443 | 119606
Quaternary ammonium chloride (generic) (P-96-1623) | 1814447 | 119607
Silicone-imide block copolymer (generic) (P-91-1287) | 1814446 | 119608
Quaternary ammonium salt (generic) (P-96-1624) | 1814450 | 119609
Reaction product of aryl and alkyl dicarboxylic acids and alkane diols with isocyanato cycloalkyl urethane (generic) (P-91-1288) | 1814451 | 119610
2-Naphthalenesulfonic acid, 7-[(substituted)amino]-4-hydroxy-3-[[4-[substituted]phenyl]azo]-, salt (generic) (P-96-1641) | 1814454 | 119611
Polysulfide acrylate (generic) (P-91-1291) | 1814455 | 119612
Trisubstituted naphthalene sulfonic acid (generic) (P-91-1292) | 1814458 | 119613
Amine-functionalized polyether polyester polyurethane polymer (generic) (P-96-1643) | 1814459 | 119614
Acrylate/anhydride copolymer (generic) (P-91-1294) | 1814462 | 119615
Aromatic acrylic urethane oligomer (generic) (P-96-1646) | 1814463 | 119616
Amido acid/acrylate copolymer (generic) (P-91-1295) | 1814467 | 119617
Aliphatic acrylic concentrate (generic) (P-96-1647) | 1814466 | 119618
Modified polyamide resin (generic) (P-96-1648) | 1814470 | 119619
2-Substituted-3-methyl-benzoic acid, methyl ester (generic) (P-91-1301) | 1814471 | 119620
Water soluble polymer containing oxazoline group (generic) (P-96-1651) | 1814474 | 119621
Polyamide graft copolymer (generic) (P-91-1304) | 1814475 | 119622
Phenolic modified rosin ester (generic) (P-96-1656) | 1814478 | 119623
Vinyl-acrylic graft modified polyester (generic) (P-91-1308) | 1814479 | 119624
Polyolefin esters (generic) (P-96-1659) | 1814482 | 119625
Amine salt of polymer of aliphatic modified polyols, polyesters, carboxylic acid, diamine and diisocyanate (generic) (P-91-1311) | 1814483 | 119626
Isocyanate terminated polyester polyurethane (generic) (P-91-1314) | 1814486 | 119627
Silicone acrylate polymer (generic) (P-96-1660) | 1814487 | 119628
Substituted isothiazole (generic) (P-91-1316) | 1814490 | 119629
Chlorinated polypropylene grafted on an acrylic polymer (generic) (P-96-1678) | 1814491 | 119630
Organo-modified polymethylsiloxane (generic) (P-96-1687) | 1814494 | 119631
Substituted azothiophene (generic) (P-91-1317) | 1814495 | 119632
Acryl styrene random copolymer (generic) (P-96-1689) | 1814499 | 119633
Polysulfurized alkenoic acid ester (generic) (P-91-1327) | 1814498 | 119634
Polyvinylsulfonate (generic) (P-91-1334) | 1814503 | 119635
Alkoxylated substituted aromatic aldehyde (generic) (P-96-1690) | 1814502 | 119636
Chromophore substituted polyoxyalkylene (generic) (P-96-1691) | 1814506 | 119637
Quaternary ammonium perfluoroalkyl carboxylate (generic) (P-91-1347) | 1814507 | 119638
Phenylene imino 1,3,5-triazine substituted naphthalenedisulfonic azo compound (generic) (P-96-1692) | 1814510 | 119639
Polyether silane (generic) (P-91-1348) | 1814511 | 119640
Substituted phenyl amino triazinyl substituted phenyl azosubstituted pyridine compound (generic) (P-96-1696) | 1814514 | 119641
Alkyd (generic) (P-91-1351) | 1814515 | 119642
Aminoamide (generic) (P-96-1699) | 1814518 | 119643
Quaternary (generic) (P-91-1354) | 1814519 | 119644
Imide oligomer (generic) (P-96-1705) | 1814523 | 119645
Fluoride compound (generic) (P-91-1357) | 1814522 | 119646
Calcium monoazo red pigment (generic) (P-91-1363) | 1814527 | 119647
Aromatic/aliphatic copolyimide (generic) (P-96-1706) | 1814526 | 119648
Reaction products of diisocyanate, polyol and glycol ether (generic) (P-91-1376) | 1814530 | 119649
Glycolysis product of polyurethane foam (generic) (P-96-1715) | 1814531 | 119650
Ethylene vinyl acetate copolymer (generic) (P-91-1380) | 1814535 | 119651
Glycolysis product of polyurethane foam (generic) (P-96-1717) | 1814534 | 119652
Glycolysis product of polyurethane foam (generic) (P-96-1718) | 1814538 | 119653
Adipic acid, polyethylene glycol, terephthalic acid copolymer (generic) (P-91-1383) | 1814539 | 119654
Modified bitumen (generic) (P-91-1388) | 1814542 | 119655
Organofunctional silicone polymer (generic) (P-96-1719) | 1814543 | 119656
Prepolymer component (generic) (P-97-0003) | 1814546 | 119657
Polyurethane (generic) (P-91-1389) | 1814547 | 119658
Silicone-imide block copolymer (generic) (P-91-1393) | 1814550 | 119659
Hydroxy functional acrylate (generic) (P-97-0006) | 1814551 | 119660
Triethylamine-dimethylethanolamine salt of epoxy ester, fatty acids, alkenoic acid and styrene (generic) (P-91-1408) | 1814554 | 119661
Hydroxy functional acrylic polymer (generic) (P-97-0012) | 1814555 | 119662
Acrylic emulsion polymer (generic) (P-97-0018) | 1814558 | 119663
Rosin-modified phenolic resin (generic) (P-91-1411) | 1814559 | 119664
Acrylic emulsion polymer (generic) (P-97-0020) | 1814562 | 119665
Tall oil fractions, vegetable oil, dibasic acids modified amide reaction product with a polyhydric alcohol (generic) (P-91-1416) | 1814563 | 119666
Acrylic emulsion polymer (generic) (P-97-0022) | 1814567 | 119667
Brominated epoxy resin (generic) (P-91-1420) | 1814566 | 119668
Ring-nitrogen and fluorocarbon modified block-polyether-polyester isocyanurate adduct (generic) (P-91-1425) | 1814571 | 119669
Acrylic emulsion polymer (generic) (P-97-0024) | 1814570 | 119670
Ring-nitrogen modified block-polyether-polyester isocyanurate adduct (generic) (P-91-1426) | 1814575 | 119671
Acrylic emulsion polymer (generic) (P-97-0026) | 1814574 | 119672
Silicone polyether copolymer (generic) (P-91-1433) | 1814579 | 119673
Acrylic emulsion polymer (generic) (P-97-0031) | 1814578 | 119674
Modified polystyrene (generic) (P-91-1434) | 1814582 | 119675
Heterocyclic metal complex with aromatic rings having aliphatic substitutions (generic) (P-97-0036) | 1814583 | 119676
Substituted polyoxyalkylene aniline (generic) (P-91-1440) | 1814586 | 119677
Calcium phosphosulfurized polyolefin (generic) (P-97-0038) | 1814587 | 119678
Methyl methacrylate, polymer with 2-ethylhexyl methacrylate and other acrylates, salt (generic) (P-91-1444) | 1814590 | 119679
Strontium-dysprosium-europium aluminate (generic) (P-97-0039) | 1814591 | 119680
Diabasic acid/glycol polyester, organic acid capped (generic) (P-97-0044) | 1814594 | 119681
Methyl methacrylate, polymer with butyl methacrylate and other acrylates, salts (generic) (P-91-1445) | 1814595 | 119682
Substituted phenyl azo substituted naphthalene azo substituted phenyl amino triazinyl amino substituted phenyl compound (generic) (P-97-0052) | 1814598 | 119683
Methyl methacrylate, polymer with ethyl methacrylate and other acrylates, salt (generic) (P-91-1446) | 1814599 | 119684
Acrylic polymer (generic) (P-97-0053) | 1814602 | 119685
Dialkyl-1,3,4-thiadiazole (generic) (P-91-1453) | 1814603 | 119686
Pyrazole azo dye (generic) (P-97-0055) | 1814606 | 119687
2-Alkyl-5-arylthio-1,3,4-thiadiazole (generic) (P-91-1454) | 1814607 | 119688
Cycloaliphatic acrylate (generic) (P-97-0067) | 1814610 | 119689
Acrylonitrile, butadiene liquid rubber (generic) (P-91-1458) | 1814611 | 119690
Blocked, adipic acid based diisocyanate prepolymer (generic) (P-97-0068) | 1814614 | 119691
Hydrogenated acrylonitrile, butadiene rubber (generic) (P-91-1459) | 1814615 | 119692
Vinylimidazole copolymer (generic) (P-97-0070) | 1814618 | 119693
Styrene-maleic anhydride copolymer amine salt (generic) (P-91-1463) | 1814619 | 119694
Monohalo substituted alkenol (generic) (P-97-0073) | 1814622 | 119695
Fluorinated alcohol phosphate ester (generic) (P-92-0004) | 1814623 | 119696
Acrylated oligomer (generic) (P-97-0078) | 1814626 | 119697
Fluorinated alcohol phosphate ester salts (generic) (P-92-0005) | 1814627 | 119698
Acrylic polymer (generic) (P-97-0083) | 1814630 | 119699
Fluorinated alcohol phosphate ester (generic) (P-92-0006) | 1814631 | 119700
Alkali salt of copolymer of an alpha olefin with an unsaturated dicarboxylic acid (generic) (P-97-0098) | 1814634 | 119701
Fluorinated alcohol phosphate ester salts (generic) (P-92-0007) | 1814635 | 119702
Aromatic urethane acrylate (generic) (P-97-0099) | 1814638 | 119703
Fluorinated alcohol phosphate ester (generic) (P-92-0008) | 1814639 | 119704
Polyester resin (generic) (P-97-0101) | 1814642 | 119705
Fluorinated alcohol phosphate ester salts (generic) (P-92-0009) | 1814643 | 119706
Dicyclohexylmethane 4,4'-diisocyanate polymer with alkane diols, 3-aminomethyl-3,5,5-trimethylcyclohexylamine, poly(oxycarbonyloxy-1,6-hexanediyl)and dimethylpolysiloxane, 6-hydroxy-4-oxyhexyl terminated (generic) (P-92-0011) | 1814647 | 119707
Salts of mixed alkyl phosphate (generic) (P-97-0102) | 1814646 | 119708
Sulfonated azo dye with monochlorotriazine groups, copper complex, potassium sodium salt (generic) (P-92-0021) | 1814650 | 119709
Polyisocyanate adduct based on toluenediisocyanate (generic) (P-97-0104) | 1814651 | 119710
Terpolymer latex of butyl methacrylate, butyl acrylate and substituted styrene (generic) (P-97-0113) | 1814654 | 119711
Substituted guaiacol (generic) (P-92-0022) | 1814655 | 119712
Phthalate-containing polyester polymer (generic) (P-97-0116) | 1814658 | 119713
Acrylic salt (generic) (P-92-0027) | 1814659 | 119714
Phosphorothioic acid ester branched alkyl amine salt (generic) (P-92-0028) | 1814662 | 119715
Naphthalenesulfonic acid, substituted with [[5-[(4-amino-6-chloro-1,3,5-triazin-2-yl)amino]-sulfo-[[4-[[2-(sulfooxy)ethyl]sulfonyl}phenyl]azo]phenyl]azo]-4-hydroxy-, sodium salt (generic) (P-97-0117) | 1814663 | 119716
Adipamide (generic) (P-97-0122) | 1814666 | 119717
Amino epoxy lactate salt (generic) (P-92-0046) | 1814667 | 119718
Acrylate-amide copolymer (generic) (P-97-0141) | 1814670 | 119719
Amino epoxy lactate salt (generic) (P-92-0048) | 1814671 | 119720
Siloxane derivatives (generic) (P-97-0145) | 1814674 | 119721
Cuprate(3-), [2-[[[(substituted)azo]phenylmethyl]azo-4-sulfobenzoato(5-)], salt (generic) (P-92-0053) | 1814675 | 119722
Moisture cure urethane (generic) (P-97-0150) | 1814678 | 119723
Silica supported magnesium-titanium catalyst (generic) (P-92-0057) | 1814679 | 119724
Polyoxyalkylene, alkylene succinate polyester (generic) (P-97-0159) | 1814682 | 119725
Sodium salt of substituted naphthalene disulfonic acid (generic) (P-92-0058) | 1814683 | 119726
Polyoxyalkylene, alkylene succinate polyester (generic) (P-97-0165) | 1814686 | 119727
Alkyl substituted isocyanate, glycol, alkane dioic acid and aliphatic amine (generic) (P-92-0059) | 1814687 | 119728
Blocked isocyanate modified epoxy (generic) (P-97-0166) | 1814690 | 119729
Diamine salt of an organic acid (generic) (P-92-0061) | 1814692 | 119730
Oxiranyl styrene acrylic copolymer (generic) (P-97-0167) | 1814694 | 119731
Phenolic resin (generic) (P-92-0062) | 1814695 | 119732
Polyurethane (generic) (P-97-0169) | 1814698 | 119733
Substituted triazine (generic) (P-92-0065) | 1814700 | 119734
Polyester polymer (generic) (P-97-0172) | 1814702 | 119735
Gum and tall oil rosin, fumaric acid, modified with substituted phenols and formaldehyde esters of glycerine and sorbitol polymer (generic) (P-92-0069) | 1814704 | 119736
Acrylate polymer (generic) (P-97-0174) | 1814706 | 119737
Gum and tall oil rosin, fumaric acid, modified with substituted phenols and formaldehyde esters of glycerine and sorbitol polymer, ammonium salt (generic) (P-92-0072) | 1814707 | 119738
Cyclopentadiene derivative, sodium salt (generic) (P-97-0176) | 1814710 | 119739
Gum and tall oil rosin, fumaric acid, modified with substituted phenols and formaldehyde esters of glycerine and sorbitol polymer, monoethanolamine salt (generic) (P-92-0073) | 1814711 | 119740
Cyclopentadiene derivative (generic) (P-97-0177) | 1814714 | 119741
Gum and tall oil rosin, fumaric acid, modified with substituted phenols and formaldehyde esters of glycerine and sorbitol polymer, diethanolamine salt (generic) (P-92-0074) | 1814715 | 119742
Blocked isocyanate modified epoxy (generic) (P-97-0184) | 1814718 | 119743
Gum and tall oil rosin, fumaric acid, modified with substituted phenols and formaldehyde esters of glycerine and sorbitol polymer, triethanolaminesalt (generic) (P-92-0075) | 1814719 | 119744
2,6-Dinitro-1,4-benzenedimethanol, polymer with aliphatic diisocyanate and 1,6-hexanediol, bisphenol A ethoxylate and acid functional diol (generic) (P-97-0187) | 1814722 | 119745
Gum and tall oil rosin, fumaric acid, modified with substituted phenols and formaldehyde esters of glycerine and sorbitol polymer, morpholine salt (generic) (P-92-0076) | 1814723 | 119746
Gum and tall oil rosin, fumaric acid, modified with substituted phenols and formaldehyde esters of glycerine and sorbitol polymer, 2-(diethylamino)ethanol salt (generic) (P-92-0077) | 1814727 | 119747
Methacrylate adducted polyurethane or LPS prepolymer (generic) (P-97-0188) | 1814726 | 119748
Gum and tall oil rosin, fumaric acid, modified with substituted phenols and formaldehyde esters of glycerine and sorbitol polymer, 2-amino-2-methyl-propanol salt (generic) (P-92-0078) | 1814730 | 119749
Substituted bis(cyclopentadienyl)zirconium dichloride (generic) (P-97-0189) | 1814731 | 119750
Urea derivative (generic) (P-97-0191) | 1814734 | 119751
Gum and tall oil rosin, fumaric acid, modified with substituted phenols and formaldehyde esters of glycerine and sorbitol polymer, dimethylamino-2-propanol salt (generic) (P-92-0080) | 1814735 | 119752
Silicic acid, alkyl ester (generic) (P-97-0192) | 1814738 | 119753
Gum and tall oil rosin, fumaric acid, modified with substituted phenols and formaldehyde esters of glycerine and sorbitol polymer, urea salt (generic) (P-92-0081) | 1814739 | 119754
Acrylate copolymer (generic) (P-97-0203) | 1814742 | 119755
Gum and tall oil rosin, fumaric acid, modified with substituted phenols and formaldehyde esters of glycerine and sorbitol polymer, diethylamine salt (generic) (P-92-0082) | 1814744 | 119756
Carboxylic acid and ester functionalized polymer (generic) (P-97-0210) | 1814746 | 119757
Gum and tall oil rosin, fumaric acid, modified with substituted phenols and formaldehyde esters of glycerine and sorbitol polymer, triethylamine salt (generic) (P-92-0083) | 1814747 | 119758
Propoxylated, ethoxylated amine (generic) (P-97-0216) | 1814750 | 119759
Gum and tall oil rosin, fumaric acid, modified with substituted phenols and formaldehyde esters of glycerine and sorbitol polymer, n-propylamine salt (generic) (P-92-0084) | 1814751 | 119760
Polyester resin (generic) (P-97-0220) | 1814754 | 119761
Gum and tall oil rosin, fumaric acid, modified with substituted phenols and formaldehyde esters of glycerine and sorbitol polymer, diisopropanolamine salt (generic) (P-92-0085) | 1814755 | 119762
Polyester resin (generic) (P-97-0221) | 1814758 | 119763
Gum and tall oil rosin, fumaric acid, modified with substituted phenols and formaldehyde esters of glycerine and sorbitol polymer, triisopropanolamine salt (generic) (P-92-0086) | 1814759 | 119764
PPDI polyester prepolymer (generic) (P-97-0223) | 1814762 | 119765
Gum and tall oil rosin, fumaric acid, modified with substituted phenols and formaldehyde esters of glycerine and sorbitol polymer, trimethylamine salt (generic) (P-92-0087) | 1814763 | 119766
Reaction product of alkylthioalcohol and substituted phosphorus compound (generic) (P-97-0224) | 1814766 | 119767
Gum and tall oil rosin, fumaric acid, modified with substituted phenols and formaldehyde esters of glycerine and sorbitol polymer, ethylenediaminesalt (generic) (P-92-0088) | 1814767 | 119768
Precious Metal [(alkoxyalkylalkoxy) alkyl-2-mercaptopropanoato]- (generic) (P-97-0225) | 1814770 | 119769
Gum and tall oil rosin, fumaric acid, modified with substituted phenols and formaldehyde esters of glycerine and sorbitol polymer, sodium salt (generic) (P-92-0089) | 1814771 | 119770
Polyurethane dispersion (generic) (P-97-0242) | 1814774 | 119771
Gum and tall oil rosin, fumaric acid, modified with substituted phenols and formaldehyde esters of glycerine and sorbitol polymer, potassium salt (generic) (P-92-0090) | 1814775 | 119772
Polysulfide, poly[[polyhydro-alkanocyclic polyalkyl]oxy]- (generic) (P-97-0244) | 1814778 | 119773
Fluorinated substituted urethane (generic) (P-92-0137) | 1814779 | 119774
Precious metal, [(polyhydro-alkyl-cyclic polyalkyl) alkyl mercaptoacetato]- (generic) (P-97-0247) | 1814782 | 119775
Cross-linked resorcinol resin (generic) (P-92-0144) | 1814783 | 119776
Precious Metal [(polyhydro-alkano-cyclic poly alkyl)-alkyl-mercaptopropanoato]- (generic) (P-97-0248) | 1814786 | 119777
Styrenated acrylic copolymer (generic) (P-92-0145) | 1814787 | 119778
Polyester diol (generic) (P-97-0250) | 1814790 | 119779
Organopolysiloxane metal salt (generic) (P-92-0149) | 1814791 | 119780
Pyridinyl azo substituted benzoic acid ester (generic) (P-92-0153) | 1814795 | 119781
Polyester resin (generic) (P-97-0261) | 1814794 | 119782
Substituted polyethylene oxide polymer (generic) (P-92-0154) | 1814798 | 119783
Anionic aliphatic polyurethane dispersion (generic) (P-97-0263) | 1814799 | 119784
Polyurethane polyurea (generic) (P-92-0160) | 1814802 | 119785
Poly (ester-ether) (generic) (P-97-0265) | 1814803 | 119786
Acrylate/acrylonitrile copolymer (generic) (P-97-0268) | 1814806 | 119787
Substituted TDI adduct (generic) (P-92-0171) | 1814807 | 119788
Substituted resorcinol (generic) (P-92-0172) | 1814811 | 119789
Modified polyester resin (generic) (P-97-0270) | 1814810 | 119790
Moisture cure urethane (generic) (P-97-0271) | 1814814 | 119791
Dibasic acid glycol polyester (generic) (P-92-0173) | 1814815 | 119792
Peroxide curable fluoroelastomer of vinylidene fluoride and tetrafluoroethylene (generic) (P-92-0174) | 1814818 | 119793
Aliphatic polyurethane acrylic oligomer (generic) (P-97-0275) | 1814819 | 119794
Rosin modified phenolic resin (generic) (P-92-0175) | 1814823 | 119795
Modified alkyd resin (generic) (P-97-0280) | 1814822 | 119796
Carboxy substituted polyamide (generic) (P-92-0178) | 1814826 | 119797
Modified alkyd resin (generic) (P-97-0281) | 1814827 | 119798
Polyethyleneglycol ester (generic) (P-92-0179) | 1814830 | 119799
Alkanedioic acid, polymer with alkanediol, cyclic isocyanate, alkanediol and 2-oxepanone, alcohol-blocked (generic) (P-97-0285) | 1814831 | 119800
Acrylated polyester (generic) (P-97-0286) | 1814834 | 119801
Substituted aminopolyethylene glycol (generic) (P-92-0180) | 1814835 | 119802
Diester diacid of aromatic dianhydride (generic) (P-97-0289) | 1814839 | 119803
Propoxylated urethane acrylate (generic) (P-92-0188) | 1814838 | 119804
Alkenyl succinimide (generic) (P-97-0290) | 1814842 | 119805
Silicate compound (generic) (P-92-0195) | 1814843 | 119806
Fatty acid-maleic anhydride adduct (generic) (P-97-0300) | 1814846 | 119807
Reaction product of polyisocyanate and polyols (generic) (P-92-0216) | 1814847 | 119808
Low molecular weight polymer (generic) (P-92-0219) | 1814851 | 119809
Secondary fatty alcohols, ethoxylated (generic) (P-97-0303) | 1814850 | 119810
Low molecular weight polymer phosphite (generic) (P-92-0222) | 1814855 | 119811
Carbamate functional polyester (generic) (P-97-0310) | 1814854 | 119812
Modified polyalkylene (generic) (P-92-0223) | 1814859 | 119813
Carbamate functional polyether (generic) (P-97-0311) | 1814858 | 119814
Vegetable oil fatty acid modified styrene acrylic polymer (generic) (P-97-0313) | 1814861 | 119815
Maleic modified glycerol mono-alcohol ester of rosin (generic) (P-97-0315) | 1814863 | 119816
Aromatic iodine salt (generic) (P-97-0317) | 1814865 | 119817
Fatty acids, tall-oil, polymers with carbomoncyclic acid benzoic acid, linoleic acid, octadecadienoic acid pentaerythritol and phthalic anhydride (generic) (P-97-0318) | 1814867 | 119818
Condensation polymer of an aromatic sulfonic acid, urea, aliphatic aldehyde and a cyclic acid, amide salt (generic) (P-92-0226) | 1814870 | 119819
Fluorinated aromatic sulfonic acid (generic) (P-97-0319) | 1814871 | 119820
Trialkoxy substituted alkane (generic) (P-92-0227) | 1814874 | 119821
Alkyl fumarate/vinyl acetate polymer (generic) (P-97-0322) | 1814875 | 119822
2-Ethyl-2-hydroxymethyl-1,3-propanediol, mixed triesters with straight-chain and branched C5 and C9 fatty acids (generic) (P-92-0228) | 1814878 | 119823
Polyalkylated nitrogenheterocyclic acid (generic) (P-97-0325) | 1814879 | 119824
Alkyl fumarate (generic) (P-97-0326) | 1814882 | 119825
Polyurethane (generic) (P-92-0231) | 1814883 | 119826
Silylated polyamidoamine (generic) (P-97-0327) | 1814886 | 119827
Metal alkyl salicylate (generic) (P-92-0232) | 1814887 | 119828
Aromatic fluoroalkyl mixture complex (generic) (P-97-0335) | 1814890 | 119829
Blocked polyether polyurethane (generic) (P-92-0234) | 1814891 | 119830
Fatty acids, tall oil, phenol modified polymer with bisphenol A, formaldehyde, maleic anhydride, rosin, tall oil and pentaerythritol (generic) (P-97-0336) | 1814895 | 119831
Spirocyclic alkane ketone (generic) (P-92-0237) | 1814894 | 119832
Modified poly(butadiene) (generic) (P-92-0256) | 1814898 | 119833
Cyclic isocyanate, homopolymer, blocked (generic) (P-97-0338) | 1814899 | 119834
Polyoxyalkaline acetate ester (generic) (P-92-0258) | 1814902 | 119835
Modified polyacrylate (generic) (P-97-0345) | 1814906 | 119837
Substituted polyoxyalkylated m-toluidine polymeric colorant (generic) (P-92-0260) | 1814907 | 119838
Modified polyacrylate (generic) (P-97-0346) | 1814911 | 119839
Alkyl glycerides (generic) (P-92-0261) | 1814910 | 119840
UV curable silicone resin (generic) (P-92-0265) | 1814915 | 119841
Modified polyacrylate (generic) (P-97-0347) | 1814914 | 119842
Modified polyacrylate (generic) (P-97-0348) | 1814918 | 119843
Polymeric sulfide (generic) (P-92-0267) | 1814919 | 119844
Modified polyacrylate (generic) (P-97-0349) | 1814922 | 119845
Halogenated alkyl nitrile (generic) (P-92-0271) | 1814923 | 119846
Organic silicon polymer (generic) (P-97-0350) | 1814926 | 119847
Tertiary amine salt (generic) (P-92-0274) | 1814927 | 119848
Organic silicon polymer (generic) (P-97-0351) | 1814930 | 119849
Alkyldiene propionate (generic) (P-92-0275) | 1814931 | 119850
Organic silicon polymer (generic) (P-97-0353) | 1814934 | 119851
Aminosilicone (generic) (P-92-0276) | 1814935 | 119852
Lubrication oil additive (generic) (P-97-0377) | 1814938 | 119853
Styrenated hydroxy functional acrylic (generic) (P-92-0279) | 1814939 | 119854
Lubrication oil additive (generic) (P-97-0379) | 1814942 | 119855
Acrylic copolymer (generic) (P-92-0280) | 1814943 | 119856
N-Ethyl, N-[4-(5-nitro-substituted)azophenyl]-substituted amine (generic) (P-97-0383) | 1814946 | 119857
Acrylic copolymer (generic) (P-92-0281) | 1814947 | 119858
Aryl substituted sulfonated copper phthalocyanine (generic) (P-97-0384) | 1814950 | 119859
Urethane acrylic latex (generic) (P-92-0284) | 1814951 | 119860
Polycarboxylate polymer (generic) (P-97-0385) | 1814954 | 119861
Thiolated divinylbenzene/styrene copolymer, hydrogen ion form (generic) (P-92-0288) | 1814955 | 119862
Polyvinyl fluoride copolymer (generic) (P-97-0386) | 1814958 | 119863
Polyester polyurethane acrylic graft copolymer (generic) (P-92-0292) | 1814959 | 119864
Polyepichlorohydrin mono-ol (generic) (P-97-0399) | 1814962 | 119865
Bisphenol A polyether terephthalate (generic) (P-92-0299) | 1814963 | 119866
Polycyclic acrylic copolymer (generic) (P-97-0400) | 1814966 | 119867
Aluminum alkoxide chelate (generic) (P-92-0306) | 1814967 | 119868
Glycidyl azide polymer (generic) (P-97-0401) | 1814970 | 119869
Alkyldiene alcohol (generic) (P-92-0309) | 1814971 | 119870
Epoxy acrylate polymer amine salt (generic) (P-97-0405) | 1814974 | 119871
Amine functional epoxy resin salted with an organic acid (generic) (P-92-0311) | 1814975 | 119872
Hydrogen-functional siloxane (generic) (P-97-0413) | 1814978 | 119873
Alkyd resin (generic) (P-92-0313) | 1814979 | 119874
Hydrogen-functional siloxane (generic) (P-97-0414) | 1814982 | 119875
Acrylate-acrylonitrile copolymer salt (generic) (P-92-0316) | 1814983 | 119876
Amine epoxy silane (generic) (P-97-0416) | 1814986 | 119877
Amine functional epoxy resin (generic) (P-92-0317) | 1814987 | 119878
Substituted styrene acrylate imine polymer (generic) (P-97-0425) | 1814990 | 119879
Tetraurea prepared by reaction of a diisocyanate with aliphatic amines (generic) (P-92-0319) | 1814991 | 119880
Aliphatic amine, epoxy adduct (generic) (P-92-0321) | 1814994 | 119881
Hydrogenated .alpha.-methylstyrene trimer and dimer mixture (generic) (P-97-0426) | 1814995 | 119882
Fumarated-rosin ester, polymer with cycloakadiene (generic) (P-97-0438) | 1814998 | 119883
Acrylic polymer (generic) (P-92-0322) | 1814999 | 119884
Trisubstituted hydroquinone (generic) (P-92-0328) | 1815003 | 119885
Benzenesulfonic acid, diamino-3,5-bis[[4-[[2-(sulfooxy)ethyl]sulfonyl]phenyl]azo]-, sodium salt (generic) (P-97-0439) | 1815002 | 119886
Polyamine formaldehyde condensate (generic) (P-92-0337) | 1815006 | 119887
Pentaerythritol ester of tall oil fractions (generic) (P-97-0445) | 1815007 | 119888
Substituted pyrogallol (generic) (P-92-0338) | 1815011 | 119889
Hydroxy functional methacrylic copolymer (generic) (P-97-0447) | 1815010 | 119890
Polycylic acrylic terpolymer (generic) (P-97-0456) | 1815014 | 119891
Substituted resorcinal (generic) (P-92-0340) | 1815015 | 119892
Salt of a vegetable oil fatty acid modified alkyd (generic) (P-97-0458) | 1815018 | 119893
Polyurethane (generic) (P-92-0345) | 1815019 | 119894
Copolyamide (generic) (P-92-0347) | 1815022 | 119895
Epoxy ester with bisphenol A polymer (generic) (P-97-0459) | 1815023 | 119896
Organo silane ester (generic) (P-97-0460) | 1815026 | 119897
Substituted polyhydroxy aromatic compound (generic) (P-92-0351) | 1815027 | 119898
Substituted polyhydroxy aromatic compound (generic) (P-92-0352) | 1815030 | 119899
Multi ester acid (generic) (P-97-0463) | 1815031 | 119900
Substituted polyhydroxy aromatic compound (generic) (P-92-0353) | 1815034 | 119901
Multi ester acid (generic) (P-97-0464) | 1815035 | 119902
Substituted polyhydroxy aromatic compound (generic) (P-92-0359) | 1815039 | 119903
Sodium salt diol ester (generic) (P-97-0465) | 1815038 | 119904
Substituted polyphosphonic acid (generic) (P-97-0468) | 1815042 | 119905
Caprolactone dipentaerythritol polymer (generic) (P-92-0363) | 1815043 | 119906
Organo aluminum halide (generic) (P-97-0469) | 1815046 | 119907
Caprolactone dipentaerythritol polyurethane (generic) (P-92-0364) | 1815047 | 119908
Alkyd polymer (generic) (P-97-0470) | 1815050 | 119909
Pentaerythritol, mixed C7-C8 esters (generic) (P-92-0365) | 1815051 | 119910
Cobalt functional alkyl acrylate copolymer (generic) (P-97-0471) | 1815054 | 119911
Substituted phenyl azo pyrazolone salt (generic) (P-92-0366) | 1815055 | 119912
Mono azo yellow pigment (generic) (P-97-0480) | 1815058 | 119913
Carboxyl-functional polyester (generic) (P-92-0367) | 1815059 | 119914
Alkanedioic acid, polymer with aromatic dibasic ester, hydroxy substituted alkane, cyclohexyl isocyanate, methyl polyglycol and dialkene amine (generic) (P-97-0481) | 1815062 | 119915
Carboxyl-functional polyester (generic) (P-92-0368) | 1815063 | 119916
Complex mixed metal oxide (generic) (P-97-0484) | 1815066 | 119917
Substituted polyethylenimine polyamide (generic) (P-92-0380) | 1815067 | 119918
Complex mixed metal oxide (generic) (P-97-0485) | 1815070 | 119919
Polyol ester (generic) (P-92-0381) | 1815071 | 119920
Substituted azo compound (generic) (P-92-0386) | 1815074 | 119921
Acrylate siloxane copolymer (generic) (P-97-0487) | 1815075 | 119922
Silicone-modified polyester resin (generic) (P-92-0387) | 1815078 | 119923
Acrylic polymer (generic) (P-97-0492) | 1815079 | 119924
Haloarylalkyl carboxylic acid (generic) (P-97-0505) | 1815082 | 119925
Graft acrylate copolymer (generic) (P-92-0388) | 1815083 | 119926
Modified perfluoropolyether salt (generic) (P-92-0392) | 1815086 | 119927
Haloarylalkyl carboxylic acid chloride (generic) (P-97-0506) | 1815087 | 119928
Acetoacetate polyol (generic) (P-97-0515) | 1815090 | 119929
Polyacetal copolymer (generic) (P-92-0397) | 1815091 | 119930
Adipic acid polyester (generic) (P-92-0398) | 1815094 | 119931
Acetoacetate polyol (generic) (P-97-0517) | 1815095 | 119932
Hydroxy functional styrenated acrylate methacrylate polymer (generic) (P-92-0406) | 1815098 | 119933
Carboxylic acid anhydride polymer with dihydroxyalkylether, alkanediol polymer, alkanedioic acid with alkanediol, caprolactone polymer, diisocyanate and polyester resins (generic) (P-97-0524) | 1815099 | 119934
Naphthalene disulfonic acid-sulfophenyl-triazine-azo-sodium salt derivative (generic) (P-97-0533) | 1815102 | 119935
Azoic coupling product of a substituted aniline sulfonic acid and asubstituted hydroxy naphthalenecarboxamide (generic) (P-92-0408) | 1815103 | 119936
Polyester-ether (generic) (P-97-0537) | 1815106 | 119937
Alkyl benzimidazole derivative (generic) (P-92-0409) | 1815107 | 119938
Acrylic polymer (generic) (P-97-0539) | 1815110 | 119939
Polymer of aliphatic polybasic acid, anhydride of aminocarboxylic acid and heterocyclic aliphatic compound (generic) (P-92-0411) | 1815111 | 119940
Acrylic polymer anionic salt (generic) (P-97-0540) | 1815114 | 119941
Poly-styrene-acrylic resin (generic) (P-92-0414) | 1815115 | 119942
Carboxylic acid anhydride polymer with dihydroxyalkylether, alkanediol polymer, alkanedioic acid polymer with alkanediol, diisocyanate and polyester resins (generic) (P-97-0541) | 1815118 | 119943
Methacrylate polymer (generic) (P-92-0416) | 1815119 | 119944
Heteromonocycle, 4-methyl-2-substituted-, methylsulfate (generic) (P-97-0542) | 1815122 | 119945
Ester of diazo naphthoquinone (generic) (P-92-0417) | 1815123 | 119946
Heteromonocycle, 4-methyl-4-substituted-, sulfate (1:1) (generic) (P-97-0543) | 1815126 | 119947
2,5-Dimercapto-1,3,4-thiadiazole reaction product (generic) (P-92-0423) | 1815127 | 119948
Hydroxy functional oligomer (generic) (P-97-0544) | 1815130 | 119949
Oil modified alkyd resin, amine salt (generic) (P-92-0434) | 1815131 | 119950
Hydroxy functional alkyloxy acrylate (generic) (P-97-0545) | 1815134 | 119951
Substituted naphthalene disulfonic acid (generic) (P-92-0435) | 1815136 | 119952
Polyester copolymer (generic) (P-97-0546) | 1815138 | 119953
Modified acrylic copolymer, amine salt (generic) (P-92-0438) | 1815139 | 119954
Polyester copolymer (generic) (P-97-0547) | 1815142 | 119955
Saturated carboxylated polyester resin (generic) (P-92-0439) | 1815143 | 119956
Cresylic novolak resin (generic) (P-97-0549) | 1815146 | 119957
Vinylchloride-ethylene-vinyl laurate terpolymer (generic) (P-92-0443) | 1815147 | 119958
Reaction products of diisocyanate, glycol ether, alcohols and alkanepolyol (generic) (P-92-0448) | 1815151 | 119959
Acrylated silicone glycol copolymer (generic) (P-97-0550) | 1815150 | 119960
Bisphenol AF, substituted phosphonium salt (generic) (P-92-0451) | 1815155 | 119961
Alkyl phosphites (generic) (P-97-0551) | 1815154 | 119962
Fatty acids, unsatd., reaction products with unsatd. heterocycle and ethoxylated alkylamine (generic) (P-97-0562) | 1815158 | 119963
Carbamyl derivative (generic) (P-92-0452) | 1815159 | 119964
Aluminum salicylate (generic) (P-97-0567) | 1815162 | 119965
Copolyester resin of aryl/alkyl dibasic acids with alkanediols (generic) (P-92-0458) | 1815163 | 119966
Sodium salt of substituted copper phthalocyanine derivative (generic) (P-97-0569) | 1815166 | 119967
Formaldehyde free acrylic copolymer (generic) (P-92-0460) | 1815167 | 119968
Acrylic ester copolymer with dimethylamino groups (generic) (P-97-0570) | 1815169 | 119969
3-Carbamoyl-4-[3-substituted-phenylazo]-1-phenyl-5-pyrazalone (generic) (P-97-0578) | 1815171 | 119970
Substituted heteroaromatic-2-[[4-(dimethylamino)phenyl]azo]-3-methyl-, salt (generic) (P-97-0582) | 1815173 | 119971
Hexanedioic acid polymer with 1,6-hexanediol, .alpha.-hydro-.omega.-hydroxypoly[oxy(methyl-1,2-ethanediyl)], 1,3-isobenzofurandione polymer with 1,3-benzenedicarboxylic acid polymer with hexanedioic acid and 1,6-hexanediol, 2-oxepanone homopolymer, benzene, 1,1'-methylenebis[isocyanato], and polyester polyols (generic) (P-97-0586) | 1815175 | 119972
Alkanedioic acid, polymer with dihydroxy dialkyl ether, carboxylic acid anhydride, alkanediol, alkanediol polymer, cyclic carboxylic acid, caprolactone homopolymer, polyester polyols and isocyanate (generic) (P-97-0587) | 1815177 | 119973
Polyoxyalkylene polyester urethane block copolymer (generic) (P-97-0599) | 1815180 | 119974
Polyester isocyanate prepolymer (generic) (P-92-0462) | 1815181 | 119975
Polyoxyalkylene polyester urethane block copolymer (generic) (P-97-0603) | 1815184 | 119976
Diphenylsulfone-di-ether (generic) (P-92-0465) | 1815185 | 119977
Polyester resin (generic) (P-97-0614) | 1815188 | 119978
Polyacrylate (generic) (P-92-0466) | 1815189 | 119979
Alkarylamine (generic) (P-97-0616) | 1815192 | 119980
Acrylic polymer (generic) (P-92-0469) | 1815193 | 119981
Isophthalic acid polymer with alkanolamine, benzoic acid and modifier (generic) (P-97-0618) | 1815196 | 119982
Alkyd resin (generic) (P-92-0470) | 1815197 | 119983
Isocyanate-terminated polyether polyester copolymer (generic) (P-97-0620) | 1815200 | 119984
Reaction product of an alkyl carbomonocyclic diisocyanate and a substituted alkyl heteromonocycle (generic) (P-92-0472) | 1815201 | 119985
Isocyanate-terminated polyether polyester polymer (generic) (P-97-0624) | 1815204 | 119986
Reaction product of an alkyl carbomoncyclic diisocyanate and a substituted alkyl heteromonocycle (generic) (P-92-0473) | 1815205 | 119987
Isocyanate-terminated polyether polyester polymer (generic) (P-97-0625) | 1815208 | 119988
Formaldehyde polymer (generic) (P-92-0479) | 1815209 | 119989
Epoxy acid ester (generic) (P-97-0630) | 1815212 | 119990
Aromatic isocyanate-polyester-polyether-base urethane prepolymer (generic) (P-92-0480) | 1815213 | 119991
Alkoxy silane ester (generic) (P-97-0631) | 1815216 | 119992
Amine salt of cyclohexyl isocyanate, polymer with alkanediol, alkanedioic acid and hydroxy substituted carboxylic acid (generic) (P-92-0484) | 1815217 | 119993
Alkoxy silane ester (generic) (P-97-0632) | 1815220 | 119994
Poly-.beta.-fluoroalkylethyl acrylate and alkyl acrylate (generic) (P-92-0486) | 1815221 | 119995
Alkoxy silane ester (generic) (P-97-0633) | 1815224 | 119996
Polyoxymethylene (generic) (P-92-0489) | 1815225 | 119997
Methacrylic acid copolymer (generic) (P-92-0493) | 1815228 | 119998
Alkoxy silane ester (generic) (P-97-0634) | 1815229 | 119999
Methacrylic acid copolymer salt (generic) (P-92-0494) | 1815232 | 120000
Isophthalic acid, polymer with alkane polyols, methylene bis[isocyanatobenzene], dimethyl terephthalate, analkane polyolderivative and alkane polycarboxylic acids (generic) (P-97-0638) | 1815233 | 120001
Methacrylic acid copolymer salt (generic) (P-92-0495) | 1815236 | 120002
Modified acrylic terpolymer (generic) (P-97-0641) | 1815237 | 120003
Azonaphthalenesulfonate dye (generic) (P-92-0496) | 1815240 | 120004
Polyurethane prepolymer/complex polymer (generic) (P-97-0642) | 1815241 | 120005
Substituted azo triazine (generic) (P-92-0504) | 1815244 | 120006
Partially fluorinated alkyl stearyl compound (generic) (P-97-0643) | 1815245 | 120007
Modified organoaminosilicone (generic) (P-92-0506) | 1815248 | 120008
Partially fluorinated aliphatic ester (generic) (P-97-0644) | 1815249 | 120009
Modified rosin resin (generic) (P-92-0507) | 1815252 | 120010
Acrylic copolymer with imidazole (generic) (P-97-0645) | 1815253 | 120011
Naphthoquinone diazo ester derivatives (generic) (P-92-0510) | 1815256 | 120012
Polymer of diphenylmethane diisocyanate and polyester polyol (generic) (P-97-0647) | 1815257 | 120013
2,2'-Substituted bisbenzoic acid, substituted ammonium salt (generic) (P-92-0512) | 1815260 | 120014
Thiol terminated, poly(thioether) polyether (generic) (P-97-0652) | 1815261 | 120015
Polyester polyol (generic) (P-92-0513) | 1815264 | 120016
Formaldehyde-phenolic resin, sodium salt (generic) (P-97-0655) | 1815265 | 120017
Modified chlorinated polyolefin (generic) (P-92-0514) | 1815268 | 120018
Hydrogenated bisphenol-A based epoxy resin (generic) (P-97-0658) | 1815269 | 120019
Fluorinated copolymer (generic) (P-92-0518) | 1815272 | 120020
Acrylate-functionalized polyester (generic) (P-97-0673) | 1815273 | 120021
Aliphatic polyester polyurethane coating (generic) (P-92-0520) | 1815276 | 120022
Benzenetricarboxylic acid, polymer with ethanediol and bifunctionalalkylaryl amine (generic) (P-97-0678) | 1815277 | 120023
Polyurethane based on polyisocyanate, polyols and polyamines (generic) (P-92-0522) | 1815280 | 120024
Sodium sulfonate polymer (generic) (P-97-0685) | 1815281 | 120025
Amino-functional siloxane (generic) (P-92-0524) | 1815284 | 120026
Polyurethane adhesive (generic) (P-97-0686) | 1815285 | 120027
Zinc salt of a nitrogen containing organic compound (generic) (P-92-0525) | 1815288 | 120028
Polyacrylates (generic) (P-97-0687) | 1815289 | 120029
Modified acrylate maleate polymer (generic) (P-92-0528) | 1815292 | 120030
Chromophore substituted polyoxyalkylene tint (generic) (P-97-0688) | 1815293 | 120031
Modified acrylate maleate polymer (generic) (P-92-0529) | 1815296 | 120032
Reaction product of petroleum by products, diethyleneglycol aliphatic branched alcohol, and aliphatic cyclic anhydrides (generic) (P-97-0690) | 1815297 | 120033
Modified acrylate maleate polymer (generic) (P-92-0530) | 1815300 | 120034
Polyalkylene oxide, reaction product with m-xylylenediamine (generic) (P-97-0697) | 1815301 | 120035
Acrylic polymer (generic) (P-92-0534) | 1815304 | 120036
Polyalkylene oxide, reaction products with m-xylylenediamine and 1,2-diaminocyclohexane (generic) (P-97-0698) | 1815305 | 120037
Poly-.beta.-hydroxy-t-arylamine (generic) (P-92-0544) | 1815308 | 120038
Aromatic epoxy resin, reaction products with polyethylene oxide, polyethylene/poly-propylene oxide, m-xylylenediamine, 1,2-diaminocyclohexane, and1,4-butanedioldiglycidyl ether (generic) (P-97-0699) | 1815309 | 120039
Polyamide (generic) (P-92-0560) | 1815312 | 120040
Aromatic sulfur compound (generic) (P-97-0706) | 1815313 | 120041
Disubstituted naphthalene carboxylic acid salt (generic) (P-92-0571) | 1815316 | 120042
Dicyanobutadiene (generic) (P-97-0707) | 1815317 | 120043
Substituted naphthalene carboxylic acid salt (generic) (P-92-0573) | 1815320 | 120044
Complex synthetic ester produced from aliphatic alcohol and aliphatic acids including oxidates (petroleum) (generic) (P-97-0709) | 1815321 | 120045
Alkanediols acid, polymer with substituted anhydrides and alkane diols (generic) (P-92-0594) | 1815324 | 120046
Acrylic ester containing polyester resin (generic) (P-97-0712) | 1815325 | 120047
A styrene/acrylate polymer with some aniomic functionality (generic) (P-92-0596) | 1815328 | 120048
3,6-Dihydroxy-4-(1,1-dimethylethyl)benzocarbopolycycle (generic) (P-97-0719) | 1815329 | 120049
Styrene-oxazoline copolymer (generic) (P-92-0597) | 1815332 | 120050
Ethanone, 1-(3-pyridinyl)-, N-substituted (generic) (P-97-0720) | 1815333 | 120051
Epoxy polymer, reacted with cycloaliphatic amines (generic) (P-92-0600) | 1815336 | 120052
Sodium salt of aromaticsulfonic acid formaldehyde condensate (generic) (P-97-0726) | 1815337 | 120053
Modified asporogenic strain of Bacillus (generic) (P-92-0605) | 1815340 | 120054
Fatty acids, C18-unsatd., dimers, hydrogenated, polymers with ethylenediamine and a fatty alcohol (generic) (P-97-0733) | 1815341 | 120055
Amine-terminated polyol (generic) (P-92-0612) | 1815344 | 120056
Glycine, N-[3-(substituted)phenyl]-N-(carboxymethyl)-, diesters, reaction products with diazotized 2-chloro-4-nitrobenzenamine (generic) (P-97-0739) | 1815345 | 120057
Styrene acrylic oxazoline copolymer (generic) (P-92-0614) | 1815348 | 120058
Alkali metal salts of fatty acid distillation residues (generic) (P-97-0745) | 1815349 | 120059
Modified phenyl silsesquioxane (generic) (P-92-0617) | 1815352 | 120060
Blocked aliphatic polyisocyanate (generic) (P-97-0754) | 1815353 | 120061
Acrylate, acrylamide, quaternary ammonium salt polymer (generic) (P-92-0622) | 1815356 | 120062
Tetraalkoxytitanate (generic) (P-97-0760) | 1815357 | 120063
Polyether aromatic polyurethane polymer (generic) (P-92-0626) | 1815360 | 120064
Aromatic boron complex with halide (generic) (P-97-0761) | 1815361 | 120065
Acrylic copolymer (generic) (P-92-0627) | 1815364 | 120066
Isocetyl stearate (generic) (P-97-0763) | 1815365 | 120067
Amine salt of formic acid (generic) (P-92-0632) | 1815368 | 120068
Isocetyl stearate (generic) (P-97-0764) | 1815369 | 120069
Acrylic salt (generic) (P-92-0635) | 1815372 | 120070
1-Ethyl-tetrahydroheteropolycycle, salt with 4-methylbenzenesulfonic acid (1:1) (generic) (P-97-0767) | 1815373 | 120071
Substituted ammonium salt (generic) (P-92-0636) | 1815376 | 120072
Amphoteric polyacrylamide (generic) (P-97-0768) | 1815378 | 120073
Acrylic copolymer (generic) (P-92-0637) | 1815380 | 120074
Acrylic emulsion polymer (generic) (P-97-0770) | 1815381 | 120075
Styrene-2-ethylhexylacrylate copolymer (generic) (P-92-0643) | 1815384 | 120076
Acrylic emulsion polymer (generic) (P-97-0771) | 1815385 | 120077
Perylene diimide (generic) (P-92-0644) | 1815388 | 120078
Acrylic emulsion polymer (generic) (P-97-0772) | 1815389 | 120079
Potassium salt of an aromatic substituted pyrazole carboxylic acid (generic) (P-92-0650) | 1815392 | 120080
Acrylic emulsion polymer (generic) (P-97-0773) | 1815393 | 120081
Rosin, fumarated, polymer with pentaerythritol, a polyol and a polymer (generic) (P-92-0651) | 1815396 | 120082
Dimethyl poly siloxane mono (6-hydroxy-4-oxahexyl terminated) polymer with polyisocyanate (generic) (P-97-0776) | 1815397 | 120083
Substituted phenyl azo substituted phenyl azo substituted carbopolycycle (generic) (P-92-0653) | 1815400 | 120084
Halo alkene (generic) (P-97-0791) | 1815402 | 120085
Triaqua, metal complex of substituted naphthalene azo substituted naphthalene (generic) (P-92-0654) | 1815404 | 120086
Phenylenediamine salt (generic) (P-97-0793) | 1815405 | 120087
Modified polyester intermediate of neopentyl glycol and aliphatic and aromatic acids (generic) (P-92-0662) | 1815408 | 120088
Hydroxy acrylic polymer (generic) (P-97-0795) | 1815409 | 120089
Modified acrylic polymer (generic) (P-92-0663) | 1815412 | 120090
Polyolefin derivative (generic) (P-97-0800) | 1815413 | 120091
Oligoester of aliphatic acid glycidylester and inorganic acid (generic) (P-92-0667) | 1815416 | 120092
Polyolefin derivative (generic) (P-97-0801) | 1815417 | 120093
Fatty acids, C18-unsatd., dimers, polymers with a dibasic acid, ethylenediamine and diamines (generic) (P-92-0669) | 1815420 | 120094
Terpolymer of substituted aromatic olefins and aliphatic olefinic ester (generic) (P-97-0807) | 1815421 | 120095
Substituted azo naphthalenesulfonic acid (generic) (P-92-0670) | 1815424 | 120096
Isocyanate-terminated polyurethane (generic) (P-97-0809) | 1815425 | 120097
C16-18 and C18-unsaturated fatty acids, polymer with substituted cyclic carboxylic acid, cyclic carboxylic acid, hydroxy substituted alkane, cyclic carboxylic acid anhydride and alkanetriol (generic) (P-92-0675) | 1815428 | 120098
Halogenated aromatics (generic) (P-97-0810) | 1815429 | 120099
Acrylic copolymer (generic) (P-92-0680) | 1815432 | 120100
Aliphatic polyamide (generic) (P-97-0814) | 1815433 | 120101
Oil free polyester resin (generic) (P-92-0682) | 1815436 | 120102
Reactive blue 15:1 (generic) (P-97-0816) | 1815437 | 120103
Perfluoroalkylethyl group containing urethane methacrylate, polymerwith methylmethacrylate and t-butylmethacrylate (generic) (P-92-0685) | 1815440 | 120104
C.I. Reactive Orange 99 (generic) (P-97-0819) | 1815441 | 120105
Aliphatic di-ester (generic) (P-92-0689) | 1815444 | 120106
C.I. Disperse Red 152 (generic) (P-97-0820) | 1815445 | 120107
Acrylic resin (generic) (P-92-0693) | 1815448 | 120108
Tetra alkyl ammonium salt (generic) (P-97-0823) | 1815449 | 120109
Rosin modified phenolic resin (generic) (P-92-0694) | 1815452 | 120110
3-Pyridinecarbonitrile, 5-substituted-1,2-dihydro-6-hydroxysubstituted-2-oxo- (generic) (P-97-0831) | 1815453 | 120111
Substituted azo naphthalenesulfonic acid (generic) (P-92-0700) | 1815456 | 120112
Alkyl sulfonate salt (generic) (P-97-0833) | 1815457 | 120113
Hydroxy functional styrenated methacrylate polymer (generic) (P-92-0702) | 1815460 | 120114
MDI polyether prepolymer (generic) (P-97-0838) | 1815461 | 120115
Rosin-modified hydrocarbon resin (generic) (P-92-0719) | 1815464 | 120116
2-Propenoic acid, polymer with vinyl monomer, sodium salt, disodiumdisulfite initiated (generic) (P-97-0848) | 1815465 | 120117
Zinc-polyol complex (generic) (P-92-0720) | 1815468 | 120118
Polyurethane based on 1,6-diisocyanatohexane and polycaprolactone diol (generic) (P-97-0849) | 1815469 | 120119
Potassium alcoholates (generic) (P-92-0721) | 1815472 | 120120
Heterocyclic sulfide ester (generic) (P-97-0850) | 1815474 | 120121
Acrylic latex (generic) (P-92-0722) | 1815476 | 120122
Hydroxyl-terminated polyetherol (generic) (P-97-0856) | 1815478 | 120123
Acrylic latex (generic) (P-92-0723) | 1815479 | 120124
Polyester urethane aqueous dispersion (generic) (P-97-0860) | 1815482 | 120125
Acrylic latex (generic) (P-92-0724) | 1815484 | 120126
Alkyl methacrylate, copolymer with methacrylic acid ester of ethoxylated tridecyl alcohol (generic) (P-97-0862) | 1815486 | 120127
Acrylic latex (generic) (P-92-0725) | 1815487 | 120128
Saturated copolyester resin (generic) (P-97-0863) | 1815490 | 120129
Acrylic latex (generic) (P-92-0727) | 1815491 | 120130
Quarternized acrylic ter polymers (generic) (P-97-0865) | 1815494 | 120131
Acrylic latex (generic) (P-92-0728) | 1815495 | 120132
Polyoxalkylene colorant salt (generic) (P-97-0872) | 1815497 | 120133
Water-dispersible polyurethane (generic) (P-97-0873) | 1815499 | 120134
Alkyl polyoxyalkylpropanamine (generic) (P-97-0874) | 1815501 | 120135
Alkyl polyoxyalkylpropionitrile (generic) (P-97-0879) | 1815503 | 120136
Alkylphenylpolyetheralkanolamine (generic) (P-97-0880) | 1815505 | 120137
Dipentaerythritol, mixed esters with fatty acids, C5-9, straight and branched (generic) (P-97-0887) | 1815507 | 120138
Crosslinked polydimethylsiloxanes (generic) (P-97-0889) | 1815509 | 120139
Acrylate copolymer with acrylonitrile (generic) (P-97-0890) | 1815511 | 120140
Isocyanate terminated urethane polymer (generic) (P-97-0891) | 1815513 | 120141
Polyurethane dispersion (generic) (P-97-0896) | 1815515 | 120142
Methacrylate ester polymer (generic) (P-97-0899) | 1815517 | 120143
Copolymer of aromatic diesters and alkyl polyols (generic) (P-97-0900) | 1815519 | 120144
Substituted triazolopyrimidine (generic) (P-97-0913) | 1815521 | 120145
Substituted triazolopyrimidine (generic) (P-97-0914) | 1815523 | 120146
Acetoacetate oligomer (generic) (P-97-0915) | 1815525 | 120147
Perfluoroalkylfunctional silicone silsesquioxane copolymer (generic) (P-97-0917) | 1815527 | 120148
Reaction product of 1,6-hexanediol, 2-ethyl-2-(hydroxymethyl)-1,3-propanediol, 1,4-cyclohexanedimethanol, 1,3-isobenzofurandione, hexahydro-1,3-isobenzofurandione (generic) (P-97-0918) | 1815529 | 120149
Isocyanate terminated polyester polyurethane (generic) (P-97-0920) | 1815531 | 120150
Naphthalimide diesters (generic) (P-97-0928) | 1815533 | 120151
Ether-ester polymer (generic) (P-97-0931) | 1815535 | 120152
Ether-ester-polymer (generic) (P-97-0932) | 1815537 | 120153
Carbonate-amine adduct (generic) (P-97-0933) | 1815539 | 120154
3-Cyano-4-[3-substituted-phenylazo]-1-phenyl-5-pyrazalone (generic) (P-97-0934) | 1815541 | 120155
Polymer of methylenebis[isocyanatobenzene], disubstituted alkane, and mixed polyether polyols (generic) (P-97-0938) | 1815543 | 120156
Isocyanate terminated urethane polymer (generic) (P-97-0941) | 1815545 | 120157
Polyurethane (generic) (P-97-0951) | 1815547 | 120158
Non-etherified phenolic resin (generic) (P-97-0957) | 1815549 | 120159
Carboxylic acid anhydride, polymer with dihydroxy dialkyl ether, alkane diol polymer, hydroxy substituted alkane, diphenylmethane diisocyanate andpolyester polyols (generic) (P-97-0961) | 1815551 | 120160
Mixed metal salts of substituted polyalkylene polyether and carbomonocyclic carboxylic acids (generic) (P-97-0963) | 1815553 | 120161
Polyalkylphenylsiloxane (generic) (P-97-0964) | 1815555 | 120162
Saturated copolyester resin (generic) (P-97-0965) | 1815557 | 120163
Urethane oligomer (generic) (P-97-0969) | 1815559 | 120164
Epoxy-amine adduct (generic) (P-97-0970) | 1815561 | 120165
Epoxy-amine adduct (generic) (P-97-0971) | 1815563 | 120166
Alkyl functional silicone (generic) (P-97-0973) | 1815565 | 120167
Polymer of mixed petroleum-based hydrocarbons, tall-oil fatty acidsand vegetable oil (generic) (P-97-0984) | 1815567 | 120168
Polymer of mixed petroleum-based hydrocarbons, maleic anhydride, vegetable oil, rosin and vegetable fatty acids (generic) (P-97-0985) | 1815569 | 120169
Polymer of tall-oil fatty acids, mixed petroleum-based hydrocarbons, vegetable oil, and alkenoic acid (generic) (P-97-0986) | 1815571 | 120170
Polyalkanolamide (generic) (P-97-0989) | 1815573 | 120171
Aliphatic diamine aromatic epoxy adduct (generic) (P-97-0990) | 1815575 | 120172
Oligomeric anhydride (generic) (P-97-0994) | 1815577 | 120173
Polybutadiene diacrylate (generic) (P-97-0995) | 1815579 | 120174
Light steam-cracked petroleum naphtha fractions polymerized with polycyclic unsaturated hydrocarbon (generic) (P-97-0996) | 1815581 | 120175
Polymer of alkenyl-substituted aromatic hydrocarbons (generic) (P-97-0997) | 1815583 | 120176
Light steam-cracked petroleum naphtha fractions polymerized with polycyclic unsaturated hydrocarbon and alkenylsubstituted aromatics (generic) (P-97-0998) | 1815585 | 120177
Polyurethane adhesive (generic) (P-97-1008) | 1815587 | 120178
Isocyanate functional polyester polyether urethane polymer (generic) (P-97-1012) | 1815589 | 120179
Poly carboxylate, sodium salt (generic) (P-97-1015) | 1815591 | 120180
Poly carboxylate (generic) (P-97-1016) | 1815593 | 120181
Poly carboxylate, sodium salt (generic) (P-97-1017) | 1815595 | 120182
Acrylic acid copolymer (generic) (P-97-1019) | 1815597 | 120183
Phosphonomethylated polyamine (generic) (P-97-1023) | 1815599 | 120184
Alkyl terminated silicone (generic) (P-97-1024) | 1815601 | 120185
Polyacrylic derivative (generic) (P-97-1026) | 1815603 | 120186
Polymer of vinyl substituted acid and acrylic acid derivative (generic) (P-97-1027) | 1815605 | 120187
Perfluorinated alcohol (generic) (P-97-1036) | 1815607 | 120188
Fluorinated phosphate (generic) (P-97-1037) | 1815609 | 120189
Fluorinated phosphorodichloridate (generic) (P-97-1038) | 1815611 | 120190
Modified perfluorinated copolymer (generic) (P-97-1039) | 1815613 | 120191
2H-1-Benzopyran-2-one, 3,4-dihydro-6-hydroxy-polymethyl- (generic) (P-97-1043) | 1815615 | 120192
Polyether urea polymer (generic) (P-97-1047) | 1815617 | 120193
Tall oil, polymer with polyol (generic) (P-97-1052) | 1815619 | 120194
Tall oil, polymer with polyol (generic) (P-97-1054) | 1815621 | 120195
Naphthol red pigment (generic) (P-97-1059) | 1815623 | 120196
Polyamide (generic) (P-97-1063) | 1815625 | 120197
Vinyl alkyl polyester copolymer (generic) (P-97-1068) | 1815627 | 120198
Alkyl polyester polymer (generic) (P-97-1069) | 1815629 | 120199
Amide-functional siloxane (generic) (P-97-1078) | 1815631 | 120200
Metallized azo yellow pigment (generic) (P-97-1083) | 1815633 | 120201
Alkoxylated polyether (generic) (P-97-1085) | 1815635 | 120202
Brominated isobutylene-isoprene-synthetic polyurethane (generic) (P-97-1086) | 1815637 | 120203
Alkenyne acetal (generic) (P-97-1089) | 1815639 | 120204
Acetylenic-oxy-substituted, saturated pyran (generic) (P-97-1090) | 1815641 | 120205
Acetylenic substituted pyran (generic) (P-97-1091) | 1815643 | 120206
Azo red pigment (generic) (P-97-1092) | 1815645 | 120207
Organic yellow pigment (generic) (P-97-1093) | 1815647 | 120208
Vinylpyrrolidone-acrylate copolymer (generic) (P-97-1096) | 1815649 | 120209
Polyacrylic resin (generic) (P-97-1100) | 1815651 | 120210
Lactone-derived carbamate functional resin (generic) (P-97-1101) | 1815653 | 120211
Substituted triphenyl sulfonyl ester (generic) (P-97-1104) | 1815655 | 120212
Substituted phenol tetrakis sulfonyl ester (generic) (P-97-1105) | 1815657 | 120213
Polyether polyurethane (generic) (P-97-1106) | 1815659 | 120214
Ammonium salt of an acidic polymer (generic) (P-97-1107) | 1815661 | 120215
Metallized azo yellow (generic) (P-97-1109) | 1815663 | 120216
Metallized azo yellow (generic) (P-97-1110) | 1815665 | 120217
Metallized azo yellow (generic) (P-97-1111) | 1815667 | 120218
Alkarylsulfonic acids, alkylamine salt (generic) (P-98-0001) | 1815669 | 120219
Isocyanate terminated urethane polymer (generic) (P-98-0026) | 1815671 | 120220
2-Naphthalenesulfonamide, N,N-bis(3-substituted propyl)-1-hydroxy-5-[(methylsulfonyl)amino]-, sulfate (1:1) (salt) (generic) (P-98-0030) | 1815673 | 120221
Polyether polyurethane acrylic graft copolymer (generic) (P-98-0031) | 1815675 | 120222
Organic yellow pigment (generic) (P-98-0038) | 1815677 | 120223
Organic pigment yellow (generic) (P-98-0039) | 1815679 | 120224
Aromatic polyester polyol (generic) (P-98-0042) | 1815681 | 120225
Non-volatile emulsion acrylic polymer (generic) (P-98-0046) | 1815683 | 120226
Polyester resin (generic) (P-98-0047) | 1815685 | 120227
Metal phenate/sulfonate complex (generic) (P-98-0052) | 1815687 | 120228
Fatty acids, esters with mono C12- C14 alkyl ether and tall-oil fatty carboxylates, ethoxylated (generic) (P-98-0059) | 1815689 | 120229
Alkoxylated alkylpolyol acrylates, adduct with alkylamine (generic) (P-98-0082) | 1815691 | 120230
Alkoxylated alkylpolyol acrylates (generic) (P-98-0084) | 1815693 | 120231
Urethane oligomer (generic) (P-98-0085) | 1815695 | 120232
Polyester resin (generic) (P-98-0093) | 1815697 | 120233
Polyorganosiloxane (generic) (P-98-0096) | 1815699 | 120234
Polymerized blocked aliphatic isocyanate (generic) (P-98-0097) | 1815701 | 120235
Blocked urethane prepolymer (generic) (P-98-0098) | 1815703 | 120236
Cuprate(4-), [2-[[3-[[substituted]-1,3,5-triazin-2-yl]amino]-2-hydroxy-5-sulfophenyl](substituted)azo], sodium salt (generic) (P-98-0099) | 1815705 | 120237
Cuprate(4), [2-[[3-[[substituted]-1,3,5-triazin-2-yl]amino]-2-hydroxy-5-sulfophenyl](substituted)azo], sodium salt (generic) (P-98-0100) | 1815707 | 120238
Surface modified clay (generic) (P-98-0104) | 1815709 | 120239
Allyl-polyalkylene oxide, acetal-capped (generic) (P-98-0106) | 1815711 | 120240
Acrylic resin (generic) (P-98-0110) | 1815713 | 120241
Phenolic novolak resin (generic) (P-98-0112) | 1815715 | 120242
Acrylic polymer (generic) (P-98-0115) | 1815717 | 120243
Polysulfonyl, copper phthalocyanine salts (generic) (P-98-0117) | 1815719 | 120244
Morpholine, 4-[(substituted-5-methoxyphenyl)sulfonyl]- (generic) (P-98-0118) | 1815721 | 120245
Alkoxysilyl-functional polydimethylsiloxane (generic) (P-98-0119) | 1815723 | 120246
Ureido maleates and fumarates (generic) (P-98-0124) | 1815725 | 120247
Aliphatic amine of salts of aliphatic acids (generic) (P-98-0125) | 1815727 | 120248
Aliphatic amine of salts of aliphatic acids (generic) (P-98-0126) | 1815729 | 120249
Styrene acrylate (generic) (P-98-0129) | 1815731 | 120250
Styrene acrylate (generic) (P-98-0130) | 1815733 | 120251
Styrene acrylate (generic) (P-98-0131) | 1815735 | 120252
Styrene acrylate (generic) (P-98-0134) | 1815737 | 120253
Acrylic/aromatic copolymer (generic) (P-98-0135) | 1815739 | 120254
Ammonium salt of acrylic/aromatic copolymer (generic) (P-98-0136) | 1815741 | 120255
Phosphoric acid ester (generic) (P-98-0141) | 1815743 | 120256
Phosphoric acid ester (generic) (P-98-0142) | 1815745 | 120257
Polyester polyurethane acrylic copolymer (generic) (P-98-0143) | 1815747 | 120258
Poly carboxylic acid, sodium salt (generic) (P-98-0145) | 1815749 | 120259
Amino benzoheteromonocycle (generic) (P-98-0146) | 1815751 | 120260
Hexanoic acid, trisubstituted methylphenyl ester (generic) (P-98-0148) | 1815753 | 120261
Epoxy acrylate (generic) (P-98-0149) | 1815755 | 120262
Polyamine adduct (generic) (P-98-0159) | 1815757 | 120263
Blocked aromatic polyisocyanate (generic) (P-98-0169) | 1815759 | 120264
Blocked aromatic isocyanate (generic) (P-98-0173) | 1815761 | 120265
Phenyl azo acetate ester (generic) (P-98-0174) | 1815763 | 120266
Silicone glycol (generic) (P-98-0177) | 1815765 | 120267
Non-volatile acrylic copolymer (generic) (P-98-0181) | 1815767 | 120268
Cationic aqueous resin dispersion (generic) (P-98-0182) | 1815769 | 120269
Tall oil fractions, unsaturated hydrocarbon resin, dienophile modified polymer with pentaerythritol and polyalkylene oxide (generic) (P-98-0193) | 1815771 | 120270
Cycloolefin polymer (generic) (P-98-0194) | 1815773 | 120271
Hydroxy oligomer (generic) (P-98-0197) | 1815775 | 120272
Polyvinyl fluoride copolymer (generic) (P-98-0199) | 1815777 | 120273
Fatty acid modified phenolic polymer (generic) (P-98-0200) | 1815779 | 120274
Polyether amine (generic) (P-98-0207) | 1815781 | 120275
Substituted phenylbis(substituted aminophenyl) methylium salt (generic) (P-98-0212) | 1815783 | 120276
Acrylic resin (generic) (P-98-0213) | 1815785 | 120277
Amine salt of polyurethane polymer (generic) (P-98-0218) | 1815787 | 120278
Polyoxyalkylated alcohol (generic) (P-98-0219) | 1815789 | 120279
Styrene acrylate copolymer (generic) (P-98-0222) | 1815791 | 120280
Propoxylated phenolic polymer (generic) (P-98-0225) | 1815793 | 120281
Rosin modified fatty acids, tall-oil, polymer with glycerol, petroleum naphtha, maleic anhydride and petroleum distillation lights (generic) (P-98-0231) | 1815795 | 120282
Methacrylate derivative copolymer (generic) (P-98-0238) | 1815797 | 120283
Styrene acrylic copolymer (generic) (P-98-0240) | 1815799 | 120284
Styrene acrylic copolymer (generic) (P-98-0242) | 1815801 | 120285
Waterborne polyurethane dispersion based on a polyester polyol and 1,1'-methylenebis(4-isocyanatocyclohexane) (generic) (P-98-0243) | 1815803 | 120286
2-Naphthalenesulfonamide, N,N-bis(3-substituted propyl)-1-hydroxy-4-[[4-methoxy-2-(4-morpholinylsulfonyl)phenyl]azo-5-[(methylsulfonyl)amino]-, sulfate(1:1)(salt) (generic) (P-98-0244) | 1815805 | 120287
Modified acrylic resin (generic) (P-98-0245) | 1815807 | 120288
Modified acrylic resin (generic) (P-98-0246) | 1815809 | 120289
Polyether aromatic urethane (generic) (P-98-0247) | 1815811 | 120290
Urethane polymer (generic) (P-98-0248) | 1815813 | 120291
Polyurethane (generic) (P-98-0252) | 1815815 | 120292
Sodium poly(hydroxyalkyl carboxyalkyl acrylamido sulfate (generic) (P-98-0257) | 1815817 | 120293
Aliphatic acrylic oligomer (generic) (P-98-0260) | 1815819 | 120294
Mixture of unsaturated polyesters, polyethers, and polyamide salts (generic) (P-98-0263) | 1815821 | 120295
Alkylol ammonium salt of a high molecular weight carboxylic acid (generic) (P-98-0273) | 1815823 | 120296
Phenolic modified ester of modified rosin and fatty acid (generic) (P-98-0274) | 1815825 | 120297
Organo silane ester (generic) (P-98-0275) | 1815827 | 120298
Water dispersible hydroxy functional polyester (generic) (P-98-0279) | 1815829 | 120299
Water-borne polyester (generic) (P-98-0284) | 1815831 | 120300
Polyamine polyester (generic) (P-98-0288) | 1815833 | 120301
Metal phenate/sulfonate/salicylate complex (generic) (P-98-0289) | 1815835 | 120302
Polyurethane/acrylic grafted copolymer (generic) (P-98-0293) | 1815837 | 120303
Polyether type polyurethane (generic) (P-98-0294) | 1815839 | 120304
Alkyldioic acid, sulfo, monoesters with fatty alcohols, disodium salts (generic) (P-98-0297) | 1815841 | 120305
Oil soluble barium petroleum sulfonate (generic) (P-98-0298) | 1815843 | 120306
Unsaturated carboxylic acid (generic) (P-98-0299) | 1815845 | 120307
Metal azo complex (generic) (P-98-0300) | 1815847 | 120308
Polycarbodiimide polymer (generic) (P-98-0303) | 1815849 | 120309
Reaction products formed between tannins and tallow amines in the presence of hydrochloric acid (generic) (P-98-0324) | 1815851 | 120310
Substituted porphyrin (generic) (P-98-0329) | 1815853 | 120311
Metallated porphyrin (generic) (P-98-0330) | 1815855 | 120312
Polysiloxane modified aluminum-cerium hydroxide (generic) (P-98-0333) | 1815857 | 120313
Aryl phosphonate ester of a perfluoropolyether (generic) (P-98-0336) | 1815859 | 120314
Acrylic emulsion polymer (generic) (P-98-0337) | 1815861 | 120315
Fatty acid polymer with polyalkylene polyamines (generic) (P-98-0343) | 1815863 | 120316
Epoxy resin polymer adduct (generic) (P-98-0344) | 1815865 | 120317
Acrylic copolymer (generic) (P-98-0345) | 1815867 | 120318
Ketime adduct (generic) (P-98-0355) | 1815869 | 120319
Acrylic polymer (generic) (P-98-0357) | 1815871 | 120320
Aromatic acid acrylate half ester (generic) (P-98-0361) | 1815873 | 120321
Organic acid amine salt (generic) (P-98-0364) | 1815875 | 120322
Organic acid amine salt (generic) (P-98-0367) | 1815877 | 120323
Organic acid amine salt (generic) (P-98-0371) | 1815879 | 120324
Organic acid amine salt (generic) (P-98-0372) | 1815881 | 120325
Organic acid amine salt (generic) (P-98-0373) | 1815883 | 120326
Polycaprolactone polyol (generic) (P-98-0381) | 1815885 | 120327
Polyester polyol (generic) (P-98-0388) | 1815887 | 120328
PPDI polyester (generic) (P-98-0389) | 1815889 | 120329
Acrylate resin (generic) (P-98-0390) | 1815891 | 120330
Acrylate resin (generic) (P-98-0397) | 1815893 | 120331
Substituted benzophenone (generic) (P-98-0398) | 1815895 | 120332
Substituted styrene-acrylate polymer (generic) (P-98-0408) | 1815897 | 120333
Polyester polyol (generic) (P-98-0411) | 1815899 | 120334
Coco alkyldimethyl amine salt (generic) (P-98-0412) | 1815901 | 120335
Intermediate salt (generic) (P-98-0418) | 1815903 | 120336
Grind vehicle for electrodepositable primer (generic) (P-98-0424) | 1815905 | 120337
Grind vehicle for electrodepositable primer (generic) (P-98-0430) | 1815907 | 120338
Polymeric colorant (generic) (P-98-0440) | 1815909 | 120339
Mixed glycol polyester resin (generic) (P-98-0452) | 1815911 | 120340
Mixed dicarboxylic acid, barium salt (generic) (P-98-0453) | 1815913 | 120341
Alkylated alkynediol (generic) (P-98-0462) | 1815915 | 120342
Polyester resin (generic) (P-98-0464) | 1815917 | 120343
Polymer of methylenebis[isocyanatobenzene], benzenedicarboxylic acid-based polyester, and mixed polyether polyols (generic) (P-98-0467) | 1815919 | 120344
Perfluoroalkylacrylate copolymer (generic) (P-98-0471) | 1815921 | 120345
2-Propenoic acid, 2-methyl-, 2-hydroxyethyl ester polymer with alkyl 2-methyl-2-propenoate and alkyl 2-propenoate (generic) (P-98-0472) | 1815923 | 120346
Phenolic modified ester of modified rosin and fatty acid (generic) (P-98-0476) | 1815925 | 120347
Copolymer of acrylic and methacrylic esters (generic) (P-98-0477) | 1815927 | 120348
Modified styrene - acrylate polymer (generic) (P-98-0483) | 1815929 | 120349
Modified styrene - acrylate polymer (generic) (P-98-0484) | 1815931 | 120350
Sodium salt of 2,5-furandione, polymer with alkenes (generic) (P-98-0485) | 1815933 | 120351
Aliphatic polyurethane with tertiary amine (generic) (P-98-0486) | 1815935 | 120352
Reaction product of aliphatic amine and polyacrylic ester (generic) (P-98-0489) | 1815937 | 120353
Polyester polyurethane acrylic copolymer (generic) (P-98-0508) | 1815939 | 120354
Siloxane modified polymethacrylate (generic) (P-98-0511) | 1815941 | 120355
Modified epoxy resin (generic) (P-98-0512) | 1815943 | 120356
Polyamic acid, acrylate ester, ethyl ester (generic) (P-98-0514) | 1815945 | 120357
Fatty acid polyamine condensate, carboxylic acid salts (generic) (P-98-0516) | 1815947 | 120358
Fatty acids polyamine condensate, carboxylic acid salts (generic) (P-98-0517) | 1815949 | 120359
Substituted phenol glycidyl ether (generic) (P-98-0520) | 1815951 | 120360
TDI/MDI polyalkyleneoxide prepolymer (generic) (P-98-0521) | 1815953 | 120361
TDI/MDI polymer polyol prepolymer (generic) (P-98-0522) | 1815955 | 120362
Hydroxy functional oligomer (generic) (P-98-0524) | 1815957 | 120363
Perfluoroalkylethylacrylate copolymer (generic) (P-98-0528) | 1815959 | 120364
Vinyl ester resin (generic) (P-98-0529) | 1815961 | 120365
Substituted naphthalenedisulfonic acid (generic) (P-98-0537) | 1815963 | 120366
1,7-Naphthalenesulfonic acid, 2-[(substituted)amino]-5-hydroxy-6-[[4-[substituted]phenyl]azo]-, salt (generic) (P-98-0539) | 1815965 | 120367
Triethylamine neutralized aliphatic urethane polymer (generic) (P-98-0540) | 1815967 | 120368
Polyurethane with carboxy functions (generic) (P-98-0543) | 1815969 | 120369
Polyurethane with carboxy functions (generic) (P-98-0544) | 1815971 | 120370
Phenolic-extended epoxy resin (generic) (P-98-0548) | 1815973 | 120371
2-Propenoic acid, polymer with vinyl monomer, sodium salt, disodiumdisulfite and peroxydisulfuric acid ([(HO)S(O)2]2O2) diammonium salt initiated (generic) (P-98-0550) | 1815975 | 120372
Polyether succinate (generic) (P-98-0551) | 1815977 | 120373
Polyether succinate, amine salt (generic) (P-98-0552) | 1815979 | 120374
Polyether succinate, compounds with mixed amines (generic) (P-98-0553) | 1815981 | 120375
Amino functional polyether (generic) (P-98-0554) | 1815983 | 120376
Styrene acrylic polymer (generic) (P-98-0567) | 1815985 | 120377
Styrene acrylic polymer (generic) (P-98-0568) | 1815987 | 120378
Siloxanes and silicones, methyl alkyl, polyester modified (generic) (P-98-0586) | 1815989 | 120379
Acrylic copolymer (generic) (P-98-0588) | 1815991 | 120380
Disubstituted cyano-heteropolycyclecarboxylic ester (generic) (P-98-0593) | 1815993 | 120381
Polymer ester of mono and dibasic acids (generic) (P-98-0601) | 1815995 | 120382
Alkyd resin (generic) (P-98-0602) | 1815997 | 120383
Derivatized tetrasubstituted alkane (generic) (P-98-0608) | 1815999 | 120384
Tetrasubstituted alkane (generic) (P-98-0609) | 1816001 | 120385
Derivatized tetrasubstituted alkane (generic) (P-98-0611) | 1816003 | 120386
Polyester resin (generic) (P-98-0616) | 1816005 | 120387
Polymer ester of mono and dibasic acids (generic) (P-98-0617) | 1816007 | 120388
Poly(ester-ether) (generic) (P-98-0618) | 1816009 | 120389
Acrylic polymer (generic) (P-98-0619) | 1816011 | 120390
Derivative bisphenol sulfone (generic) (P-98-0621) | 1816013 | 120391
Derivatized tetrasubstituted alkane (generic) (P-98-0622) | 1816015 | 120392
Manganese heterocyclic tetraamine complex (generic) (P-98-0625) | 1816017 | 120393
1H-Imidazolium, 1,1'-[alkanediylbis[4,1-phenylazo(1,2-dihydro-6-hydroxy-alkyl-2-oxo-3,5-pyridinediyl)]]bis[3-alkyl, salt with alkanoic acid (generic) (P-98-0631) | 1816019 | 120394
1H-Imidazolium, 1,1'-[alkanediylbis[4,1-phenylazo(1,2-dihydro-6-hydroxy-alkyl-2-oxo-3,5-pyridinediyl)]]bis[3-alkyl, salt with alkanoic acid (generic) (P-98-0632) | 1816021 | 120395
Copolymer of methyl methacrylate (generic) (P-98-0637) | 1816023 | 120396
Grafted acrylate polymer ammonium salt (generic) (P-98-0644) | 1816025 | 120397
Substituted heterocyclic alkylamido alkyl benzoic acid ester (generic) (P-98-0648) | 1816027 | 120398
Siloxyacrylate polymer (generic) (P-98-0651) | 1816029 | 120399
Cycloolefin polymer (generic) (P-98-0652) | 1816031 | 120400
Cycloolefin polymer (generic) (P-98-0653) | 1816033 | 120401
Alkylarylbisurea (generic) (P-98-0656) | 1816035 | 120402
Alkylethoxylate chloride (generic) (P-98-0658) | 1816037 | 120403
Polyether modified acrylic ester with dimethylamino groups (generic) (P-98-0661) | 1816039 | 120404
Carboxylic acid alkyl ester modified polyalkylene amine, salt with polyether phosphate (generic) (P-98-0662) | 1816041 | 120405
Azo yellow pigment (generic) (P-98-0663) | 1816043 | 120406
Complex salt of sulfonic acid and primary alkyl ether amine (generic) (P-98-0665) | 1816045 | 120407
Alkylbenzene (generic) (P-98-0673) | 1816047 | 120408
Acrylic monomer (generic) (P-98-0674) | 1816049 | 120409
Aqueous amine salt (generic) (P-98-0677) | 1816051 | 120410
Alkylbenzenesulfonic acid salt (generic) (P-98-0678) | 1816053 | 120411
Unsaturated alkyl grignard reagent (generic) (P-98-0682) | 1816055 | 120412
Polyester resin (generic) (P-98-0683) | 1816057 | 120413
Siloxanes and silicones, alkyl aryl alkyl (generic) (P-98-0685) | 1816059 | 120414
Nitrobenzoic acid, polyolefin phenol ethoxylate (generic) (P-98-0686) | 1816061 | 120415
Polyolefin phenol ethoxylate (generic) (P-98-0687) | 1816063 | 120416
Acrylic resin (generic) (P-98-0689) | 1816065 | 120417
Modified carboxyfunctional polyurethane (generic) (P-98-0693) | 1816067 | 120418
Modified isocyanic acid, polymethylenepolyphenylene ester (generic) (P-98-0694) | 1816069 | 120419
Hydroxy functional oligomer (generic) (P-98-0695) | 1816071 | 120420
Polyoxyalkylene polyester urethane block copolymer (generic) (P-98-0696) | 1816073 | 120421
Modified acid anhydride (generic) (P-98-0702) | 1816075 | 120422
Modified acid anhydride (generic) (P-98-0705) | 1816077 | 120423
Alkenyl grignard reagent (generic) (P-98-0709) | 1816079 | 120424
Aromatic substituted, 1-[(2-methyl-1H-imidazol-1-yl)methyl]- (generic) (P-98-0712) | 1816081 | 120425
Specialty polyester polyol (generic) (P-98-0713) | 1816083 | 120426
Quaternary salt of a functionalized pyridine (generic) (P-98-0717) | 1816085 | 120427
Aromatic and aliphatic polyamide (generic) (P-98-0722) | 1816087 | 120428
Polyester acrylate oligomer (generic) (P-98-0723) | 1816089 | 120429
Organo silane ester (generic) (P-98-0753) | 1816091 | 120430
Polyphenylene (generic) (P-98-0757) | 1816093 | 120431
Acetamide, N-[5-[bis(substituted)amino]-2-[(substituted)azo]phenyl]- (generic) (P-98-0763) | 1816095 | 120432
Alkylphenol polyether amine (generic) (P-98-0764) | 1816097 | 120433
Phosphated polyester (generic) (P-98-0767) | 1816099 | 120434
Alkyl polyoxyalkylpropanamine (generic) (P-98-0768) | 1816101 | 120435
Fluorinated amine oxide (generic) (P-98-0781) | 1816103 | 120436
Amine functional epoxy curing agent (generic) (P-98-0786) | 1816105 | 120437
Sulfited fatty amine (generic) (P-98-0787) | 1816107 | 120438
Polyester oligomer (generic) (P-98-0789) | 1816109 | 120439
Aliphatic-oxy-substituted, saturated pyranyl magnesium halide (generic) (P-98-0793) | 1816111 | 120440
Mono-halo-substituted alkene (generic) (P-98-0794) | 1816113 | 120441
Modified petroleum distillate (generic) (P-98-0795) | 1816115 | 120442
Alkylpolyoxyalkyl propionitrile (generic) (P-98-0798) | 1816117 | 120443
Polyamic acid, ethyl ester, acrylate ester (generic) (P-98-0799) | 1816119 | 120444
Isocyanate-functionalized polyurethane polymer (generic) (P-98-0801) | 1816121 | 120445
Isocyanate-functionalized polyurethane polymer (generic) (P-98-0802) | 1816123 | 120446
Amines, N-tallow alkylpoly, 2-ethylhexanoates (generic) (P-98-0803) | 1816125 | 120447
Isocyanate-functionalized polyurethane polymer (generic) (P-98-0806) | 1816127 | 120448
Alkane, 1-3-bis(bis(substituted aryl)phosphino) (generic) (P-98-0816) | 1816129 | 120449
Complex salt of phthalocyanine sulfonic acid and quaternary alkyl ammonium (generic) (P-98-0818) | 1816131 | 120450
NCO terminated polyurethane (generic) (P-98-0819) | 1816133 | 120451
Copolymer of styrene and acrylic esters (generic) (P-98-0820) | 1816135 | 120452
Cycloolefin polymer (generic) (P-98-0821) | 1816137 | 120453
Reaction product of methyl methacrylate, n-butyl methacrylate, hydroxy functional methacrylate, aliphatic methacrylates and methacrylic acid (generic) (P-98-0822) | 1816139 | 120454
Modified polyester (generic) (P-98-0828) | 1816141 | 120455
Polyurethane (generic) (P-98-0832) | 1816143 | 120456
Acrylic latex (generic) (P-98-0833) | 1816145 | 120457
Metal complex, copolymer of substituted acrylic acid, substituted methacrylate, substituted acrylate, and ethylene glycol substituted acylate alkyl ether (generic) (P-98-0837) | 1816147 | 120458
Acrylic resin (generic) (P-98-0839) | 1816149 | 120459
Polyester resin (generic) (P-98-0840) | 1816151 | 120460
Mixed carboxylic acids, lithium salts (generic) (P-98-0841) | 1816153 | 120461
Acrylic polymer (generic) (P-98-0842) | 1816155 | 120462
Crystalline silicotitanate (generic) (P-98-0846) | 1816157 | 120463
Polycarboxylic acid modified epoxy acrylate (generic) (P-98-0847) | 1816159 | 120464
PPDI Polyester-polyether prepolymer (generic) (P-98-0849) | 1816161 | 120465
Amine functional epoxy curing agent (generic) (P-98-0853) | 1816163 | 120466
Water borne polyurethane (generic) (P-98-0860) | 1816165 | 120467
Copolymer of acrylic and methacrylic esters (generic) (P-98-0861) | 1816167 | 120468
Acrylic polymer (generic) (P-98-0864) | 1816169 | 120469
Acrylic resin (generic) (P-98-0865) | 1816171 | 120470
Polyester resin (generic) (P-98-0872) | 1816173 | 120471
Alkyd resin (generic) (P-98-0874) | 1816175 | 120472
Quaternary ammonium functional acrylic polymer (generic) (P-98-0883) | 1816177 | 120473
Acrylic polymer (generic) (P-98-0888) | 1816179 | 120474
Polyurethane (generic) (P-98-0897) | 1816181 | 120475
Poly(urethane-acrylate) (generic) (P-98-0900) | 1816183 | 120476
Acrylate functional polyester resin (generic) (P-98-0901) | 1816185 | 120477
Polyalkylmethacrylate (generic) (P-98-0904) | 1816187 | 120478
Alkyl half-ester of alkylpolyethoxylate (generic) (P-98-0905) | 1816189 | 120479
Amine functional epoxy curing agent (generic) (P-98-0906) | 1816191 | 120480
Isocyanic acid, polymethylenepolyphenylene ester, polymer with polyether, glycol ether, and caprolactam-blocked (generic) (P-98-0908) | 1816193 | 120481
Amino alkyl acrylate polymer with butyl 2-propenoate, ethenylbenzene and hydroxy alkyl acrylate (generic) (P-98-0909) | 1816195 | 120482
Aliphatic polycarboxylic acid, perester with branched-chain fatty alcohol (generic) (P-98-0910) | 1816197 | 120483
Epoxyalkyl-functional siloxane (generic) (P-98-0911) | 1816199 | 120484
Acrylic copolymer (generic) (P-98-0917) | 1816201 | 120485
Polyurethane (generic) (P-98-0932) | 1816203 | 120486
Polyester polyether urethane block copolymer (generic) (P-98-0937) | 1816205 | 120487
Substituted-[(1,2,3,4-tetrahydro-5,8-dihydroxy-1,4-methanonaphthalene-6,7-diyl)bis(methylene)]bis- (generic) (P-98-0943) | 1816207 | 120488
Acrylate copolymer (generic) (P-98-0945) | 1816209 | 120489
Polydimethylsiloxane with acrylate groups (generic) (P-98-0946) | 1816211 | 120490
Polyester polyether urethane block copolymer (generic) (P-98-0947) | 1816213 | 120491
Polyester polyether urethane block copolymer (generic) (P-98-0948) | 1816215 | 120492
Polyester polyether urethane block copolymer (generic) (P-98-0950) | 1816217 | 120493
Polyester polyether urethane block copolymer (generic) (P-98-0951) | 1816219 | 120494
Fluorinated silane (generic) (P-98-0953) | 1816221 | 120495
Acrylic polymer (generic) (P-98-0954) | 1816223 | 120496
Acrylic polymer (generic) (P-98-0956) | 1816225 | 120497
Alkoxy benzoic acid (generic) (P-98-0959) | 1816227 | 120498
Polyglycerol esters (generic) (P-98-0975) | 1816229 | 120499
Alkanedioic acid, diester with branched alcohols (generic) (P-98-0979) | 1816231 | 120500
Alkyl nitrile (generic) (P-98-0980) | 1816233 | 120501
Aliphatic polyisocyanate (generic) (P-98-0988) | 1816235 | 120502
Acrylic copolymer (generic) (P-98-1005) | 1816237 | 120503
Amino substituted butyric acid ester (generic) (P-98-1006) | 1816239 | 120504
Acrylic acid based polymer (generic) (P-98-1011) | 1816241 | 120505
Alkylaminium alkoxylate alkylalkoxylate phosphate (generic) (P-98-1013) | 1816243 | 120506
Neodecanoic acid, dialkylbis[imino(2-hydroxy-3,1-propanediyl)] ester, polymer with alkyl diamine, 4,4'-(1-methylethylidene)bis[phenol] and 2,2'-[(1-methylethylidene)bis(4,1-phenyleneoxymethylene)]bis[oxirane], reactions products with alkanolamine (generic) (P-98-1018) | 1816245 | 120507
Phenol, 4,4'-(1-methylethylidene)bis-, polymer with 2,2'-[(1-methylethylidene)bis(4,1-phenyleneoxymethylene)]bis[oxirane] and .alpha.-(oxiranylmethyl)-.omega.-(oxiranylmethoxy)poly[oxy(methyl-1,2-ethanediyl)],reaction products with alkanolamines (generic) (P-98-1019) | 1816247 | 120508
Unsaturated polyester (generic) (P-98-1022) | 1816249 | 120509
Acrylic copolymer (generic) (P-98-1024) | 1816251 | 120510
Petroleum hydrocarbon resin (generic) (P-98-1037) | 1816253 | 120511
Chlorinated, alkylated, aromatic acid (generic) (P-98-1041) | 1816255 | 120512
Styrenated epoxy acrylate polymer (generic) (P-98-1042) | 1816257 | 120513
Acrylic polymer (generic) (P-98-1049) | 1816259 | 120514
Quaternary ammonium phosphate salt (generic) (P-98-1050) | 1816261 | 120515
Rosin, maleated, polymer with aluminum isopropoxide-Et acetoacetate-neopentyl glycol reaction products, diol diglycidyl ether and glycerol (generic) (P-98-1051) | 1816263 | 120516
Quaternary ammonium salt (generic) (P-98-1054) | 1816265 | 120517
Substituted benzamide (generic) (P-98-1057) | 1816267 | 120518
Disubstituted heteromonocycle (generic) (P-98-1058) | 1816269 | 120519
Modified polyurethane (generic) (P-98-1064) | 1816271 | 120520
Acrylated urethane (generic) (P-98-1067) | 1816273 | 120521
Hexanedioic acid, polymer with 2,2-dialkyl-1,3-propanediol and 2-oxepanone (generic) (P-98-1068) | 1816275 | 120522
Polycaprolactone polyols (generic) (P-98-1069) | 1816277 | 120523
Alkyl tin salt (generic) (P-98-1073) | 1816279 | 120524
Multifunctional aliphatic urethane acrylate (generic) (P-98-1078) | 1816281 | 120525
Terephthalate salt (generic) (P-98-1082) | 1816283 | 120526
Acryl styrene random copolymer (generic) (P-98-1083) | 1816285 | 120527
Acryl styrene random copolymer (generic) (P-98-1084) | 1816287 | 120528
Water based acrylic (generic) (P-98-1087) | 1816289 | 120529
Alkyl alkoxylate (generic) (P-98-1094) | 1816291 | 120530
Alkanol propanoate (generic) (P-98-1097) | 1816293 | 120531
Polyethoxylated polyaryl phenol sulfate, polyethoxylated alkylammonium salt (generic) (P-98-1114) | 1816295 | 120532
Fiber of acrylic polymer (generic) (P-98-1124) | 1816297 | 120533
Fatty acid, reaction product with substituted oxirane, formaldehyde-phenol polymer glycidyl ether, substituted propylamine and polyethylenepolyamines (generic) (P-98-1125) | 1816299 | 120534
Isocyanate terminated polyurethane resin (generic) (P-98-1127) | 1816301 | 120535
Isocyanate terminated polyurethane resin (generic) (P-98-1128) | 1816303 | 120536
Isocyanate terminated polyurethane resin (generic) (P-98-1130) | 1816305 | 120537
Random copolyamic acid (generic) (P-98-1136) | 1816307 | 120538
Epoxy acrylate, half ester with fatty acid anhydride (generic) (P-98-1139) | 1816309 | 120539
Reaction product of ethoxylated fatty amines and ammonium molybdate (generic) (P-98-1154) | 1816311 | 120540
2,5-Furandione, polymer with ethenylbenzene, 4-[(1-oxo-2-propenyl)oxy]alkyl propyl ester, ammonium salt (generic) (P-98-1155) | 1816313 | 120541
Acetal blocked polyhydroxystyrene (generic) (P-98-1157) | 1816315 | 120542
Oxoaluminum acylate complex (generic) (P-98-1158) | 1816317 | 120543
Aliphatic acid, calcium salt (generic) (P-98-1168) | 1816319 | 120544
Modified acrylic resin (generic) (P-98-1169) | 1816321 | 120545
Modified acrylic resin (generic) (P-98-1170) | 1816323 | 120546
Long chain amide/ester (generic) (P-98-1171) | 1816325 | 120547
Organic silicon compound (generic) (P-98-1173) | 1816327 | 120548
Amine fatty acid salt (generic) (P-98-1174) | 1816329 | 120549
Polyfluoro alkylether (generic) (P-98-1176) | 1816331 | 120550
Amino epoxy silane (generic) (P-98-1204) | 1816333 | 120551
Alkylphenolpolyoxyalkyl nitrile (generic) (P-98-1207) | 1816335 | 120552
Alkyl phenolpolyoxyalkyl alkylamine (generic) (P-98-1209) | 1816337 | 120553
Alkoxy aluminum chelate complex (generic) (P-98-1211) | 1816339 | 120554
n-Butyl, 2-ethylhexyl acrylate copolymer (generic) (P-98-1212) | 1816341 | 120555
Epoxidized polyol (generic) (P-98-1213) | 1816343 | 120556
Epoxidized polyol (generic) (P-98-1214) | 1816345 | 120557
Diarylsulfonium salt (generic) (P-98-1216) | 1816347 | 120558
Caprylic acid, compd. with monoalkylamino-alcohol (generic) (P-98-1224) | 1816349 | 120559
Ethoxylated alcohol phosphate ester, compd. with monoalkylamino-alcohol (generic) (P-98-1226) | 1816351 | 120560
Fatty acids, monomer, compd. with monoalkylamino alcohol (generic) (P-98-1229) | 1816353 | 120561
9-Octadecenoic acid (Z)-, sulfurized compd. with monoalkylamino-alcohol (generic) (P-98-1232) | 1816355 | 120562
Boric acid, compound with monoalkylamino-alcohol (generic) (P-98-1234) | 1816357 | 120563
Fatty acid, tall-oil, compd. with monoalkyl amino-alcohol (generic) (P-98-1236) | 1816359 | 120564
Decanoic acid, compd. with monoalkylaminoalcohol (generic) (P-98-1246) | 1816361 | 120565
Isooctadecanoic acid, compd. with monoalkylamino-alcohol (generic) (P-98-1248) | 1816363 | 120566
Perfluoroalkylethylacrylate copolymer (generic) (P-98-1256) | 1816365 | 120567
Blocked aromatic isocyanate (generic) (P-98-1257) | 1816367 | 120568
Acrylated urethane (generic) (P-98-1261) | 1816369 | 120569
Aromatic substituted diurea (generic) (P-98-1262) | 1816371 | 120570
Acrylated polyol (generic) (P-98-1264) | 1816373 | 120571
Acrylated urethane (generic) (P-98-1265) | 1816375 | 120572
Poly(ester-ether) (generic) (P-98-1270) | 1816377 | 120573
Cationic epoxy resin (generic) (P-99-0008) | 1816379 | 120574
Phenol, 4,4'-(1-methylethylidene)bis-, polymer with diaminodiol, (chloromethyl)oxirane and aminodiol, acetate (salt) (generic) (P-99-0009) | 1816381 | 120575
Alkenes, maleic anhydride polymer reaction product with aminopropylfatty amine (generic) (P-99-0015) | 1816383 | 120576
Iron salt of metal hydroxy chloride phosphite (generic) (P-99-0016) | 1816385 | 120577
Alkenes, maleic anhydride polymer (generic) (P-99-0017) | 1816387 | 120578
Modified polymeric succinimide dispersant (generic) (P-99-0020) | 1816389 | 120579
Modified polymeric succinimide dispersant (generic) (P-99-0030) | 1816391 | 120580
Aromatic urethane acrylate (generic) (P-99-0037) | 1816393 | 120581
Aliphatic urethane acrylate (generic) (P-99-0038) | 1816395 | 120582
Alphatic urethane acrylate (generic) (P-99-0039) | 1816397 | 120583
2-Naphthalenesulfonic acid, 4-hydroxy-substituted amino-substitutedphenyl azo, mixed salt (generic) (P-99-0049) | 1816399 | 120584
Aromatic saturated copolyester (generic) (P-99-0051) | 1816401 | 120585
Aromatic saturated copolyester (generic) (P-99-0054) | 1816403 | 120586
Modified glycerol ester of tall oil fatty acid (generic) (P-99-0067) | 1816405 | 120587
Amine neutralized acrylate polymer (generic) (P-99-0070) | 1816407 | 120588
Polyamide (generic) (P-99-0071) | 1816409 | 120589
Modified polyethyleneimine (generic) (P-99-0075) | 1816411 | 120590
Acrylic polymer (generic) (P-99-0076) | 1816413 | 120591
Acrylic polymer (generic) (P-99-0078) | 1816415 | 120592
Aromatic saturated copolyester (generic) (P-99-0080) | 1816417 | 120593
Aromatic saturated copolyester (generic) (P-99-0081) | 1816419 | 120594
Aliphatic saturated copolyester (generic) (P-99-0082) | 1816421 | 120595
Ammonium salt of an acidic polymer (generic) (P-99-0083) | 1816423 | 120596
Bisphenol A-type polyester resin (generic) (P-99-0085) | 1816425 | 120597
Hydroxyalkyl cationic starch, hydrolyzed (generic) (P-99-0087) | 1816427 | 120598
Hydroxyalkyl cationic starch (generic) (P-99-0088) | 1816429 | 120599
Polyalkoxylated aromatic amine tint (generic) (P-99-0089) | 1816431 | 120600
Aluminum organometallic compound (generic) (P-99-0090) | 1816433 | 120601
Aliphatic urethane acrylate (generic) (P-99-0101) | 1816435 | 120602
Acrylated oligoamine (generic) (P-99-0103) | 1816437 | 120603
Polycarbonate resin (generic) (P-99-0106) | 1816439 | 120604
Isocyanate terminated polyurethane resin (generic) (P-99-0107) | 1816441 | 120605
Isocyanate terminated polyurethane resin (generic) (P-99-0111) | 1816443 | 120606
Isocyanate terminated resin (generic) (P-99-0112) | 1816445 | 120607
Alkoxylated alkyl phenols (generic) (P-99-0113) | 1816447 | 120608
Aromatic polyamine, modified (generic) (P-99-0117) | 1816449 | 120609
Tetra alkylthiuram disulfide (generic) (P-99-0124) | 1816451 | 120610
Phenol, 4,4'-(1-methylethylidene)bis-, polymer with (chloromethyl)oxirane, reaction products with 1,3-benzenedimethanamine and an epoxy resin (generic) (P-99-0125) | 1816453 | 120611
Silicone polymer (generic) (P-99-0126) | 1816455 | 120612
Silicone polymer (generic) (P-99-0127) | 1816457 | 120613
Alkyl ammonium salt of a high-molecular weight carboxylic acid (generic) (P-99-0128) | 1816459 | 120614
Benzenamine, 4,4'-[[4-(alkylamino)-3-alkyl-2,5-cyclohexadien-1-ylidene]methylene]bis[N,N-dialkyl-, monoacetate (generic) (P-99-0131) | 1816461 | 120615
Polyurethane adhesive (generic) (P-99-0133) | 1816463 | 120616
Saturated copolyester resin (generic) (P-99-0136) | 1816465 | 120617
Alkylarylamine (generic) (P-99-0137) | 1816467 | 120618
Metal organic compound (generic) (P-99-0147) | 1816469 | 120619
Capped polyurethane adduct (generic) (P-99-0150) | 1816471 | 120620
Capped polyurethane adduct (generic) (P-99-0151) | 1816473 | 120621
Thermoplastic polyurethane resin (generic) (P-99-0152) | 1816475 | 120622
Polyoxyalkene acrylate (generic) (P-99-0153) | 1816477 | 120623
Aryl phosphonic acid salt (generic) (P-99-0154) | 1816479 | 120624
Modified acrylic resin (generic) (P-99-0155) | 1816481 | 120625
Modified acrylic resin (generic) (P-99-0156) | 1816483 | 120626
Epoxy resin polymer adduct (generic) (P-99-0158) | 1816485 | 120627
Acrylic copolymer (generic) (P-99-0160) | 1816487 | 120628
Alkyl-crosslinked polymethylsiloxane (generic) (P-99-0162) | 1816489 | 120629
Amine functional epoxy based resin salted with an organic acid (generic) (P-99-0163) | 1816491 | 120630
Acrylate functional polyester resin (generic) (P-99-0165) | 1816493 | 120631
Acrylate functional polyester emulsion (generic) (P-99-0169) | 1816495 | 120632
Sodium dialkylbenzene sulfonate (generic) (P-99-0173) | 1816497 | 120633
1-Naphthalenesulfonic acid, substituted-3-[[substituted phenyl[azo]-, salt (generic) (P-99-0175) | 1816499 | 120634
Fatty acid modified acrylate (generic) (P-99-0176) | 1816501 | 120635
Acrylate functional polyester emulsion (generic) (P-99-0177) | 1816503 | 120636
Aliphatic polyamine, modified (generic) (P-99-0181) | 1816505 | 120637
Polyester polyurethane methacrylic graft copolymer (generic) (P-99-0186) | 1816507 | 120638
Acrylic copolymer (generic) (P-99-0189) | 1816509 | 120639
Cationic resin (generic) (P-99-0192) | 1816511 | 120640
Fatty acid imidazolium alkyl sulfate (generic) (P-99-0200) | 1816513 | 120641
Alkyd resin (generic) (P-99-0205) | 1816515 | 120642
Benzopyranone (generic) (P-99-0206) | 1816517 | 120643
Metallic salt of 2-naphthalenecarboxylic acid 4,4'-methylenebis[3-hydroxy- (generic) (P-99-0209) | 1816519 | 120644
Silica-supported magnesium-titanium catalyst (generic) (P-99-0216) | 1816521 | 120645
Hydroxy acrylic polymer (generic) (P-99-0219) | 1816523 | 120646
Polyester-polyether acrylate (generic) (P-99-0222) | 1816525 | 120647
Carboxylic acid functional polyester (generic) (P-99-0246) | 1816527 | 120648
Alkali salt of branched alcohols (generic) (P-99-0247) | 1816529 | 120649
Polyurethane laminating adhesive (generic) (P-99-0248) | 1816531 | 120650
Modified polycarboxylate (generic) (P-99-0257) | 1816533 | 120651
Cycloaliphatic amine adducts (generic) (P-99-0258) | 1816535 | 120652
Cycloaliphatic amine adduct (generic) (P-99-0259) | 1816537 | 120653
Organo aluminum halide (generic) (P-99-0262) | 1816539 | 120654
Poly (aryl ketone) modified acrylate (generic) (P-99-0263) | 1816541 | 120655
Polymer of isophorone diisocyanate and aliphatic diol/aliphatic dicarboxylic acid (generic) (P-99-0265) | 1816543 | 120656
Pentyl 2,5-bis[[4-[[substituted]]benzoyl]oxy]-benzoate (generic) (P-99-0270) | 1816545 | 120657
4,4'-Bis(4-(6-(1-oxo-2-propenyloxy)hexyloxy)-benzoyloxy)cyclohexylbenzene (generic) (P-99-0271) | 1816547 | 120658
Amidoamine (generic) (P-99-0272) | 1816549 | 120659
Amidoamine (generic) (P-99-0273) | 1816551 | 120660
2,7-Naphthalenedisulfonic acid, 4-amino-6-substituted-5-hydroxy-3-substituted, salt (generic) (P-99-0278) | 1816553 | 120661
Cationic epoxy resin (generic) (P-99-0286) | 1816555 | 120662
Organo aluminum halide (generic) (P-99-0300) | 1816557 | 120663
Alkyl mercaptoacetate and alkyltin halide reaction products (generic) (P-99-0301) | 1816559 | 120664
n-Butyl, 2-ethylhexyl acrylate copolymer (generic) (P-99-0303) | 1816561 | 120665
Polyurethane elastomer (generic) (P-99-0304) | 1816563 | 120666
Bisphenol A type polyester resin (generic) (P-99-0305) | 1816565 | 120667
2,7-Naphthalenedisulfonic acid, 3-(substituted azo)-5-(substituted amino)-4-hydroxy, salt (generic) (P-99-0307) | 1816567 | 120668
MDI, polyester propolymer (generic) (P-99-0311) | 1816569 | 120669
Amino methylated bisphenol A-bisphenol A epichlorohydrin polymer, phosphoric acid salt (generic) (P-99-0316) | 1816573 | 120671
Organometallic sulfide complex (generic) (P-99-0317) | 1816575 | 120672
Metal sulfide ammonium salt (generic) (P-99-0318) | 1816577 | 120673
Acrylic copolymer (generic) (P-99-0322) | 1816579 | 120674
Aliphatic acid salt (generic) (P-99-0327) | 1816581 | 120675
Urethane modified aromatic isocyanate (generic) (P-99-0332) | 1816583 | 120676
Phenol-resorcinol-catechol resin sulfonic acid, sodium salt (generic) (P-99-0336) | 1816585 | 120677
Phenol-resin sulfonic acid, sodium salt (generic) (P-99-0337) | 1816587 | 120678
Vinyl ester acrylic polymer (generic) (P-99-0370) | 1816589 | 120679
Vinyl ester acrylic polymer (generic) (P-99-0371) | 1816591 | 120680
Vinyl ester acrylic polymer (generic) (P-99-0373) | 1816593 | 120681
Alken-yne substituted pyran (generic) (P-99-0374) | 1816595 | 120682
Unsaturated alcohol, (tetrahydro-2H-pyran-2-yl)oxy-, acetate (generic) (P-99-0375) | 1816597 | 120683
Hydroxy alkylidiene (generic) (P-99-0376) | 1816599 | 120684
Halogenated alkyldiene (generic) (P-99-0377) | 1816601 | 120685
1,3,5-Naphthalenetrisulfonic acid, 7-[2-(substituted)-4-[substituted]azo]-, salt (generic) (P-99-0378) | 1816603 | 120686
Copolymer of acrylic esters and styrene (generic) (P-99-0382) | 1816605 | 120687
Polyester resin (generic) (P-99-0383) | 1816607 | 120688
Derivative of a fatty amido amine (generic) (P-99-0384) | 1816609 | 120689
Perylene derivative (generic) (P-99-0386) | 1816611 | 120690
Fatty acid esters, polymers with alkane triol and carboxylic acid anhydride (generic) (P-99-0389) | 1816613 | 120691
Polyester-acrylic copolymer (generic) (P-99-0398) | 1816615 | 120692
Polyester resin (generic) (P-99-0401) | 1816617 | 120693
Modified polyester (generic) (P-99-0402) | 1816619 | 120694
Diadduct (monomaleate/polyoxyethylene(N) stearic acid (monoester)/(diethylamine) bisphenol A diglycidyl ether-bisphenol A, copolymer, acetate salt) (generic) (P-99-0404) | 1816621 | 120695
Reaction product of: phenolic resin-cyclic aliphatic alcohol, trimellitic anhydride and aliphatic carbonates (generic) (P-99-0421) | 1816623 | 120696
(Polyalkoxy, polyester) modified acrylate, rxn product with poly(cyanoalkanealkylene glycol) (generic) (P-99-0422) | 1816625 | 120697
Urethane modified alcohol (generic) (P-99-0444) | 1816627 | 120698
Substituted heterocyclic benzoic acid (generic) (P-99-0447) | 1816629 | 120699
Isocyanate-terminated urethane prepolymer (generic) (P-99-0448) | 1816631 | 120700
Isocyanate modified polymer (generic) (P-99-0449) | 1816633 | 120701
Heterocyclic substituted heterocyclic benzoic acid salt (generic) (P-99-0452) | 1816635 | 120702
Water soluble alkyd resin (generic) (P-99-0455) | 1816637 | 120703
Polymer of styrene and mixed acrylates (generic) (P-99-0457) | 1816639 | 120704
Hydrocarbon resin (generic) (P-99-0458) | 1816641 | 120705
Phthalic anhydride, polymer with diethyleneglycol aliphatic alcoholesters (generic) (P-99-0460) | 1816643 | 120706
Polyester-polyamide block copolymer (generic) (P-99-0464) | 1816645 | 120707
Polyester-polyamide block copolymer (generic) (P-99-0466) | 1816647 | 120708
Styrene-acrylic copolymer (generic) (P-99-0474) | 1816649 | 120709
Amino acrylate (generic) (P-99-0476) | 1816651 | 120710
Acrylic emulsion polymer (generic) (P-99-0478) | 1816653 | 120711
Propanoic acid, 3-hydroxy-2-(hydroxymethyl)-2-methyl-, polymer with1,3-bis(1-isocyanato-1-methylethyl)benzene, diamine, .alpha.-hydro-.omega.-hydroxypoly(oxy-1,4-butanediyl) and 2-methyl-1,3-propanediol, ammonium salt, polyethylene-polypropylene glycol 2-aminopropyl Me ether-blocked (PROVISIONAOL) (generic) (P-99-0480) | 1816655 | 120712
Modified styrene/butadiene/acrylate latex (generic) (P-99-0490) | 1816657 | 120713
Aliphatic polyethylene (generic) (P-99-0507) | 1816659 | 120714
Aliphatic polyethylene (generic) (P-99-0508) | 1816661 | 120715
Polyether polyurethane (generic) (P-99-0516) | 1816663 | 120716
Polyamines polymer with epichlorohydrin (generic) (P-99-0517) | 1816665 | 120717
Copolymer of acrylic esters and acrylic acid (generic) (P-99-0521) | 1816667 | 120718
Blocked isocyanate (generic) (P-99-0525) | 1816669 | 120719
Blocked isocyanate (generic) (P-99-0526) | 1816671 | 120720
Polyurethane methacrylate (generic) (P-99-0529) | 1816673 | 120721
Partially silylated isocyanate oligomer (generic) (P-99-0532) | 1816675 | 120722
Silylated polyetherisocyanate oligomer (generic) (P-99-0533) | 1816677 | 120723
Polyurethane acrylate (generic) (P-99-0536) | 1816679 | 120724
Propanenitrile, 3[[4-[(substituted)azo]phenyl](substituted)amino]- (generic) (P-99-0539) | 1816681 | 120725
MDI/polyether polyol prepolymer (generic) (P-99-0540) | 1816683 | 120726
Water dispersible polyurethane polymer (generic) (P-99-0541) | 1816685 | 120727
Polyester urethane polymer (generic) (P-99-0549) | 1816687 | 120728
Acrylate copolymer (generic) (P-99-0555) | 1816689 | 120729
Polyester polymer (generic) (P-99-0561) | 1816691 | 120730
Fatty amide amphoteric (generic) (P-99-0570) | 1816693 | 120731
Fatty imidazolium amphoteric (generic) (P-99-0571) | 1816695 | 120732
Polysubstituted bis phenylazonapthalene disulfonic acid (generic) (P-99-0572) | 1816697 | 120733
Carboxylic acid alkyl ester modified polyalkylene amine (generic) (P-99-0573) | 1816699 | 120734
N-Alkyl modified polyisocyanate, reaction products with diamine (generic) (P-99-0574) | 1816701 | 120735
Polyether polyurethane (generic) (P-99-0576) | 1816703 | 120736
Isocyanate terminated urethane polymer (generic) (P-99-0577) | 1816705 | 120737
Aromatic polyester polyol (generic) (P-99-0580) | 1816707 | 120738
Phosphorus chloride derivative (generic) (P-99-0589) | 1816709 | 120739
Naphthalene sulfonic acid derivative (generic) (P-99-0590) | 1816711 | 120740
Acrylic copolymer resin (generic) (P-99-0603) | 1816713 | 120741
Polyester resin (generic) (P-99-0604) | 1816715 | 120742
Unsaturated polyester resin (generic) (P-99-0605) | 1816717 | 120743
Perfluoroalkylethyl amine (generic) (P-99-0608) | 1816719 | 120744
Perfluoroalkylethyl ester (generic) (P-99-0609) | 1816721 | 120745
Polyester modified isocyanate (generic) (P-99-0614) | 1816723 | 120746
Allyl ester oligomer (generic) (P-99-0615) | 1816725 | 120747
Fatty alcohol alkoxylate (generic) (P-99-0616) | 1816727 | 120748
Substituted cyano acrylate (generic) (P-99-0617) | 1816729 | 120749
Pentaerythritol, mixed esters with fatty acids, C8-9, branched (generic) (P-99-0646) | 1816731 | 120750
Polymer of acrylamide and substituted acrylates (generic) (P-99-0651) | 1816733 | 120751
Sodium alkoxide (generic) (P-99-0657) | 1816735 | 120752
High molecular weight epoxy functional nonionic dispersant (generic) (P-99-0661) | 1816737 | 120753
Ethylene interpolymer (generic) (P-99-0676) | 1816739 | 120754
Ethylene interpolymer (generic) (P-99-0679) | 1816741 | 120755
Carboxylated polyethylene glycol (generic) (P-99-0681) | 1816743 | 120756
Fluorinated polyurethane (generic) (P-99-0684) | 1816745 | 120757
Sodium salt of a triazinyl monoazo dyestuff (generic) (P-99-0685) | 1816747 | 120758
Flexible acrylic resin (generic) (P-99-0687) | 1816749 | 120759
Acrylic copolymer (generic) (P-99-0692) | 1816751 | 120760
Acrylic copolymer (generic) (P-99-0693) | 1816753 | 120761
Aliphatic, aromatic polyol (generic) (P-99-0696) | 1816755 | 120762
Aliphatic, aromatic polyol (generic) (P-99-0697) | 1816757 | 120763
Aliphatic, aromatic polyol (generic) (P-99-0698) | 1816759 | 120764
Silicone polymer (generic) (P-99-0707) | 1816761 | 120765
Branched hydrogen-functional polydimethylsiloxane (generic) (P-99-0715) | 1816763 | 120766
Acrylic emulsion polymer (generic) (P-99-0716) | 1816765 | 120767
Polyester modified polydimethylsiloxane, hydroxy functional (generic) (P-99-0717) | 1816767 | 120768
Copolymer of acrylic acrylates, methacrylates and acid (generic) (P-99-0719) | 1816769 | 120769
Polyester of aromatic and aliphatic carboxylic acids with alkane diols (generic) (P-99-0720) | 1816771 | 120770
Polymeric alkyl amine adduct (generic) (P-99-0725) | 1816773 | 120771
Naphthoquinone diazide sulfonate ester (generic) (P-99-0726) | 1816775 | 120772
Aromatic polyurethane (generic) (P-99-0727) | 1816777 | 120773
Benzofuranone, [alkyl substituted]-2-substituted-benzofuranylidene-[alkyl substituted] (generic) (P-99-0732) | 1816779 | 120774
Acrylic polymer (generic) (P-99-0737) | 1816781 | 120775
Starch, alkenyl, butanedioate, calcium salt (generic) (P-99-0749) | 1816783 | 120776
Polyester tetrafunctional acrylate (generic) (P-99-0751) | 1816785 | 120777
Sulfonated copper phthalocyanine, substituted with aromatic sulfonamide, sodium salt (generic) (P-99-0752) | 1816787 | 120778
Substituted heterocyclic pyrazole carboxylic acid salt (generic) (P-99-0753) | 1816789 | 120779
Polyetherdiol polymer with an aliphatic isocyanate and hydroxyethylmethacrylate (generic) (P-99-0762) | 1816791 | 120780
Ester modified melamine acrylate oligomer (generic) (P-99-0764) | 1816793 | 120781
Aromatic polyester polyurethane (generic) (P-99-0765) | 1816795 | 120782
Modified phenolic acrylic resin (generic) (P-99-0771) | 1816797 | 120783
Carboxylated, acrylate vinyl ester copolymer (generic) (P-99-0780) | 1816799 | 120784
Chromate(2-), [3-hydroxy-4-[(2-hydroxy-1-naphthalenyl)azo]-7-nitro-1-substituted][N-(7-hydroxy-8-[(2-hydroxy-5-nitrophenyl)azo]-1-substituted]-, salt (generic) (P-99-0783) | 1816801 | 120785
Aromatic polyester modified with an aliphatic epoxide (generic) (P-99-0785) | 1816803 | 120786
Liquid cationic polymer (generic) (P-99-0786) | 1816805 | 120787
Polyester polyol (generic) (P-99-0788) | 1816807 | 120788
Polyester polyol (generic) (P-99-0789) | 1816809 | 120789
Polyester polyol (generic) (P-99-0790) | 1816811 | 120790
Polyester polyol (generic) (P-99-0791) | 1816813 | 120791
Polyester polyol (generic) (P-99-0792) | 1816815 | 120792
Polyester polyol (generic) (P-99-0793) | 1816817 | 120793
Acrylic acid, polymer with alkyl acrylates and substituted ethene (generic) (P-99-0794) | 1816819 | 120794
Polyester polyol (generic) (P-99-0801) | 1816821 | 120795
Polyester polyol (generic) (P-99-0802) | 1816823 | 120796
Polyester polyol (generic) (P-99-0803) | 1816825 | 120797
Modified polyester isocyanate prepolymer (generic) (P-99-0804) | 1816827 | 120798
Modified polyester isocyanate prepolymer (generic) (P-99-0805) | 1816829 | 120799
Ethylene interpolymer (generic) (P-99-0808) | 1816831 | 120800
Poly(oxy-1,4-butanediyl), .alpha.-hydro-.omega.-hydroxy-polymer with a substituted alcohol and 1,1'-methylenebis[4-isocyanatocyclohexane], 2-hydroxyethyl acrylate-blocked (generic) (P-99-0814) | 1816833 | 120801
Complex acids/amine condensation products (generic) (P-99-0815) | 1816835 | 120802
Salt of acrylic acid-acrylamide terpolymer (generic) (P-99-0817) | 1816837 | 120803
Alkylphenol (generic) (P-99-0818) | 1816839 | 120804
Epoxidized copolymer of phenol and aromatic hydrocarbon (generic) (P-99-0826) | 1816841 | 120805
Epoxidized copolymer of phenol and aromatic hydrocarbon (generic) (P-99-0827) | 1816843 | 120806
Counterions of substituted disulfonic acid naphthalene triazo dye (generic) (P-99-0828) | 1816845 | 120807
Counterions of substituted disulfonic acid naphthalene triazo dye (generic) (P-99-0829) | 1816847 | 120808
Ester (generic) (P-99-0833) | 1816849 | 120809
Hexamethylene diiosocyanate, polymer with alkanepolyols, dimethyl terephthalate, benzenepolycarboxylic acid and alkanepolycarboxylic acid (generic) (P-99-0840) | 1816851 | 120810
Aluminate, bis[[(substituted)azo][hydroxyphenylbenzenesulfonamidato] hydrogen compound with tetramethylpiperidinamine (generic) (P-99-0845) | 1816853 | 120811
.beta.-Alanine, N-(2-carboxyethyl)-N-[3-[(2-carboxyethyl)amino]propyl]-, N-[(isoalkyloxy)propyl]derivs. (generic) (P-99-0846) | 1816855 | 120812
Polyester polymer of aromatic polycarboxylic acid with aliphatic polyalcohols (generic) (P-99-0850) | 1816859 | 120814
Cashew nutshell liq., reaction products with formaldehyde and aliphatic amine (generic) (P-99-0855) | 1816861 | 120815
Polymer of phenols, bisphenol A and epichlorohydrin (generic) (P-99-0856) | 1816863 | 120816
Polyester polyether isocyanate polymer (generic) (P-99-0857) | 1816865 | 120817
Polyester polyether isocyanate polymer (generic) (P-99-0858) | 1816867 | 120818
Silicone acrylate (generic) (P-99-0863) | 1816869 | 120819
Polyester urethane aqueous dispersion (generic) (P-99-0864) | 1816871 | 120820
Modified polymers of vinyl acetate and quaternary ammonium compound (generic) (P-99-0874) | 1816873 | 120821
Methylenebis[isocyanatobenzene], polymer with alkanepolyols, dimethyl terephthalate, benzenepolycarboxylic acid and alkanepolycarboxylic acids (generic) (P-99-0875) | 1816875 | 120822
Alkanolamine carboxylate salts (generic) (P-99-0894) | 1816877 | 120823
Dialkyldiallylammonium halide with unsaturated phosphonic acid, acrylamido alkyl propane sulfonic acid ammonium salt, and two acrylic monomers (generic) (P-99-0902) | 1816879 | 120824
Aromatic saturated copolyester (generic) (P-99-0903) | 1816881 | 120825
Alkyl aryl phenol (generic) (P-99-0907) | 1816883 | 120826
Polyacrylic resin (generic) (P-99-0922) | 1816885 | 120827
Tall oil modified acrylic polymer with rosin and tall oil fatty acid, ammonium salt (generic) (P-99-0923) | 1816887 | 120828
Tall oil modified acrylic polymer with rosin and tall oil fatty acid (generic) (P-99-0930) | 1816889 | 120829
Polyhydroxyaminoethers (generic) (P-99-0932) | 1816891 | 120830
Modified epoxy resin (generic) (P-99-0937) | 1816893 | 120831
Amine modified epoxy resin (generic) (P-99-0939) | 1816895 | 120832
Modified epoxy resin (generic) (P-99-0940) | 1816897 | 120833
Salt of an acrylic polymer (generic) (P-99-0941) | 1816899 | 120834
Fluorinated polyurethane, modified with acrylate groups and siloxanes (generic) (P-99-0942) | 1816901 | 120835
Diphenylmethane diisocyanate polymer with poly(oxyaliphatic) glycol, polyester polyol and aliphatic alcohol (generic) (P-99-0943) | 1816903 | 120836
Isocyanate terminated polyurethane resin (generic) (P-99-0946) | 1816905 | 120837
Polyisobutene epoxide (generic) (P-99-0951) | 1816907 | 120838
Modified polyacrylate (generic) (P-99-0954) | 1816909 | 120839
Chromophore substituted polyoxyalkylene (generic) (P-99-0956) | 1816911 | 120840
Chromophore substituted polyoxyalkylene (generic) (P-99-0957) | 1816913 | 120841
Polymer of vinylbenzene, substituted vinylbenzene, and substituted amine (generic) (P-99-0966) | 1816915 | 120842
Colorant intermediate (generic) (P-99-0967) | 1816917 | 120843
Substituted amino aromatic diol (generic) (P-99-0968) | 1816919 | 120844
Polyoxyalkylene substituted chromophore (generic) (P-99-0969) | 1816921 | 120845
Polyoxyalkylene substituted chromophore (generic) (P-99-0970) | 1816923 | 120846
Polyester/aliphatic polyurethane dispersion in water (generic) (P-99-0980) | 1816925 | 120847
Alkylol ammonium salt of a high-molecular weight carboxylic acid (generic) (P-99-0983) | 1816927 | 120848
Urethane acrylate oligomer (generic) (P-99-0984) | 1816929 | 120849
1,3,6-Substitutednaphthalene-7-[[4,5-dihydro-3-methyl-5-oxo-1-(4-disubstitutedphenyl)-1H-pyrazol-4-yl]azo]-, tetrasodium salt (generic) (P-99-0985) | 1816931 | 120850
1,3,6-Substitutednaphthalene-7-[[4,5-dihydro-3-methyl-5-oxo-1-(4-disubstitutedphenyl)-1H-pyrazol-4-yl]azo]-, tetrapotassium salt (generic) (P-99-0986) | 1816933 | 120851
Calcium long chain alkylaryl phenate sulfide (generic) (P-99-0991) | 1816935 | 120852
Modified polysiloxane (generic) (P-99-0992) | 1816937 | 120853
Polyoxyethylene derivative (generic) (P-99-0999) | 1816939 | 120854
Ethylene acrylate copolymer (generic) (P-99-1001) | 1816941 | 120855
Long chain alkylphenol (generic) (P-99-1003) | 1816943 | 120856
Polyimide precursor solution (generic) (P-99-1006) | 1816945 | 120857
Polyimide precursor solution (generic) (P-99-1007) | 1816947 | 120858
Polyimide precursor solution (generic) (P-99-1008) | 1816949 | 120859
Substituted butanoic acid (generic) (P-99-1010) | 1816951 | 120860
Substituted halo butanoic acid, ester (generic) (P-99-1011) | 1816953 | 120861
Substituted butanoic acid, ester (generic) (P-99-1012) | 1816955 | 120862
Sulfurous acid, monosodium salt, reaction products with (substituted)amine and sodium sulfide (generic) (P-99-1013) | 1816957 | 120863
Cycloaliphatic olefin distillate stream polymerized with substituted alkyl phenol (generic) (P-99-1014) | 1816959 | 120864
Triazolo thiadiazinyl substituted acetamide (generic) (P-99-1022) | 1816961 | 120865
Calcium salts of alkyl salicylate and alkyl phenate sulfide (generic) (P-99-1023) | 1816963 | 120866
Unsaturated polyester (generic) (P-99-1024) | 1816965 | 120867
Substituted butanoic acid, heterocyclic hydrazide (generic) (P-99-1025) | 1816967 | 120868
Calcium salts of alkyl salicylate and alkyl phenate (generic) (P-99-1026) | 1816969 | 120869
Sodium salt of methacrylic acid copolymer (generic) (P-99-1027) | 1816971 | 120870
Acrylate copolymer with 2-ethylhexylacrylate (generic) (P-99-1033) | 1816973 | 120871
Hydrocarbon modified rosin resin (generic) (P-99-1034) | 1816975 | 120872
Epoxy acrylate (generic) (P-99-1036) | 1816977 | 120873
Alkylphenol mannich (generic) (P-99-1037) | 1816979 | 120874
Silicone bifunctional acrylate (generic) (P-99-1039) | 1816981 | 120875
Triazolo thiadiazinyl substituted acetamide (generic) (P-99-1040) | 1816983 | 120876
Pyrazolotriazolyl substituted acetamide (generic) (P-99-1041) | 1816985 | 120877
Alkoxylated dimer fatty acid, tall oil fatty acid ester (generic) (P-99-1042) | 1816987 | 120878
Alkyl amine (generic) (P-99-1049) | 1816989 | 120879
1,7-Naphthalenedisulfonic acid, 2-[[substituted-1,3,5-triazin-2-yl]amino]-5-hydroxy-6-substituted, salt (generic) (P-99-1050) | 1816991 | 120880
Polyester methacrylate (generic) (P-99-1053) | 1816993 | 120881
Polyoxyalkylene, alkylene succinate polyester (generic) (P-99-1054) | 1816995 | 120882
Polyoxyalkylene ether (generic) (P-99-1060) | 1816997 | 120883
Aliphatic acrylic urethane oligomer (generic) (P-99-1063) | 1816999 | 120884
Organic silicon polymer (generic) (P-99-1065) | 1817001 | 120885
Organic silicon polymer (generic) (P-99-1066) | 1817003 | 120886
Poly(arylene ether) (generic) (P-99-1067) | 1817005 | 120887
Polyalkoxylated aromatic amine tint (generic) (P-99-1069) | 1817007 | 120888
Acrylic polymer on the basis of methyl methacrylate and n-butyl methacrylate (generic) (P-99-1070) | 1817009 | 120889
Styrenated alkyd (generic) (P-99-1072) | 1817011 | 120890
Condensation product of an alkylphenol, an alkyl amine and formaldehyde, calcium salts (generic) (P-99-1074) | 1817013 | 120891
Condensation product of an alkylphenol, an alkyl amine, formaldehyde and sulfur, calcium salts (generic) (P-99-1076) | 1817015 | 120892
[1,1'-Biphenyl]-2,2'disulphonic acid, 4,4'-bis[[substituted[-4-[[2-(sulfooxy)ethyl]sulfonyl]phenyl]-substituted]azo]-, salt (generic) (P-99-1077) | 1817017 | 120893
Condensation product of an alkylphenol, an alkyl amine and formaldehyde (generic) (P-99-1078) | 1817019 | 120894
Phenyl methyl-bis(arylazo pyrazolone) (generic) (P-99-1079) | 1817021 | 120895
Naphthaquinone diazide sulfonyl ester mixture of a polynuclear polyhydroxyphenol (generic) (P-99-1080) | 1817023 | 120896
Saturated dicarboxylic acid, polymer with polyester, polyamide and substituted carboxylic acids (generic) (P-99-1081) | 1817025 | 120897
Inorganic salt (generic) (P-99-1082) | 1817027 | 120898
Hydroxyfunctional acrylic copolymer with ethanol, 2-(dimethylamino)- (generic) (P-99-1098) | 1817029 | 120899
N,N-Dimethylethanolamine salt of an oilfree, saturated polyester containing urethane groups (generic) (P-99-1100) | 1817031 | 120900
Fluorosilicone polymer (generic) (P-99-1108) | 1817033 | 120901
Oligomer of C18 hydrogenated dimer fatty acid and ethoxylated fattyalkylamines (generic) (P-99-1114) | 1817035 | 120902
Amide resin (generic) (P-99-1120) | 1817037 | 120903
Styrene-methacrylate copolymer (generic) (P-99-1128) | 1817039 | 120904
Substituted benzenesulfinic acid salt (generic) (P-99-1145) | 1817041 | 120905
Substituted butanoic acid ester (generic) (P-99-1146) | 1817043 | 120906
Substituted butanoic acid (generic) (P-99-1147) | 1817045 | 120907
Substituted alkanoyl chloride (generic) (P-99-1148) | 1817047 | 120908
Calcium long chain alkylphenate sulfide (generic) (P-99-1149) | 1817049 | 120909
Cuprate(3)[3-(hydroxy-.kappa.O)-4-[[2-(hydroxy-.kappa.O)carbomonocycle]azo-.kappa.N1]-carbopolycycle (generic) (P-99-1150) | 1817051 | 120910
Substituted aminophenol (generic) (P-99-1152) | 1817053 | 120911
Substituted aminophenol (generic) (P-99-1153) | 1817055 | 120912
Substituted hexanoic acid esters (generic) (P-99-1154) | 1817057 | 120913
Substituted oxazolidinedione (generic) (P-99-1156) | 1817059 | 120914
Substituted alkane anilide (generic) (P-99-1157) | 1817061 | 120915
Acrylic emulsion copolymer (generic) (P-99-1168) | 1817063 | 120916
Acrylic emulsion copolymer (generic) (P-99-1169) | 1817065 | 120917
Acrylic emulsion copolymer (generic) (P-99-1170) | 1817067 | 120918
Acrylic emulsion copolymer (generic) (P-99-1171) | 1817069 | 120919
Triazolo thiadiazinyl amino substituted acetamide (generic) (P-99-1175) | 1817071 | 120920
Thermoset polymer (generic) (P-99-1178) | 1817073 | 120921
Polyacrylic resin (generic) (P-99-1184) | 1817075 | 120922
Rare earth phosphate (generic) (P-99-1191) | 1817077 | 120923
Rare earth phosphate (generic) (P-99-1192) | 1817079 | 120924
Isocyanate terminated urethane polymer (generic) (P-99-1193) | 1817081 | 120925
Isocyanate, polymer with polyester polyol, propoxylated glycerol, hydroxy-substituted alkane, carboxylic acid anhydride and aliphatic polyether (generic) (P-99-1198) | 1817083 | 120926
Sulfonyl azide intermediate (generic) (P-99-1202) | 1817085 | 120927
Zinc alkaryl dithiophosphate (generic) (P-99-1207) | 1817087 | 120928
Alkyd resin (generic) (P-99-1209) | 1817089 | 120929
Amine neutralized phosphated polyester (generic) (P-99-1217) | 1817091 | 120930
Amine neutralized phosphated polyester (generic) (P-99-1218) | 1817093 | 120931
Substituted benzoic acid ester (generic) (P-99-1222) | 1817095 | 120932
Acrylic copolymer resin (generic) (P-99-1223) | 1817097 | 120933
Acrylic copolymer resin (generic) (P-99-1225) | 1817099 | 120934
Substituted benzoyl chloride (generic) (P-99-1226) | 1817101 | 120935
Styrene-acrylonitrile-based polymer (generic) (P-99-1229) | 1817103 | 120936
Epoxy ester urethane resin (generic) (P-99-1234) | 1817105 | 120937
Catechol-formaldehyde resin (generic) (P-99-1244) | 1817107 | 120938
Polymonomeric polyurethane (generic) (P-99-1247) | 1817109 | 120939
Polyester polyol polyurethane and organopolysiloxane containing hydroxy group copolymer (generic) (P-99-1250) | 1817111 | 120940
Polyamine adduct (generic) (P-99-1252) | 1817113 | 120941
Polyamine adduct (generic) (P-99-1253) | 1817115 | 120942
Substituted benzenesulfonyl chloride (generic) (P-99-1284) | 1817117 | 120943
Substituted benzenesulfinic acid salt (generic) (P-99-1285) | 1817119 | 120944
Condensation of an acrylic modified alkyd resin and urea resin (generic) (P-99-1286) | 1817121 | 120945
Substituted anilino halobenzamide (generic) (P-99-1288) | 1817123 | 120946
Substituted hydroxyphenyl halosubstituted benzamide (generic) (P-99-1290) | 1817125 | 120947
Rosin modified fatty acids, tall-oil, polymer with glycerol, phenols, petroleum naphtha conc., maleic anydride and petroleum distillates (generic) (P-99-1291) | 1817127 | 120948
Substituted phenyl butanoic acid (generic) (P-99-1296) | 1817129 | 120949
Aminoepoxy silane (generic) (P-99-1299) | 1817131 | 120950
Substituted phenyl butanoyl chloride (generic) (P-99-1300) | 1817133 | 120951
Phenyl substituted butanoic acid ester (generic) (P-99-1301) | 1817135 | 120952
Substituted anthraquinone (generic) (P-99-1302) | 1817137 | 120953
Substituted hydroxyhalophenyl halobenzamide (generic) (P-99-1303) | 1817139 | 120954
Substituted benzenesulfonic acid salt (generic) (P-99-1304) | 1817141 | 120955
Copolymer of methyl methacrylate, styrene and cyclohexyl maleimide (generic) (P-99-1306) | 1817143 | 120956
Polymer modified rosin (generic) (P-99-1307) | 1817145 | 120957
Polyol (generic) (P-99-1310) | 1817147 | 120958
Polyol (generic) (P-99-1311) | 1817149 | 120959
Rosin modified phenolic resin (generic) (P-99-1316) | 1817151 | 120960
Vegetable oil, chlorosulfurized (generic) (P-99-1321) | 1817153 | 120961
Vegetable oil, sulfurized (generic) (P-99-1322) | 1817155 | 120962
Modified melamine resin (generic) (P-99-1328) | 1817157 | 120963
Vegetable oil, sulfurized (generic) (P-99-1329) | 1817159 | 120964
Vegetable oil, sulfurized (generic) (P-99-1334) | 1817161 | 120965
Blocked isocyanate (generic) (P-99-1335) | 1817163 | 120966
Racemic substituted dimethyl zirconocene (generic) (P-99-1353) | 1817165 | 120967
Lithium salt of substituted indene (generic) (P-99-1358) | 1817167 | 120968
Substituted bis-indenylsiland (generic) (P-99-1359) | 1817169 | 120969
Lithium salt of substituted bis-indenylsilane (generic) (P-99-1360) | 1817171 | 120970
Substituted zirconocene dichloride, rac isomer (generic) (P-99-1361) | 1817173 | 120971
Aminopolyamide (generic) (P-99-1363) | 1817175 | 120972
Aminopolyamide (generic) (P-99-1364) | 1817177 | 120973
Aromatic polyurethane (generic) (P-99-1365) | 1817179 | 120974
Propanoic acid, 3-hydroxy-2-(hydroxymethyl)-2-methyl-, polymer withdiphenyl carbonate, 1,6-hexanediol, polyoxypropylene diglycidylether, di-N-butylamine, isophorone diisocyanate, diethanolamine, meta-tetramethylxylylene diisocyanate and 2-methyl-1,5-pentanediamine compound with N,N-diethylethanamine (generic) (P-99-1367) | 1817181 | 120975
Alpha olefin - maleic anhydride copolymer, alkyl esters (generic) (P-99-1368) | 1817183 | 120976
Aromatic polyester polyurethane (generic) (P-99-1370) | 1817185 | 120977
Polydimethylsiloxane resin (generic) (P-99-1376) | 1817187 | 120978
Polydimethylsiloxane resin (generic) (P-99-1377) | 1817189 | 120979
Polydimethylsiloxane resin (generic) (P-99-1378) | 1817191 | 120980
Polydimethyldiphenylsiloxane resin (generic) (P-99-1379) | 1817193 | 120981
Disudstituted fluorene (generic) (P-99-1382) | 1817195 | 120982
Methane bridged bis(substituted cyclopentadiene) (generic) (P-99-1383) | 1817197 | 120983
Lithium salt of disubstituted fluorene (generic) (P-99-1384) | 1817199 | 120984
Substituted bis cyclopentadienyl metallocene (generic) (P-99-1385) | 1817201 | 120985
Dimethyl bis(substituted cyclopentadienyl)metallocene (generic) (P-99-1386) | 1817203 | 120986
Hydroxy functional oligomer (generic) (P-99-1392) | 1817205 | 120987
Blocked aromatic isocyanate (generic) (P-99-1393) | 1817207 | 120988
Polyester polyether isocyanate polymer (generic) (P-99-1394) | 1817209 | 120989
Polyester polyether isocyanate polymer (generic) (P-99-1395) | 1817211 | 120990
Polyester polyether isocyanate polymer (generic) (P-99-1396) | 1817213 | 120991
Rubber modified epoxy acrylate (generic) (P-99-1400) | 1817215 | 120992
Salt of acidic polymers (generic) (P-99-1401) | 1817217 | 120993
Acrylic acid ester copolymer with vinylimidazole, grafted with styrene-acrylnitrile copolymer (generic) (P-99-1402) | 1817219 | 120994
Dilithium salt of methane bridged substituted biscyclopentadine (generic) (P-99-1407) | 1817221 | 120995
Polymeric MDI based polyurethane (generic) (P-00-0005) | 1817223 | 120996
Polymeric MDI based polyurethane (generic) (P-00-0006) | 1817225 | 120997
Urethane acrylate (generic) (P-00-0038) | 1817227 | 120998
Polyester acrylate (generic) (P-00-0057) | 1817229 | 120999
Polyester acrylate (generic) (P-00-0058) | 1817231 | 121000
Amine salt (generic) (P-00-0327) | 1817233 | 121001
Perfluoroalkyl epoxide (generic) (P-00-0520) | 1817235 | 121002
Polyester acrylate (generic) (P-00-0736) | 1817237 | 121003
Polyester acrylate (generic) (P-00-0846) | 1817239 | 121004
Urethane acrylate (generic) (P-00-0873) | 1817241 | 121005
Urethane acrylate (generic) (P-00-0874) | 1817243 | 121006
Amine salt (generic) (P-00-0898) | 1817245 | 121007
Polyurethane resin (generic) (P-00-0967) | 1817247 | 121008
Polyurethane resin (generic) (P-00-0968) | 1817249 | 121009
Urethane acrylate (generic) (P-00-0979) | 1817251 | 121010
Urethane acrylate (generic) (P-00-0980) | 1817253 | 121011
Substituted pyridine (generic) (P-00-1029) | 1817255 | 121012
Polyester acrylate (generic) (P-00-1041) | 1817257 | 121013
Polyester acrylate (generic) (P-00-1143) | 1817259 | 121014
Polyurethane polymer (generic) (P-00-1196) | 1817261 | 121015
Alcohol alkoxylate (generic) (P-00-1198) | 1817263 | 121016
Polyurethane prepolymer (generic) (P-01-0030) | 1817265 | 121017
Urethane acrylate (generic) (P-01-0032) | 1817267 | 121018
Polyurethane prepolymer (generic) (P-01-0134) | 1817269 | 121019
Polyurethane prepolymer (generic) (P-01-0135) | 1817271 | 121020
Polyester acrylate (generic) (P-01-0190) | 1817273 | 121021
Urethane acrylate (generic) (P-01-0282) | 1817275 | 121022
Polyurethane prepolymer (generic) (P-01-0374) | 1817277 | 121023
Polyester acrylate (generic) (P-01-0463) | 1817279 | 121024
Polyester acrylate (generic) (P-01-0501) | 1817281 | 121025
Polyurethane prepolymer (generic) (P-01-0504) | 1817283 | 121026
Polyurethane resin (generic) (P-01-0635) | 1817285 | 121027
Polyurethane resin (generic) (P-01-0637) | 1817287 | 121028
Polyester acrylate (generic) (P-01-0651) | 1817289 | 121029
Urethane acrylate (generic) (P-01-0820) | 1817291 | 121030
Polyester acrylate (generic) (P-01-0886) | 1817293 | 121031
Substituted pyridine (generic) (P-02-0095) | 1817295 | 121032
Urethane acrylate (generic) (P-02-0142) | 1817297 | 121033
Polyester acrylate (generic) (P-02-0277) | 1817299 | 121034
Urethane acrylate (generic) (P-02-0562) | 1817301 | 121035
Amine salt (generic) (P-02-0739) | 1817303 | 121036
Polyaromatic urethane (generic) (P-02-0816) | 1817305 | 121037
Polyurethane prepolymer (generic) (P-02-0873) | 1817307 | 121038
Polyurethane resin (generic) (P-03-0119) | 1817309 | 121039
Polyester acrylate (generic) (P-03-0172) | 1817311 | 121040
Urethane acrylate (generic) (P-03-0176) | 1817313 | 121041
Urethane acrylate (generic) (P-03-0199) | 1817315 | 121042
Urethane acrylate (generic) (P-03-0261) | 1817317 | 121043
Acrylate ester (generic) (P-03-0309) | 1817319 | 121044
Polyurethane prepolymer (generic) (P-03-0330) | 1817321 | 121045
Urethane acrylate (generic) (P-03-0584) | 1817323 | 121046
Polyurethane prepolymer (generic) (P-03-0589) | 1817325 | 121047
Acrylate ester (generic) (P-03-0644) | 1817327 | 121048
Alkylbenzenesulfonic acid (generic) (P-04-0009) | 1817329 | 121049
Polyester acrylate (generic) (P-04-0152) | 1817331 | 121050
Polyester acrylate (generic) (P-04-0178) | 1817333 | 121051
Polyester acrylate (generic) (P-04-0190) | 1817335 | 121052
Polyurethane prepolymer (generic) (P-04-0342) | 1817337 | 121053
Urethane acrylate (generic) (P-04-0436) | 1817339 | 121054
Acrylate ester (generic) (P-04-0438) | 1817341 | 121055
Polyurethane prepolymer (generic) (P-04-0462) | 1817343 | 121056
Polyurethane resin (generic) (P-04-0512) | 1817345 | 121057
Urethane acrylate (generic) (P-04-0539) | 1817347 | 121058
Polyurethane prepolymer (generic) (P-04-0546) | 1817349 | 121059
Organosilane ester (generic) (P-04-0707) | 1817351 | 121060
Organosilane ester (generic) (P-04-0745) | 1817353 | 121061
Urethane acrylate (generic) (P-04-0818) | 1817355 | 121062
Urethane acrylate (generic) (P-04-0884) | 1817357 | 121063
Polyurethane polymer (generic) (P-05-0279) | 1817359 | 121064
Substituted benzotriazole (generic) (P-05-0430) | 1817361 | 121065
Polyurethane prepolymer (generic) (P-05-0569) | 1817363 | 121066
Polyurethane polymer (generic) (P-05-0574) | 1817365 | 121067
Acrylate ester (generic) (P-06-0176) | 1817367 | 121068
Polyurethane polymer (generic) (P-06-0680) | 1817369 | 121069
Polyurethane polymer (generic) (P-06-0804) | 1817371 | 121070
Acrylated polyurethane (generic) (P-07-0528) | 1817373 | 121071
Quaternary ammonium compound (generic) (P-08-0124) | 1817375 | 121072
Urethane acrylate (generic) (P-08-0670) | 1817377 | 121073
Polyurethane polymer (generic) (P-08-0686) | 1817379 | 121074
Polyester acrylate (generic) (P-09-0029) | 1817381 | 121075
Polyester acrylate (generic) (P-09-0030) | 1817383 | 121076
Alcohol ethoxylate (generic) (P-09-0207) | 1817385 | 121077
Urethane acrylate (generic) (P-09-0409) | 1817387 | 121078
Polyurethane polymer (generic) (P-09-0564) | 1817389 | 121079
Polyester acrylate (generic) (P-10-0160) | 1817391 | 121080
Urethane acrylate (generic) (P-10-0170) | 1817393 | 121081
Fatty acid amine salt (generic) (P-10-0302) | 1817395 | 121082
Urethane acrylate (generic) (P-10-0430) | 1817397 | 121083
Urethane acrylate (generic) (P-10-0528) | 1817399 | 121084
Urethane acrylate (generic) (P-11-0227) | 1817401 | 121085
Urethane acrylate (generic) (P-12-0054) | 1817403 | 121086
Quaternary ammonium compound (generic) (P-12-0072) | 1817405 | 121087
Urethane acrylate (generic) (P-13-0395) | 1817407 | 121088
Substituted phenol (generic) (P-13-0874) | 1817409 | 121089
Substituted phenol (generic) (P-13-0875) | 1817411 | 121090
Substituted phenol (generic) (P-13-0876) | 1817413 | 121091
Substituted phenol (generic) (P-13-0877) | 1817415 | 121092
Polyurethane polymer (generic) (P-14-0111) | 1817417 | 121093
Mixed alkylmetallic mercaptoester sulfides (generic) (P-14-0231) | 1817419 | 121094
Urethane acrylate (generic) (P-14-0241) | 1817421 | 121095
Substituted acrylamide (generic) (P-14-0618) | 1817423 | 121096
Polyester acrylate (generic) (P-14-0677) | 1817425 | 121097
Polyester acrylate (generic) (P-14-0767) | 1817427 | 121098
Alcohol ethoxylate (generic) (P-14-0775) | 1817429 | 121099
Urethane acrylate (generic) (P-15-0095) | 1817431 | 121100
Urethane acrylate (generic) (P-15-0108) | 1817433 | 121101
Polyester acrylate (generic) (P-15-0119) | 1817435 | 121102
Urethane acrylate (generic) (P-15-0152) | 1817437 | 121103
Aliphatic polyester (generic) (P-15-0305) | 1817439 | 121104
Disubstituted nitrobenzene (generic) (P-80-0295) | 1817441 | 121105
Substituted phenol (generic) (P-81-0077) | 1817443 | 121106
Substituted phenol (generic) (P-81-0085) | 1817445 | 121107
Polyurethane prepolymer (generic) (P-81-0267) | 1817447 | 121108
Trisubstituted phenol (generic) (P-82-0138) | 1817449 | 121109
Trisubstituted phenol (generic) (P-82-0149) | 1817451 | 121110
Polyurethane polymer (generic) (P-83-0097) | 1817453 | 121111
Substituted 2-phenoxypyridine (generic) (P-83-0330) | 1817457 | 121113
Polyurethane resin (generic) (P-83-0359) | 1817459 | 121114
[(Dinitrophenyl)azo]-[2,4-diamino-5-methoxybenzene] derivatives (generic) (P-83-0817) | 1817461 | 121115
[(Dinitrophenyl)azo]-[2,4-diamino-5-methoxybenzene] derivatives (generic) (P-83-0818) | 1817463 | 121116
Polyurethanes (generic) (P-83-1297) | 1817467 | 121118
Urethane acrylate (generic) (P-83-1312) | 1817469 | 121119
Saturated polyester (generic) (P-84-0320) | 1817471 | 121120
Unsaturated organic compound (generic) (P-84-0358) | 1817473 | 121121
Urethane acrylate (generic) (P-84-0389) | 1817475 | 121122
Polyurethane resin (generic) (P-84-0509) | 1817481 | 121125
Unsaturated amino alkyl ester salt (generic) (P-84-0527) | 1817483 | 121126
Unsaturated amino ester salt (generic) (P-84-0537) | 1817485 | 121127
Polyurethane prepolymer (generic) (P-84-0923) | 1817489 | 121129
Aliphatic polyester (generic) (P-84-1142) | 1817493 | 121131
Substituted benzotriazole (generic) (P-84-1165) | 1817495 | 121132
Alkyl ester (generic) (P-85-0182) | 1817497 | 121133
Modified hydrocarbon resin (generic) (P-85-0245) | 1817499 | 121134
Silicone ester polyacrylate (generic) (P-85-0296) | 1817501 | 121135
Trisubstituted phenol (generic) (P-85-0310) | 1817503 | 121136
Substituted benzotriazole (generic) (P-85-0315) | 1817505 | 121137
Monoacrylate (generic) (P-85-0415) | 1817507 | 121138
Aliphatic polyester (generic) (P-85-0684) | 1817509 | 121139
Saturated polyester (generic) (P-85-0707) | 1817511 | 121140
Polyurethane prepolymer (generic) (P-85-0803) | 1817513 | 121141
Saturated polyester (generic) (P-85-0832) | 1817515 | 121142
Aliphatic diurethane acrylate ester (generic) (P-85-1013) | 1817517 | 121143
Acid modified acrylated epoxide (generic) (P-85-1169) | 1817519 | 121144
Acid modified acrylated epoxide (generic) (P-85-1170) | 1817521 | 121145
Polyurethane prepolymer (generic) (P-86-0216) | 1817523 | 121146
Modified acrylic ester (generic) (P-86-0387) | 1817525 | 121147
Methacrylic ester (generic) (P-86-0650) | 1817527 | 121148
Saturated polyester (generic) (P-86-1067) | 1817531 | 121150
Modified hydrocarbon resin (generic) (P-86-1083) | 1817533 | 121151
Substituted hydroxyalkyl alkenoate, [[[[[(1-oxo-2-propenyl)oxy]alkoxy]carbonylamino]substituted]aminocarbonyl]oxy- (generic) (P-86-1088) | 1817535 | 121152
Polyurethane prepolymer (generic) (P-86-1128) | 1817537 | 121153
Epoxy resin (generic) (P-86-1271) | 1817539 | 121154
Epoxy resin (generic) (P-86-1415) | 1817541 | 121155
Unsaturated amino alkyl ester salt (generic) (P-86-1468) | 1817543 | 121156
Halogenated phosphate ester (generic) (P-86-1662) | 1817547 | 121158
Benzene, substituted, alkyl acrylate derivative (generic) (P-86-1692) | 1817549 | 121159
Polyurethane polymer (generic) (P-87-0205) | 1817551 | 121160
Polyurethane polymer (generic) (P-87-0346) | 1817553 | 121161
Aliphatic polyester (generic) (P-87-0477) | 1817555 | 121162
Substituted triazole (generic) (P-87-0593) | 1817557 | 121163
Quaternary ammonium compound (generic) (P-87-0923) | 1817559 | 121164
Polyurethane prepolymer (generic) (P-87-0943) | 1817561 | 121165
Polyurethane polymer (generic) (P-87-1039) | 1817563 | 121166
Fluorinated acrylic copolymer (generic) (P-87-1485) | 1817565 | 121167
Polyurethane polymer (generic) (P-87-1602) | 1817567 | 121168
Substituted aromatic amide (generic) (P-87-1664) | 1817569 | 121169
Polyurethane polymer (generic) (P-87-1788) | 1817571 | 121170
Acrylated polymer (generic) (P-87-1792) | 1817573 | 121171
Substituted benzotriazole (generic) (P-88-0014) | 1817575 | 121172
Aliphatic ester (generic) (P-88-0097) | 1817579 | 121174
Saturated polyester (generic) (P-88-0155) | 1817581 | 121175
Acrylated polyurethane (generic) (P-88-0259) | 1817583 | 121176
Polyterpene resin (generic) (P-88-0308) | 1817587 | 121178
Polyurethane polymer (generic) (P-88-0599) | 1817589 | 121179
Halogenated alkene (generic) (P-88-0608) | 1817591 | 121180
Saturated polyester (generic) (P-88-0804) | 1817593 | 121181
Polymer of alkenoic acid, substituted alkylacrylate, sodium salt (generic) (P-88-0854) | 1817595 | 121182
Epoxy resin (generic) (P-88-1003) | 1817597 | 121183
Epoxy resin (generic) (P-88-1077) | 1817599 | 121184
Brominated aromatic compound (generic) (P-88-1190) | 1817601 | 121185
Substituted pyridine (generic) (P-88-1274) | 1817603 | 121186
Polymer of maleic anhydride, benzenedicarboxylic acid and disubstituted alkylamine (generic) (P-88-1540) | 1817605 | 121187
Terpenes and terpenoids, limonene fraction, polymer with substituted carbopolycycles (generic) (P-88-1617) | 1817607 | 121188
Epoxy resin (generic) (P-88-1765) | 1817609 | 121189
Polyurethane resin (generic) (P-88-1916) | 1817611 | 121190
Polyurethane resin (generic) (P-88-2197) | 1817613 | 121191
Polyurethane resin (generic) (P-88-2199) | 1817615 | 121192
Ethoxylated substituted naphthol (generic) (P-88-2484) | 1817617 | 121193
Substituted oxide-alkylene polymer, methacrylate (generic) (P-88-2566) | 1817621 | 121195
Polyester acrylate (generic) (P-89-0202) | 1817623 | 121196
Polyester acrylate (generic) (P-89-0203) | 1817625 | 121197
Alkanepolyol phosphate ester (generic) (P-89-0448) | 1817627 | 121198
Polyurethane prepolymer (generic) (P-89-0654) | 1817629 | 121199
Methylenebis(4-isocyanato benzene), polymer with polycaprolactone triol and alkoxylated alkanepolyol, hydroxyalkyl methacrylate ester (generic) (P-89-0749) | 1817631 | 121200
Substituted benzenesulfonic acid, alkali metal salt (generic) (P-89-0776) | 1817633 | 121201
Phosphorylated caprolactone, alkyloxoheteromonocycle and polyalkylene polyol alkyl ether (generic) (P-89-0836) | 1817635 | 121202
Phosphorylated caprolactone, alkyloxoheteromonocycle and polyalkylene polyol alkyl ether (generic) (P-89-0837) | 1817637 | 121203
Substituted aromatic amide (generic) (P-89-0927) | 1817639 | 121204
Substituted hydrazine (generic) (P-89-1043) | 1817641 | 121205
Amide of polyamine and organic acid (generic) (P-89-1062) | 1817643 | 121206
Reaction product of alkyl carboxylic acids, alkane polyols, alkyl acrylate, and isophorone diisocyanate (generic) (P-89-1081) | 1817645 | 121207
Thiadiazole derivative (generic) (P-90-0081) | 1817647 | 121208
Polyurethane prepolymer (generic) (P-90-0380) | 1817649 | 121209
Polyurethane polymer (generic) (P-90-0515) | 1817651 | 121210
Substituted pyridine (generic) (P-90-0596) | 1817653 | 121211
Polyurethane resin (generic) (P-90-1337) | 1817655 | 121212
Saturated polyester (generic) (P-90-1611) | 1817657 | 121213
Substituted triphenylmethane (generic) (P-90-1789) | 1817661 | 121215
Substituted triphenylmethane (generic) (P-90-1790) | 1817663 | 121216
Polyurethane polymer (generic) (P-91-0339) | 1817665 | 121217
Polyurethane polymer (generic) (P-91-0412) | 1817667 | 121218
Urethane acrylate (generic) (P-91-0502) | 1817669 | 121219
Epoxidized copolymer of phenol and substituted phenol (generic) (P-91-0598) | 1817671 | 121220
Polyurethane resin (generic) (P-91-1087) | 1817673 | 121221
Polyurethane resin (generic) (P-91-1174) | 1817675 | 121222
Pentaerythritol, mixed esters with carboxylic acids (generic) (P-91-1250) | 1817677 | 121223
Polyurethane resin (generic) (P-92-0440) | 1817679 | 121224
Fluorinated acrylic copolymer (generic) (P-92-0519) | 1817681 | 121225
Polyester/polyamide (generic) (P-92-0555) | 1817683 | 121226
Epoxy resin (generic) (P-92-0607) | 1817685 | 121227
Epoxy resin (generic) (P-92-0672) | 1817687 | 121228
Polyether polyamine (generic) (P-92-0717) | 1817689 | 121229
Polyether polyamine (generic) (P-92-1072) | 1817691 | 121230
Polyether polyamine (generic) (P-92-1073) | 1817693 | 121231
Polyether polyamine (generic) (P-92-1074) | 1817695 | 121232
Polyoxyalkylene substituted aromatic azo colorant (generic) (P-92-1131) | 1817697 | 121233
Polyoxyalkylene substituted aromatic azo colorant (generic) (P-92-1132) | 1817699 | 121234
Polyurethane prepolymer (generic) (P-92-1198) | 1817701 | 121235
Polyurethane resin (generic) (P-92-1259) | 1817703 | 121236
Polyurethane resin (generic) (P-93-0079) | 1817705 | 121237
Substituted phenol (generic) (P-93-0148) | 1817707 | 121238
Nitrobenzoic acid octyl ester (generic) (P-93-0343) | 1817709 | 121239
Trisubstituted phenol (generic) (P-93-0694) | 1817711 | 121240
Substituted phenol (generic) (P-93-0885) | 1817713 | 121241
Substituted phenol (generic) (P-93-0888) | 1817715 | 121242
Polyurethane resin (generic) (P-93-0984) | 1817719 | 121244
Organotin lithium compound (generic) (P-93-1119) | 1817721 | 121245
Alkylsulfonium salt (generic) (P-93-1166) | 1817723 | 121246
Substituted quinoline (generic) (P-93-1183) | 1817725 | 121247
Aliphatic ether (generic) (P-93-1381) | 1817727 | 121248
Fluorinated acrylic copolymer (generic) (P-93-1439) | 1817729 | 121249
Modified hydrocarbon resin (generic) (P-93-1441) | 1817731 | 121250
Polyurethane resin (generic) (P-93-1475) | 1817733 | 121251
Polyurethane resin (generic) (P-93-1476) | 1817735 | 121252
Polyurethane resin (generic) (P-93-1597) | 1817737 | 121253
Substituted triazole (generic) (P-93-1642) | 1817739 | 121254
Saturated polyester (generic) (P-93-1653) | 1817741 | 121255
Fluorinated acrylic copolymer (generic) (P-94-0144) | 1817743 | 121256
Alkyl polyether carboxylic acid ester (generic) (P-94-0232) | 1817745 | 121257
Fluorinated acrylic copolymer (generic) (P-94-0266) | 1817747 | 121258
Substituted azo metal complex dye (generic) (P-94-0337) | 1817749 | 121259
Branched alkyldimethylamine oxides (generic) (P-94-0357) | 1817751 | 121260
Alcohol alkoxylate (generic) (P-94-0485) | 1817753 | 121261
Substituted pyridine (generic) (P-94-0494) | 1817755 | 121262
Substituted azo metal complex dye (generic) (P-94-0499) | 1817757 | 121263
Saturated polyester (generic) (P-94-1407) | 1817761 | 121265
Alcohol alkoxylate (generic) (P-94-1440) | 1817763 | 121266
Polyurethane polymer (generic) (P-94-1713) | 1817769 | 121269
Polyurethane prepolymer (generic) (P-94-1746) | 1817771 | 121270
Epoxy resin (generic) (P-94-1817) | 1817773 | 121271
Epoxy resin (generic) (P-94-1818) | 1817775 | 121272
Perfluoroalkylethyl acrylate copolymer (generic) (P-94-1891) | 1817777 | 121273
Substituted phenol (generic) (P-94-2215) | 1817779 | 121274
Substituted phenol (generic) (P-94-2216) | 1817781 | 121275
Substituted purine metal salt (generic) (P-95-0175) | 1817785 | 121277
Perfluoroalkylethyl acrylate copolymer (generic) (P-95-0241) | 1817787 | 121278
Aminofluoran derivative (generic) (P-95-0512) | 1817789 | 121279
Trifunctional ketoximino silane (generic) (P-95-0605) | 1817791 | 121280
Polyether acrylate (generic) (P-95-0666) | 1817793 | 121281
Hydroxy terminated polyester (generic) (P-95-1213) | 1817797 | 121283
Epoxy resin (generic) (P-95-1219) | 1817799 | 121284
Triethanolamine salts of fatty acids (generic) (P-95-1345) | 1817801 | 121285
Silylated polyurethane (generic) (P-95-1356) | 1817803 | 121286
Polyurethane polymer (generic) (P-95-1733) | 1817805 | 121287
Quaternary ammonium hydroxide (generic) (P-95-1806) | 1817807 | 121288
Substituted ethoxyethylamine phosphonate (generic) (P-95-1950) | 1817809 | 121289
Polyurethane resin (generic) (P-95-2045) | 1817811 | 121290
Polyurethane prepolymer (generic) (P-96-0013) | 1817813 | 121291
Saturated polyester (generic) (P-96-0284) | 1817815 | 121292
Polyurethane polymer (generic) (P-96-0305) | 1817817 | 121293
Polyurethane polymer (generic) (P-96-0413) | 1817819 | 121294
Salt of a substituted polyalkylenepolyamine (generic) (P-96-0585) | 1817821 | 121295
Substituted pyridine azo substituted phenyl (generic) (P-96-0767) | 1817823 | 121296
Substituted pyridine azo substituted phenyl (generic) (P-96-0773) | 1817825 | 121297
Modified hydrocarbon resin (generic) (P-96-0775) | 1817827 | 121298
Phenothiazine derivative (generic) (P-96-0813) | 1817829 | 121299
Substituted resorcinols (generic) (P-96-0990) | 1817831 | 121300
Organosilane ester (generic) (P-96-1087) | 1817833 | 121301
Isoalkyldimethylamine (generic) (P-96-1320) | 1817835 | 121302
Alkylpoly(oxyalkylene)amine (generic) (P-96-1422) | 1817837 | 121303
Salt of a modified tallow alkylenediamine (generic) (P-96-1425) | 1817839 | 121304
Alcohol alkoxylate (generic) (P-96-1429) | 1817841 | 121305
Alkylpoly(oxyalkylene)amine (generic) (P-96-1430) | 1817843 | 121306
Polyester acrylate (generic) (P-96-1577) | 1817845 | 121307
Organosilane ester (generic) (P-96-1599) | 1817847 | 121308
Epoxy resin (generic) (P-96-1642) | 1817849 | 121309
Alkyl substituted quaternary ammonium chloride (generic) (P-97-0057) | 1817851 | 121310
Polyester acrylate (generic) (P-97-0140) | 1817853 | 121311
Fluorinated acrylic copolymer (generic) (P-97-0152) | 1817855 | 121312
Modified hydrocarbon resin (generic) (P-97-0360) | 1817857 | 121313
Polyurethane polymer (generic) (P-97-0522) | 1817859 | 121314
Polyester acrylate (generic) (P-97-0571) | 1817861 | 121315
Polyurethane polymer (generic) (P-97-0615) | 1817863 | 121316
Polyurethane polymer (generic) (P-97-0626) | 1817865 | 121317
Polyether acrylate (generic) (P-97-0650) | 1817867 | 121318
Polyether acrylate (generic) (P-97-0651) | 1817869 | 121319
Polyester acrylate (generic) (P-97-0701) | 1817871 | 121320
Polyester acrylate (generic) (P-97-0967) | 1817873 | 121321
Epoxy resin (generic) (P-97-0968) | 1817875 | 121322
Epoxy resin (generic) (P-97-0972) | 1817877 | 121323
Polyurethane prepolymer (generic) (P-97-1007) | 1817879 | 121324
Polyurethane prepolymer (generic) (P-98-0108) | 1817881 | 121325
Polyurethane prepolymer (generic) (P-98-0258) | 1817883 | 121326
Organosilane ester (generic) (P-98-0276) | 1817885 | 121327
Polyurethane resin (generic) (P-98-0292) | 1817887 | 121328
Polyurethane polymer (generic) (P-98-0494) | 1817889 | 121329
Epoxy resin (generic) (P-98-0636) | 1817891 | 121330
Polyester acrylate (generic) (P-98-0758) | 1817893 | 121331
Polyurethane prepolymer (generic) (P-98-0761) | 1817895 | 121332
Polyurethane prepolymer (generic) (P-98-0914) | 1817897 | 121333
Modified hydrocarbon resin (generic) (P-98-0925) | 1817899 | 121334
Polyester acrylate (generic) (P-98-0942) | 1817901 | 121335
Urethane acrylate (generic) (P-98-1030) | 1817903 | 121336
Polyurethane prepolymer (generic) (P-98-1063) | 1817905 | 121337
Urethane acrylate (generic) (P-98-1081) | 1817907 | 121338
Aminoester of polyalkenylated alkyldicarboxylic acid (generic) (P-99-0115) | 1817909 | 121339
Polyester acrylate (generic) (P-99-0223) | 1817911 | 121340
Epoxy resin (generic) (P-99-0292) | 1817913 | 121341
Fatty alkyl phosphate, alkali metal salt (generic) (P-99-0385) | 1817915 | 121342
Polyester acrylate (generic) (P-99-0407) | 1817917 | 121343
Polyalkylene oxide dialkylamine (generic) (P-99-0423) | 1817919 | 121344
Polyether modified fatty acids (generic) (P-99-0435) | 1817921 | 121345
Polyalkenylalkylphenol (generic) (P-99-0472) | 1817923 | 121346
Mixed metal oxide (generic) (P-99-0511) | 1817925 | 121347
Modified hydroxystyrene homopolymer (generic) (P-99-0610) | 1817927 | 121348
Amidoamine modified polyethylene glycol (generic) (P-99-0645) | 1817929 | 121349
Polyester acrylate (generic) (P-99-0647) | 1817931 | 121350
Polyurethane prepolymer (generic) (P-99-0721) | 1817933 | 121351
Polyester acrylate (generic) (P-99-0843) | 1817935 | 121352
Urethane acrylate (generic) (P-99-0996) | 1817937 | 121353
Modified hydrocarbon resin (generic) (P-99-1015) | 1817939 | 121354
Acrylate ester (generic) (P-99-1038) | 1817941 | 121355
Sulfinic acid derivative (generic) (P-99-1106) | 1817943 | 121356
Polyester acrylate (generic) (P-99-1249) | 1817947 | 121358
Quaternary ammonium chloride intermediate (generic) (P-97-0560) | 1817949 | 121359
Alkoxyphenol, 4-dihydroalkylpyran, isomer mix (generic) (P-82-1033) | 1817951 | 121360
3-Cycloalkene-1-carboxyaldehyde, alkyl-1-(trialkyl-3-cycloalkene) (generic) (P-95-1498) | 1817953 | 121361
Carboxyalkyl(aryl)phosphinic acid anhydride (generic) (P-96-1498) | 1817955 | 121362
Anhydride of alkenoic acid with (halo-oxyalkyl)aryl phosphinic acid (generic) (P-96-1498) | 1817957 | 121363
Mixed carboxylic acids, dilithium salts (generic) (P-98-0841) | 1817959 | 121364
1,1'-Methylenebis[isocyanatobenzene], polymer with polyvinyl polyols, a polyester polyol, and a modified polyvinyl copolymer (generic) (P-00-0362) | 1817961 | 121365
3-[[3-(dimethylamino)propyl][(tridecafluorohexyl)sulfonyl]amino]-2-substituted-1-propanesulfonic acid, sodium salt (generic) (30575732) | 1817963 | 121366
Fatty acids, reaction products with polyethylenepolaymines, hydrochloride (generic) (30874150) | 1817965 | 121367
Fatty acids, reaction products with polyethylenepolyamines, hydrochloride (generic) (30874168) | 1817967 | 121368
2,7-Naphthalenedisulfonic acid, 4-amino-5-hydroxy[[[(substituted phenyl)amino] substituted phenylazo]diphenyl]azo-, phenylazo-, disodium salt (generic) (31700727) | 1817969 | 121369
4-(substituted naphthalenyl)azo-diphenylyl azo-substituted carbopolycycle azo benzenesulfonic acid, sodium salt (generic) (31752819) | 1817971 | 121370
4-(Substituted phenyl)azo biphenylyl azo-substituted carbopolycycloazo benzenesulfonic acid, sodium salt (generic) (32089153) | 1817973 | 121371
4-(Substituted phenyl)azo biphenylyl azo - substituted carbopolycycle azo benzenesulfonic acid, sodium salt (generic) (32089237) | 1817975 | 121372
Phenylazoaminohydroxynaphthalenylazobiphenylazo substituted benzenesodium sulfonate (generic) (32853012) | 1817977 | 121373
N-Alkylnitroalkanamine (generic) (30020507) | 1817979 | 121375
Nitrogenheterocycle, polymer with .alpha.-hydroxy-.omega.-hydroxypoly(oxy-1,2-ethanediyl) and 1,1'-methylenebis[4-isocyanatocyclohexane] (generic) (30030084) | 1817981 | 121376
Substituted alkanoic acid, 2-carboxy-2-methyl-1,3-propanediyl ester (generic) (30030639) | 1817983 | 121377
Monosubstituted methane rosin, maleic anhydride polymer ester with pentaerythritol (generic) (30031595) | 1817985 | 121378
Polymer of rosin, fumaric acid adduct, alkenedioic acid, substituted 2-hydroxymethyl-1,3-propanediol, ester with pentaerythritol (generic) (30032452) | 1817987 | 121379
Trihydroxy disubstituted alkane, poly(alkyl) ether, polymer with 1,1'-methylenebis[4-isocyanatocyclohexane], hydroxypropyl acrylate-terminated (generic) (30033088) | 1817989 | 121380
(2'-Bromo-6'-chloro-4'-nitrophenylazo)-3-chloro-4-substituted benzene benzene (generic) (30035620) | 1817991 | 121381
Alkenes, polymers with isophthalic acid, maleic anhydride, menhadenoil, pentaerythritol and petroleum distillates (generic) (30049886) | 1817993 | 121382
Poly(ethylene-propylene) glycol, alkylphenol, formaldehyde, alkylcarboxylic acid polymer (generic) (30070585) | 1817995 | 121383
Poly(dimethylamino ethyl methacrylate) reacted with .alpha.-, .omega.-substituted polyethylene oxide (generic) (30070726) | 1817997 | 121384
Reaction product of N-(2,4-dinitrophenyl) acetamide, dioxoheteropolycycle and sodium polysulfide (generic) (30072557) | 1817999 | 121385
Reaction product of sodium sulfide (Na2Sx) and the product resulting from the catalyzed reaction of a carbopolycycle and sulfur (generic) (30072573) | 1818001 | 121386
Propanenitrile, 3-[4-[(2,4-dibromo-6-substituted phenyl)azo]-N-methylanilino]- (generic) (30072581) | 1818003 | 121387
Benzene, 1-chloro-2,4-dinitro derivative, reaction products with sodium hydroxide and sodium polysulfide, oxided (generic) (30072656) | 1818005 | 121388
Benzene, 1-chloro-2,4-dinitro deriv., reaction products with sodiumhydroxide and sodium polysulfide salt, oxidized reaction products with sodium polysulfide (generic) (30072672) | 1818007 | 121389
Oxidation product of the product resulting from the reaction of 1-chloro-2,4-dinitrobenzene, N-cyano-N-substituted amine, sodium hydroxide and sodium amine (generic) (30072680) | 1818009 | 121390
Benzene, 1-chloro-2,4-dinitro-, reaction product with cyanoamine deriv., sodium hydroxide and sodium polysulfide, oxidized, reaction products withsodium polysulfide (generic) (30072698) | 1818011 | 121391
Propanenitrile, 3-[[2-(acetyloxy)ethyl][4-[(dichloroheteropolycycle)azo]phenyl]ethylamino]- (generic) (30072821) | 1818013 | 121392
Reaction product of 1,3-benzenediamine, 4-methyl-, benzenediamine, 4-substituted-, 1,4-benzenediamine, carbonic acid, disodium salt and sulfur (generic) (30072888) | 1818015 | 121393
Reaction product of substituted copper phthalocyanine, hydrochloricacid, sodium nitrite, sodium thiocyanate and sodium polysulfide, oxidized (generic) (30072896) | 1818017 | 121394
Substituted tetrahydroimidazolylurea (generic) (30076368) | 1818019 | 121395
Polymer of caprolactam, laurolactam, hexamethylenediamine, alkanedioic acids (generic) (30076616) | 1818021 | 121396
Polymer of caprolactam, laurolactam, hexamethylenediamine, aminoalkanoic acid (generic) (30076681) | 1818023 | 121397
Polymer of laurolactam, hexamethylenediamine, alkanedioic acids (generic) (30076723) | 1818025 | 121398
Reaction product of methylheteromonocycle and epichlorohydrin (generic) (30077267) | 1818027 | 121399
Reaction product of heteromonocycle and benzyl chloride (generic) (30077333) | 1818029 | 121400
Reaction product of dimethylheteromonocycle and epichlorohydrin (generic) (30077341) | 1818031 | 121401
Reaction product of diazotized alkyl derivatives of phenylazobenzenamine and mixed alkylamino naphthalenes (generic) (30077556) | 1818033 | 121402
1-[(N-ethyl)-N-(3'-methyl)]-4'-[1'',1''-bis(4'''-N',N-diethylaminophenyl)]-[(carbonium)phenyl]-amino, alkoxy alkyl derivative (generic) (30078000) | 1818035 | 121403
2-Hydroxy-4-di(2'-hydroxy-3'-alkyloxypropyl)amino-2',5'-dimethoxy-4'-phenylazobenzene (generic) (30078034) | 1818037 | 121404
Cobaltate bis[substituted phenylazo, substituted phenylazophenolato] mixed alkyl derivatives, dihydrogen, compounds with alkylamines (generic) (30078042) | 1818039 | 121405
2-Hydroxy-4-di(substitutedoxypropyl)amino-2'-methoxy-4'-phenylazo substitutedazobenzenes (generic) (30078059) | 1818041 | 121406
Alkylamine salt of [(hydroxychlorophenyl azo)substitutedaminonaphthaalene]cobaltIII (generic) (30078075) | 1818043 | 121407
Alkylamine salt of bis[(substituted phenylazo)alkanoic anilide]cobaltIII (generic) (30078083) | 1818045 | 121408
Alkylamine salt of bis[(substituted phenylazo)pyrazole]cobalt(III) (generic) (30078091) | 1818047 | 121409
Naphthalenamino alkyl derivative (generic) (30078109) | 1818049 | 121410
1,3-Benzenediamine, 4-[(2-chloro-4-nitrophenyl)azo]-alkyl alkyl derivative (generic) (30078133) | 1818051 | 121411
Alkyl substituted benzenediamine (generic) (30078141) | 1818053 | 121412
1,3-Benzenediamine, 4-[(2-chloro-4-nitrophenyl)azo]-alkyl alkyl derivative (generic) (30078158) | 1818055 | 121413
1,3-Benzenediamine, 4-[(2-chloro-4-nitrophenyl)azo]-alkyl alkyl derivative (generic) (30078166) | 1818057 | 121414
Alkyl substituted benzenediamine (generic) (30078182) | 1818059 | 121415
Alkyl substituted benzenediamine (generic) (30078190) | 1818061 | 121416
Alkylaminohydroxyanthroquinone (generic) (30078208) | 1818063 | 121417
Alkylaminohydroxyanthroquinone (generic) (30078216) | 1818065 | 121418
Alkylaminohydroxyanthroquinone (generic) (30078224) | 1818067 | 121419
Naphthalenamino alkyl derivative (generic) (30078240) | 1818069 | 121420
Alkylamine salt of (1:2) cobalt complex of substituted (hydroxy substituted phenylazo)pyrazolone (generic) (30078257) | 1818071 | 121421
Cuprate, phthalocyanine derivative, alkylamine salt (generic) (30078265) | 1818073 | 121422
Alkylamine salt of bis[2,2'-dioxydi[substituted oxypropyl]amino substituted azobenzene]cobalt(III) (generic) (30078273) | 1818075 | 121423
Alkylamine salt of bis[(substituted phenylazo)pyrazole]cobalt(III) (generic) (30078281) | 1818077 | 121424
Alkylamine salt of bis[2,2'-dioxydi[substituted oxypropyl]amino substituted azobenzene]cobalt(III) (generic) (30078711) | 1818079 | 121425
Alkylamine salt of bis[2,2'-dioxydi[substituted oxypropyl]amino substituted azobenzene]iron (generic) (30078729) | 1818081 | 121426
N-Alkoxy hydroxy substituted aminophenol (generic) (30078745) | 1818083 | 121427
Alkanoic acid, potassium sodium complex (generic) (30080766) | 1818085 | 121428
Salt of modified polygalactouronic acid (generic) (30082952) | 1818087 | 121429
m-Phenoxybenzyl derivative (generic) (30093975) | 1818089 | 121430
Linseed oil, polymer with isophthalic acid, modified rosin and pentaerythritol (generic) (30095228) | 1818091 | 121431
Fatty acids, trimethylolpropane esters (generic) (30097653) | 1818093 | 121432
Isoalkyl phosphates, N-tallowalkyltrimethylenediamine salt (generic) (30100341) | 1818095 | 121433
Ethanol derivative, compd. with .alpha.-phenyl-.omega.-hydroxypoly(oxy-1,2-ethanediyl) phosphate (generic) (30106140) | 1818097 | 121434
Acrylonitrile, butadiene, styrene, acrylic acid derivative polymer (generic) (30106660) | 1818099 | 121435
Dihydroxy polyalkane ether, polymer with 1,3-diisocyanatomethylbenzene, 2-hydroxypropyl methacrylate-blocked (generic) (30115091) | 1818101 | 121436
Hydrogenated petroleum polymer (generic) (30120554) | 1818103 | 121437
Derivative of oxyethylene phosphate, sodium salt (generic) (30125645) | 1818105 | 121438
Octadecanoic acid, monoester with 1,2,3-propanetriol, polymer with 1,3-diisocyanatomethylbenzene, bis[(substituted oxy)methyl]-1-butanol-terminated (generic) (30128441) | 1818107 | 121439
Phenyl trimethylpentanediol phosphite (generic) (30142855) | 1818109 | 121440
Inorganic acid, reaction products with substituted diamide, formalin and urea (generic) (30143358) | 1818111 | 121441
Linseed oil, polymer with isophthalic acid, pentaerythritol and modified rosin (generic) (30146609) | 1818113 | 121442
Linseed oil, polymer with formaldehyde, isophthalic acid, maleic anhydride, pentaerythritol, phenolic resin and toluene diisocyanate (generic) (30148464) | 1818115 | 121443
Sodium carbopolycyclic complex with alkyl diether (generic) (30152342) | 1818117 | 121444
Poly(oxy-1,2-ethanediyl), .alpha.-nonylphenyl)-.omega.-hydroxy-, phosphate, mixed metal salts (generic) (30153209) | 1818119 | 121445
(Z,Z)-[.mu.-[(1,2-Ethanediyl di-2-butenedioato)(2-)]]di(metallophenyl) derivative (generic) (30153662) | 1818121 | 121446
Substituted (hydroxyphenylazoheteromonocycle)hydroxy- (substituted hydroxyphenyl)azonaphthalene, chromium complex, sodium salt (generic) (30154819) | 1818123 | 121447
Bis substituted (hydroxyphenyl azo heteromonocycle) chromium complex, sodium salt (generic) (30154827) | 1818125 | 121448
Heteropolycycle, [4-(diethylamino)phenyl]azo-trisubstituted, chloride (generic) (30154843) | 1818127 | 121449
1,3-Benzenedicarboxylic acid, polymer with 1,6-hexanediol, substituted alkane, 2,2'-[1,2-ethanediylbis(oxy)]bis[ethanol] and 1,3-isobenzofurandione (generic) (30157234) | 1818129 | 121450
Oxoheteromonocycle, polymer with trihydroxy disubstituted, alkane, and 1,1'-methylenebis[4-isocyanatocyclohexane], bis[(substituted oxy)methyl]-1-butanol-terminated (generic) (30159347) | 1818131 | 121451
Sulfurized reaction product of vegetable oil and methyl ester of alkylenecarboxylic acid (generic) (30162614) | 1818133 | 121452
Oxidized, vegetable oil, polymer (generic) (30163521) | 1818135 | 121453
1,2-Benzenedicarboxylic acid, di-2-propenyl ester, polymer with 2-propenoic acid derivatives, ammonium salt (generic) (30169288) | 1818137 | 121454
Tung oil, polymer with coal derived solvents (generic) (30171441) | 1818139 | 121455
Linseed oil, polymer with coal derived solvents (generic) (30174338) | 1818141 | 121456
Siloxanes and Silicones, dimethyl, 3-hydroxypropyl-terminated, ethers with polyethylene glycol substituted alkanoate (generic) (30185268) | 1818143 | 121457
1,3-Benzenedicarboxylic acid, polymer with alkanediol, 2-ethyl-2-(hydroxymethyl)-1,3-propanediol and 2,2'-[1,2-ethanediylbis(oxy)]bis[ethanol] (generic) (30186134) | 1818145 | 121458
Animal and vegetable oils, alkenyl alcohol, sulfated, sodium salts (generic) (30188296) | 1818147 | 121459
5-Isocyanato-1-(isocyanatomethyl)-1,3,3-trimethylcyclohexane, polymer with .alpha.-hydro-.omega.-hydroxypoly[oxy(methyl-1,2-ethanediyl)] ether with alkanetriol (3:1) and .alpha.-hydro-.omega.-(oxy-6,1-hexanol)poly[oxy-1,6-hexanediyloxycarbonyl-1,3-phenylenecarbonyl] (generic) (30189989) | 1818149 | 121460
Poly(1,2-propylenedioxy-1,3-benzenedicarboxylate-trans-butenedioate), reaction product with diallyl phthalate and disubstituted toluene (generic) (30222194) | 1818151 | 121461
1-Myristoxy-2-hydroxypropyl lauryl alkenylylate (generic) (30224703) | 1818153 | 121462
Phosphomolybdate of 4-amino-.alpha.,.alpha.-bis(phenylaminophenyl)benzenemethanol derivative (generic) (30226146) | 1818155 | 121463
Polymer of acrylonitrile, vinyl bromide and substituted benzenesulfonic acid sodium salt (generic) (30228795) | 1818157 | 121464
Rosin polymer with substituted alkanes, formaldehyde and tung oil (generic) (30236921) | 1818159 | 121465
Calcium salt of dioxodisulfocarbopolycyclic carboxylic acid (generic) (30251078) | 1818161 | 121466
4-[[Diacyloxyalkyl]amino]-4-(phenylazo)azobenzene (generic) (30251086) | 1818163 | 121467
4'-Substituted-4-(4-hydroxyphenylazo)-3-methoxy-6-methylazobenzene (generic) (30251128) | 1818165 | 121468
(Chloromethylphenyl)azo(hydroxyheteropolycycle) (generic) (30251219) | 1818167 | 121469
Hydroxymethanesulfonic acid, sodium salt, polymer with substituted alkane and phenol (generic) (30252134) | 1818169 | 121470
Cyanoguanidine polymer with diammonium sulfate and substituted alkane (generic) (30252704) | 1818171 | 121471
Sulfomethylated copolymer of phenol, phenol derivative and formaldehyde (generic) (30253827) | 1818173 | 121472
Heteropolycyclesulfonic acid, [4-[[2,4,6(1H,3H,5H)pyrimidinetrion-5-yl]azo]phenyl]lithium salt (generic) (30253892) | 1818175 | 121473
Carboxylic acids, hydrogenated, polymers with pentaerythritol and phthalic anhydride (generic) (30257141) | 1818177 | 121474
N,N,N-Trisubstituted triazine (generic) (30257562) | 1818179 | 121475
Locust bean gum ether with polyalkyl ammonium substituted alkane (generic) (30257653) | 1818181 | 121476
Hexanedioic acid, polymer with 1,3-diisocyanatomethylbenzene and mixed alkanols (generic) (30263073) | 1818183 | 121477
Isocyanate terminated polyether polymer hydroxyethyl methacrylate resin (generic) (30265003) | 1818185 | 121478
Benzimidazole thioether (generic) (30265169) | 1818187 | 121479
Substituted aminovinyl benzimidazolium iodide (generic) (30265300) | 1818189 | 121480
Aminohydroxyalkylcarbamonocyclic ketone (generic) (30265359) | 1818191 | 121481
Triarylphosphine metal salt (generic) (30265516) | 1818193 | 121482
Heteropolycyclicsulfide, metal salt (generic) (30265524) | 1818195 | 121483
Hexanedioic acid, polymer with 1,3-diisocyanatomethylbenzene, substituted diol, 1,6-hexanediol, substituted propanoic acid and 2-oxepanone (generic) (30267348) | 1818197 | 121484
Alkanols, polymer with 1,3-benzenedicarboxylic acid, 1,4-cyclohexanedimethanol, hexanedioic acid, 1,1'-methylenebis[4-isocyanatobenzene] and 2-oxepanone (generic) (30267793) | 1818199 | 121485
Propane derivative, toluene diisocyanate, alkene ester resin (generic) (30267975) | 1818201 | 121486
2,2'-[Ethylenebis(nitrilomethylidene)]-di(methylheterocycle) (generic) (30267991) | 1818203 | 121487
2,2'-[Ethylenebis(nitrilomethylidene)]-diheterocycle (generic) (30268007) | 1818205 | 121488
Propane derivative, toluene diisocyanate, alkene ester resin (generic) (30268023) | 1818207 | 121489
Propane derivative, toluene diisocyanate, alkene ester resin (generic) (30268031) | 1818209 | 121490
1,3-Benzenedicarboxylic acid, polymer with hexanedioic acid, 1,1'-methylenebis[4-isocyanatocyclohexane] and mixed alkanols (generic) (30268163) | 1818211 | 121491
Hexanedioic acid, polymer with substituted ethanol, 1,3-diisocyanatomethylbenzene, 2,2-dimethyl-1,3-propanediol, 1,6-hexanediol and .alpha.-hydro-.omega.-hydroxypoly(oxy-1,2-ethanediyl) (generic) (30268205) | 1818213 | 121492
Hexanedioic acid, polymer with substituted ethanol, 1,3-dimethylbenzene, substituted propanediol and 1,6-hexanediol (generic) (30268312) | 1818215 | 121493
2-Propenoic acid, 2-methyl-, 2-hydroxyethyl ester, polymer with 1,3-diisocyanatomethylbenzene and poly[oxy(alkanediyl)] (generic) (30268593) | 1818217 | 121494
Aromatic urethane with methacrylate and groups (generic) (30268601) | 1818219 | 121495
Benzenesulfonic acid, 2,2'-[(2,4-dihydroxy-m-phenylene)bis(azo-p-phenyleneimino)]bis[5-substituted (generic) (30280291) | 1818221 | 121496
Alkyl-1-(phenylazo)-2-naphthol (generic) (30280325) | 1818223 | 121497
Alkyl-1-[[4-[(2,4-dimethylphenyl)azo]-2-methylphenyl]azo]-2-naphthol (generic) (30280465) | 1818225 | 121498
Alkyl-2-[[4-[(4-methylphenyl)azo]phenyl]azo]phenol (generic) (30280507) | 1818227 | 121499
Polymer of heteromonocycletriamine with 3-[alkoxy (C10)]propanamine, 3-[alkoxy(C12-15)]propanamine, 2-aminoethanol, N-(2-aminoethyl)-1,2-ethanediamine, 1,6-hexanediamine and 2,2'-iminobis(ethanol) (generic) (30280606) | 1818229 | 121500
Polymer of heteromonocycletriamine and 1,6-hexanediamine (generic) (30280663) | 1818231 | 121501
Tall oil, substituted alkane reaction product (generic) (30280671) | 1818233 | 121502
Polymer of heteromonocycletriamine, 2-aminoethanol and formaldehyde (generic) (30280754) | 1818235 | 121503
Polymer of propylene glycol, ethylene glycol, alkylene polyol, phthalic anhydride, fumaric acid and fatty acid dimer (generic) (30280903) | 1818237 | 121504
Butyric acid, 2-[p-(substituted)phenyl]-3-methyl-, sodium salt, (-)- (generic) (30280929) | 1818239 | 121505
Butyric acid, 2-[p-(substituted) phenyl]-3-methyl-, methyl ester (generic) (30280945) | 1818241 | 121506
Phthalocyaninedisulfonic acid, bis[[4-[bis[2-[(hydroxymethyl)carbamoyl]ethyl]sulfamoyl]phenyl]substituted]-, disodium salt, copper II derivative (generic) (30281208) | 1818243 | 121507
Thionated anilinophenol (generic) (30281240) | 1818245 | 121508
Polymer of heteromonocycletriamine with alkanamine (C16), 2-aminoethanol, 1,6-hexanediamine and 2,2'-iminobis(ethanol) (generic) (30281588) | 1818247 | 121509
Polymer of heteromonocycletriamine with 3-(C10-alkoxyl)propanamine,1,6-hexanediamine and hydrogenated tall oil amine (generic) (30281604) | 1818249 | 121510
Polymer of heteromonocycletriamine with alkanamine (C12), 2-aminoethanol, and 1,6-hexanediamine (generic) (30281653) | 1818251 | 121511
Polymer of heteromonocycletriamine with alkanamine (C16), ethanol and N-(2-aminoethyl)-1,2-ethanediamine (generic) (30281661) | 1818253 | 121512
Polymer of heteromonocycletriamine with alkanamine (C12), 2-aminoethanol and N-(2-aminoethyl)-1,2-ethanediamine (generic) (30281679) | 1818255 | 121513
Benzenamine, (phenylazo)-, alkylated, hydrochloride (generic) (30281737) | 1818257 | 121514
Reaction product of heteromonocycletriamine and 2-aminoethanol (generic) (30281760) | 1818259 | 121515
Reaction product of heteromonocycletriamine and methyloxirane (generic) (30281778) | 1818261 | 121516
2-Propenoic acid, butyl ester, polymer with methyl 2-methyl-2-propenoate and acetic acid, alkoxyl-2-[(1-oxo-2-propenyl)amino]-, butyl ester (generic) (30281786) | 1818263 | 121517
2-Propenoic acid, butyl ester, polymer with methyl 2-methyl-2-propenoate, 2-propenoic acid, and ethyl alkoxy-2-[(1-oxo-2-propenyl)amino]acetate (generic) (30281794) | 1818265 | 121518
[N-(C15-30)alkylcarbamoyl]heteromonocycle (generic) (30281828) | 1818267 | 121519
1,4-Bis(1-substituted-1-methylethyl)benzene (generic) (30281844) | 1818269 | 121520
1,3-Bis(substituted methyl)-4,6-dimethylbenzene (generic) (30281851) | 1818271 | 121521
2-Propenoic acid, butyl ester, polymer with methyl alkoxy-2-[(1-oxo-2-propenyl)amino]acetate and methyl 2-methyl-2-propenoate (generic) (30281919) | 1818273 | 121522
Polymer of heteromonocycletriamine with 2-aminoethanol and N-(2-aminoethyl)-1,2-ethanediamine (generic) (30281927) | 1818275 | 121523
Ethyl alkoxy-2-[(1-oxo-2-propenyl)amino]acetate (generic) (30281935) | 1818277 | 121524
Butyl alkoxy-2-[(1-oxo-2-propenyl)amino]acetate (generic) (30281943) | 1818279 | 121525
Polymer of heteromonocycletriamine with 2-aminoethanol, N-(2-aminoethyl)-1,2-ethanediamine and octanamine (generic) (30281950) | 1818281 | 121526
Polymer of heteromonocycletriamine with 1,6-hexanediamine and 2,2'-iminobis(ethanol) (generic) (30281968) | 1818283 | 121527
Polymer of heteromonocycletriamine with 4,4'-methylenebis(cyclohexanamine) (generic) (30281976) | 1818285 | 121528
Polymer of heteromonocycletriamine with N-(2-aminoethyl)-1,2-ethanediamine (generic) (30281984) | 1818287 | 121529
Methyl alkoxy-2-[(1-oxo-2-propenyl)amino]acetate (generic) (30281992) | 1818289 | 121530
Polymer of heteromonocycletriamine with N-(2-aminoethyl)-1,2-ethanediamine and 2,2'-iminobis(ethanol) (generic) (30282008) | 1818291 | 121531
Fatty acids, tall-oil polymers with glycerol, linseed oil, maleic anhydride, pentaerythritol, phthalic anhydride and modified rosin (generic) (30282024) | 1818293 | 121532
Rosin acids and resin acids, esters with polyols, polymers with alkenes, formaldehyde, petroleum distillates, substituted benzene and tung oil (generic) (30282164) | 1818295 | 121533
Rosin, modified, polymer with glycerol, phthalic anhydride and soybean oil (generic) (30282248) | 1818297 | 121534
Tung oil, polymer with formaldehyde, substituted phenols and tung oil (generic) (30282305) | 1818299 | 121535
Castor oil, dehydrated, polymer with glycerol, isophthalic acid, soybean oil, petroleum distillates, styrene and tung oil (generic) (30282370) | 1818301 | 121536
Fatty acids, linseed oil, polymers with glycerol, menhaden oil, phthalic anhydride and hydrocarbon distillates (generic) (30282388) | 1818303 | 121537
Hydrocarbon distillates, polymers with glycerol, isophthalic acid, safflower oil, soybean oil, tung oil and vinyltoluene (generic) (30282404) | 1818305 | 121538
Heteromonocyclic cation, [2-[[2-cyano-3-(4-dimethylaminophenyl)-1-oxo-2-propenyl]oxy]ethyl]-, chloride (generic) (30282750) | 1818307 | 121539
Dimer acid polymer with alkylene glycols, phthalic anhydride and maleic anhydride (generic) (30282792) | 1818309 | 121540
Polymer of maleic anhydride, linoleic acid and epoxy resin reacted with styrene and acrylic acid (generic) (30282800) | 1818311 | 121541
Polymer of maleic anhydride, linoleic acid and epoxy resin (generic) (30282818) | 1818313 | 121542
Dimer acid polymer with alkylene glycols, isophthalic acid, trimellitic anhydride, adipic acid and substituted alkylene glycol (generic) (30282826) | 1818315 | 121543
Dimer fatty acid polymer with isophthalic acid, maleic anhydride and alkylene glycols (generic) (30282834) | 1818317 | 121544
Benzenedicarboxylic acid, polymer with fumaric acid, dimer acid, alkylene glycol and vegetable oil (generic) (30282842) | 1818319 | 121545
Styrene, alkyl acrylate, vinyl acid polymer, ammonium salt (generic) (30282859) | 1818321 | 121546
Aminomethyl(3,4-dimethylphenyl)heteropolycycle cation-p-toluenesulfonate (generic) (30283121) | 1818323 | 121547
Reaction product of sulfur with 1,3-disubstituted benzene and 1,3-disubstituted-4-methylbenzene (generic) (30283501) | 1818325 | 121548
Polymer of heteromonocycletriamine, 2-aminoethanol, and 1,6-hexanediamine (generic) (30284533) | 1818327 | 121549
Polymer of heteromonocycletriamine, formaldehyde and methyloxirane (generic) (30284541) | 1818329 | 121550
4,5,6,7-Tetrabromo-2-(4,6-diaminoheteromonocycle)-1H-isoindole-1,3(2H)-dione (generic) (30284558) | 1818331 | 121551
4,5,6,7-Tetrachloro-2-(4,6-diaminoheteromonocycle)-1H-isoindole-1,3(2H)-dione (generic) (30284566) | 1818333 | 121552
Reaction product of heteromonocycletriamine and maleic anhydride (generic) (30284574) | 1818335 | 121553
Polymer of heteromonocycletriamine with N-(2-aminoethyl)-1,2-ethanediamine and 1,6-hexanediamine (generic) (30284590) | 1818337 | 121554
Polymer of heteromonocycle triamine with alkanamine (C12), 2-aminoethanol, N-(2-aminoethyl)-1,2-ethanediamine and 2,2'-iminobis(ethanol) (generic) (30284608) | 1818339 | 121555
Polymer of heteromonocycletriamine with 2-aminoethanol, 1,6-hexanediamine, and octanamine (generic) (30284616) | 1818341 | 121556
2(1H)-Heteromonocycle, tetrahydro-5,5-dimethyl- (generic) (30284632) | 1818343 | 121557
Heteromonocycle, 1,4,5,6-tetrahydro-5,5-dimethyl-, hydriodide derivative (generic) (30284640) | 1818345 | 121558
Heteromonocycle, 1,4,5,6-tetrahydro-5,5-dimethyl-2-(methylthio)-, hydroiodide (generic) (30284657) | 1818347 | 121559
Spiro[cyclopropane-1,1'-carbopolycycle]-2-carboxylic acid, 3,3-dimethyl- (generic) (30284665) | 1818349 | 121560
Heteromonocycle bromide, 1-(carboxymethyl)tetrahydro-, ethyl ester (generic) (30284681) | 1818351 | 121561
Spiro[cyclopropane-1,1'-carbopolycycle]-2-carbonyl chloride, 3,3-dimethyl- (generic) (30284699) | 1818353 | 121562
Spiro[cyclopropane-1,1'-carbopolycycle]-2-carboxylic acid, 3,3-dimethyl-, ethyl ester (generic) (30284707) | 1818355 | 121563
Carbopolycycle, 1-isopropylidene- (generic) (30284715) | 1818357 | 121564
Heteromonocycle, tetrahydro-, carboxymethylide ethyl ester (generic) (30284723) | 1818359 | 121565
Butyric acid, 2-(substituted phenyl)-3-methyl- (generic) (30284749) | 1818361 | 121566
Polymer of heteromonocycletriamine with 2-aminoethanol and 4,4'-methylenebis(cyclohexanamine) (generic) (30284772) | 1818363 | 121567
Polymer of heteromonocycletriamine with 2-aminoethanol, N-(2-aminoethyl)-1,2-ethanediamine and 1,6-hexanediamine (generic) (30284905) | 1818365 | 121568
Polymer of heteromonocycletriamine with 2-aminoethanol, dodecanamine, and 1,6-hexanediamine (generic) (30284913) | 1818367 | 121569
2-Propenoic acid, butyl ester, polymer with butyl alkoxy-2-[(1-oxo-2-propenyl)amino]acetate, methyl 2-methyl-2-propenoate and 2-methyl-2-propenoicacid (generic) (30284921) | 1818369 | 121570
2-Propenoic acid, butyl ester, polymer with ethyl alkoxy-2-[(1-oxo-2-propenyl)amino]acetate, methyl 2-methyl-2-propenoate, and 2-methyl-2-propenoic acid (generic) (30284939) | 1818371 | 121571
2-Propenoic acid, butyl ester, polymer with methyl alkoxy[(1-oxo-2-propenyl)amino]acetate, methyl 2-methyl-2-propenoate and 2-methyl-2-propenoic acid (generic) (30284947) | 1818373 | 121572
Chromate(1-), [[4-[4,5-dihydro-3-methyl-5-oxo-1-(substituted phenyl)-1H-pyrazol-4-yl]azo]-3-hydroxy-1-naphthalenesulfonato(3-)]-, N,N'-bis(2-methylphenyl)guanidine salt(1:1) (generic) (30285027) | 1818375 | 121573
N-[4-[(2,4-Disulfophenyl)[4-[substituted(phenylmethyl)amino]phenyl]methylene]-2,5-cyclohexadien-1-ylidene]-N-substituted benzenemethanaminium hydroxide inner salt, compound with 4,4'-carbonimidoylbis(N,,N-dimethylbenzenamine)(1:1) (generic) (30285035) | 1818377 | 121574
Alkyl(m-sulfobenzyl)[4-[p-[alkyl(m-sulfobenzyl)amino]-.alpha.-(o-sulfophenyl)benzylidene]-2,5-cyclohexadienylidene]ammonium hydroxide inner salt, compound with C.I. Basic Violet (generic) (30285068) | 1818379 | 121575
Aminotrioxoheteropolycycle (generic) (30285175) | 1818381 | 121576
Acid modified alkylated melamine formaldehyde resin (generic) (30285910) | 1818383 | 121577
Methyl methacrylate polymer with butyl acrylate, acrylonitrile, methacrylic acid and acrylic acid derivative (generic) (30285936) | 1818385 | 121578
Styrene, polymer with substituted-N-methylacrylamide (generic) (30286132) | 1818387 | 121579
Polymer of heteromonocycletriamine with 2-aminoethanol, 2-(ethylamino)ethanol, 1,6-hexanediamine, 2,2'-iminobis(ethanol), and 2-(methylamino)ethanol (generic) (30286181) | 1818389 | 121580
Polymer of heteromonocycletriamine with alkanamine (C10), 2-aminoethanol, N-(2-aminoethyl)-1,2-ethanediamine, 1,6-hexanediamine and 2,2'-iminobis(ethanol) (generic) (30286199) | 1818391 | 121581
Polymer of heteromonocycletriamine with alkanamine (C12), alkanamine (C16), alkanamine (C18), 2-aminoethanol, N-(2-aminoethyl)-1,2-ethanediamine, 1,6-hexanediamine and 2,2'-iminobis(ethanol) (generic) (30286207) | 1818393 | 121582
Benzenesulfonic acid, 2,2'-[(4,6-dihydroxy-m-phenylene)bis(azo-p-phenyleneimino)]bis[5-substituted-, disodium salt (generic) (30286223) | 1818395 | 121583
Polymer of heteromonocycletriamine with alkanamine (C12), alkanamine (C13) and 1,6-hexanediamine (generic) (30286330) | 1818397 | 121584
Polymer of heteromonocycletriamine with 2-aminoethanol, N-(2-aminoethyl)-1,2-ethanediamine, hydrogenated tall oil amine, 2,2'-iminobis(ethanol), and 4,4'-methylenebis(cyclohexanamine) (generic) (30286348) | 1818399 | 121585
Polymer of heteromonocycletriamine with 2-aminoethanol, 2-[(2-aminoethyl)amino]ethanol, 1,6-hexanediamine, hydrogenated tall oil amine and 2,2'-iminobis(ethanol) (generic) (30286355) | 1818401 | 121586
Polymer of heteromonocycletriamine with alkanamine (C12), alkanamine (C16), alkanamine (C18), 2-aminoethanol, N-(2-aminoethyl)-1,2-ethanediamine and 2,2'-iminobis(ethanol) (generic) (30286363) | 1818403 | 121587
Polymer of heteromonocycletriamine with 3-[alkoxy(C14)]propanamine,3-[alkoxy(C16)]propanamine, 2-aminoethanol, N-(2-aminoethyl)-1,2-ethanediamine, 1,6-hexanediamine and 2,2'-iminobis(ethanol) (generic) (30286371) | 1818405 | 121588
Polymer of heteromonocycletriamine with 2-[(2-aminoethyl)amino]ethanol and 1,6-hexanediamine (generic) (30286397) | 1818407 | 121589
Polymer of heteromonocycletriamine with 2-aminoethanol and methyloxirane (generic) (30286421) | 1818409 | 121590
4,4'-Bis[[4-(2-hydroxyethylamino)-6-substituted anilino-s-triazin-2-yl]amino]2,2'-stilbenedisulfonic acid polysodium salt (generic) (30287155) | 1818411 | 121591
2-(4-(N-.beta.-cyanoethyl-N-.beta.-substituted-amino)-phenylazo)-6-nitro-benzothiazol (generic) (30287536) | 1818413 | 121592
Sodium salt of 4-[4-(4-methyl-1-phenylsulfonyloxy)-1-phenylazo]-4'-[1-(4-sulfonatophenyl)-3-methyl-5-pyrazolone]polysubstituted biphenyl (generic) (30287569) | 1818415 | 121593
Disodium 2,4-bis[4-(3-sulfonatophenylazo)-substituted anilino]-6-[N,N-bis(.beta.-hydroxyethylamino]-1,3,5-triazine (generic) (30287585) | 1818417 | 121594
Sodium salt of 2-(1-hydroxy-2-disubstituted-phenylazo-3-sulfonato-naphthylamino)-4-(1-hydroxy-2-substituted phenylazo-3,6-disulfonato-8-naphthylamino)-6-morpholino-1,3,5-triazine (generic) (30287593) | 1818419 | 121595
Copper complex of sodium salt of 4-(1,3,6,8-tetrasubstituted-7-naphthylazo)-4'-(trisubstituted-2-naphthylazo)-3,3'-dihydroxybiphenyl (generic) (30287601) | 1818421 | 121596
Sodium salt of 2-(1-hydroxy-2-disubstituted-phenylazo-3-sulfonato-6-naphthylamino)-4-(1-hydroxy-2-phenylazo-3,6-disulfonato-8-naphthylamino)-6-morpholino-1,3,5-triazine (generic) (30287692) | 1818423 | 121597
Substituted N-(heteromonocyclothio) succinimide (generic) (30288435) | 1818425 | 121598
Polyfluorinated alkyl derivatives of 2-alkyl-propenoic acid polymerwith alkyl 2-alkyl-propenoate esters (generic) (30288468) | 1818427 | 121599
Zinc bis[(substituted alkyl)heteromonocyclic carbodithioate] (generic) (30288492) | 1818429 | 121600
Triaqua[4-[(4,5-dihydro-3-methyl-5-oxo-1-phenyl-4-pyrazolyl)azo)-3-hydroxy-1-naphthalenesulfonato(2-)]metal (generic) (30289136) | 1818431 | 121601
Hydroxy(2-hydroxy-1-naphthylazo)naphthalenesulfonic acid zinc salt (2:1) (generic) (30289177) | 1818433 | 121602
Acetamido methyl (p-morpholinophenylazo)heteropolycyclic cation p-toluenesulfonate (generic) (30289201) | 1818435 | 121603
[[2-Chloro-4-[bis(2-hydroxyethyl)amino]phenyl]azo]methylheteromonocyclic cation methyl sulfate (generic) (30289227) | 1818437 | 121604
[(2,2'-Disulfo-4,4'-biphenylene)biazo]biscarboxyhydroxy-phenylheteromonocycle tetrasodium salt (generic) (30289235) | 1818439 | 121605
Benzamidotrioxoheteropolycycle (generic) (30289243) | 1818441 | 121606
4-Amino-5-hydroxy-6-[[4-[(dihydroxydisulfonaphthalenyl)azo]-5-methoxy-2-methylphenyl]azo]-1,3-naphthalenedisulfonic acid, tetrasodium salt (generic) (30289250) | 1818443 | 121607
Heteropolycycletrisulfonic acid, copper II derivative, compound with N,N'-bis(dimethylphenyl)guanidine (1:3) (generic) (30289268) | 1818445 | 121608
4-Substituted-.alpha.,.alpha.-bis(4-substituted-3-methylphenyl)benzenemethanol (generic) (30289276) | 1818447 | 121609
1,1'-Benzylidenebis[(2-methyl-1,4-phenylene-substituted]bis(2-naphthol) (generic) (30289284) | 1818449 | 121610
4,4'-[(Substituted methylene)bis(2-methyl-p-phenyleneazo)]bis(3-methyl-1-phenyl-5-pyrazolol) (generic) (30289292) | 1818451 | 121611
7-Hydroxy-8-[[4-(phenylsubstituted)phenyl]azo]-1,3-naphthalenedisulfonic acid dipotassium salt (generic) (30289417) | 1818453 | 121612
7-Hydroxy-8-[[4-(phenylsubstituted)phenyl]azo]-1,3-naphthalenedisulfonic acid, potassium sodium salt (generic) (30289433) | 1818455 | 121613
[[4-[(Alkylphenyl)azo]dialkylphenyl]azo]naphthol (generic) (30289466) | 1818457 | 121614
Disubstituted-(1,1'-binaphthalene)dicarboxylic acid (generic) (30289508) | 1818459 | 121615
Alkyl substituted compound of molybdic acid (generic) (30290134) | 1818461 | 121616
Ricinoleic acid homopolymer (generic) (30290159) | 1818463 | 121617
Ethanol derivative, compd. with .alpha.-phenyl-.omega.-hydroxypoly(oxy-1,2-ethanediyl) phosphate (generic) (30291785) | 1818465 | 121618
Methyl (2-hydroxyethyl) C18 unsaturated alkane derivative (generic) (30292866) | 1818467 | 121619
Alkenes, polymers with modified hydrocarbon resin and tung oil (generic) (30296743) | 1818469 | 121620
Alkenes, polymers with modified hydrocarbon resin and linseed oil (generic) (30297048) | 1818471 | 121621
Rosin, fumaric acid, diethylene glycol, pentaerythritol, alkanol derivative polymer (generic) (30299036) | 1818473 | 121622
Fatty acid dimer, tall oil fatty acids, polyethyleneamines, bisphenol A diglycidyl ether polymer (generic) (30299051) | 1818475 | 121623
Tall oil fractions, heteromonocycle, calcium oxide, magnesium oxideresin (generic) (30299127) | 1818477 | 121624
Rosin, paraformaldehyde, substituted alkene copolymer, magnesium oxide, zinc oxide, calcium oxide polymer (generic) (30299200) | 1818479 | 121625
Phthalic anhydride, alkanedioic acid, substituted pentanediol, 2-ethylhexanol polyester (generic) (30299218) | 1818481 | 121626
Tall oil fractions, maleic anhydride, heteromonocycle, magnesium oxide, zinc oxide, calcium oxide resin (generic) (30299226) | 1818483 | 121627
Polymer of rosin, heteromonocycle, magnesium oxide, zinc oxide and calcium oxide (generic) (30299242) | 1818485 | 121628
Dimethyl adipate, dialkylalkanate, substituted pentanediol butyleneglycol polyester (generic) (30299390) | 1818487 | 121629
Alkylenediols, adipic acid, 2-ethylhexanol polyester (generic) (30299424) | 1818489 | 121630
Rosin, substituted alkylbenzenes, paraform, glycerol resin (generic) (30299515) | 1818491 | 121631
Rosin, bisphenol A, substituted alkylbenzene, paraform, glycerol resin (generic) (30299523) | 1818493 | 121632
Rosin, maleic anhydride, substituted alkylbenzene, paraform, glycerol resin (generic) (30299549) | 1818495 | 121633
Polyethyleneamines, zinc oxide, C12-C18-saturated fatty acids complex (generic) (30299580) | 1818497 | 121634
Rosin, fumaric acid, pentaerythritol resin and polyethyleneamines, zinc oxide, saturated fatty acid, ammonia complexed resin (generic) (30299614) | 1818499 | 121635
Rosin, fumaric acid, pentaerythritol resin reaction product with alkylamine, zinc oxide, ethylene glycol derivative and ammonia (generic) (30299648) | 1818501 | 121636
Reaction product of alkylamine, zinc oxide, C12-C18 (saturated) fatty acids and ethylene glycol derivative (generic) (30299671) | 1818503 | 121637
Reaction product of rosin, fumaric acid, diethylene glycol and substituted alkene copolymer (generic) (30299689) | 1818505 | 121638
Tall oil fractions, maleic anhydride, zinc oxide, calcium oxide, magnesium oxide resin (generic) (30299713) | 1818507 | 121639
Tall oil fraction, maleic anhydride, calcium oxide, magnesium oxideresin (generic) (30299739) | 1818509 | 121640
Rosin, tall oil fractions, maleic anhydride, zinc oxide, calcium oxide, magnesium oxide resin (generic) (30299796) | 1818511 | 121641
Rosin, tall oil fractions, zinc oxide, calcium oxide, magnesium oxide resin (generic) (30299804) | 1818513 | 121642
Diisodecyl adipate (generic) (30299812) | 1818515 | 121643
Polyethyleneamines, zinc oxide, C12-C18-saturated fatty acids salt (generic) (30299895) | 1818517 | 121644
Rosin, fumaric acid, pentaerythritol resin, polyethyleneamines, zinc oxide, C12-C18 saturated fatty acids, ammonia complexed resin (generic) (30299911) | 1818519 | 121645
Fatty acid dimer, tall oil fatty acids, polyethyleneamines, bisphenol A diglycidyl ether polymer (generic) (30299929) | 1818521 | 121646
Potassium di[methyl(sulfoalkyl) heteropolycycle]-alkylpropene (generic) (30302517) | 1818523 | 121647
Hexanedioic acid, polymer with alkane diols, cyclohexane, methylenebis[4-isocyanato-2,2-bis(hydroxymethyl)propionic acid and hydrazine hydrate (generic) (30302574) | 1818525 | 121648
Substituted aminovinyl benzimidazoline (generic) (30302640) | 1818527 | 121649
Sulfated fish oil and mineral oil, sodium salt (generic) (30303325) | 1818529 | 121650
Bisphenol A, ester with oxodiazocarbopolycyclesulfonic acid (generic) (30304620) | 1818531 | 121651
Rosin, polymer with polymerized linseed oil modified phenolic resin (generic) (30305254) | 1818533 | 121652
Alkenes, polymers with p-tert-butylphenol, formaldehyde, polymd. linseed oil and petroleum distillates (generic) (30305312) | 1818535 | 121653
Polymeric adduct of caprolactone and alkanediol (generic) (30309330) | 1818537 | 121654
Alkyl propenoic acid polymer with alkyl propenoate (generic) (30309348) | 1818539 | 121655
Rosin, polymer with polymerized linseed oil modified phenolic resin (generic) (30309686) | 1818541 | 121656
Rosin, polymer with modified phenolic resin, conjugated safflower oil (generic) (30309751) | 1818543 | 121657
C12-15-Alcohols, reaction products with dibutyl derivative, 2-ethylhexanol and maleic anhydride (generic) (30316491) | 1818545 | 121658
C12-15-Alcohols, reaction products with mono and dibutyl derivatives, 2-ethylhexanol and maleic anhydride (generic) (30316509) | 1818547 | 121659
C12-15-Alcohols, reaction products with monobutyl derivative, 2-ethylhexanol and maleic anhydride (generic) (30316681) | 1818549 | 121660
Neodecanyl oxy propanes (generic) (30316988) | 1818551 | 121661
Trialkylhexadecanaminium (substitutedphthalocyanine)cuprate (generic) (30323422) | 1818553 | 121662
Petroleum distillates, polymers with cyclodienes, soybean oil, steam-cracked petroleum distillates and tung oil (generic) (30323497) | 1818555 | 121663
Linseed oil, polymer with bisphenol A, formaldehyde, glycerol, maleic anhydride and steam cracked petroleum distillates (generic) (30324123) | 1818557 | 121664
Distillates (petroleum), steam cracked, polymers with maleated rosin, substituted alkanes and tung oil (generic) (30324347) | 1818559 | 121665
Rosin, polymer with bisphenol A, formaldehyde, fumaric acid, alkyl polyols, safflower oil and tung oil (generic) (30324420) | 1818561 | 121666
Linseed oil, polymer with bisphenol A, formaldehyde, alkenedioic acids and rosin (generic) (30324438) | 1818563 | 121667
Organosiloxanes, alkane oxides copolymers, polymers with pentaerythritol, phthalic anhydride and polyethylene glycol monoalkyl ether (generic) (30324446) | 1818565 | 121668
Distillates, petroleum, polymers with formaldehyde, cyclodienes, indene derivatives, petroleum naphtha, maleic anhydride and substituted phenol (generic) (30324461) | 1818567 | 121669
Reaction product of 3,3'-dichloro[1,1'-biphenyl]-4,4'-bis(diazonium) dichloride, 3,3'-disulfo[1,1'-biphenyl]-4,4'-bis(diazonium) dichloride and substituted-N-carbomonocyclebutanamide (generic) (30325161) | 1818569 | 121670
Co-coupling product of N-tallowalkyltrimethylenediamines, 3,3'-dichloro[1,1'-biphenyl]-4,4'-bis(diazonium) dichloride, reaction product with 4,4'-diamino[1,1'-biphenyl]-2,2'-disulfonic acid and substituted-N-carbomonocyclebutanamide (generic) (30325187) | 1818571 | 121671
Ricinoleic acid homopolymer derivative (generic) (30337638) | 1818573 | 121672
Sodium salt of 4,4'-bis[2-chloro-4-(3-substituted heteromonocyclazo-4-sulphonatophenylamino)-1,3,5-triazin-6-ylamino)stilbene-2,2'-disulfonic acid (generic) (30339857) | 1818575 | 121673
Bis(tetraalkyl)ammonium decahydrodecaborate (generic) (30340962) | 1818577 | 121674
Bis(disubstituted)guanidine decahydrodecaborate (generic) (30340988) | 1818579 | 121675
Double salt of metal dichromate and bis-dimetaldecahydrodecaborate (generic) (30340996) | 1818581 | 121676
Bis(1,1-dialkylhydrazinium) decahydrodecaborate (generic) (30341002) | 1818583 | 121677
Monobutyltin tris(substituted mercaptoacetate) (generic) (30353106) | 1818585 | 121678
Dialkyl tin bis (alkane mercapto ester) (generic) (30353114) | 1818587 | 121679
Substituted bis(butyltin 2-mercaptoethyl) ester of fatty acid (generic) (30353130) | 1818589 | 121680
Ethyl acrylate, di(substituted-ethenyl) terpolymer (generic) (30353676) | 1818591 | 121681
Bis(substituted)tetraphenylbiimidazole (generic) (30353924) | 1818593 | 121682
3,7-Diamino-2,8-dimethyl-5-phenylphenazinium salt with 5-benzoyl-4-hydroxy-2-methoxy substituted benzene (generic) (30354294) | 1818595 | 121683
Safflower fatty acids, isophthalic acid, trimellitic anhydride, polyhydroxyalkanes polyester (generic) (30358055) | 1818597 | 121684
Safflower fatty acids, isophthalic acid, trimellitic anhydride, trimethylolpropane and carbomonocyclic glycol polyester (generic) (30359327) | 1818599 | 121685
Safflower fatty acids, isophthalic acid, trimellitic anhydride, trimethylolpropane, aliphatic glycol, hydrogenated bisphenol A polyester (generic) (30359335) | 1818601 | 121686
Linseed oil, polymer with p-tert-butylphenol, maleic anhydride, alkanol and rosin (generic) (30361208) | 1818603 | 121687
Linseed oil, polymers with alkyldioic acid, formaldehyde, pentaerythritol, substituted alkane and rosin (generic) (30361216) | 1818605 | 121688
Distillates, petroleum, polymer with glycerol, menhaden oil, oiticica oil, pentaerythritol and coal derived solvents (generic) (30361224) | 1818607 | 121689
Alkanedioic acid, polymer with 1,3-diisocyanatomethylbenzene, substituted propanediol, .alpha.-hydro-.omega.-hydroxypoly[oxy(methyl-1,2-ethanediyl)] and oxybis[propanol] (generic) (30376149) | 1818609 | 121690
Alkanedioic acid, polymer with 2,2-dimethyl-1,3-propanediol, substituted propanediol, 1,1'-methylenebis[isocyanatobenzene] (generic) (30376164) | 1818611 | 121691
Alkanedioic acid, polymer with 2,2-dimethyl-1,1-propanediol, substituted propanediol, 1,1'-methylenebis[4-isocyanatobenzene] (generic) (30376164) | 1818613 | 121692
Polymer of toluene diisocyanate, polypropylene glycols, 1-substituted-2-propanol, alkyldiamine (generic) (30376206) | 1818615 | 121693
Polymer of toluene diisocyanate, polypropylene glycol, neopentyl glycol adipate, 5-amino-1,3,3-trialkylcyclohexanemethanamine, 1-substituted-2-propanol (generic) (30376214) | 1818617 | 121694
Polymer of 1,1'-methylenebis[4-isocyanatobenzene], neopentyl glycoladipate, trimethylolpropane, toluene diisocyanate, polypropylene glycol (generic) (30376412) | 1818619 | 121695
Polymer of 1,1'-methylenebis[isocyanatobenzene], neopentyl glycol adipate, trimethylolpropane, toluene diisocyanate, polypropylene glycol (generic) (30376412) | 1818621 | 121696
Alkanedioic acid, polymer with 2,2'-dimethyl-1,3-propanediol, substituted propanediol and 1,1'-methylenebis[4-isocyanatocyclohexane] (generic) (30376537) | 1818623 | 121697
Polymer of toluene diisocyanate, polypropylene glycols, 1-substituted-2-propanol, 2,2'-(alkylidenebis(4,1-phenyleneoxymethylene))bisoxirane, 5-amino-1,3,3-trialkylcyclohexanemethanamine (generic) (30376636) | 1818625 | 121698
Polymer of toluene diisocyanate, polypropylene glycols, 1-substituted-2-propanol, 5-amino-1,3,3-trialkyl-cyclohexanemethanamine (generic) (30378418) | 1818627 | 121699
Metallic salt of sulfonated vegetable oil (generic) (30378541) | 1818629 | 121700
Metallic complexes of sulfonated vegetable oils (generic) (30378558) | 1818631 | 121701
Metallic complexes of stearic acid, sulfonated vegetable oil, tall-oil fatty acid (generic) (30378566) | 1818633 | 121702
Mercaptoalkanol and sodium sulfide reaction products with butyl- and dibutyl-substituted stannane (generic) (30380596) | 1818635 | 121703
Partially saponified polyacrylic ester copolymer combined with acrylonitrile and styrene (generic) (30383525) | 1818637 | 121704
Partially saponified polyacrylic ester copolymer combined with acrylamide and styrene (generic) (30383533) | 1818639 | 121705
Partially saponified polyacrylic ester copolymer combined with acrylamide, acrylonitrile and styrene (generic) (30383640) | 1818641 | 121706
Polymer with adipic acid, 1,6-hexanediol, neopentyl glycol, modified alkene, methylenebis(4-cyclohexyl isocyanate) and hexamethylenediamine (generic) (30391908) | 1818643 | 121707
Substituted benzoxazolium tosylate (generic) (30392583) | 1818645 | 121708
Methyl-benzoxazolium-substituted propenyl tosylate (generic) (30392591) | 1818647 | 121709
Amines, soya alkyl, ethoxylated reaction product with C12-C20 monobasic acids (generic) (30393946) | 1818649 | 121710
Phosphonic acid derivative, compds. with acetic acid, benzoic acid,high boiling hydrogenated hexanedinitrile and polyethylene glycol ether (generic) (30394241) | 1818651 | 121711
Linseed oil, polymer with formaldehyde, glycerol, maleic anhydride,phthalic anhydride, polyols, substituted phenol, rosin, soybean oil and tall-oil (generic) (30400204) | 1818653 | 121712
Alkanols, polymer with hexanedioic acid, 1,3-diisocyanatomethyl(benzene and oxybis[propanol] (generic) (30400402) | 1818655 | 121713
Alkanols, polymer with hexanedioic acid, 1,3-diisocyanatomethylbenzene, 1,1',1''-nitrilotris[2-propanol] (generic) (30400410) | 1818657 | 121714
Fatty acids, tall-oil, polymers with bisphenol A diglycidyl ether, 1,4-cyclohexanedimethanol, mixed dienes and maleic anhydride (generic) (30401285) | 1818659 | 121715
Fatty acids, soya, polymers with glycerol, pentaerythritol, silsesquioxanes, aryl, alkyl and phthalic anhydride (generic) (30402432) | 1818661 | 121716
Disubstituted-1-naphthol (generic) (30412969) | 1818663 | 121717
Disubstituted-1-naphthol (generic) (30412977) | 1818665 | 121718
Bis(disubstituted phenyl)alkylmethane (generic) (30412985) | 1818667 | 121719
Tetrasubstituted naphthalenesulfonic acid salt (generic) (30413017) | 1818669 | 121720
Alkenyl amido amine petroleum sulfonate (generic) (30442065) | 1818671 | 121721
Phosphorodithioic acid, O,O-dialkyl ester, metallic salt (generic) (30442073) | 1818673 | 121722
Metallic salt of hydroxyalkane, reaction products with magnesium chloride and titanium chloride (generic) (30442495) | 1818675 | 121723
Glyceryl triricinoleate, methylenebis(substituted carbomonocycle) polymer (generic) (30444236) | 1818677 | 121724
1H-Imidazole, alkyl derivatives, acetates (generic) (30444251) | 1818679 | 121725
Fatty acids, tall-oil, polymers with bisphenol A diglycidyl ether, 1,4-cyclohexanedimethanol, mixed dienes and maleic anhydride (generic) (30445621) | 1818681 | 121726
Reaction product of dimethyl terephthalate, glycol polymer with polyols (generic) (30447163) | 1818683 | 121727
2-Substituted-4-[3-(2,5-dimethoxyphenyl)propyl]toluene (generic) (30448187) | 1818685 | 121728
Reaction product of asphalt, substituted alkene and rubber (generic) (30448427) | 1818687 | 121729
Carboxylic acids, hydrogenated, polymers with ethylene glycol, pentaerythritol and phthalic anhydride (generic) (30452213) | 1818689 | 121730
Carboxylic acids, hydrogenated, polymers with dipentacrythritol, ethylene glycol, pentaerythritol and phthalic anhydride (generic) (30452221) | 1818691 | 121731
Carboxylic acids, hydrogenated, polymers with isophthalic acid, phthalic anhydride, terephthalic anhydride and trimethylolpropane (generic) (30452239) | 1818693 | 121732
Salt of substituted benzothiazolium methylethylidene substituted oxazolidone (generic) (30459192) | 1818695 | 121733
Acetic acid derivative, monosodium salt (generic) (30459242) | 1818697 | 121734
Methyl derivative of methanesulfonic acid, sodium salt (generic) (30459259) | 1818699 | 121735
Polychloropolyfluoroalkane (generic) (30459333) | 1818701 | 121736
Polychloropolyfluoroalkane (generic) (30459366) | 1818703 | 121737
Polychloropolyfluoroalkane (generic) (30459374) | 1818705 | 121738
Polychloropolyfluoroalkane (generic) (30459382) | 1818707 | 121739
Polychlorotrifluoroethene derivative homopolymer (generic) (30459408) | 1818709 | 121740
Polybromotrifluoroethene derivative homopolymer (generic) (30459416) | 1818711 | 121741
Polybromotrifluoroethene derivative homopolymer (generic) (30459424) | 1818713 | 121742
Polybromotrifluoroethene derivative homopolymer (generic) (30459432) | 1818715 | 121743
Polybromotrifluoroethene derivative homopolymer (generic) (30459457) | 1818717 | 121744
Perfluoroacetyl halide (generic) (30459473) | 1818719 | 121745
Polybromotrifluoroethene derivative polymer (generic) (30459481) | 1818721 | 121746
Polybromotrifluoroethene derivative homopolymer (generic) (30459499) | 1818723 | 121747
Resin acids and Rosin acids, esters with pentaerythritol, polymers with alkyldienes, phenol derivative, formaldehyde, steam cracked petroleum distillates and tung oil (generic) (30463020) | 1818725 | 121748
Furan resin, polymer with linseed oil and menhaden oil (generic) (30463079) | 1818727 | 121749
Castor oil, dehydrated, polymer with glycerol, isophthalic acid, soybean oil, petroleum distillates, tung oil and vinyltoluene (generic) (30463087) | 1818729 | 121750
Soybean oil, trimethylolpropane, isophthalic acid, trimellitic anhydride and 4,4'-bis(hydroxycarbomonocycle) alkane (generic) (30463129) | 1818731 | 121751
Adipic acid, trimellitic anhydride, butanol, polyhydroxyalkane polyester (generic) (30463137) | 1818733 | 121752
Oils, polymers with formaldehyde maleic anhydride, phthalic anhydride, substituted alkanes and rosin (generic) (30463178) | 1818735 | 121753
Rosin, polymer with formaldehyde, maleic anhydride, substituted alkanes and tung oil (generic) (30463343) | 1818737 | 121754
Castor oil, dehydrated, polymer with linseed oil, mixed alkyl and aryl alcohols, rosin and vinyltoluene (generic) (30463392) | 1818739 | 121755
Castor oil, dehydrated polymer with glycerol, isophthalic acid, soybean oil steam-cracked distillates, styrene and tung oil (generic) (30463400) | 1818741 | 121756
Alkenes, polymers with formaldehyde, linseed oil, petroleum distillates, substituted benzene and tung oil (generic) (30463442) | 1818743 | 121757
Oils, menhaden, polymers with alkyldioic acid, formaldehyde, pentaerythritol, phthalic anhydride, substituted alkane and rosin (generic) (30463673) | 1818745 | 121758
Castor oil, dehydrated, polymer with formaldehyde, glycerol, maleicanhydride, menhaden oil, substituted alkane, substituted benzene and rosin (generic) (30463681) | 1818747 | 121759
Trialkylamino polypeptide derivative (generic) (30465603) | 1818749 | 121760
Dialkylamino polypeptide derivative (generic) (30465611) | 1818751 | 121761
Dialkylamino polypeptides (generic) (30465629) | 1818753 | 121762
Butoxy polyethoxypolypropoxy trialkylamine (generic) (30466213) | 1818755 | 121763
Sodium salt of the reaction product of fatty acid amine and coconutoil acid (generic) (30466809) | 1818757 | 121764
Sodium salt of the reaction product of fatty acid amine and soybeanoil acid (generic) (30466817) | 1818759 | 121765
Sodium salt of the reaction product of fatty acid amine and linseedoil acid (generic) (30466833) | 1818761 | 121766
Sodium salt of the reaction product of fatty acid amine and tallow acid (generic) (30466841) | 1818763 | 121767
Sodium salt of the reaction product of fatty acid amine and undecylenic acid (generic) (30466866) | 1818765 | 121768
Sodium salt of the reaction product of fatty acid amine and hydrogenated coconut oil acid (generic) (30466874) | 1818767 | 121769
Sodium salt of butoxypolyethoxypolyalkoxy alkanoic acid (generic) (30467070) | 1818769 | 121770
(Modified vegetable oil acid, butoxy-polyalkoxy ether)triglycerides (generic) (30467088) | 1818771 | 121771
(Modified vegetable oil acid, butoxy-polyalkoxy ether)triglycerides (generic) (30467104) | 1818773 | 121772
N,N,N-Trisubstituted triazine (generic) (30467237) | 1818775 | 121773
Sodium salt of modified alkoxylated oleic acid amide (generic) (30467385) | 1818777 | 121774
Tetraalkyl silicic acid reaction products with trialkylenetetramine, trialkoxy substituted silane and N-[3-(trimethoxysilyl)propyl]-1,2-ethanediamine (generic) (30468565) | 1818779 | 121775
3-(Trimethoxysilyl)propyl ester of 2-methyl-2-propenoic acid, reaction products with (1,2-ethanediylbisnitrilo)tetrakisalkanol, tetraalkyl silicate and trialkoxy substituted silane (generic) (30468573) | 1818781 | 121776
3-(Trimethoxysilyl)propyl ester of 2-methyl-2-propenoic acid, reaction products with tetraalkyl silicate and trialkoxy substituted silane (generic) (30468581) | 1818783 | 121777
Metallic salt of decahydrodecaboric acid (generic) (30468870) | 1818785 | 121778
Bis(monosubstituted amino) decahydrodecaborate (generic) (30468888) | 1818787 | 121779
Bis-alkylamine decahydrodecaborate (generic) (30468912) | 1818789 | 121780
Bis(trialkyl)ammonium decahydrodecaborate (generic) (30468938) | 1818791 | 121781
Bis(dialkylammonium) decahydrodecaborate (generic) (30468953) | 1818793 | 121782
Bis(monosubstituted guanidine) decahydrodecarborate (generic) (30468979) | 1818795 | 121783
Bis(monosubstituted guanyl) decahydrodecarborate (generic) (30468987) | 1818797 | 121784
Bis-trisubstituted guanidine decahydrodecaborate (generic) (30468995) | 1818799 | 121785
[(p-Acetylaminophenylazo)-sulfocarbopolycycle azo]-amino hydroxycarbopolycyclic sulfonic acid, disodium salt (generic) (30470801) | 1818801 | 121786
Aluminum salt of disulfodioxoheteropolycycle (generic) (30475933) | 1818803 | 121787
Copper, (polysodium decachlorophthalocyanine polysulfonato(2-))- (generic) (30478358) | 1818805 | 121788
Copper, (polysodium dodecachlorophthalocyanine polysulfonato(2))- (generic) (30478366) | 1818807 | 121789
Copper, [polysodium undecachlorophthalocyanine polysulfonato(2-)]- (generic) (30478374) | 1818809 | 121790
Cyclopropanecarboxylic acid, 3-(2,2-dichloroethenyl)-2,2-dimethyl-,substituted (phenylsubstitutedphenyl) methyl ester (generic) (30483168) | 1818811 | 121791
Polyoxyethylene derivative, sodium salt (generic) (30485775) | 1818813 | 121792
Ethanol, 2,2'-iminobis-, compd. with polyethylene derivative (generic) (30486526) | 1818815 | 121793
Ethanol, 2-amino-, compd. with polyethylene derivative (generic) (30486542) | 1818817 | 121794
4-[(Alkyl-2-benzothiazolyl)azo]-N,N-diethyl-3-methylbenzenamine (generic) (30487987) | 1818819 | 121795
9,10-Anthracenedione, 1-methyl-phenylthio- (generic) (30488001) | 1818821 | 121796
2-Naphthalenesulfonic acid, 7,7'-ureylenebis[4-hydroxy-3-[(6-sulfo-2-naphthyl)azo]-, tetra[[bis(2-substituted alkyl)](methyl)ammonium] salt (generic) (30488142) | 1818823 | 121797
9,10-Anthracenedione, 1,4-bis(polyalkyl phenylamino)- (generic) (30488225) | 1818825 | 121798
9,10-Anthracenedione, 1,8-dihydroxy-chloro- (generic) (30488241) | 1818827 | 121799
9,10-Anthracenedione, 1-chloro-4-substituted (generic) (30488282) | 1818829 | 121800
Benzoic acid, 4-[[1-hydroxy-6-[[[[5-hydroxy-6-(phenylazo)-7-sulfo-2-naphthalenyl]amino]carbonyl]amino]-3-sulfo-2-naphthalenyl]azo]-, tris[tris(2-substituted alkyl)ammonium] salt (generic) (30488308) | 1818831 | 121801
2-[(2-Methoxy-5-substituted phenyl)amino]ethanol (generic) (30488860) | 1818833 | 121802
2-[(2-Methoxy-5-substituted phenyl)amino]ethanol, acetate (ester) (generic) (30488878) | 1818835 | 121803
2-[(2-Methoxy-5-substituted phenyl)amino]ethanol acetate (generic) (30488886) | 1818837 | 121804
N-[3-(Substituted amino)-4-methoxyphenyl]acetamide (generic) (30488894) | 1818839 | 121805
N-Ethyl-2-methoxy-5-substituted benzeneamine (generic) (30488902) | 1818841 | 121806
2-[(2-Methoxy-5-substituted phenyl)ethylamino]ethanol (generic) (30488910) | 1818843 | 121807
2-[(2-Methoxy-5-substituted phenyl)ethylamino]ethanol, acetate (ester) (generic) (30488928) | 1818845 | 121808
2-[(2-Methoxy-5-substituted phenyl)ethylamino]ethanol, acetate (ester) (generic) (30488936) | 1818847 | 121809
N-[3-[(Substituted ethyl)(ethyl)amino]-4-methoxyphenyl]acetamide (generic) (30488944) | 1818849 | 121810
2,2'-[(2-Methoxy-5-substituted phenyl)imino]bisethanol (generic) (30488951) | 1818851 | 121811
2,2'-[(2-Methoxy-5-substituted phenyl)imino]bisethanol, diacetate (generic) (30488969) | 1818853 | 121812
2-[(2-Methoxy-5-substituted phenyl)amino]ethanol (generic) (30488977) | 1818855 | 121813
2,2'-[(2-Methoxy-5-substituted phenyl)imino]bisethanol, diacetate (generic) (30488985) | 1818857 | 121814
1-[(2-Hydroxyethyl)amino]-4-(4-substituted phenyl)amino-9,10-anthracenedione (generic) (30489009) | 1818859 | 121815
Bis[(N,N-dialkyl substituted)thiomethylene]sulfides (generic) (30489025) | 1818861 | 121816
Substituted bis(methylene N,N-dialkylcarbamodithioate) (generic) (30489033) | 1818863 | 121817
3'-(Alkylamino)acetanilide (generic) (30489504) | 1818865 | 121818
3'-[[(Hydroxyethyl)alkyl]amino]acetanilide (generic) (30489512) | 1818867 | 121819
3'-[(Acetoxyethyl)alkylamino]acetanilide (generic) (30489520) | 1818869 | 121820
3'-[(2-Propenyl)alkylamino]acetanilide (generic) (30489538) | 1818871 | 121821
4-[3-Sulfophenylazo]-2-alkoxymethyl-4-hydroxyazobenzene (generic) (30489546) | 1818873 | 121822
N-[5-(substituted amino)-2-[(2-bromo-4,6-dinitrophenyl)azo]-4-methoxyphenyl]acetamide (generic) (30489553) | 1818875 | 121823
N-[5-[(Substituted ethyl)(ethyl)amino]-2-[(2-bromo-4,6-dinitrophenyl)azo]-4-methoxyphenyl]acetamide (generic) (30489579) | 1818877 | 121824
N-(1-Oxoalkyl)-N-[2-[(1-oxoalkyl)amino]ethyl]-1,2-ethanediamine (generic) (30491104) | 1818879 | 121825
.alpha.-[3-[Bis[2-[(1-oxoalkyl)amino]ethyl]]-2-hydroxypropyl]-.omega.-hydroxypoly(oxy-1,2-ethanediyl) hydrochloride (generic) (30491153) | 1818881 | 121826
Derivative of oxyethylene phosphate, ethanolamine (generic) (30492722) | 1818883 | 121827
Derivative of oxyethylene phosphate, sodium salt (generic) (30492755) | 1818885 | 121828
Polyethylene derivative, calcium salt (generic) (30505051) | 1818887 | 121829
Ethanol, 2,2'-iminobis-, N-tallow alkyl derivative, compounds with polyethylene derivative (generic) (30505093) | 1818889 | 121830
2-Propanol, 1,1'-iminobis-, compd. with polyoxyethylene phosphate (generic) (30505465) | 1818891 | 121831
Alkylated polyalkylene glycols (generic) (30505655) | 1818893 | 121832
Sulfurized olefin (generic) (30505812) | 1818895 | 121833
Fatty acids, vegetable oil, polymers with neopentyl glycol, pentaerythritol, silsesquioxanes, aryl, alkyl and phthalic anhydride (generic) (30506174) | 1818897 | 121834
Rosin, polymer with formaldehyde, maleic anhydride, polyols and tung oil (generic) (30506448) | 1818899 | 121835
Organosiloxanes, alkane oxides copolymers, reaction products with polyethylene glycol monoallyl ether, polymers with hydroxyethyl acrylate, 5-isocyanato-1-(isocyanatomethyl)-1,3,3-trimethylcyclohexane and triethylene glycol diacrylate (generic) (30506687) | 1818901 | 121836
Rosin, polymer with formaldehyde, glycerol, maleic anhydride, substituted phenols and tung oil (generic) (30507685) | 1818903 | 121837
Alkyl-nitro-carbomonocyclic dione (generic) (30534382) | 1818905 | 121838
Derivative of oxyethylene phosphate, sodium salt (generic) (30536890) | 1818907 | 121839
Linseed oil, polymer with formaldehyde, glycerol, maleic anhydride,pentaerythritol, substituted alkanes and rosin (generic) (30541908) | 1818909 | 121840
Tung oil, polymer with formaldehyde, 1H-indene, methylstyrene, 3a,7,7a-tetrahydro-4,7-methano-1H-indene, phenol derivative and vinyltoluene (generic) (30541916) | 1818911 | 121841
Alkanediol, dihydroxyalkylcarboxylic acid, benzenedicarboxylic acid, phthalic anhydride polyester, ammonium salt (generic) (30547780) | 1818913 | 121842
Polyalkylene glycol, dihydroxyalkyl carboxylic acid, benzenedicarboxylic acid, benzenedicarboxylic acid anhydride polyester, ammonium salt (generic) (30547798) | 1818915 | 121843
Glycol ether, dihydroxy alkyl carboxylic acid, benzenedicarboxylic acid, benzenedicarboxylic acid anhydride, alkenedicarboxylic acid polyester, ammonium salt (generic) (30547806) | 1818917 | 121844
Glycol ether, dihydroxyalkyl carboxylic acid, benzenedicarboxylic acid, benzenedicarboxylic acid anhydride polyester, sodium salt (generic) (30547814) | 1818919 | 121845
Dihydroxyalkyl carboxylic acid, alkanediol, benzenedicarboxylic acid, benzenedicarboxylic acid anhydride polyester, sodium salt (generic) (30548002) | 1818921 | 121846
Fatty acids, dimers, polymers with alkanoic acids, ethylenediamine,oxirane and piperazine (generic) (30549802) | 1818923 | 121847
Bis[(substituted naphthalenyl)azo-(substituted phenol)], chromium complex, sodium salt (generic) (30560585) | 1818925 | 121848
Vinyl acetate, hydroxyalkyl acrylate, dialkyl esters of alkenedicarboxylic acid (generic) (30561179) | 1818927 | 121849
Glycol ether, hydroalkyl tricarboxylic acid polyester, sodium salt (generic) (30561278) | 1818929 | 121850
Vegetable oil, alkanetriol, benzene dicarboxylic acids, benzene dicarboxylic acid anhydride, phenyl carboxylic acid, alkene dicarboxylic acid anhydride polyester (generic) (30561286) | 1818931 | 121851
Alkanetriol, polyalkylene glycol, benzenetricarboxylic acid anhydride polyester (generic) (30561351) | 1818933 | 121852
Diazotized substituted nitroaniline reaction products with alkyl ethers of phenylethylethanolamine (generic) (30567622) | 1818935 | 121853
Diazotized amino alkylalkoxy azo benzene reaction product with naphthalene amino deriv. (generic) (30567663) | 1818937 | 121854
Diazotized trifluoromethyl, alkylalkoxy azo benzene reaction product with alkylnaphthalene amino derivative (generic) (30567671) | 1818939 | 121855
Naphthalenol alkyl derivatives, coupling products with diazotized aniline and diazotized substituted benzeneamine (generic) (30567697) | 1818941 | 121856
Substituted phenyl-3-methyl [hydroxychlorophenylazo]pyrazolol, cobalt complex, mixed alkyl ammonium salt (generic) (30567796) | 1818943 | 121857
Alkanoate compound with C.I. Solvent Black 5 (generic) (30567812) | 1818945 | 121858
Benzophenazium, substituted phenylamino phenyl, substituted amino, amine salt (generic) (30567861) | 1818947 | 121859
Diindole triphenyl derivative, dichloro diethyl dihydro-, alkylamine salt (generic) (30567879) | 1818949 | 121860
2-Hydroxy-4-di(2-hydroxy-3-alkyloxypropyl)amino-2'-methoxy-4'-phenylazo-5'-methylazobenzene (generic) (30567903) | 1818951 | 121861
3-Di(2'-hydroxy-3'-alkyloxy)aminophenol (generic) (30567945) | 1818953 | 121862
Substituted phenyl-2-naphthalenamine (generic) (30567986) | 1818955 | 121863
Alkyl substituted naphthylamine (generic) (30567994) | 1818957 | 121864
Substituted butane alkoxy propanolamine (generic) (30568216) | 1818959 | 121865
Distillates (petroleum), polymers with formaldehyde, linseed oil, maleic anhydride, mixed phenols and polyols oiticica oil, rosin and tung oil (generic) (30568596) | 1818961 | 121866
Linseed oil, polymer with dipentaerythritol, formaldehyde, fumaric acid, hydrotreated middle petroleum distillates, isophthalic acid, nonylphenol,oleylamine, tripropylene glycol monoethyl ether and polyurethane resin (generic) (30568604) | 1818963 | 121867
Linseed oil, polymer with dipentaerythritol, formaldehyde, fumaric acid, hydrotreated middle petroleum distillates, isophthalic acid, nonylphenol,pentaerythritol and polyurethane resin (generic) (30568695) | 1818965 | 121868
Rosin, modified, polymer with diethylene glycol, ethanolamine and pentaerythritol (generic) (30568711) | 1818967 | 121869
Petroleum distillates, polymers with ligroine and linseed oil (generic) (30568729) | 1818969 | 121870
Linseed oil, polymer with formaldehyde, fumaric acid, dipentaerythritol, isophthalic acid, trimethylolpropane and pentaerythritol (generic) (30568737) | 1818971 | 121871
Alkenes, polymer with linseed oil derivative, pentaerythritol and steam-cracked petroleum distillates (generic) (30569370) | 1818973 | 121872
Castor oil, dehydrated, polymers with alkenes, glycerol, modified rosin and petroleum distillates (generic) (30569396) | 1818975 | 121873
Glycerin, maleated rosin, polymer with soybean oil and tung oil (generic) (30569412) | 1818977 | 121874
Petroleum distillates, polymers with cyclodienes, soybean oil, steam-cracked petroleum distillates and tung oil (generic) (30569438) | 1818979 | 121875
Linseed oil, polymers with polyols and formaldehyde (generic) (30569479) | 1818981 | 121876
Fatty acids, linseed-oil, polymers with modified rosin esters (generic) (30569487) | 1818983 | 121877
Linseed oil, polymer with modified rosin ester (generic) (30569503) | 1818985 | 121878
Ethenylbenzene, substituted alkanediol, 2-methyl-2-propenoic acid, 2,5-furandione, .alpha.-alkylphenyl-.omega.-hydroxypoly(oxyalkanediyl)butyl ester 2-propenoic acid polymer (generic) (30572416) | 1818987 | 121879
2,2',2''-Nitrilotris[ethanol], oxoheteromonocycle, diisocyanatoalkane, 5-isocyanato-1-isocyanatomethyl-1,3,3-trimethylcyclohexane polymer (generic) (30572440) | 1818989 | 121880
.alpha.-(Alkylphenyl)-.omega.-hydroxypoly(oxy-alkyldiyl)-2,5-furandione-alkyldiol (generic) (30572457) | 1818991 | 121881
Linseed oil, polymer with formaldehyde, glycerol, maleic anhydride,rosin, substituted benzene and tung oil (generic) (30572853) | 1818993 | 121882
Fatty acids, tall-oil, polymers with phthalic anhydride, glycerol, linseed oil and modified rosin (generic) (30572861) | 1818995 | 121883
Fatty acids, tall-oil, polymers with glycerol, linseed oil, phthalic anhydride and modified rosin (generic) (30572879) | 1818997 | 121884
Linseed oil, polymer with formaldehyde, glycerol, maleic anhydride,rosin, substituted benzene and tung oil (generic) (30572986) | 1818999 | 121885
Styrene, alkyl methacrylates, substituted methacrylate, hydroxy-carboxy-alkane, mixed vegetable oil fatty acid resin (generic) (30573075) | 1819001 | 121886
Linseed oil, polymer with formaldehyde, glycerol, maleic anhydride,rosin, substituted benzene and tung oil (generic) (30573562) | 1819003 | 121887
N,N-Dimethyl-N-(2-hydroxyethyl)-3-[[[heptadecafluorooctyl]sulfonyl][2-substituted-3-sulfopropyl]amino]propanaminium hydroxide, sodium salt (generic) (30575807) | 1819005 | 121888
1,1,1-Trifluoro-N-(carbomonocyclic)-methanesulfonamide (generic) (30576367) | 1819007 | 121889
Fatty acids, reaction products with alkylamines, polymers with acrylic acid and isooctyl acrylate (generic) (30576649) | 1819009 | 121890
2,2'-[(1-Methylethylidene)bis(4,1-phenyleneoxymethylene)]bis[oxirane]polymer with fatty acids, tall-oil] modified (generic) (30577829) | 1819011 | 121891
Adducts of substituted oxirane compound with N-(hydroxyethyl)-N-methyl-C4-8 perfluoroalkanesulfonamides, reaction products with N-(hydroxyethyl)-N-ethyl-C4-8 perfluoroalkanesulfonamides and toluene diisocyanate (generic) (30579114) | 1819013 | 121892
1,3-Benzenedicarboxylic acid, polymer with 1,4-benzenedicarboxylic acid, alkanol, hexahydro-1,3-isobenzofurandione and 1,1'-methylenebis[4-isocyanatobenzene] (generic) (30579163) | 1819015 | 121893
2-(Di-substituted phenyl)-4,6-bis(trichloromethyl)-1,3,5-triazine (generic) (30579387) | 1819017 | 121894
2-(Substituted phenyl)-4,6-bis(trichloromethyl)-1,3,5-triazine (generic) (30579452) | 1819019 | 121895
Fluorination reaction products of dialkyl carbomonocycle (generic) (30579478) | 1819021 | 121896
Acetic acid ethenyl ester, polymer with ethenol, reaction products with 1-isocyanatoalkanes (generic) (30579718) | 1819023 | 121897
Bis(N-hydroxyethylcarboamido)poly(oxy substituted alkanediyl) (generic) (30579940) | 1819025 | 121898
Oligomers of a substituted oxirane compd. with N-methyl-heptadecafluoro-N-(2-hydroxyethyl)-1-octanesulfonamide, N-methyl-pentadecafluoro-N-(2-hydroxyethyl)-1-heptanesulfoamide, N-methyl-tridecafluoro-N-(2-hydroxyethyl)-1-hexanesulfonamide, N-methyl-undecafluoro-N-(2-hydroxyethyl)-1-pentanesulfonamide, and N-methyl-nonafluoro-N-(2-hydroxyethyl)-1-butanesulfonamide (generic) (30579965) | 1819027 | 121899
2-Propenoic acid, 2-methyl-, polymer with alkyl 2-methyl-2-propenoate and a substituted alkene, mixed salts (generic) (30583900) | 1819029 | 121900
Linseed oil, polymer with bisphenol A, p-tert-butylphenol, formaldehyde, glycerol, maleic anhydride, pentaerythritol and fatty acids (generic) (30585160) | 1819031 | 121901
Copals, polymers with bisphenol A, formaldehyde, glycerol, linseed oil, phthalic anhydride, polymd. vegetable oils (generic) (30586341) | 1819033 | 121902
Reaction product of triphenyl phosphite and dialkylpropanediol (generic) (30606081) | 1819035 | 121903
Reaction product of triphenyl phosphite, trialkylpentadiol, isodecyl alcohol (generic) (30606115) | 1819037 | 121904
Hydrogenated bisphenol A, pentaerythritol phosphite (generic) (30606149) | 1819039 | 121905
Reaction product of triphenylphosphite and dialkylene glycol (generic) (30606156) | 1819041 | 121906
Fatty acids, tall-oil, polymers with pentaerythritol, phthalic anhydride, rosin and vegetable oils, polymd. (generic) (30606321) | 1819043 | 121907
Oils, vegetable, polymd., polymers with glycerol and phthalic anhydride (generic) (30606339) | 1819045 | 121908
Lard oil and vegetable oil, sulfurized (generic) (30606669) | 1819047 | 121909
Alkenes, lard oil and vegetable oil fatty acids, chlorosulfurized (generic) (30606750) | 1819049 | 121910
Tallow and alkenes, chlorinated (generic) (30606776) | 1819051 | 121911
Alkenes and cyclic alkenes, chlorosulfurized (generic) (30606784) | 1819053 | 121912
Hydrogenated tallowamine, polymers with substituted alkyloxirane (generic) (30610976) | 1819055 | 121913
(Z)-9-Octadecen-1-amine, polymers with substituted alkyloxirane (generic) (30611149) | 1819057 | 121914
Cobalt phthalocyanine monosulfate (generic) (30611255) | 1819059 | 121915
Alkenes, polymers with linseed oil, maleic anhydride and steam-cracked petroleum distillates (generic) (30612600) | 1819061 | 121916
Fatty acids soya, polymers with glycerol, pentaerythritol, silsesquioxanes, aryl alkyl and phthalic anhydride (generic) (30614234) | 1819063 | 121917
Fatty acids soya, polymers with benzoic acid, ethylene glycol, pentaerythritol, silsesquioxanes, aryl alkyl and phthalic anhydride (generic) (30614242) | 1819065 | 121918
Siloxanes and Silicones, aryl, alkyl, alkoxy, polymers with adipic acid, isophthalic acid and trimethylolpropane (generic) (30614523) | 1819067 | 121919
Siloxanes and Silicones, aryl, alkyl, alkoxy, polymers with adipic acid, p-tert-butylphenol, isophthalic acid and trimethylolpropane (generic) (30614580) | 1819069 | 121920
2-(Alkyldithio)-1,3,4-thiadiazole (generic) (30617476) | 1819071 | 121921
Hydrogen bis[2-[(2-hydroxyphenyl)azo]-3-oxo-N-phenylbutanamidato(2-)]cobaltate(1-) compd. with [alkylamino]-alkanoic acid (generic) (30620025) | 1819073 | 121922
Hydrogen bis[2-[(2-hydroxy-5-nitrophenyl)azo]-3-oxo-N-phenylbutanamidato(2-)]cobaltate(1-) compd. with (alkylamino)]alkanoic acid (1:1) (generic) (30620033) | 1819075 | 121923
Hydrogen bis[2,4-dihydro-4-[(2-hydroxy-5-nitrophenyl)azo]-5-methyl-2-phenyl-3H-pyrazol-3-onato(2-)]cobaltate(1-), compd. with [(alkylamino)alkanoic acid (1:1) (generic) (30620041) | 1819077 | 121924
Hydrogen bis[2,4-dihydro-4-[(2-hydroxy-5-nitrophenyl)azo]-5-methyl-2-phenyl-3H-pyrazol-3-onato(2-)]chromate(1-) compd. with [(alkylamino)]alkanoicacid (1:1) (generic) (30620058) | 1819079 | 121925
Hydrogen bis[2,4-dihydro-4-[(2-hydroxy-4-nitrophenyl)azo]-5- methyl-2-phenyl-3H-pyrazol-3-onato(2-)]cobaltate(4-) compd. with [(alkylamino)]alkanoic acid (1:1) (generic) (30620066) | 1819081 | 121926
N-[9-(2-Carboxyphenyl)-6-(diethylamino)- 3H-xanthen-3-ylidene]-N-ethylethanaminium hydrogen bis[3-[(4,5-dihydro- 3-methyl-5-oxo-1-phenyl-1H-pyrazol-4-yl)azo]-2-hydroxy-5-nitrobenzenesulfonato(3-)]cobaltate (3-) (1:2:1) compd.with (alkylamino) alkanoic acid (1:2) (generic) (30620074) | 1819083 | 121927
N-[9-(2-Carboxyphenyl)-6-(diethylamino)-3H-xanthen-3-ylidene]-N-ethylethanaminium hydrogen bis[3-[(4,5-dihydro-3-methyl-5-oxo-1-phenyl-1H-pyrazol-4-yl) azo]-2-hydroxy-5-nitrobenzenesulfonato(3-)]chromate(3-) (1:2:1) compd. with (alkylamino)alkanoic acid (generic) (30620082) | 1819085 | 121928
Hydrogen, bis[2,4-dihydro-4-[(2-hydroxy-4-nitrophenyl)azo]-5-methyl-2-phenyl-3H-pyrazol-3-onato(2-)] chromate(1-) compd. with alkanamine (1:1) (generic) (30620090) | 1819087 | 121929
Hydrogen bis[1-[(2-hydroxyphenyl) azo]-2-naphthalenolato(2:1)] chromate (1:1) compd. with [(alkylamino)] alkanoic acid (1:1) (generic) (30620256) | 1819089 | 121930
9-[(2-Methoxyphenyl)amino]-7-phenyl-5-(phenylamino)-4,10-disulfobenzo[a]phenazinium hydroxide inner salt, mono[(alkylamino)alkanoate] (generic) (30620264) | 1819091 | 121931
1,3-Benzenedicarboxylic acid, polymer with 1,4-butanediol, substituted cyclohexane, hexanedioic acid, 1,6-hexanediol and 1,1'-methylenebis[isocyanatobenzene] (generic) (30620405) | 1819093 | 121932
1,3-Benzenedicarboxylic acid, polymer with 1,4-butanediol, substituted cyclohexane, hexanedioic acid, 1,6-hexanediol and 1,1'-methylenebis[4-isocyanatobenzene] (generic) (30620405) | 1819095 | 121933
1,3-Benzenedicarboxylic acid, polymer with 1,4-butanediol, substituted cyclohexane, hexanedioic acid, 1,6-hexanediol, 1,1'-methylenebis[isocyanatobenzene] and 2,2'-oxybis[1-propanol] (generic) (30620439) | 1819097 | 121934
1,3-Benzenedicarboxylic acid, polymer with 1,4-butanediol, substituted cyclohexane, hexanedioic acid, 1,6-hexanediol, 1,1'-methylenebis[4-isocyanatobenzene] and 2,2'-oxybis[1-propanol] (generic) (30620439) | 1819099 | 121935
Benzenediazonium, coupling products with phenylenediamine derivative (generic) (30621916) | 1819101 | 121936
1:1:1:1 Compound of 4-[4-sulfophenylazo]-5-hydroxy-3-methyl-1-(2,5-dichloro-4-sulfophenyl)pyrazole with the bis(4-dimethylaminophenyl)methyleneiminium cation and (C12-C14)-alkyl dimethylamino methane derivative and (C8-C18)-alkylamino propane derivative (generic) (30621924) | 1819103 | 121937
1:1:1:1 Compound of 4-[sulfophenylazo]-5-hydroxy-3-methylpyrazole with (C12-C14)-alkyldimethylamino methane deriv. and (C8C18)-alkylaminopropane deriv. (generic) (30621932) | 1819105 | 121938
(1:2:1) Compound of bis(4-dimethylaminophenyl)methyleneiminium with2-[(C8-18-alkyl)amino]-1-substituted propane and hydrogen bis[2-[(2-hydroxy-5-methyl-3-sulfophenyl)azo]-3-oxo-N-phenylbutanamidato(2-)]cobaltate(1-) (generic) (30621940) | 1819107 | 121939
1:1:1 Compound of bis[4-(2-carboxyphenylazo)-3-methyl-1-phenylpyrazol-5-onato(2-)] chromate(1-) with alkylaminocarboxylic acid (generic) (30621957) | 1819109 | 121940
(1:2:1) Compound of hydrogen bis[1-[(2-hydroxy-5-methyl-3-sulfophenyl)azo]-2-naphthalenolato(2-)]cobaltate(1-) with N-[9-(2- carboxyphenyl)-6-(diethylamino)-3H-xanthen-3-ylidene]-N-ethylethanaminium and 2-[(C8-18-alkyl)amino]-1-substituted propane (generic) (30621965) | 1819111 | 121941
1:1:2 Compound of hydrogen bis[1-[(2-hydroxy-4-nitrophenyl)azo]-2-naphthalenolato(2-)]chromate(1-) with hydrogen bis[1-[(2-hydroxy-5-nitrophenyl)azo]-2-(C8-C18)-alkylaminopropane] derivative (generic) (30621973) | 1819113 | 121942
1:1:2 Compound of hydrogen bis[1-(nitro-2-hydroxyphenylazo)-2-naphthalenolato(2-)]cobalt(1-) and alkylaminocarboxylic acid (generic) (30621981) | 1819115 | 121943
(1:1) Compound of 2-[(C8-18-alkyl)amino]-1-substituted propane and hydrogen bis[1-[(2-hydroxy-6-nitrophenyl)azo]-2-naphthalenolato(2-)]cobaltate(1-), branched or linear heptyl derivs. (generic) (30621999) | 1819117 | 121944
Amyl chlorides (generic) (30622047) | 1819119 | 121945
Benzenediamine-(4-nitrophenyl)azo-N,N' mixed alkyl derivatives (generic) (30622062) | 1819121 | 121946
Benzenamine, N-ethyl-4-[(nitroheteromonocycle)azo]-N-alkoxyethyl compound (generic) (30622096) | 1819123 | 121947
Ethyl alkylalkoxybenzenamine (generic) (30622120) | 1819125 | 121948
Linseed oil, polymers with alkyldioic acid, formaldehyde, pentaerythritol, substituted alkane and rosin (generic) (30622922) | 1819127 | 121949
Linseed oil, polymer with glycerol, maleic anhydride rosin, substituted phenols and tung oil (generic) (30622963) | 1819129 | 121950
Alkenes, polymers with steam-cracked petroleum distillates and tungoil (generic) (30622971) | 1819131 | 121951
Alkenes, polymers with linseed oil and steam-cracked petroleum distillates (generic) (30622989) | 1819133 | 121952
Alkenes, polymers with modified aromatic hydrocarbon resin and tungoil (generic) (30626758) | 1819135 | 121953
Alkenes, polymers with modified aromatic hydrocarbon resin, linseedoil and tung oil (generic) (30626782) | 1819137 | 121954
Alkenes, polymers with modified aromatic hydrocarbon resin and linseed oil (generic) (30626790) | 1819139 | 121955
Fatty acids, linseed oil, polymers with bisphenol A, epichlorohydrin and aryl, alkyl silsesquioxanes (generic) (30627541) | 1819141 | 121956
Fatty acids, soya, polymers with bisphenol A, epichlorohydrin and aryl, alkyl silsesquioxanes (generic) (30627582) | 1819143 | 121957
Fatty acids, linseed oil, polymers with bisphenol A, epichlorohydrin and aryl, alkyl silsesquioxanes (generic) (30627590) | 1819145 | 121958
Silsesquioxanes, aryl, alkyl, polymers with pentaerythritol soybeanoil and TDI (generic) (30627632) | 1819147 | 121959
Fatty acids, soya, polymers with pentaerythritol, aryl, alkyl silsesquioxanes and phthalic anhydride (generic) (30627681) | 1819149 | 121960
Alkenes, polymers with petroleum distillates and tung oil (generic) (30628093) | 1819151 | 121961
Fatty acids, tall-oil, polymers with glycerol, phthalic anhydride, polymd. vegetable oils and rosin (generic) (30629968) | 1819153 | 121962
Fatty acids, tall-oil, polymers with glycerol, phthalic anhydride, and polymd. conjugated vegetable oils (generic) (30629976) | 1819155 | 121963
2-Propenoic acid, 1,2-ethanediylbis(oxy-2,1-ethanediyl) ester, reaction products with 2-hydroxyethyl acrylate-blocked, poly(tetrahydrofuran) derivative-toluene diisocyanate polymer (generic) (30631550) | 1819157 | 121964
Linseed oil, polymer with bisphenol A, p-tert-butylphenol, formaldehyde, alkanols, rosin and tung oil (generic) (30631600) | 1819159 | 121965
Rosin, polymer with bisphenol A, p-tert-butylphenol, formaldehyde, alkanols, phthalic anhydride and soybean oil (generic) (30631618) | 1819161 | 121966
Siloxanes and silicones, polymers with 3-hydroxy-2,2-dimethylpropyl3-hydroxy-2,2-dimethylpropanoate, isophthalic acid, maleic anhydride, Ph silsesquioxanes and trimethylolpropane (generic) (30632434) | 1819163 | 121967
2-Hydroxyethyl acrylate polymer with saturated urethane polymer (generic) (30632467) | 1819165 | 121968
Chloromethyloxirane and 4,4'-(1-methylethylidene)bisphenol polymer with 1-butanol, 2-butoxyethanol, and a substituted alkenoic acid copolymer (generic) (30635544) | 1819167 | 121969
Chloromethyloxirane and 4,4'-(1-methylethylidene)bisphenol polymer with 2-butoxyethanol and a substituted alkenoic acid copolymer (generic) (30635551) | 1819169 | 121970
Silsesquioxanes, aryl, alkyl, polymers with adipic acid, neopentyl glycol, phthalic anhydride and trimethylolpropane (generic) (30636021) | 1819171 | 121971
Propanol, polymer with poly[oxy(methyl-1,2-ethanediyl)], .alpha.-hydro-.omega.-hydroxy-, poly[oxy(methyl-1,2-ethanediyl)], .alpha.,.alpha.',.alpha.''-1,2,3-propanetriyltris[.omega.-hydroxy-, tripropylene glycol and methylenebis[phenyl isocyanate] (generic) (30636484) | 1819173 | 121972
Silsesquioxanes, aryl, alkyl, polymers with bisphenol A and epichlorohydrin (generic) (30636518) | 1819175 | 121973
Silsesquioxanes, aryl, alkyl, polymers with isophthalic acid, maleic anhydride, soybean oil and trimethylolpropane (generic) (30636526) | 1819177 | 121974
Linseed oil, polymer with formaldehyde, maleic anhydride, substituted alkanes and rosin (generic) (30637573) | 1819179 | 121975
Rosin, modified phenolic, polymer with tung oil (generic) (30637615) | 1819181 | 121976
Petrolatum, polymer with pentaerythritol modified rosin and tung oil (generic) (30637623) | 1819183 | 121977
1-Myristoxy-2-hydroxypropyl myristyl alkenylylate (generic) (30642672) | 1819185 | 121978
1-Lauroxy-2-hydroxypropyl lauryl alkenylylate (generic) (30642748) | 1819187 | 121979
1-Lauroxy-2-hydroxypropyl myristyl alkenylylate (generic) (30642755) | 1819189 | 121980
Alkyl, alkyl ether glutarate adipate (generic) (30643662) | 1819191 | 121981
Polymer of glutaric and adipic acids with an alkylene glycol and 2-ethylhexanol (generic) (30643696) | 1819193 | 121982
Neopentyl glycol, isooctanol, and alkane dibasic acids polyester (generic) (30643753) | 1819195 | 121983
Neopentyl glycol, isooctanol, alkane dibasic acids polyester (generic) (30643761) | 1819197 | 121984
Dialkyl glutarate adipate succinate (generic) (30643779) | 1819199 | 121985
Dialkyl glutarate adipate (generic) (30643787) | 1819201 | 121986
Poly(propylene glycol) caprylate caprate (generic) (30643811) | 1819203 | 121987
Triethylene glycol, 2-ethylhexanoic acid and alkanoic acids polyester (generic) (30643829) | 1819205 | 121988
Alkyl oleate-linoleate (generic) (30643837) | 1819207 | 121989
Glycol-glyercol mono-di-tri-fatty acid esters (generic) (30643860) | 1819209 | 121990
Alkyl, alkylether dibasic acid esters (generic) (30643886) | 1819211 | 121991
Alkyl, alkyl ether glutarate adipate (generic) (30643894) | 1819213 | 121992
Di(alkyl ether glycol) esters of glutaric and adipic acids (generic) (30643902) | 1819215 | 121993
Di(alkyl ether glycol) esters of adipic acid (generic) (30643910) | 1819217 | 121994
Alkylenedioic acid, neopentyl glycol, lauric acid polyester (generic) (30643928) | 1819219 | 121995
Alkylenedioic acid, neopentyl glycol, lauric acid polyester (generic) (30643936) | 1819221 | 121996
Polymer of glutaric and adipic acids with an alkylene glycol and 2-ethylhexanol (generic) (30643951) | 1819223 | 121997
Dimethyl alkanoate alkanoic acid, ethylene glycol and propylene glycol polyester (generic) (30643977) | 1819225 | 121998
2-Ethylhexyl acrylate, 2-ethylhexyl methacrylate, ethyl acrylate, substituted acrylamide polymer (generic) (30644678) | 1819227 | 121999
Polymer of 2-ethylhexyl acrylate, ethyl acrylate, and alkene derivative (generic) (30644694) | 1819229 | 122000
2-Ethylhexyl acrylate, ethyl acrylate, substituted acrylamide polymer (generic) (30644702) | 1819231 | 122001
[3-(Triethoxysilyl)propyl]urea disubstituted (generic) (30645352) | 1819233 | 122002
Dihydroxycarbomonocycle, polymer with formaldehyde, 2-furanmethanoland phenol (generic) (30645378) | 1819235 | 122003
Reaction product of hydrogen peroxide and methyl ester of alkanedioic acids (generic) (30645402) | 1819237 | 122004
[3-(Triethoxysilyl)propyl]urea derivative (generic) (30645444) | 1819239 | 122005
Tris(substituted alkyl)tallow alkyl ammonium salt (generic) (30647861) | 1819241 | 122006
Linseed oil, polymer with modified aromatic petroleum hydrocarbon resin and tung oil (generic) (30650816) | 1819243 | 122007
Linseed oil, polymer with modified aromatic petroleum hydrocarbon resin, formaldehyde, p-tert-butylphenol and tung oil (generic) (30650824) | 1819245 | 122008
Linseed oil, polymer with bisphenol A, formaldehyde, menhaden oil, modified aromatic alkenes, styrenes and tung oil (generic) (30650832) | 1819247 | 122009
Linseed oil, polymer with alkyl substituted benzene, modified phenolic resin, phthalic anhydride, rosin and tung oil (generic) (30650840) | 1819249 | 122010
Linseed oil, polymer with benzene derivative, tert-butylphenol, dicyclopentadiene, formaldehyde, methylstyrene, vinyltoluene and tung oil (generic) (30651525) | 1819251 | 122011
Linseed oil, polymer with benzene derivative, tert-butylphenol, decyclopentadiene, formaldehyde, menhaden oil, methylstyrene, styrene, tung oil and vinyltoluene (generic) (30651533) | 1819253 | 122012
Linseed oil, polymer with tung oil, gum rosin, phenolic resin, glycerin and phthalic anhydride (generic) (30652044) | 1819255 | 122013
Trialkyl(.omega.-hydroxypolyoxyethylene)ammonium salt (generic) (30654727) | 1819257 | 122014
Dihydrogenated tallow bis(substituted alkyl) ammonium salt (generic) (30654743) | 1819259 | 122015
Ditallowalkylbis(substituted-alkyl) ammonium salt (generic) (30654776) | 1819261 | 122016
Trialkyl(.omega.-hydroxypolyoxyethylene)ammonium salt (generic) (30654792) | 1819263 | 122017
3-Di(2'-hydroxy-3'-alkyloxy)aminophenol (generic) (30657100) | 1819265 | 122018
Substituted aminophenylazo methylazobenzenes (generic) (30657126) | 1819267 | 122019
Alkyl substituted naphthol (generic) (30657498) | 1819269 | 122020
4,5,6,7-Tetrasubstituted-1,3-isobenzofurandione and trimellitic anhydride, ester with diethylene glycol, polymer (generic) (30658561) | 1819271 | 122021
4,5,6,7-Tetrasubstituted-1,3-isobenzofurandione, ester with triethylene glycol, polymer (generic) (30658579) | 1819273 | 122022
N-Tallowalkyltrimethylenediamine, compounds with isoalkyl phosphates fatty acid dimers (generic) (30665475) | 1819275 | 122023
Oil, conjugated, vegetable, polymd., polymers with ethylene glycol,pentaerythritol and phthalic anhydride (generic) (30669113) | 1819277 | 122024
Fatty acids, tall-oil, polymers with phthalic anhydride and modified rosin (generic) (30669162) | 1819279 | 122025
Metal salt of 2,2,3,3,4,4,4-heptafluorobutanoic acid (generic) (30673735) | 1819281 | 122026
Polymer of chloromethyloxirane, dioxoheteromonocycle methyl ethylidene bisphenol alkenyl benzene (generic) (30675979) | 1819283 | 122027
Linseed oil, polymer with formaldehyde, glycerol and modified rosin (generic) (30685135) | 1819285 | 122028
Siloxanes and silicones, polymers with adipic acid, isophthalic acid and trimethylolpropane (generic) (30685168) | 1819287 | 122029
2-Propenenitrile polymer with substituted methylpropyl terminated polybutadiene and epichlorohydrin (generic) (30685176) | 1819289 | 122030
Substituted alkylbenzene, bisphenol A, epichlorohydrin polymer (generic) (30687065) | 1819291 | 122031
Alkylenediamine, bisphenol A, epichlorohydrin, 3-aminomethyl-3,5,5-trimethylcyclohexylamine polymer (generic) (30687123) | 1819293 | 122032
Isododecatriene (generic) (30690317) | 1819295 | 122033
Ethyl(methoxypropenyl)benzothiazole methyl sulfonate (generic) (30696827) | 1819297 | 122034
Tall oil fatty acids reaction product with alkanol amine, polyisobutenyl succinnic anhydride, potassium hydroxide and alkanols (generic) (30698484) | 1819299 | 122035
Mixed metal salts of stearic acid and alkylbenzenesulfonic acids (generic) (30698500) | 1819301 | 122036
Alkenyl tiglate (generic) (30700702) | 1819303 | 122037
Polymer of heteromonocycle terminated adipic acid, ethylene glycol,1,2-propanediol and toluene diisocyanate (generic) (30702740) | 1819305 | 122038
Heteromonocycle-terminated adipic acid, diethylene glycol, toluenediisocyanate polymer (generic) (30702781) | 1819307 | 122039
Heteromonocycle-terminated adipic acid, ethylene glycol, 1,2-propanediol, 1,1'-methylenebis[4-isocyanatobenzene] polymer (generic) (30702807) | 1819309 | 122040
Alkanedioic acid, polymer with ethyl 2-propenoate and methyl 2-methyl-2-propenoate, ammonium salt (generic) (30703813) | 1819311 | 122041
Rosin, polymer with modified hydroxyalkane, ammonium salt (generic) (30703920) | 1819313 | 122042
Dimethylethanolamine salt of acrylic polymer (generic) (30703938) | 1819315 | 122043
2,5-Furandione, polymer with alkene, metal salt (generic) (30705255) | 1819317 | 122044
Polyester urethane urea copolymer (generic) (30705693) | 1819319 | 122045
Heterocyclic derivative reacted with polyol, ethylene oxide, and 1,1'-methylenebis[isocyanatobenzene] (generic) (30705719) | 1819321 | 122046
Heterocyclic derivative reacted with polyol, ethylene oxide, and 1,1'-methylenebis[4-isocyanatobenzene] (generic) (30705719) | 1819323 | 122047
m-Xylylenediamine, carbon dioxide reaction product (generic) (30705727) | 1819325 | 122048
Carbonic acid, polymer with mixed diols, 5-isocyanato-1-(isocyanatomethyl)-1,3,3-trimethylcyclohexane and oxepanone (generic) (30705735) | 1819327 | 122049
Polyester urethane prepolymer (generic) (30705743) | 1819329 | 122050
Polyester urethane copolymer (generic) (30705750) | 1819331 | 122051
Carbonic acid, polymer with 1,6-hexanediol, 2,2'-oxybis[ethanol], Niax Polyol PCP0301*, 5-isocyanato-1-(isocyanatomethyl)-1,3,3-trimethylcyclohexane and methylenebis(4-substituted cyclohexane) (generic) (30705776) | 1819333 | 122052
Fatty acids, polymers with acetic acid and amides from tall oil fatty acids and substituted amines (generic) (30705800) | 1819335 | 122053
Tung oil, polymer with formaldehyde, maleic anhydride and substituted benzene (generic) (30705834) | 1819337 | 122054
Linseed oil, polymer with formaldehyde, maleic anhydride, substituted benzene and tung oil (generic) (30705842) | 1819339 | 122055
Polymer of 4,4'-(1-methylethylidene)diphenol, (chloromethyl)oxirane, methylheteromonocycle, phenol and substituted alkane (generic) (30706279) | 1819341 | 122056
Cyanine dye derived from substituted benzimidazole and benzothiazole (generic) (30706865) | 1819343 | 122057
4-Bromo-1-hydroxy-bis(trisubstituted alkyl)-2-naphthalenemethanol (generic) (30706907) | 1819345 | 122058
1-Hydroxy-bis(trisubstitutedalkyl)-2-naphthalenemethanol (generic) (30707087) | 1819347 | 122059
Bromoheteropolycycle (generic) (30707095) | 1819349 | 122060
Di(heteropolycyclicmethyl) sulfide (generic) (30707194) | 1819351 | 122061
Cyanine dye derived from substituted benzothiazole and naphthothiazole (generic) (30707244) | 1819353 | 122062
Cyanine dye derived from substituted benzothiazole (generic) (30707277) | 1819355 | 122063
Alkyl (alkylthio) heteropolycycle salt with 4-methylbenzenesulfonicacid (generic) (30707327) | 1819357 | 122064
Dihalodialkyl(arylsulfonamidovinyl)heteropolycyclic chloride (generic) (30707335) | 1819359 | 122065
Halomethyl(sulfoalkyl)heteropolycycle mono-sulfolane solvate (generic) (30707343) | 1819361 | 122066
Substituted benzisothiazole (generic) (30707376) | 1819363 | 122067
(Methyl substituted)ethyl carbonochloridate (generic) (30707384) | 1819365 | 122068
2-(Methylsubstituted)ethanol (generic) (30707392) | 1819367 | 122069
Substituted benzothiazole (generic) (30707400) | 1819369 | 122070
Alkanols, polymer with hexanedioic acid, 1,3-diisocyanatomethylbenzene, 1,1'-1''-nitrilotris[2-propanol] (generic) (30708416) | 1819371 | 122071
Alkanols, polymer with hexanedioic acid, 1,3-diisocyanatomethylbenzene and oxybis[propanol] (generic) (30708424) | 1819373 | 122072
Alkanedioic acid, polymer with 1,3-diisocyanatomethylbenzene, 1,1',1''-nitrilotris[2-propanol] and alkanol ether (generic) (30708432) | 1819375 | 122073
Alkanols, polymer with hexanedioic acid, 1,3-diisocyanatomethylbenzene and oxybis[propanol] (generic) (30708440) | 1819377 | 122074
Alkanedioic acid, polymer with substituted butanediol and 1,1'-methylenebis[4-isocyanatobenzene] (generic) (30708481) | 1819379 | 122075
1-Benzenesulfonic acid, 2-(((5''-(2''',5'''-dimethoxyphenylpropyl)-2''-methylphenyl)-(2'',5''-dimethoxyphenylpropyl)substituted)-((3''-(2''',5'''-dimethoxyphenylpropyl)-6''-methylphenyl)methylsubstituted)heteropolycyclic)- (generic) (30708523) | 1819381 | 122076
Benzenesulfonic acid, 2-(((5''-(2''',5'''-dihydroxyphenylpropyl)-2''-methylphenyl)(2'',5''-dihydroxyphenylpropyl)substituted)((3''-(2''',5'''-dihydroxyphenylpropyl)-6''-methylphenyl)methylsubstituted)heteropolycyclic)- (generic) (30708531) | 1819383 | 122077
Benzenesulfonic acid, 2-((((5''-(2''',5'''-dimethoxyphenylpropyl))-2''-methylphenyl))(2'',5''-dimethoxyphenylpropyl)substituted)((3''-(2''',5'''-dimethoxyphenylpropyl)-6''-methylphenyl)substituted)heteropolycyclic)- (generic) (30708549) | 1819385 | 122078
Benzenesulfonic acid, 2-(di(3''-(2''',5'''-dimethoxyphenylpropyl)-6''-methylphenylsubstituted)-heteropolycyclic)- (generic) (30708556) | 1819387 | 122079
Ethyl-((sulfoalkyl)heteropolycyclic) sulfide (generic) (30708564) | 1819389 | 122080
Substituted benzisothiazole (generic) (30708663) | 1819391 | 122081
Substituted phenyl naphthalenone (generic) (30708671) | 1819393 | 122082
Substituted ethyloxycarbonylbenzisothiazole (generic) (30708689) | 1819395 | 122083
Poly(substituted-butyl)acrylamide (generic) (30708713) | 1819397 | 122084
Poly(substituted-butyl)acrylamide (generic) (30708739) | 1819399 | 122085
Bis(acetylacetonato) disubstituted titanium (generic) (30708754) | 1819401 | 122086
Hexanedioic acid, polymer with 1,1'-methylenebis[4-isocyanatobenzene], mixed alkanols and 1,1',1''-nitrilotris[2-propanol] (generic) (30712293) | 1819403 | 122087
Cosulfurized partially unsaturated aliphatic with vegetable methyl esters and animal fat (generic) (30720825) | 1819405 | 122088
Cosulfurized alkenes vegetable oil methyl esters (generic) (30720841) | 1819407 | 122089
Cosulfurized alkenes, vegetable oil, alkyl ester of vegetable oil (generic) (30720858) | 1819409 | 122090
Cosulfurized fish oils with alkenes (generic) (30720866) | 1819411 | 122091
Cosulfurized alkenes and mixed animal fats (generic) (30720874) | 1819413 | 122092
Sulfurized alkenes (generic) (30720882) | 1819415 | 122093
Cosulfurized alkenes with vegetable oil methyl esters and mixed non-marine animal oil (generic) (30720890) | 1819417 | 122094
Cosulfurized alkenes with mixed animal fats and methyl esters of mixed vegetable oils (generic) (30720908) | 1819419 | 122095
Cosulfurized mixed vegetable oil and alkenes (generic) (30720916) | 1819421 | 122096
Bromochlorinated olefin (generic) (30720940) | 1819423 | 122097
1,3-Propanediamine polymer with 1,3-diisocyanatomethylbenzene, reaction products with alkenylamine (generic) (30721690) | 1819425 | 122098
[2-[(2-Maleimidoethyl)amino]ethyl]ethane derivative adduct of ethylene, alkene copolymer (generic) (30722557) | 1819427 | 122099
Borated reaction product of polybutenyl succinic anhydride with ethylenediamine-piperazine polymer (generic) (30722607) | 1819429 | 122100
Reaction product of alkenylsuccinic acid and the borated reaction product of polybutenylsuccinic anhydride with ethylenediamine-piperazine branched polymer (generic) (30722805) | 1819431 | 122101
Reaction product of diethylenetriamine with alkene, alkene copolymer (generic) (30722813) | 1819433 | 122102
(3-Heteropolycycle)propylmaleimide adduct of ethylene, alkene copolymer (generic) (30723399) | 1819435 | 122103
Maleic anhydride adduct of alkene, alkene copolymer (generic) (30723431) | 1819437 | 122104
Maleic acid reaction product with alkyl amines (generic) (30723464) | 1819439 | 122105
N,N-Dimethylaminopropylmaleimido adduct of alkene, alkene copolymer (generic) (30723480) | 1819441 | 122106
(2-Aminoethyl)(2-maleimidoethane) derivative adduct of ethylene, alkene copolymer (generic) (30723498) | 1819443 | 122107
Fatty acids, reaction products with polyethyleneamine, dodecylbenzene derivatives (generic) (30725550) | 1819445 | 122108
Fatty acids, compounds with polyethyleneamine-tall oil fatty acid cyclic reaction products (generic) (30725568) | 1819447 | 122109
Fatty acids, reaction products with polyethyleneamines hydroxyacetates (generic) (30725576) | 1819449 | 122110
Fatty acids, reaction products with polyethyleneamines (generic) (30725584) | 1819451 | 122111
Fatty acids, compounds with polyethyleneamine-tall oil fatty acid cyclic reaction products (generic) (30725592) | 1819453 | 122112
Fatty acids, reaction products with polyethyleneamines (generic) (30725600) | 1819455 | 122113
Fatty acids, reaction products with polyethyleneamines (generic) (30725626) | 1819457 | 122114
Phosphonic acid derivative, N-(coconut oil alkyl)trimethylenediamine, ethoxylated salt (generic) (30731202) | 1819459 | 122115
Hexamethylenediamine bottoms, C18 unsatd. fatty acids, salt (generic) (30731475) | 1819461 | 122116
Fatty acids, C18-unsatd., dimers, compds. with oxazine compd. (generic) (30731483) | 1819463 | 122117
Polyamine adduct (generic) (30737688) | 1819465 | 122118
Poly(oxy-1,2-ethanediyl) derivative, phosphate, sodium salt (generic) (30738108) | 1819467 | 122119
Tall-oil fatty acid, oligomers, compounds with polyalkeneamine and alkyl phosphoric acid (generic) (30741052) | 1819469 | 122120
Fatty acids, C18-dimers and trimers, compounds with polyalkylenepolyamine tall oil fatty acid reaction products (generic) (30741110) | 1819471 | 122121
Dodecylbenzeneamidoamine salt (generic) (30741235) | 1819473 | 122122
Fatty amidoamineacetate salt (generic) (30741243) | 1819475 | 122123
Hexamethylenediamine bottoms, dodecylbenzenesulfonic acid salt (generic) (30741581) | 1819477 | 122124
Alkane derivative polymer with bisphenol A, carboxy-terminated acrylonitrile-butadiene copolymer and epichlorohydrin (generic) (30742555) | 1819479 | 122125
Polyalkyl naphthalenesulfonic acid derivatives, sodium salt (generic) (30742852) | 1819481 | 122126
Polyalkyl naphthalenesulfonic acid derivative, ammonium salt (generic) (30742902) | 1819483 | 122127
Poly-.alpha.-alkenes (generic) (30744916) | 1819485 | 122128
2-Hydroxyethyl 2-propenoate, polymer with 1,3-diisocyanatomethylbenzene and .alpha.-hydro-.omega.-hydroxypoly(oxyalkanediyl) (generic) (30745210) | 1819487 | 122129
Hexanedioic acid, polymer with alkanediols, 2-hydroxyethyl 2-propenoate and 1,1'-methylenebis[4-isocyanatocyclohexane] (generic) (30745228) | 1819489 | 122130
2-Hydroxyethyl 2-propenoate, polymer with .alpha.-hydro-.omega.-hydroxypoly(oxyalkanediyl) and 1,1'-methylenebis[4-isocyanatocyclohexane] (generic) (30745236) | 1819491 | 122131
Pentaerythritol ricinoleate, alkylenedi(substituted cyclohexane) polymer (generic) (30746903) | 1819493 | 122132
Modified resin polymer with polyhydric alcohol, ammonium salt (generic) (30750574) | 1819495 | 122133
Modified resin polymer with polyhydric alcohol, ammonium salt (generic) (30750681) | 1819497 | 122134
Substituted aminopentanedioic acid (generic) (30776330) | 1819499 | 122135
Linseed oil, polymer with phthalic anhydride and modified rosin (generic) (30776579) | 1819501 | 122136
Rosin fumarated, polymer with alkanols, ammonium salt (generic) (30777775) | 1819503 | 122137
Rosin, fumaric acid, maleic anhydride adduct, pentaerythritol and polyalkyleneglycol ester (generic) (30785299) | 1819505 | 122138
Rosin, fumaric acid adduct, glycerol, polyalkylene glycol ester, pentaerythritol ester (generic) (30785307) | 1819507 | 122139
Rosin, fumaric acid, maleic anhydride adduct pentaerythritol and polyalkyleneglycols ester (generic) (30785323) | 1819509 | 122140
Polymer of maleic anhydride, alkenoic acid, p-tert-butyl phenol, bisphenol A, formaldehyde, ester with pentaerythritol (generic) (30785356) | 1819511 | 122141
Rosin, fumaric acid, maleic anhydride adduct pentaerythritol and polyalkyleneglycols ester (generic) (30785406) | 1819513 | 122142
Rosin, maleic anhydride, substituted alkylbenzene, paraform, glycerol resin (generic) (30785414) | 1819515 | 122143
Rosin, maleic anhydride, bisphenol A, substituted alkylbenzene, paraform, glycerol resin (generic) (30785422) | 1819517 | 122144
Rosin,p-substituted phenol, formaldehyde adduct, pentaerythritol ester (generic) (30785596) | 1819519 | 122145
Rosin, alkyl phenol, formaldehyde adduct, pentaerythritol, substituted alkylene polyol ester and metal oxide (generic) (30785612) | 1819521 | 122146
Rosin, maleic anhydride adduct-glycerol and substituted alkylenepolyol ester (generic) (30785620) | 1819523 | 122147
Rosin, fumaric acid, metal oxide adduct, pentaerythritol ester (generic) (30785638) | 1819525 | 122148
Rosin, fumaric acid adduct, trialkyl derivative, sorbitol ester (generic) (30785646) | 1819527 | 122149
Rosin, fumaric acid adduct, pentaerythritol, trialkyl derivative, monoethanolamine salt (generic) (30785653) | 1819529 | 122150
Rosin, fumaric acid adduct, ethylene glycol, pentaerythritol, trialkyl derivatives derivative ester, monoethanolamine salt (generic) (30785661) | 1819531 | 122151
Rosin, bisphenol A, substituted alkylbenzene, paraform, glycerol resin (generic) (30785703) | 1819533 | 122152
Rosin, glycerol, alkylenepolyol ester (generic) (30785711) | 1819535 | 122153
Rosin, fumaric acid adduct, pentaerythritol and polyalkyleneglycol ester (generic) (30785729) | 1819537 | 122154
Rosin, pentaerythritol, polyalkylene glycol ester (generic) (30785752) | 1819539 | 122155
Rosin, substituted phenol, bisphenol A, formaldehyde adduct-pentaerythritol ester (generic) (30785760) | 1819541 | 122156
Rosin, fumaric acid, substituted benzene, formaldehyde adduct, pentaerythritol ester (generic) (30785794) | 1819543 | 122157
Rosin, fumaric acid adduct, polypropylene glycol, pentaerythritol, trialkyl derivative ester (generic) (30785810) | 1819545 | 122158
Rosin, fumaric acid, stearic acid, castor oil adduct, phenyl alkyl polyol, trimethylolethane, trialkyl derivative ester (generic) (30785828) | 1819547 | 122159
Rosin, fumaric acid, castor oil adduct, phenyl alkyl polyol, trialkyl derivative, pentaerythritol ester (generic) (30785836) | 1819549 | 122160
Rosin, fumaric acid adduct, phenyl alkyl polyol, ethylene glycol, trialkyl derivative (generic) (30785844) | 1819551 | 122161
Rosin, fumaric acid, disubstituted benzene, pentaerythritol, glycerol ester (generic) (30785851) | 1819553 | 122162
Rosin, fumaric acid, disubstituted benzene, maleic anhydride adduct-pentaerythritol and glycerol ester (generic) (30785869) | 1819555 | 122163
Rosin, fumaric acid adduct, trialkyl derivative, pentaerythritol ester (generic) (30785877) | 1819557 | 122164
Rosin, fumaric acid, disubstituted benzene adduct-pentaerythritol ester (generic) (30785885) | 1819559 | 122165
Rosin, fumaric acid, castor oil adduct, phenyl alkyl polyol, trialkyl derivative ester (generic) (30785901) | 1819561 | 122166
Rosin, phenol derivative, formaldehyde, glycerine, pentaerythritol ester (generic) (30785950) | 1819563 | 122167
Rosin, substituted phenol, formaldehyde adduct, pentaerythritol andpolyalkylene glycol ester (generic) (30785968) | 1819565 | 122168
Rosin, substituted phenol, bisphenol A, formaldehyde adduct, glycerine, polyalkylene glycol ester (generic) (30785976) | 1819567 | 122169
Modified phenol-formaldehyde resin, reaction product with ammonium borate (generic) (30788301) | 1819569 | 122170
Carboxylic acids, polymers with palmitic acid, phthalic anhydride and trimethylolethane (generic) (30788681) | 1819571 | 122171
Siloxanes and Silicones, polymers with adipic acid, isophthalic acid, neopentylglycol and trimethylolethane (generic) (30789077) | 1819573 | 122172
Silsesquioxanes, aryl, alkyl, polymers with adipic acid, isophthalic acid, neopentyl glycol, trimellitic anhydride and trimethylolethane (generic) (30789101) | 1819575 | 122173
Silsesquioxanes aryl, alkyl, polymers with adipic acid, isophthalicacid, neopentyl glycol and trimethylolethane (generic) (30789119) | 1819577 | 122174
Soybean oil, polymer with tung oil, alkenes and steam-cracked petroleum distillate (generic) (30789135) | 1819579 | 122175
Alkenes, polymers with linseed oil and steam-cracked petroleum distillates (generic) (30789143) | 1819581 | 122176
Rosin, fumaric acid adduct, pentaerythritol, polyethylene glycol, di-propylene glycol, trialkyl derivative polyester (generic) (30791818) | 1819583 | 122177
Bisphenol A, disubstituted benzene, azelaic acid polymer (generic) (30791925) | 1819585 | 122178
Modified resin polymer with substituted alkanes, ammonium salt (generic) (30797153) | 1819587 | 122179
Modified resin polymer of fumaric acid with polyhydric alcohols, ammonium salt (generic) (30797179) | 1819589 | 122180
Triethylene glycol, alkanoic acid ester, oxidized (generic) (30798946) | 1819591 | 122181
Triethylene glycol, alkanoic acid ester, oxidized (generic) (30798953) | 1819593 | 122182
Polymer of acrylonitrile, vinyl acetate and substituted benzenesulfonic acid, sodium salt (generic) (30799217) | 1819595 | 122183
Polymer with diethylene glycol derivative (generic) (30805212) | 1819597 | 122184
Ethanol derivative, reaction product with 1,1'-methylenebis[4-isocyanatobenzene] and toluene diisocyanate (generic) (30805220) | 1819599 | 122185
Benzoic acid, urea, formaldehyde, trisubstituted heteromonocycle, isobutyl alcohol polymer (generic) (30805303) | 1819601 | 122186
Styrene, methyl methacrylate, butyl methacrylate, alkyl acrylate, 2-substituted alkyl acrylate, hydroxyalkanoic acid, methacrylic acid, glycidyl methacrylate polymer (generic) (30807309) | 1819603 | 122187
Vegetable oil, dimethyl terephthalate, polyhydroxyalkane, phthalic anhydride polymer (generic) (30807317) | 1819605 | 122188
Vegetable oil, polymer with benzoic acid, butanediol, phthalic anhydride and trihydroxyalkane (generic) (30807838) | 1819607 | 122189
Vegetable oil, polyhydroxyalkane, phthalic anhydride polymer (generic) (30807846) | 1819609 | 122190
Vegetable oils polymerized, polymer with glycerol and pentaerythritol, phthalic anhydride and vinyltoluene (generic) (30807945) | 1819611 | 122191
Alkenes, polymers with linseed oil, steam cracked petroleum distillates and tung oil (generic) (30807960) | 1819613 | 122192
Polysaccharides, polymers with 1,3-diisocyanatomethylbenzene (generic) (30807978) | 1819615 | 122193
Rosin, polymer with pentaerythritol, polymerized vegetable oils (generic) (30807994) | 1819617 | 122194
Polysaccharides, polymers with 1,3-diisocyanatomethylbenzene, 1,1'-methylenebis[4-isocyanatobenzene] and methyloxirane (generic) (30808000) | 1819619 | 122195
.alpha.-D-Glucopyranoside, .beta.-D-fructofuranosyl, polymer with ethylene oxide derivative, 1,3-diisocyanatobenzene, 1,1'-methylenebis[4-isocyanatobenzene] and phosphonic acid derivative (generic) (30808034) | 1819621 | 122196
Fatty acids, tall-oil, polymers with isophthalic acid, pentaerythritol, rosin modified, trimellitic anhydride and trimethylolpropane (generic) (30808067) | 1819623 | 122197
Alkenes, oxidized, with isopropanolamine (generic) (30811160) | 1819625 | 122198
1-Lauroxy-2-hydroxypropylalkenylyl ethylene glycol maleate (generic) (30811251) | 1819627 | 122199
4,4'-Isopropylidene di-(phenoxy-2-hydroxypropylalkenyl ethylene glycol maleate) (generic) (30811269) | 1819629 | 122200
Linseed oil, polymer with formaldehyde, glycerol, phthalic anhydride, rosin, substituted benzenes and tung oil (generic) (30817449) | 1819631 | 122201
Vegetable oils, polymerized, polymer with formaldehyde, glycerol, phthalic anhydride and substituted benzenes (generic) (30818074) | 1819633 | 122202
Poly(methylene-heterocyclic phenol), potassium salt (generic) (30818306) | 1819635 | 122203
1-Myristoxy-2-hydroxypropyl alkenylyl ethylene glycol maleate (generic) (30818348) | 1819637 | 122204
1,3-Benzenedicarboxylic acid, polymer with silane compounds, 2,2-dimethyl-1,3-propanediol, hexanedioic acid and 2-(hydroxymethyl)-2-methyl-1,3-propanediol (generic) (30819486) | 1819639 | 122205
Polyoxymethylene phosphate, ammonium salt (generic) (30869069) | 1819641 | 122206
Benzene derivative, copolymer with ethyl acrylate and methacrylic acid, sodium salt (generic) (30869093) | 1819643 | 122207
Fatty acids, polymers with alkylamines, cyclopentadiene, dicyclopentadiene, gilsonite, lead oxide and linseed oil (generic) (30873699) | 1819645 | 122208
Rosin, polymer with substituted benzene, cyclopentadiene, dicyclopentadiene, formaldehyde, pentaerythritol, phenol and tung oil (generic) (30873707) | 1819647 | 122209
Rosin, maleated, polymer with substituted benzene, formaldehyde, glycerol, pentaerythritol and tung oil (generic) (30873731) | 1819649 | 122210
Benzenedicarboxylic acid ester, manuf. of, by-products from, polymer with aldehydes, furfuryl alcohol and urea (generic) (30873970) | 1819651 | 122211
Rosin, modified, polymer with glycerol, isophthalic acid and soyabean oil (generic) (30875330) | 1819653 | 122212
Benzenamine, 2,4-bis[[4-[(phenylalkyl)substituted]phenyl]methyl]- (generic) (30876494) | 1819655 | 122213
Rosin, polymer with substituted phenols, formaldehyde, glycerol, maleic anhydride and tung oil (generic) (30884183) | 1819657 | 122214
Modified polyethylene glycol phosphate ester, aminohydroxy salt (generic) (30884191) | 1819659 | 122215
Fatty acids, polymers with ethylenediamine, alkyl and aryl polyols,rosin and soya fatty acids (generic) (30884225) | 1819661 | 122216
Castor oil, dehydrated, polymerized with rosin modified maleated polymer (generic) (30884241) | 1819663 | 122217
Modified polyethylene glycol phosphate ester, aminohydroxy salt (generic) (30884266) | 1819665 | 122218
Caprolactone, trihydroxyalkane, substituted-(substituted methyl) polymethylcyclohexane polymer (generic) (30887020) | 1819667 | 122219
Poly(.epsilon.-caprolactone), 2,2,4(2,4,4)-trimethylhexamethylene diisocyanate polymer (generic) (30887038) | 1819669 | 122220
Dialkylene glycol, monobutyl ether, toluene derivative polymer (generic) (30887434) | 1819671 | 122221
Diethylene glycol monobutyl ether, methylenebis(substituted carbomonocycle) polymer (generic) (30887442) | 1819673 | 122222
Polypropylene glycol, polyalkylene polyphenyl derivative polymer (generic) (30887491) | 1819675 | 122223
Polymer of thiourea, hydroxyalkane ethers and phenol derivative (generic) (30893523) | 1819677 | 122224
Polymer of propenylphenol, substituted alkane ethers and phenol derivative (generic) (30893531) | 1819679 | 122225
Ethanol, 2,2'-thiobis, oxirane extended, thiol terminated (generic) (30893614) | 1819681 | 122226
Ethanol, 2,2'-thiobis, oxirane extended, alkene terminated (generic) (30893622) | 1819683 | 122227
Ethanol, 2-mercapto, oxirane extended, isocyanate terminated (generic) (30893630) | 1819685 | 122228
Ethanol, 2-mercapto, oxirane extended, hydroxy terminated (generic) (30893648) | 1819687 | 122229
Ethanol, 2-mercapto, oxirane extended, acrylic terminated (generic) (30893655) | 1819689 | 122230
Ethanol, 2-mercapto, oxirane extended, alkoxysilane terminated (generic) (30893663) | 1819691 | 122231
Ethanol, 2,2'-thiobis, oxirane extended, alkyl terminated (generic) (30893671) | 1819693 | 122232
Polymer of methylenebis[isocyanatocyclohexane], substituted alkane ethers, phenol derivative and propen-1-ol (generic) (30893721) | 1819695 | 122233
Ethanol, 2,2'-thiobis, oxirane/urethane extended, thiol terminated (generic) (30893747) | 1819697 | 122234
Polyurethane, alkoxysilane terminated (generic) (30893754) | 1819699 | 122235
Polyurethane, acrylic terminated (generic) (30893762) | 1819701 | 122236
Polymer of phenol derivative, hydroxyalkane ethers and phenol, polymer with formaldehyde, glycidyl ether (generic) (30893770) | 1819703 | 122237
Polymer of substituted alkane ethers, methylenebis[isocyanatocyclohexane], phenol derivative and propen-1-ol (generic) (30893788) | 1819705 | 122238
Phenol derivative, polymer with oxybis[propanol], alkoxy[(glycidyl alkyl ether)]silane and hydroxyalkane ether (generic) (30893796) | 1819707 | 122239
Phenol derivative, polymer with hydroxyalkane ether, [(2-propenyloxy)methyl]oxirane, oxybis[propanol] and (trimethoxysilyl)-substituted alkane (generic) (30893804) | 1819709 | 122240
Polymer of substituted alkane ethers, trimethylolpropane, phenol derivative and [(2-propenyloxy)methyl]oxirane (generic) (30893812) | 1819711 | 122241
Polymer of trimethylolpropane, hydroxyalkane ethers and phenol derivative (generic) (30893820) | 1819713 | 122242
Polymer of oxybis[propanol], hydroxyalkane ether, phenol derivativeand alkylphenol (generic) (30893838) | 1819715 | 122243
Polymer of substituted alkane ethers, trimethylolpropane, phenol derivative and [(2-propenyloxy)methyl]oxirane (generic) (30893853) | 1819717 | 122244
Polymer of hydroxyalkane ethers, phenol derivative and bis(glycidyl) ether of bisphenol A (generic) (30893861) | 1819719 | 122245
Butyltrimethylammonium salt (generic) (30895379) | 1819721 | 122246
Rosin, modified phenolic, polymer with formaldehyde, maleic anhydride and tung oil (generic) (30899611) | 1819723 | 122247
Distillates, steam cracked, polymers with bisphenol A, p-tert-butylphenol, alkene, formaldehyde and tung oil (generic) (30899652) | 1819725 | 122248
Alkenes, polymers with linseed oil, petroleum distillates and tung oil (generic) (30899660) | 1819727 | 122249
Polyphenylene ether ketone (generic) (30901342) | 1819729 | 122250
Pyrrole, disubstituted-1-[2,4-bis[4-(disubstituted-heteromonocycle)benzyl]phenyl]- (generic) (30901581) | 1819731 | 122251
1,4-Phenylenebis[oxy(2-hydroxy-1,3-propanediyl)] derivative (generic) (30901599) | 1819733 | 122252
Substituted alkylpropenoate, sulfurized (generic) (30909477) | 1819735 | 122253
Rosin, polymer with formaldehyde, glycerol, substituted benzene, modified hydroxyalkanes and tung oil (generic) (30918122) | 1819737 | 122254
Linseed oil, polymerized, polymer with benzene derivatives and soybean oil (generic) (30918148) | 1819739 | 122255
Linseed oil, polymerized, polymer with formaldehyde, substituted benzene, maleic anhydride, modified hydroxyalkanes, rosin and tung oil (generic) (30918171) | 1819741 | 122256
Linseed oil, polymerized, formaldehyde, maleic anhydride, modified hydroxy alkanes, substituted benzene, rosin and tung oil (generic) (30918494) | 1819743 | 122257
Distillates, steam cracked, polymers with benzene derivative, naphtha, formaldehyde, polymd. linseed oil and tung oil (generic) (30918502) | 1819745 | 122258
Spent sulfite disubstituted cyclohexane hexamethylenediamine adduct (generic) (30940365) | 1819747 | 122259
Formaldehyde, substituted alkenylamide, urea resin (generic) (30940449) | 1819749 | 122260
Phenol, polymer with p-tert-butylphenol, formaldehyde and polyphenol (generic) (30940498) | 1819751 | 122261
Treated sulfite liquor, polymer with alkenoic acid (generic) (30940506) | 1819753 | 122262
Spent sulfite liquor, N-(6-aminohexyl)-1,6-hexanediamine, alkane derivative adduct (generic) (30940886) | 1819755 | 122263
Polymer of methacrylic acid, dioxoheteromonocycle, phthalic anhydride, propylene oxide and disubstituted toluene (generic) (30943336) | 1819757 | 122264
Iron salt of substituted phenol (generic) (30961221) | 1819759 | 122265
Silsesquioxanes, aryl and alkyl, polymers with pentaerythritol, phthalic anhydride and soybean oil (generic) (30962716) | 1819761 | 122266
Linseed oil, polymer with neopentyl glycol, pentaerythritol, silsesquioxanes, aryl and alkyl, and phthalic anhydride (generic) (30962781) | 1819763 | 122267
Reaction product of spent pulping liquor, inorganic acid and sulfuric acid (generic) (30977813) | 1819765 | 122268
Hydroxypropyl methacrylate, disubstituted alkane resin (generic) (30981278) | 1819767 | 122269
Hydroxypropyl methacrylate, disubstituted alkane resin (generic) (30981286) | 1819769 | 122270
Toluene diisocyanate, hydroxyethyl methacrylate, poly(alkyl ether derivative) resin (generic) (30981344) | 1819771 | 122271
Toluene diisocyanate, poly (disubstituted alkene) hydroxypropyl methacrylate, propane derivative resin (generic) (30981419) | 1819773 | 122272
Toluene diisocyanate, poly (disubstituted alkene) hydroxypropyl methacrylate, propane derivative resin (generic) (30981427) | 1819775 | 122273
Toluene diisocyanate, poly(alkyl ether derivative), hydroxypropyl methacrylate, propane derivative resin (generic) (30981492) | 1819777 | 122274
4-Substituted-2,2-dimethylbutyraldoxime (generic) (30982284) | 1819779 | 122275
4-Substituted-2,2-dimethylbutraldehyde oxime N-methylcarbamate (generic) (30982292) | 1819781 | 122276
1-Butanesulfonic acid, 4-substituted-1-hydroxy-2,2-dimethyl-, sodium salt (generic) (30982425) | 1819783 | 122277
Alkenyl dithiocarbamate (generic) (30982433) | 1819785 | 122278
2,3-Xylidine-N-substituted (generic) (30982441) | 1819787 | 122279
1-Methyl-3,5-disubstituted pyrazole (generic) (30982458) | 1819789 | 122280
3,5-Disubstituted-2-pyrazoline (generic) (30982482) | 1819791 | 122281
Dialkoxyphosphinyldithiocarbamate, sodium salt (generic) (30982508) | 1819793 | 122282
Silsesquioxanes, aryl, alkyl, polymers with pentaerythritol, phthalic anhydride and soybean oil (generic) (30984157) | 1819795 | 122283
Tung oil, polymer with formaldehyde, phenol and substituted phenols (generic) (30984223) | 1819797 | 122284
2-(C10-188-Alkyl)-3-substituted-aminoethylheteromonocycle, ethoxylated (generic) (30986822) | 1819799 | 122285
(Polyisobutenyl)dihydro-2,5-furandione, polyhydroxy, alkane polyethyleneamines reaction product (generic) (30986855) | 1819801 | 122286
Tall-oil fatty, acids reaction products with C15-C18-.alpha.-olefins, carboxylic ester and sulfur (generic) (30986889) | 1819803 | 122287
N-(Substituted ethyl)polyethyleneamines (generic) (30986905) | 1819805 | 122288
Reaction product of a fatty acid, maleic anhydride, and ethoxylatedoleylamine (generic) (30989438) | 1819807 | 122289
Methyloxirane, polymer with oxirane, bis[[polyalkyl[(aziridinyl)carbonyl]amino]carbomonocycle]carbamate (generic) (30989636) | 1819809 | 122290
Alkylamine-tris(hydroxyethyl)-dibenzylalkyl chloride (generic) (30989644) | 1819811 | 122291
Modified polyethylene glycol phosphate ester, sodium salt (generic) (30989719) | 1819813 | 122292
Modified polyethylene glycol phosphate ester, ammonium salt (generic) (30989727) | 1819815 | 122293
Phosphonitrile chloride, homopolymer, reaction products with sodiumsalts of polyfluoroalkoxy derivatives (generic) (30997407) | 1819817 | 122294
Chromium, 7-(acetylamino)-1-[[5-(aminosubstituted)-2-hydroxyphenyl]azo]-substitutednaphthalene and 8-(acetylamino)-1-[(4,5-dihydro-3-methyl-5-oxo-1-phenyl-1H-pyrazol-4-yl]azo]- substituted naphthalene complexes (generic) (30998413) | 1819819 | 122295
1-Naphthalenesulfonic acid, 8-(phenylsubstituted)-5-[[4-(phenylazo)- substituted-1-naphthalenyl]azo]- (generic) (30998439) | 1819821 | 122296
[(Chlorophenyl)azo]-[[[alkyl[(substitutedbenzyl)]amino]phenyl]azo]naphthalenesulfonic acid (generic) (30998454) | 1819823 | 122297
Chromate(3-), [4-[4,5-dihydro-4-[(2-hydroxy-substitutedphenyl)azo]-3-methyl-5-oxo-1H-pyrazol-1-yl]benzenesulfonato(3-)][3-hydroxy-4-[(2-hydroxy-1-naphthalenyl)azo]-substituted-1-naphthalenesulfonato(3-)]- (generic) (30998470) | 1819825 | 122298
Chromate(3-), bis[4-acetamido-5-hydroxy-6-[(2-hydroxy-polysubstitutedphenyl)azo]-1-naphthalenesulfonato(3-)]- (generic) (31000714) | 1819827 | 122299
[[[Amino-sulfo-substituted naphthylazo]phenyl]carbamoyl]phenylazo-substituted-benzoic acid (generic) (31000722) | 1819829 | 122300
[[(Halophenyl)-heteromonocycle]azo]hydroxydimethyloxopyridine carbonitrile (generic) (31000748) | 1819831 | 122301
5-[[Disubstituted-3-[(4-nitrophenyl)azo]phenyl]azo]-substituted-3-[(substituted-5-nitrophenyl)azo]-2,7-naphthalenedisulfonic acid (generic) (31000763) | 1819833 | 122302
[[[[(Acetylamino)-(dialkylamino)phenyl]azo]phenyl]sulfonyl]acetamide (generic) (31000771) | 1819835 | 122303
[(3-Methyl-5-oxophenylheteromonocycle)azo]-substituted-benzenesulfonic acid, chromium salt (generic) (31000789) | 1819837 | 122304
Chromate(1-), bis[2-[[1-(substitutedphenyl)-4,5-dihydro-3-methyl-5-oxo- 1H-pyrazol-4-yl]azo]-4-[(methylaminosubstituted]benzoato(2-)]- (generic) (31000797) | 1819839 | 122305
Toluene diisocyanate, C12-C14 alcohol and substituted alkyl triacrylate (generic) (31002025) | 1819841 | 122306
Monoalkyltin (alkane mercapto ester) dichloride (generic) (31002058) | 1819843 | 122307
Monooctyltin di(substituted mercaptoacetate) chloride (generic) (31002082) | 1819845 | 122308
Monooctyltin di(alkylmercaptoacetate) chloride (generic) (31002090) | 1819847 | 122309
Monoalkyltin (alkane mercapto ester) dichloride (generic) (31002108) | 1819849 | 122310
Fatty acids, 2-ethyl-2-[(sulfooxy)methyl]-1,3-propanediyl esters, sodium salts (generic) (31003080) | 1819851 | 122311
Thiosulfuric acid, reaction products with amino heteropolycycle-cyclo-hexadienone and sodium polysulfide (generic) (31003213) | 1819853 | 122312
Reaction product of methylaminobenzene, tannins and sodium polysulfide (generic) (31003288) | 1819855 | 122313
Maleinized linseed oil ester (generic) (31022304) | 1819857 | 122314
Polymer of linseed oil, dehydrated castor oil, vinyltoluene and pentalyn 833 (generic) (31022437) | 1819859 | 122315
Siloxanes and silicones, aryl, alkyl and alkoxy, polymers with formaldehyde and phenol (generic) (31022627) | 1819861 | 122316
Fatty acids, tall-oil, polymers with pentaerythritol, silsesquioxanes, aryl and alkyl, phthalic anhydride and soybean oil (generic) (31022734) | 1819863 | 122317
Linseed oil, polymer with bisphenol A, formaldehyde, glycerol, pentaerythritol, p-tert-amylphenol, p-tert-butylphenol, and modified rosin (generic) (31022858) | 1819865 | 122318
Fatty acids, tall-oil, polymers with glycerol, linseed oil, pentaerythritol, silsesquioxanes, aryl and alkyl, and phthalic anhydride (generic) (31022866) | 1819867 | 122319
Fatty acids, tall-oil, polymers with glycerol, pentaerythritol, silsesquioxanes, aryl and alkyl, phthalic anhydride and soybean oil (generic) (31022973) | 1819869 | 122320
Adipic acid, polymer with 1,3-diisocyanatomethylbenzene and mixed alkanediols, formaldehyde, isobutanol, methyl chloride, neopentyl glycol and oxirane (generic) (31022999) | 1819871 | 122321
Silsesquioxanes, aryl, alkyl, polymers with Bu acrylate, N-(butoxymethyl)-2-propenamide, hydroxyethyl methacrylate, methacrylic acid, methacrylonitrile and styrene (generic) (31024292) | 1819873 | 122322
Polyalkyl naphthalenesulfonic acid derivatives compounded with ethanolamine (generic) (31045065) | 1819875 | 122323
Polyalkyl naphthalenesulfonic acid derivatives, potassium salt (generic) (31045073) | 1819877 | 122324
Alkyl oleate, cottonseed oil, sulfur polymer (generic) (31045644) | 1819879 | 122325
Alkyl oleate, lard oil, (C15-C20)-.alpha.-olefin(petroleum), sulfurpolymer (generic) (31045669) | 1819881 | 122326
Vegetable oil fatty acids, lard oil, alkyl oleate, (C15-C20).alpha.-olefins (petroleum), sulfur polymer (generic) (31045719) | 1819883 | 122327
Ethyl(3-oxobutanoate-O1,O3)(2-propanolato)(1-alkanolato)aluminum (generic) (31046196) | 1819885 | 122328
[2-(2-alkoxyalkoxy)ethanolato-O1](ethyl 3-oxobutanoato-O1,O3)(2-propanolato)aluminum (generic) (31046204) | 1819887 | 122329
1-Methylethyl-3-oxobutanoato-O1,O3)bis(1-alkanolato)aluminum (generic) (31046212) | 1819889 | 122330
4-Substituted-benzenediazonium tetrachlorozincate, reaction products with formaldehyde (generic) (31048408) | 1819891 | 122331
Reaction product of the product resulting from reacting 1,3-benzenediamine, 4-methyl-, formic acid, (amino-benzene) and sulfur with sodium sulfide(Na2Sx) (generic) (31048556) | 1819893 | 122332
Ferrous acetate alkanoate, reaction products with silicon alkoxides (generic) (31049315) | 1819895 | 122333
Ferrous acetate alkanoate, reaction products with titanium alkoxides (generic) (31049356) | 1819897 | 122334
5-Isocyanato-1-(isocyanatomethyl)-1,3,3-trimethylcyclohexane, polymer with poly(alkylene ether) glycol and oxo-heteromonocycle (generic) (31049794) | 1819899 | 122335
Reaction product of polymethylenephenylamine and 3-glycidyloxypropyltrimethoxy derivative (generic) (31061724) | 1819901 | 122336
Substituted molybdate (generic) (31073299) | 1819903 | 122337
Copoly[tetracarbamyl-(N-2-methylpropyl sodium sulfonate) carbamyl-alkane] (generic) (31073646) | 1819905 | 122338
Poly[eicosacarbamyl-tetrasodium carboxylate-(2-hydroxypropyl) carboxylate-alkane] (generic) (31073661) | 1819907 | 122339
Acetamide, N-(substituted) amino phenyl (generic) (31077522) | 1819909 | 122340
Acetamide, N-(2-substituted-4-nitrophenyl)-, reaction products with4-aminophenol, cyanoamine derivative, p-phenylenediamine and sodium polysulfide (generic) (31077829) | 1819911 | 122341
Reaction product of diamino dioxocarbopolycycle and sodium polysulfide (generic) (31077837) | 1819913 | 122342
Reaction product of hydroxyheteropolycycle and sodium sulfide (Na2Sx) (generic) (31077845) | 1819915 | 122343
Ethyl-aminoheteropolycycle, 4-methylbenzenamine, 4-methyl-1,3-benzenediamine, p-phenylenediamine, aniline, sodium carbonate and sulfur reaction product (generic) (31077852) | 1819917 | 122344
Reaction product of sodium sulfide (Na2Sx) and the product resulting from the catalyzed reaction of a carbopolycycle and sulfur (generic) (31077886) | 1819919 | 122345
Reaction product of amino-dioxo-carbopolycycle and sodium sulfide (Na2Sx) (generic) (31077910) | 1819921 | 122346
Reaction product of sodium sulfide (Na2Sx) with the product resulting from the reaction of amino-ethyl-heteropolycycle, 4-methylbenzenamine, 4-methyl-1,3-benzenediamine, p-phenylenediamine, aniline, sodium carbonate and sulfur (generic) (31077969) | 1819923 | 122347
Mixed isomeric trihalogenated benzothiazolamines (generic) (31078074) | 1819925 | 122348
4-Amino-3-[[4-[[4-[(substituted-sulfo-naphthyl)azo]phenyl]substituted]phenyl]azo]-5-hydroxy-6-[(phenyl)azo]-2,7-naphthalenedisulfonic acid, trisodium salt (generic) (31078082) | 1819927 | 122349
Propanenitrile, 3-[[2-(acetyloxy)ethyl][4-[(bromodichloroheteropolycycle)azo]phenyl]amino]- (generic) (31078090) | 1819929 | 122350
Propanedinitrile, [[4-[[(heteropolycycle thio)ethyl]ethylamino]-2-methylphenyl]methylene]- (generic) (31078108) | 1819931 | 122351
Propanedinitrile, [[4-[[(heteropolycycle thio)ethyl]ethylamino]-2-methylphenyl]methylene]- (generic) (31078116) | 1819933 | 122352
Ethanol, 2,2'-[[4-[(bromonitroheteropolycycle)azo]-m-tolyl]imino]bis-, diacetate (ester) (generic) (31078124) | 1819935 | 122353
Sulfurized carbopolycycle (generic) (31078215) | 1819937 | 122354
Benzene, disubstituted methyl-reaction product with ammonium monohydrate and sodium polysulfide (generic) (31078223) | 1819939 | 122355
Propanenitrile, 3-[[4-[(chloroheteropolycycle)azo]phenyl]ethylamino]- (generic) (31078272) | 1819941 | 122356
Amino-dichloro-heteropolycycle- (generic) (31078397) | 1819943 | 122357
Propanenitrile, 3-[[4-[(dichloroheteropolycycle)azo]phenyl]ethylamino]- (generic) (31078447) | 1819945 | 122358
Sulfurized tannins (generic) (31078454) | 1819947 | 122359
Phenyl ester of polycarboxybenzenes, bisphenol A polymer (generic) (31080815) | 1819949 | 122360
Reaction product of a carbopolycycle, nitric acid and sodium polysulfide, oxidized (generic) (31082035) | 1819951 | 122361
Reaction product of a carbopolycycle and nitric acid with sodium sulfide (Na2Sx). (generic) (31082043) | 1819953 | 122362
Product of the reaction of benzenamine, benzenediamine, 4-methyl-aminobenzene substituted aniline, sodium carbonate and sulfur with sodium polysulfide (generic) (31082159) | 1819955 | 122363
Aluminum amylate (generic) (31082530) | 1819957 | 122364
Alkene, polymer with sulfur (generic) (31083769) | 1819959 | 122365
2-Ethylhexyl alkyl hydrogen phosphate (generic) (31083785) | 1819961 | 122366
Heteromonocycle, 2,5-bis(1-hydroxy-4-dodecylphenyl-2-dithio)- (generic) (31083793) | 1819963 | 122367
Bis(2-chlorooctyl) deriv. polymer with sodium sulfide (generic) (31083918) | 1819965 | 122368
Bis(2-chlorooctyl) deriv. polymer with sodium sulfide (generic) (31083926) | 1819967 | 122369
Furfuryl alcohol, phenol, formaldehyde, urea hydrolyzed starch resin (generic) (31084262) | 1819969 | 122370
Gilsonite, polymer with hydroxyalkane, substituted benzene, glycerol, methanal, linseed oil, polymd. rosin and tung oil (generic) (31086051) | 1819971 | 122371
2,5-Furandione polymer with 1-alkene mixture, mixed alkyl ester (generic) (31086358) | 1819973 | 122372
Maleic anhydride, 1-alkene mixture, calcium salt of tall oil rosin polymer (generic) (31086366) | 1819975 | 122373
Maleic anhydride, 1-alkene mixture, calcium salt of mixed rosin acids polymer (generic) (31086374) | 1819977 | 122374
Melamine formaldehyde dicyandiamide resin (generic) (31087711) | 1819979 | 122375
.alpha.-Hydro-.omega.-hydroxypoly[oxy(methyl-1,2-ethanediyl)] etherwith 2-ethyl-2-hydroxymethyl-1,3-alkanediol (3:1) 2-propenoate (generic) (31089543) | 1819981 | 122376
Alkenes, polymers with linseed oil, steam-cracked petroleum distillates and tung oil (generic) (31089741) | 1819983 | 122377
Alkenes, polymers with linseed oil and steam-cracked petroleum distillates (generic) (31089758) | 1819985 | 122378
Dimethylolalkylcarboxylic acid, polymer with 4,4'-diisocyanatodicyclohexylmethane (generic) (31089808) | 1819987 | 122379
1-Methyl-2,4-diisocyanatobenzene, polymer with hydroxyethyl propenoate, 1,2,3-trihydroxypropane and polyalkenyl ester of 2,2-bishydroxymethyl-1,3-propanediol (generic) (31089816) | 1819989 | 122380
Vegetable oil, 2-hydroxyethyl 2-propenoate, toluene-2,4-diisocyanate polymer (generic) (31089873) | 1819991 | 122381
2-Hydroxyethyl 2-propenoate polymer with 1-methyl-2,4-diisocyanatobenzene, .alpha.-hydro-.omega.-hydroxypoly[oxy(methyl-1,2-ethanediyl)] ether with (2-ethyl-2-hydroxymethyl)-1,3-alkyldiol (3:1) and 1,1'-methylenebis(4-isocyanatocyclohexane) (generic) (31089972) | 1819993 | 122382
Chlorosulfurized C16-18 and C18-unsatd. alkylcarboxylic acid triglyceride and alkyl ester - carbopolycycle (generic) (31089980) | 1819995 | 122383
2-Hydroxyethyl 2-propenoate, polymer with .alpha.-hydro-.omega.-hydroxypoly[oxy(methyl-1,2-ethanediyl)] ether with 2-ethyl-2-(hydroxymethyl)-1,3-alkyldiol (3:1) 2-propenoate and 5-isocyanato-1-(isocyanatomethyl)-1,3,3-trimethylcyclohexane (generic) (31090004) | 1819997 | 122384
Polybromotrifluoroethene derivative homopolymer (generic) (31096464) | 1819999 | 122385
(Dialkylamino)alkyl alkenoate, polymer with acrylamide, quaternized (generic) (31096985) | 1820001 | 122386
1,3-Benzenedicarboxylic acid, polymer with alkanediol and 1,1'-methylenebis[4-isocyanatocyclohexane] (generic) (31098403) | 1820003 | 122387
Hexanedioic acid, polymer with 5-amino-1,3,3-trimethylcyclohexanemethanamine, 1,2-ethanediamine, disubstituted alkane and 1,1'-methylenebis[4-isocyanatocyclohexane] (generic) (31098411) | 1820005 | 122388
1,3-Benzenedicarboxylic acid, polymer with hexanedicarboxylic acid,1,2,3-propanetriol and alkanediol (generic) (31098452) | 1820007 | 122389
Isocyanate terminated polymer of adipic acid, isophthalic acid, glycol and a triol (generic) (31098460) | 1820009 | 122390
4-Substituted-2,2-dimethylbutyraldehyde (generic) (31101082) | 1820011 | 122391
4,5,6,7-tetrahydro-7-oxobenzo[6]heteromonocycle-4-ylurea (generic) (31101199) | 1820013 | 122392
Heterodiethoxy isothiocyanate (generic) (31101207) | 1820015 | 122393
4,5,6,7-Tetrahydrobenzo[b]heteromonocycle-4-ylamine (generic) (31101264) | 1820017 | 122394
Butyronitrile, 2-(substituted phenyl)-3-methyl- (generic) (31101355) | 1820019 | 122395
1,4-Pentadien-3-one, 1,5-bis(.alpha.-trisubstituted p-tolyl)- (generic) (31101363) | 1820021 | 122396
Heteropolycycle acetamide (generic) (31101413) | 1820023 | 122397
Butyric acid, 2-(substituted phenyl)-3-methyl- (generic) (31101421) | 1820025 | 122398
Butyric acid, 2-(substituted phenyl)-3-methyl-, methyl ester (generic) (31101439) | 1820027 | 122399
Butyric acid, 2-[p-(substituted)phenyl]-3-methyl-, (+-)-compound with (-)-.alpha.-methylbenzylamine (generic) (31101447) | 1820029 | 122400
Butyric acid, 2-(substituted phenyl)-3-methyl- (generic) (31101454) | 1820031 | 122401
Butyric acid, 2-[p-(substituted) phenyl]-3-methyl-, methyl ester (generic) (31101462) | 1820033 | 122402
Butyryl chloride, 2-[substituted phenyl]-3-methyl- (generic) (31101488) | 1820035 | 122403
Heteromonocycle, 1,4,5,6-tetrahydro-5,5-dimethyl-hydrochloride derivative (generic) (31101496) | 1820037 | 122404
Safflower oil, polymer with isophthalic acid, silsesquioxanes, aryl, alkyl and trimethylolethane (generic) (31102015) | 1820039 | 122405
Silsesquioxanes, aryl, alkyl, polymers with pentaerythritol, phthalic anhydride and soybean oil (generic) (31102338) | 1820041 | 122406
Dihydroxyalkyl carboxylic acid, hydroxyalkyl tricarboxylic acid polyester, ammonium salt (generic) (31103872) | 1820043 | 122407
Rosin, polymer of dehydrated castor oil modified phenolic resin (generic) (31104649) | 1820045 | 122408
Polymer of dehydrated castor oil, tung oil, safflower oil, linseed oil rosin modified phenolic resin (generic) (31104938) | 1820047 | 122409
Polymer of dehydrated castor oil, tung oil, safflower oil, linseed oil rosin modified phenolic resin (generic) (31104987) | 1820049 | 122410
Rosin, fumarated polymer, with hydroxyalkane, tall oil, trimelliticanhydride and trimethylolpropane (generic) (31110380) | 1820051 | 122411
Rosin, polymer with alkanoic acid, isophthalic acid, pentaerythritol, tall-oil, trimellitic anhydride and trimethylolpropane (generic) (31110398) | 1820053 | 122412
Linseed oil, polymd., polymer with bisphenol A, substituted amine, formaldehyde, linoleic acid, alkanol, pentaerythritol, rosin and tung oil (generic) (31110414) | 1820055 | 122413
Linseed oil, polymerized, maleated polymer, with substituted benzene, formaldehyde, modified hydroxyalkane, rosin and tung oil (generic) (31110422) | 1820057 | 122414
Linseed oil, polymer with p-tert-butylphenol, maleic anhydride, rosin and tung oil (generic) (31110430) | 1820059 | 122415
Linseed oil, polymd. polymer with maleated modified hydroxyalkanes,rosin and tung oil (generic) (31110448) | 1820061 | 122416
Alkenes, polymers with isophthalic acid, pentaerythritol, rosin, soybean oil, and steam-cracked petroleum distillates (generic) (31110455) | 1820063 | 122417
Fatty acids, C18-unsatd. derivative, polymers with bisphenol A diglycidyl ether, diethylenetriamine, 1,6-hexanediamine, oxiranylmethyl neodescanoate, tall-oil fatty acids and tetraethylene pentamine (generic) (31113608) | 1820065 | 122418
Fatty acids, dimers, polymers with glycerol, pentaerythritol, linseed oil, phthalic anhydride and substituted amine (generic) (31114416) | 1820067 | 122419
Linseed oil, polymer with phenolic modified alkyd rosin, phthalic anhydride, tall-oil and tung oil (generic) (31114424) | 1820069 | 122420
Alkenes, polymers with glycerol, steam-cracked petroleum distillates and oiticica oil (generic) (31114457) | 1820071 | 122421
Rosin, modified phenolic polymer, with hydroxyalkanes, methanal, tung oil and zinc oxide (generic) (31114465) | 1820073 | 122422
Linseed oil, polymer with substituted benzene, hydroxyalkane, glycerol, methanol, pentaerythritol and phthalic anhydride (generic) (31114663) | 1820075 | 122423
Siloxanes and Silicones, polymers with adipic acid, isophthalic acid, neopentyl glycol and trimethylolethane (generic) (31126386) | 1820077 | 122424
Partially saponified polyacrylic ester copolymer combined with styrene (generic) (31126600) | 1820079 | 122425
Partially saponified polyacrylic ester copolymer combined with diacetone acrylamide and itaconic acid (generic) (31126949) | 1820081 | 122426
Vinyl ethanoate,, polymer with ethenol and cis-butenedioic acid monoalkyl ester, sodium salt (generic) (31126964) | 1820083 | 122427
Silsesquioxanes, aryl and alkyl, polymers with adipic acid, isophthalic acid, neopentyl glycol, trimellitic anhydride and trimethylolethane (generic) (31127012) | 1820085 | 122428
Silsesquioxanes, aryl and alkyl, polymers with adipic acid, isophthalic acid, neopentyl glycol and trimethylolethane (generic) (31127038) | 1820087 | 122429
3-Cyano-6-hydroxy-4-methyl-5-substituted phenylazo-1-(3-methoxypropyl)pyrid-2-one (generic) (31127129) | 1820089 | 122430
Alkenes, polymers with p-tert-butylphenol, formaldehyde, pentaerythritol, phthalic anhydride, soybean oil and steam-cracked petroleum distillates (generic) (31129026) | 1820091 | 122431
Alkenes, polymers with p-tert-butylphenol, formaldehyde, menhaden oil, steam-cracked petroleum distillates and tung oil (generic) (31129034) | 1820093 | 122432
Alkenes, polymers with p-tert-butylphenol, dehydrated castor oil, formaldehyde, linseed oil, steam-cracked petroleum distillates and tung oil (generic) (31129042) | 1820095 | 122433
Alkenes, polymers with p-tert-butylphenol, formaldehyde, steam-cracked petroleum distillates and tung oil (generic) (31129059) | 1820097 | 122434
Alkenes, polymers with menhaden oil, petroleum distillates and tungoil (generic) (31129125) | 1820099 | 122435
Silsesquionanes, aryl and alkyl, polymers with pentaerythritol, phthalic anhydride and soybean oil (generic) (31129166) | 1820101 | 122436
Ethyl, 2-[6-(ethylamino)-3-(ethylimino)-2,7-dimethyl-3H-xanthen-9-yl]benzoate mono(5-benzoyl-4-hydroxy-2-methoxy-substituted benzene) (generic) (31129257) | 1820103 | 122437
N-[4-[[4-(Diethylamino)phenyl][4-(ethylamino)-1-naphthalenyl]methylene]-2,5-cyclohexadien-1-ylidene]-N-ethylethanaminium salt with 5-benzoyl-4-hydroxy-2-methoxy substituted benzene (1:1) (generic) (31129273) | 1820105 | 122438
N-[9-(2-Carboxyphenyl)-6-(diethylamino)-3H-xanthen-3-ylidene] N-ethylethanaminium salt with 5-benzoyl-4-hydroxy-2-methoxysubstitutedbenzene (1:1) (generic) (31129299) | 1820107 | 122439
Methanaminium, N-[[(chlorophenyl)[(dimethylamino)phenyl]methylene]cyclohexadien-1-ylidene]methyl salt with hydroxymethoxybenzene derivative (generic) (31129471) | 1820109 | 122440
Alkenes, polymers with pentaerythritol, petroleum distillates, tall-oil and tung oil (generic) (31129729) | 1820111 | 122441
Alkenes, polymers, dehydrated castor oil and petroleum distillates (generic) (31129794) | 1820113 | 122442
Polymer of bisphenol A, substituted oxiranes and acrylic acid (generic) (31129851) | 1820115 | 122443
2,2,4-Trimethyl-1,3-pentanediol, polymer with alkyldicarboxylic acid, 1,3-dicarboxylic acid benzene, 1,2-dicarboxylic anhydride-5-carboxylic acid benzene (generic) (31129869) | 1820117 | 122444
Biuret polyisocyanate, hydroxyethyl acrylate, pentaerythritol derivative polymer (generic) (31129885) | 1820119 | 122445
Fatty acids, C18 unsatd., dimers, polymers with ethylene glycol, silsesquioxanes, aryl and alkyl, phthalic anhydride, propylene glycol and trimethylolethane (generic) (31134562) | 1820121 | 122446
Aryl bis-azo sulfonated dye (generic) (31137458) | 1820123 | 122447
2,7-Naphthalenedisulfonic acid, 5-amino-4-hydroxy-3-[[4'-[(2-amino-4-hydroxyphenyl)azo]-disubstituted-[1,1'-biphenyl]-4-yl]azo]-, disodium salt (generic) (31137508) | 1820125 | 122448
1,2-Benzenedicarboxylic acid, polymer with 1,3-butanediol, 1,3-diisocyanatomethylbenzene, alkanedioic acid, mixed glycols and 2-hydroxyethyl 2-propenoate (generic) (31141302) | 1820127 | 122449
Tris(mercaptoethyl) heteromonocycle (generic) (31141385) | 1820129 | 122450
Copper complex of sodium salt of 3,3'-dihydroxy-4-(6-anilino-1-hydroxy-3-sulfonato-2-naphthylazo)-4'-(1-hydroxy-disubstituted-2-naphthylazo)biphenyl (generic) (31144611) | 1820131 | 122451
2-Chloro-4,6-dinitro-2'-acetylamino-4'-[N,N-bis(.beta.-methoxyethylamino)]-5'-substituted azobenzene (generic) (31144645) | 1820133 | 122452
4-[(4-Aminophenyl)(4-iminosubstituted-2,5-cyclohexadien-1-ylidene)methyl] substituted benzenamine hydrochloride (generic) (31144660) | 1820135 | 122453
Terpenes and terpenoids, limonene fraction, polymer with alkenyl carbomonocycle (generic) (31144694) | 1820137 | 122454
Aminoalkyl-heptadecenyl imidazoline derivative (generic) (31144793) | 1820139 | 122455
Oxidized alkane, substituted ethanolamine salt (generic) (31145311) | 1820141 | 122456
Polychlorothianthrene (generic) (31147010) | 1820143 | 122457
Polychlorodimethylthianthrene (generic) (31147028) | 1820145 | 122458
Polymer of styrene, substituted alkyl methacrylates, acrylamide, methyl methacrylate, butyl acrylate and ethyl acrylate (generic) (31150675) | 1820147 | 122459
Polymer of styrene, substituted alkyl methacrylate, acrylamide, methyl methacrylate and butyl acrylate (generic) (31150766) | 1820149 | 122460
Polymer of substituted alkyl methacrylates, acrylamide, methyl methacrylate, ethyl acrylate and butyl acrylate (generic) (31150774) | 1820151 | 122461
Polymer of substituted alkyl methacrylates, acrylamide, methyl methacrylate and ethyl acetate (generic) (31150782) | 1820153 | 122462
Oxybisalkanol polymer with methylenebisisocyanato carbomonocycle (generic) (31151855) | 1820155 | 122463
Oxybisalkanol polymer with diisocyanato alkyl carbomonocycle (generic) (31152374) | 1820157 | 122464
Hydrogenated petroleum polymer (generic) (31153299) | 1820159 | 122465
(Styrene)(maleic acid)(1-substituted vinyl) terpolymer (generic) (31153315) | 1820161 | 122466
Rosin, fumarated, modified, polymer with cyclized rubber, sulfur (generic) (31153521) | 1820163 | 122467
Carboxymethyl cellulose ether salt, reaction products with calcium carbonate and a carboxymethyl cellulose salt (generic) (31155039) | 1820165 | 122468
Aminotriazinomethylene aliphatic diamine copolymer (generic) (31155161) | 1820167 | 122469
Carboxymethyl cellulose ether salt, reaction products with calcium carbonate and a carboxymethyl cellulose salt (generic) (31155179) | 1820169 | 122470
Alkylamine, compd. with .alpha.-phenyl-.omega.-hydroxypoly(oxy-1,2-ethanediyl) phosphate (generic) (31175698) | 1820171 | 122471
Alkyl pyrazinium salt (generic) (31178171) | 1820173 | 122472
Ammonium salts of substituted alkyl phosphoric acid (generic) (31185150) | 1820175 | 122473
N,N',2-tris(6-isocyanatohexyl)imidodicarbonic diamide, reaction products with (alkoxysilyl) substituted alkane (generic) (31188683) | 1820177 | 122474
Ethylene-methyldioxoheteropolycycle graft copolymer (generic) (31191653) | 1820179 | 122475
Hydroboric acid (generic) (31193253) | 1820181 | 122476
A double salt of metal nitrate and dimetal dodecahydrododecaborate (generic) (31193287) | 1820183 | 122477
Dimetal decahydrodecaborate (generic) (31193295) | 1820185 | 122478
The double salt of metal nitrate and dimetal decahydrodecaborate (generic) (31193303) | 1820187 | 122479
Oxidized alkane, substituted ethanolamine salt (generic) (31195514) | 1820189 | 122480
Substituted siloxanes and silicones, polymers with adipic acid, isophthalic acid and trimethylolpropane (generic) (31198146) | 1820191 | 122481
Copper complex of sodium salt of 4-[1-hydroxy-8-(2-chloro-4-substituted phenylamino-1,3,5-triazine-6-ylamino)-3,6-disulfonato-2-naphthylazo]-4'-(1-hydroxy-3,6,8-trisulfonato-2-naphthylazo)-3,3'-disubstituted bisphenyl (generic) (31198252) | 1820193 | 122482
Sodium salt of 2,6-bis[2-chloro-4-[3-acetylamino-4-(4,8-disulfonato-2-naphthylazo)phenylamino]-1,3,5-triazin-6-ylamino]-substituted carbomonocycle (generic) (31199102) | 1820195 | 122483
Oxidized alkane (generic) (31199870) | 1820197 | 122484
Polybromobisphenol A, ester with oxodiazocarbopolycyclesulfonic acid (generic) (31208788) | 1820199 | 122485
Polybromobisphenol A, ester with oxodiazocarbopolycyclesulfonic acid (generic) (31208796) | 1820201 | 122486
Bisphenol A, ester with oxodiazocarbopolycyclesulfonic acid (generic) (31208820) | 1820203 | 122487
Safflower oil, polymer with isophthalic acid, silsesquioxanes, aryl, alkyl and trimethylolethane (generic) (31209604) | 1820205 | 122488
Safflower oil, polymer with isophthalic acid, silsesquioxanes, aryl, alkyl and trimethylolethane (generic) (31209976) | 1820207 | 122489
Polymer of ethyl acrylate, (2-chloro-1-oxoalkoxy)ethene and ethoxyethyl acrylate (generic) (31210263) | 1820209 | 122490
Polymer of butadiene, styrene, substituted styrene and substituted alkene (generic) (31210289) | 1820211 | 122491
Polymer of styrene, butadiene, bis-substituted-phenyl ether, polyalkyl derivative ester of methacrylic acid (generic) (31210297) | 1820213 | 122492
Polymer of dehydrated castor oil, tung oil, safflower oil, linseed oil rosin modified phenolic resin (generic) (31212343) | 1820215 | 122493
N-Tallow alkyl-alkanediamine (generic) (31214026) | 1820217 | 122494
Oxidized alkane, methyl esters (generic) (31215098) | 1820219 | 122495
Oxidized alkane, sodium salt of partial methyl esters (generic) (31215106) | 1820221 | 122496
Oxidized alkane, calcium salt of partial methyl esters (generic) (31215114) | 1820223 | 122497
Oxidized alkane, barium salt of partial methyl esters (generic) (31215130) | 1820225 | 122498
Oxidized alkane, substituted ethanolamine salt (generic) (31215148) | 1820227 | 122499
Oxidized alkane, ethanolamine salt (generic) (31215163) | 1820229 | 122500
Oxidized alkane, calcium salt (generic) (31215171) | 1820231 | 122501
5-Amino-8-hydroxy-substituted-1,4-naphthoquinone-imine (generic) (31217250) | 1820233 | 122502
Sodium substituted N-methyl-1,8-naphthalenedicarboximide-3-sulfonate (generic) (31217268) | 1820235 | 122503
Sodium salt of 6-anilino-2,4-bis[3-methyl-4-[3-sulfonato-4-(substituted phenylazo)phenylazo]anilino]-1,3,5-triazine (generic) (31217276) | 1820237 | 122504
Fatty acids, dimers, polymers with benzoic acid, glycerol, pentaerythritol, phthalic anhydride soybean oil and substituted amine (generic) (31218712) | 1820239 | 122505
Disubstituted benzenesulfonic acid salt (generic) (31222193) | 1820241 | 122506
Disubstituted-1-naphthol (generic) (31222201) | 1820243 | 122507
4,5-Dihydro-1-phenyl-3-(substituted oxy) pyrazole (generic) (31222219) | 1820245 | 122508
Disubstituted-1-naphthol salt (generic) (31222425) | 1820247 | 122509
Disubstituted-1-naphthol (generic) (31222433) | 1820249 | 122510
1,1'-Dimethyl-3,3'-di(substituted)alkyl-5,5'-ditrifluoromethylbenzimides-carbocyanine (generic) (31228703) | 1820251 | 122511
Polymer of sulfonylbisphenol with phenylenebis[(oxyalkylene)bisoxirane] and phenol formaldehyde resin (generic) (31228844) | 1820253 | 122512
Alkanoic acid, polymer with hydroxyalkane and hydroxyalkane ether with 2-ethyl-2-(hydroxymethyl)-1,3-propanediol, .alpha.-hydro-.omega.-hydroxypoly[oxy(methyl-1,2-ethanediyl)]ether with 2-ethyl-2-(hydroxymethyl)-1,3-propanediol and 1,1'-methylenebis[4-isocyanatocyclohexane] (generic) (31228885) | 1820255 | 122513
Benzenesulfonic acid, substituted, polymer with alkene nitrile, modified (generic) (31233588) | 1820257 | 122514
Benzenesulfonic acid, substituted, polymer with alkene nitrile, modified (generic) (31233596) | 1820259 | 122515
Fatty acids, C18-unsatd., dimers, reaction products with polyethylene derivative, acetates (generic) (31233786) | 1820261 | 122516
Benzenesulfonic acid, substituted, polymer with alkene nitrile, modified (generic) (31235948) | 1820263 | 122517
Acetanilide, 2-[(2-bromo-4,6-dinitrophenyl)azo]alkoxy]-5-bis[(2-hydroxyethyl)amino] deriv. (generic) (31241995) | 1820265 | 122518
(Chloromethylphenyl)azo(hydroxyheteropolycycle) (generic) (31242332) | 1820267 | 122519
2-Substituted-anthraquinonedisulfonate, salt (generic) (31242423) | 1820269 | 122520
Propylene glycol and alkane dibasic acids polyester (generic) (31248297) | 1820271 | 122521
2-(Acetyloxy)-1,3-propanediyl bis[1,3-dihydro-1,3-dioxo-5-isobenzofurancarboxylate] polymer with 4,4'-methylene bis[substituted-benzene], ammoniumsalt (generic) (31256431) | 1820273 | 122522
Alkylcarboxylic acid, trimethylolpropane, isophthalic acid, 1,4-cyclohexanedimethanol, trimellitic anhydride, styrene, methyl methacrylate, n-butyl acrylate polymer (generic) (31256456) | 1820275 | 122523
Linseed oil, polymer with isophthalic acid, maleic anhydride, modified rosin, safflower oil, trimethylolpropane and tung oil, aluminum complex (generic) (31267982) | 1820277 | 122524
Linseed oil, polymer with isophthalic acid, maleic anhydride, modified rosin, trimethylolpropane, aluminum complex (generic) (31267990) | 1820279 | 122525
Siloxanes and Silicones aryl, alkyl, alkoxy, polymers with adipic acid, isophthalic acid and trimethylolpropane (generic) (31268600) | 1820281 | 122526
Linseed oil, polymers with tung oil, phenolic resin, rosin, glycerol and phthalic anhydride (generic) (31268725) | 1820283 | 122527
Safflower oil, polymer with glycerol, phthalic anhydride and modified rosin (generic) (31268733) | 1820285 | 122528
Zinc bis(C8 alkyl) phosphorodithioate, alkoxylated (generic) (31270036) | 1820287 | 122529
Metal containing 2-hydroxy(polyisobutenyl)benzoate compounded with a metal oxide (generic) (31270101) | 1820289 | 122530
(Polyisobutenyl)dihydro-2,5-furandione esters with polyhydroxylalkane (generic) (31270309) | 1820291 | 122531
(Polyisobutenyl)dihydro-2,5-furandione reaction product with polyethyleneamines metal salt (generic) (31270333) | 1820293 | 122532
(Polyisobutenyl)dihydro-2,5-furandione reaction products with polyethyleneamines and inorganic acid (generic) (31270341) | 1820295 | 122533
(Polyisobutenyl)dihydro-2,5-furandione reaction product with substituted benzoic acid and polyethyleneamines (generic) (31270366) | 1820297 | 122534
Substituted alkanoic acid, N-hydroxyethylethylenediamine reaction product (generic) (31270390) | 1820299 | 122535
Alkylcarboxylic acid reaction product with polyethyleneamines (generic) (31270408) | 1820301 | 122536
Alkyl hydrogen phosphite (generic) (31270473) | 1820303 | 122537
Phosphoric esters of a mixture of alkyl alcohol/styrene copolymer and a C6-C20 alkyl phenol (generic) (31270481) | 1820305 | 122538
N,N-Bis(2-hydroxyethyl)-C18-unsaturated amine, ester of an inorganic acid (generic) (31270499) | 1820307 | 122539
Alkanolamine salts of alkanoic acid and benzene derivative (generic) (31271034) | 1820309 | 122540
Lard oil, alkyl lardate and alkenes, sulfurized (generic) (31271299) | 1820311 | 122541
Lard oil and alkenes, sulfurized (generic) (31271307) | 1820313 | 122542
lard oil and alkyl lardate, sulfurized (generic) (31271315) | 1820315 | 122543
Polyethylene glycol, mixed alkenoate polyhalo-benzene derivative (generic) (31271349) | 1820317 | 122544
Ethoxylated vegetable fatty acids, chlorosulfurized (generic) (31271406) | 1820319 | 122545
Fatty acids, alkenes and lard oil, sulfurized (generic) (31271414) | 1820321 | 122546
Lard oil methyl esters, lard oil and vegetable oil, oxidized (generic) (31271463) | 1820323 | 122547
Alkanolamides of lard oil with vegetable oil fatty acids (generic) (31271489) | 1820325 | 122548
Tall oil, 1-substituted alkane polymer (generic) (31273600) | 1820327 | 122549
C8-20-Alkylphosphoric acid salts with alkylamine (generic) (31274517) | 1820329 | 122550
(Polyisobutenyl)dihydro-2,5-furandione and alkylcarboxylic acid reaction products with polyethyleneamines (generic) (31274558) | 1820331 | 122551
Tall-oil fatty acids, reaction products with heteromonocycle, potassium hydroxide and phenol (generic) (31274806) | 1820333 | 122552
(Polyisobutenyl)succinic acid metal salt (generic) (31274830) | 1820335 | 122553
O,O-Bis(mixed C8-alkyl) hydrogen phosphorodithioate reaction product with alkyl acrylate and alkyloxirane (generic) (31274863) | 1820337 | 122554
Sulfurized reaction product of (polyisobutenyl)dihydro-2,5-furandione and polyethyleneamines (generic) (31274871) | 1820339 | 122555
Alkylamine salts of the reaction product of alkyl phosphorodithioate with propylene oxide and phosphorus oxide (generic) (31274905) | 1820341 | 122556
(Polyisobutenyl)dihydro-2,5-furandione, reaction products with substituted alkanoic acid and 2-[(aminoethyl)amino]ethanol (generic) (31274939) | 1820343 | 122557
Sulfurized reaction product of (polyisobutyl)phenol, formaldehyde and polyethyleneamines (generic) (31274954) | 1820345 | 122558
(Polyisobutenyl)dihydro-2,5-furandione, reaction products with carbon dioxide, metal hydroxide, and (polyisobutenyl)phenol (generic) (31274970) | 1820347 | 122559
Butyl carbomonocyclic carboxylate (generic) (31274996) | 1820349 | 122560
Formaldehyde, (mixed C7 alkyl)phenol, and N-alkyltrimethylenediamines reaction product, barium salt (generic) (31275001) | 1820351 | 122561
Rosin, polymer with dimerized rosin, formaldehyde, pentaerythritol and substituted phenols (generic) (31278492) | 1820353 | 122562
(Polyisobutenyl)propionic acid reaction products with polyethyleneamines and substituted benzoic acid (generic) (31278781) | 1820355 | 122563
N-Tallow-N'-alkylene-1,3-propanediamine (generic) (31278799) | 1820357 | 122564
Propylene oxide treated alkyl dithiophosphates (generic) (31278815) | 1820359 | 122565
Bis(substituted phenyl)phosphinodithioic acid (generic) (31278856) | 1820361 | 122566
Bis(substituted phenyl)phosphinodithioic acid (generic) (31278864) | 1820363 | 122567
(Tetrapropenyl)dihydro-2,5-furandione, reaction products with N-alkyltrimethylenediamine (generic) (31278872) | 1820365 | 122568
(Tetrapropenyl)dihydro-2,5-furandione, reaction product with substituted ethanol and metal hydroxide (generic) (31278880) | 1820367 | 122569
Butanedioic acid, tetrapropenyl-, reacted with alkylamine (generic) (31278898) | 1820369 | 122570
Sulfurized alkene (generic) (31278906) | 1820371 | 122571
Alkyl phenol (generic) (31278914) | 1820373 | 122572
Alkenylcarboxylic acid, reaction product with cyclic diamines, diethylenetriamines, triethylenetetramines and tetraethylenepentamines (generic) (31278997) | 1820375 | 122573
Monochlorinated alkene (generic) (31279011) | 1820377 | 122574
Octylphenoxyethoxyethyl ester of an inorganic acid (generic) (31279029) | 1820379 | 122575
Metal 2-hydroxy(polyisobutenyl)benzoate (generic) (31279128) | 1820381 | 122576
Metal 2-hydroxy(polyisobutenyl)benzoate (generic) (31279136) | 1820383 | 122577
Mixed O-(2-methylpropyl)-O-(primary pentyl) 5-substituted phosphorodithioate (generic) (31279185) | 1820385 | 122578
Sulfurized alkene (generic) (31279193) | 1820387 | 122579
(Polyisobutenyl)dihydro-2,5-furandione reaction product with polyethyleneamines and dimercaptoheteromonocycle (generic) (31279219) | 1820389 | 122580
(Polyisobutenyl)dihydro-2,5-furandione, reaction product with polyethyleneamines, hydroxyalkane and heteromonocycledithione (generic) (31279227) | 1820391 | 122581
Tall-oil fatty acids, mixed C12-18 alcohols, barium salts, compd. with substituted benzoic acid and barium carbonate (generic) (31279268) | 1820393 | 122582
(Polyisobutenyl)dihydro-2,5-furandione, reaction products with polyethyleneamines, formaldehyde, mixed C7-alkylphenol, N-tallow trimethylenediamine reaction product, barium salts, overbased, reacted with an ammonium salt of an inorganic acid (generic) (31279276) | 1820395 | 122583
Disubstituted benzene, (4-nitrophenyl)azo-, (sulfonaphthalenyl)azo-, sodium salt (generic) (31279292) | 1820397 | 122584
Mixed C7 alkylphenol, reaction product with formaldehyde and heteromonocyclicdithione (generic) (31279300) | 1820399 | 122585
(Polyisobutenyl)dihydro-2,5-furandione reaction product with N-(substituted ethyl)polyethyleneamines (generic) (31279318) | 1820401 | 122586
Tetrapropenylphenol compounded with metal carbonate (generic) (31279466) | 1820403 | 122587
Carboxylated coal derivative (generic) (31280837) | 1820405 | 122588
Carboxylated coal derivative (generic) (31280845) | 1820407 | 122589
Carboxylated coal derivative (generic) (31280860) | 1820409 | 122590
Polybromocycloalkane (generic) (31283583) | 1820411 | 122591
Alkatrienedioic acid, polymer with .alpha.-(2-aminomethylethyl)-.omega.-(2-aminomethylethoxy)poly[oxy(methyl-1,2-ethanediyl)] and [1,4-piperazinedipropanamine] (generic) (31288921) | 1820413 | 122592
Phosphonitrile chloride, homopolymer, reaction products with sodiumsalts of phenols and substituted phenols (generic) (31289457) | 1820415 | 122593
Polyoxypropyleneamine, polymer with tetraethylenepentamine and amine adduct (generic) (31291644) | 1820417 | 122594
Tetrachlorosilane styrene oxide derivative polymer (generic) (31292071) | 1820419 | 122595
Tetrachlorosilane styrene oxide alkyl derivative polymer (generic) (31292089) | 1820421 | 122596
1,3-Benzenedicarboxylic acid, polymer with 1,4-butanediol, dimethyl1,4-benzenedicarboxylate, substituted alkane and alkanoic acid (generic) (31293533) | 1820423 | 122597
Tung oil, polymer with modified phenolic resin (generic) (31294333) | 1820425 | 122598
Alkyl-diphenyl-pyrazole (generic) (31299183) | 1820427 | 122599
Ethanol, 2-amino-, compd. with .alpha.-phenyl-.omega.-hydroxypoly(oxy-1,2-ethanediyl) ester (generic) (31302110) | 1820429 | 122600
Fatty acids, polymers with bisphenol A, formaldehyde, alkylpolyols,maleic anhydride, rosin and tung oil (generic) (31310014) | 1820431 | 122601
Silsesquioxanes, polymers with pentaerythritol, phthalic anhydride and soybean oil (generic) (31310022) | 1820433 | 122602
Benzenedicarboxylic acid, ester, manuf. of, by-product from, polymers with formaldehyde, carbinol compound and urea (generic) (31313091) | 1820435 | 122603
Benzenedicarboxylic acid, ester, manuf. of, by-products from, polymers with ethylene glycol, formaldehyde, carbinol compound, resorcinol and urea (generic) (31313109) | 1820437 | 122604
Benzenedicarboxylic acid, ester, manuf. of, by-products from, polymers with formaldehyde, carbinol compound and urea (generic) (31313117) | 1820439 | 122605
Benzenedicarboxylic acid, ester, manuf. of, by-products from, polymers with ethylene glycol, formaldehyde, carbinol compound and urea, maleated (generic) (31313133) | 1820441 | 122606
Fatty acids, polymers with adipic acid, ethylene glycol, fumaric acid, isophthalic acid, phthalic anhydride, propylene glycol and trimethylolpropane (generic) (31313521) | 1820443 | 122607
Di(phenylmethyl)substituted benzene, alkoxylated (generic) (31315021) | 1820445 | 122608
Phenylmethylphenol, ethoxylated, propoxylated (generic) (31315070) | 1820447 | 122609
Alkoxylated castorwax, C8-C18 fatty acids ester (generic) (31315153) | 1820449 | 122610
Castor oil, alkoxylated, unsaturated alkylcarboxylic acid triester (generic) (31315179) | 1820451 | 122611
Methylium chloride, bis[4-[bis[2-hydroxyalkylpoly(oxypropylene-oxyethylene)]aminophenyl]]sulfocarbomonocycle, monosodium salt (generic) (31315443) | 1820453 | 122612
[[4-N,N-Bis[hydroxyethylpolyoxyethylene]amino-2-methylphenyl] substituted] substituted carbopolycyclic disulfonic acid, disodium salt (generic) (31315450) | 1820455 | 122613
4-[[4-N,N-Bis[hydroxyethylpolyoxyethylene]aminophenyl]substituted] (generic) (31315476) | 1820457 | 122614
Alkenedicarboxylic acids, tall oil rosin, benzenedicarboxylic acid,pentaerythritol, diaminoalkane polyamide (generic) (31316631) | 1820459 | 122615
Alkenedicarboxylic acids, alkenecarboxylic acids, diaminoalkanes polyamide (generic) (31316664) | 1820461 | 122616
Alkene dicarboxylic acids, alkene carboxylic acids benzenedicarboxylic acid, diamino alkanes polyamide (generic) (31316680) | 1820463 | 122617
Alkene dicarboxylic acid, alkene carboxylic acid, propanoic acid, benzenedicarboxylic acid, diaminoalkanes polyamide (generic) (31316698) | 1820465 | 122618
Dimer acids, itaconic acid, diaminoalkanes, carboxylic acids polyamide (generic) (31316805) | 1820467 | 122619
Dimer acids, diaminoalkanes, alkanecarboxylic acids, benzenedicarboxylic acid polyamide (generic) (31316813) | 1820469 | 122620
Diaminoalkanes, alkenedicarboxylic acid, alkenecarboxylic acid, benzenedicarboxylic acid polyamide (generic) (31316839) | 1820471 | 122621
Ethylenediamine, alkenedibasic acids, benzenedicarboxylic acid polyamide (generic) (31316920) | 1820473 | 122622
Azelaic acid, (substituted-2-ethyl-1,3-propanediol), paraformaldehyde, 2,2,4-trimethyl-1,6-diisocyanatohexane, 2-hydroxyethyl acryla (generic) (31319304) | 1820475 | 122623
Polymer of methyl methacrylate, styrene, acrylonitrile and alkenylene glycol butenoate (generic) (31323355) | 1820477 | 122624
4-[[4-N,N-[Bishydroxyalkylpolyoxyethylene]aminophenyl]azo] substituted benzene, monosodium salt (generic) (31323835) | 1820479 | 122625
4-[[4-N,N-Bis[hydroxyethylpolyoxyethylene]aminophenyl]substituted] (generic) (31323843) | 1820481 | 122626
[[4-N,N-Bis[hydroxyethylpolyoxyethylene]amino-2-alkylphenyl]azo]carbomonocyclic disulfonic acid sodium salt (generic) (31323876) | 1820483 | 122627
2,7-Naphthalenedisulfonic acid, 4,5-dihydroxy-3-[bis(2-hydroxyethylpolyoxyalkylene)amino]carbomonocyclicazo-, disodium salt (generic) (31323884) | 1820485 | 122628
1-[[4-N,N-Bis[hydroxyalkylpolyoxyethyleneaminophenyl] substituted] benzene (generic) (31323892) | 1820487 | 122629
[[4-N,N-Bis[hydroxyethylpolyoxyethylene]amino-2-alkylphenyl]azo]carbomonocyclic disulfonic acid sodium salt (generic) (31324015) | 1820489 | 122630
Carbomonocyclic alkyl phenol, ethoxylated (generic) (31324098) | 1820491 | 122631
Methylium chloride, bis[bis[hydroxyethyl-polyoxyethylene] substituted methylcarbomonocyclic]-4-dimethylsubstituted phenyl- (generic) (31324189) | 1820493 | 122632
Carbomonocyclic methylphenol, ethoxylated, inorganic ester, monoethanolamine salt (generic) (31324197) | 1820495 | 122633
Carbomonocycle methylphenol, ethoxylated, inorganic ester (generic) (31324205) | 1820497 | 122634
Carbomonocyclic sulfonic acid, 1,2-ethenediylbis[[4-N,N-bis[hydroxyethylpolyoxyethylene]amino-2,5-di(methylsubstituted)phenyl] substituted] -, disodium salt (generic) (31324213) | 1820499 | 122635
1-[[4-N,N-Bis[hydroxypropylpolyoxypropylene-polyoxyethylene]amino]-(2-methylphenyl)substituted]-2,5-disubstituted benzene, disodium salt (generic) (31324221) | 1820501 | 122636
Methylium chloride, bis[N,N-bis[hydroxyethylpolyoxyethylene]aminomethylcarbomonocyclic] substituted carbomonocyclic, monosodium salt (generic) (31324239) | 1820503 | 122637
Carbomonocyclic sulfonic acid, 1,2-ethenediylbis[[4-bis[hydroxyethyl polyoxyethylene] substituted phenyl] substituted]-, disodium salt (generic) (31324247) | 1820505 | 122638
[[4-N,N-bis[hydroxypropylpolyoxypropylene-polyoxyethylene]amino-2-methylphenyl]substituted] substituted carbopolycyclic disulfonic acid, disodium salt (generic) (31324262) | 1820507 | 122639
Carbomonocyclic alkyl phenol, ethoxylated, inorganic ester, potassium salt (generic) (31324288) | 1820509 | 122640
Carbomonocyclic sulfonic acid, 1,2-ethenediylbis[[4-bis[hydroxypropylpolyoxypropylene-polyoxyethylene] substituted phenyl] substituted]-, disodiumsalt (generic) (31324296) | 1820511 | 122641
Methylium chloride, bis[N,N-bis[hydroxypropyl-polyoxypropylene-polyoxyethylene]amino-methylcarbomonocyclic] substituted carbomonocyclic, monosodium salt (generic) (31324809) | 1820513 | 122642
Di(phenylmethyl)phenyl substituted benzene, alkoxylated (generic) (31324833) | 1820515 | 122643
Phenylmethyl o-phenyl substituted benzene (generic) (31324866) | 1820517 | 122644
Bis[2-substitutedpropylpoly-oxypropylene isopropyl] substituted heteropolycycle (generic) (31324973) | 1820519 | 122645
Polymer of modified rosin, fumaric acid ester with pentaerythritol (generic) (31328073) | 1820521 | 122646
Fluorination reaction products of dialkyl carbopolycycle (generic) (31329279) | 1820523 | 122647
Rosin, polymer with glycerol, modified resin, phthalic anhydride and soybean oil (generic) (31335086) | 1820525 | 122648
Fatty acids, C18-unsatd., modified, dimers, polymers with pentaerythritol, phthalic anhydride, tall-oil and vinyltoluene (generic) (31335714) | 1820527 | 122649
Silsesquioxanes, polymers with pentaerythritol, phthalic anhydride and soybean oil (generic) (31335722) | 1820529 | 122650
Fatty acids, C18 and C18-unsatd., polymers with benzoic acid, pentaerythritol and phthalic anhydride (generic) (31343031) | 1820531 | 122651
Conjugated linoleic acid, phthalic anhydride, isophthalic acid, polyhydroxyalkane polymer (generic) (31343148) | 1820533 | 122652
Fatty acids, C18 and C18-unsatd., polymers with pentaerythritol, phthalic anhydride and propylene glycol (generic) (31343205) | 1820535 | 122653
Urethane and phenolic resin modified linseed-soybean oil, isophthalic acid, alcohol alkyd (generic) (31343270) | 1820537 | 122654
Sebacic acid, ethylenediamine, substituted stearic acid polymer (generic) (31344617) | 1820539 | 122655
Benzyl quaternary ammonium chloride (generic) (31344658) | 1820541 | 122656
Substituted 4-methylphenyldiazonium (generic) (31344799) | 1820543 | 122657
Substituted 2-chlorophenyldiazonium (generic) (31344807) | 1820545 | 122658
Substituted 5-chloro-2-methylphenyldiazonium (generic) (31344815) | 1820547 | 122659
Substituted 2-methyl-4-nitrophenyldiazonium (generic) (31344864) | 1820549 | 122660
Alkylphenol, reaction product with formaldehyde (generic) (31354251) | 1820551 | 122661
Butyric acid, 2-(substituted phenyl)-3-methyl- (generic) (31354350) | 1820553 | 122662
Zinc dialkyl dithiophosphate (generic) (31354368) | 1820555 | 122663
Dialkyl dithiophosphoric acid (generic) (31354376) | 1820557 | 122664
Zinc dialkyl dithiophosphate (generic) (31354384) | 1820559 | 122665
Dialkyl dithiophosphoric acid (generic) (31354392) | 1820561 | 122666
Polyoxyalkylene diamine of adipic acid (generic) (31359193) | 1820563 | 122667
Polyalkylene diamide of azelaic acid (generic) (31359201) | 1820565 | 122668
Heteropolycycle, [(amino-hydroxy naphthalene disulfo) azo-phenyl]-,(amino hydroxy naphthalene sulfo) azo-, trisodium salt (generic) (31360399) | 1820567 | 122669
Hexanedioic acid, polymer with butyl 2-propenoate 2,2-dimethyl-1,3-propanediol, 1,6-hexanediol,2-hydroxyethyl 2-propenoate, methylenebis[substituted cyclohexane] and 1,1'-methylenebis[4-isocyanatocyclohexane] (generic) (31361496) | 1820569 | 122670
Urethane acrylate copolymer (generic) (31361504) | 1820571 | 122671
Sulfurized reaction product of mixed alkenes, vegetable oil and methyl ester of alkylenecarboxylic acid (generic) (31364334) | 1820573 | 122672
Sulfurized reaction products of mixed alkenes, lard and methyl ester of alkylenecarboxylic acid (generic) (31364359) | 1820575 | 122673
Sulfurized reaction product of mixed alkenes, lard and alkyl tallate (generic) (31364367) | 1820577 | 122674
Substituted (4-nonylphenoxyethoxy)ethane (generic) (31367402) | 1820579 | 122675
Partially oxidized cobalt(II) chromium(III) doped iron(II,III) oxide; oxidic spinels (generic) (31378839) | 1820581 | 122676
Maillard reaction product of glucose with alpha-amino acids (generic) (31379985) | 1820583 | 122677
Heteromonocycle, [4-(diethylamino)-2-alkylphenyl]azo-phenyl-, acetate (generic) (31380819) | 1820585 | 122678
Copper-phthalocyanine, tris(dialkylaminoalkyl)- (generic) (31380843) | 1820587 | 122679
Heteromonocycle, [(4-chloro-2-nitrophenyl)azo]hydroxyphenyl- substituted- (generic) (31380934) | 1820589 | 122680
Distillates, petroleum, polymers with coal derived solvents and tung oil (generic) (31389034) | 1820591 | 122681
Safflower oil, polymer with glycerol, phthalic anhydride, polymerized conjugated oils and styrene (generic) (31389042) | 1820593 | 122682
Castor oil, dehydrated polymer with modified resin (generic) (31389406) | 1820595 | 122683
Safflower oil, polymer with glycerol, phthalic anhydride and polymerized conjugated oils (generic) (31389422) | 1820597 | 122684
Siloxanes, polymers with pentaerythritol, phthalic anhydride and soybean oil (generic) (31389430) | 1820599 | 122685
Hydroxy alkyl epoxy ether (generic) (31392616) | 1820601 | 122686
Ethanol, 2,2'-iminobis-, N-tallow alkyl derivatives, compds. with polyethylene glycol derivatives (generic) (31396237) | 1820603 | 122687
Amines, N-tallow alkyltrimethylenedi-, compounds with polyethylene glycol derivatives (generic) (31396252) | 1820605 | 122688
Amines, N-tallow alkyltrimethylenedi-, compounds with polyethylene glycol derivatives (generic) (31396260) | 1820607 | 122689
Sodium carboxyalkyl hydroxypropyl guar (generic) (31397995) | 1820609 | 122690
Sodium carboxy alkyl guar (generic) (31398035) | 1820611 | 122691
Depolymerized sodium carboxyalkyl guar (generic) (31398050) | 1820613 | 122692
Fatty acid dimers, hexamethylenediamine, stearic acid, alkanedicarboxylic acid, oxoheteromonocycle polymer (generic) (31398639) | 1820615 | 122693
Reaction product of epoxidized soybean oil methyl ester, glycidyl ether of mixed C12 and C14 fatty alcohols and triethylenetetramine (generic) (31399579) | 1820617 | 122694
5-[[Disubstituted-3-[(4-nitrophenyl)azo]phenyl]azo]-substituted-3-[(substituted-5-nitrophenyl)azo]-2,7-naphthalenedisulfonic acid disodium salt (generic) (31400062) | 1820619 | 122695
Amino-substituted-[[methyl-5-[(phenylamino)sulfonyl]phenyl]azo]naphthalenesulfonic acid salt (generic) (31400096) | 1820621 | 122696
[[[(Methyloxophenyl-heteromonocycle)azo]phenyl]sulfonyl]acetamide (generic) (31400104) | 1820623 | 122697
Linseed oil, polymer with coal solvent naphtha, phenolic resin and tung oil (generic) (31403934) | 1820625 | 122698
Calcium-high acid degrasformaldehyde octyl-phenylate (generic) (31406846) | 1820627 | 122699
Polymer of substituted phenol, aniline, formaldehyde, calcium salt (generic) (31409337) | 1820629 | 122700
Cocoamine substituted orthophosphate (generic) (31409345) | 1820631 | 122701
Polymer of cocoamine, formaldehyde, substituted phenol, calcium salt (generic) (31409352) | 1820633 | 122702
Polymer of ammonia, formaldehyde, substituted phenol (generic) (31409360) | 1820635 | 122703
Ester of alkenoic acid and sorbitan monooleate (generic) (31409402) | 1820637 | 122704
Condensation product of substituted phenol, tallow amine, formaldehyde, phthalic anhydride, calcium salt (generic) (31409436) | 1820639 | 122705
Condensation product of N,N-dimethylaniline, substituted phenol, morpholine, formaldehyde (generic) (31409444) | 1820641 | 122706
Copolymer of butyl 2-propenoate with 1-ethenyl-2-pyrrolidine and substituted ethyl propenoate, .alpha.,.omega.-(2-hydroxyethyl thioether) (generic) (31410244) | 1820643 | 122707
Aminotriazinearyldiaminomethylene ureido copolymer (generic) (31410327) | 1820645 | 122708
Dodecyloxodimethyldecahydroheteropolycycle (generic) (31410517) | 1820647 | 122709
Organo siloxanes, alkane oxides, copolymers with ethoxylated alkyl alc. and 1,1,3,3-tetramethyldisiloxane, polymers with adipic acid, 1,4-butanediol and 1,1'-methylenebis[4-isocyanatobenzene] (generic) (31410608) | 1820651 | 122711
1,2-Ethanebis(N-2-methyl-2-substituted propylamine) (generic) (31410657) | 1820653 | 122712
1,2-Ethanebis(2-methyl-1,2-disubstituted propane) (generic) (31410673) | 1820655 | 122713
1,2-Ethanebis(tetramethyl-substituted heteromonocycle) (generic) (31410681) | 1820657 | 122714
Bis(3-amine-1,3-dimethylbutyl)disubstituted ethane (generic) (31410699) | 1820659 | 122715
1,1'-(1,2-Ethanediyl)bis(pentamethyl-substituted heteromonocycle) (generic) (31410707) | 1820661 | 122716
Polymer of cyclic alkenes (generic) (31410863) | 1820663 | 122717
Oxodimethyldecahydroheteropolycycle (generic) (31411002) | 1820665 | 122718
2-Butenedioic acid, bis(substituted alkyl) ester, tris(2-ethylhexanoic acid) substituted alkyl ester, di(acetic acid butyl)tin complex (generic) (31414295) | 1820667 | 122719
Tetraalkoxy titanium salt reaction products with substituted alkanediones and substituted propane (generic) (31414329) | 1820669 | 122720
Substituted alkyl oxamide (generic) (31417561) | 1820671 | 122721
Licorice oils, metal salts (generic) (31417579) | 1820673 | 122722
Licorice oils, metal salts (generic) (31417587) | 1820675 | 122723
Licorice oils, metal salts (generic) (31417595) | 1820677 | 122724
Licorice oils, metal salts (generic) (31417603) | 1820679 | 122725
Licorice oils, reaction products with inorganic acid (generic) (31417629) | 1820681 | 122726
Licorice oils, metal salts (generic) (31417678) | 1820683 | 122727
Substituted phthalic acid esters of ethylene glycol (generic) (31417777) | 1820685 | 122728
Adipic acid, polymer with a complex combination of light alcohols and glycols (generic) (31419211) | 1820687 | 122729
Adipic acid, polymers with isodecanol and complex combination of light alcohols and glycols (generic) (31419229) | 1820689 | 122730
Dibasic acid mixture, polymers with a complex mixture of light alcohols and glycols (generic) (31419237) | 1820691 | 122731
Fatty acid dimer, alkanoic acid, substituted alkanoic acid, ethylenediamine, polymethylenediamine polymer (generic) (31443054) | 1820693 | 122732
Dialkyl phosphate (generic) (31443112) | 1820695 | 122733
Dialkyl phosphite (generic) (31443120) | 1820697 | 122734
1,3-Butylene glycol, 2-ethylhexanol esters with alkanedioic acids (generic) (31443658) | 1820699 | 122735
1,3-Butylene glycol, palmitic acid esters with alkanedioic acids (generic) (31443666) | 1820701 | 122736
Fatty acid dimer, tall oil fatty acid, azelaic acid, polyethylene amine, ethylenediamine, disubstituted propanediol polymer (generic) (31443716) | 1820703 | 122737
Chlorohydrinated polyhydroxyphenol (generic) (31447360) | 1820705 | 122738
[(Alkanol) substituted] succinic acid (generic) (31460785) | 1820707 | 122739
Hexanedioic acid, polymer with 4-amino-.alpha.,.alpha.,4-trimethylcyclohexanemethanamine, 1,3-diisocyanatomethylbenzene and alkanediols (generic) (31461056) | 1820709 | 122740
Hexanedioic acid, polymer with 4-amino-.alpha.,.alpha.,4-trimethylcyclohexanemethanemine, 1,3-diisocyanatomethylbenzene, 2-methyl-2-substituted-1,3-propanediol and 2,2'-oxybis[ethanol] (generic) (31461064) | 1820711 | 122741
Hexanedioic acid, polymer with alkanediols, hydrazine, 3-hydroxy-2-(hydroxymethyl)-2-methylpropanoic acid and 5-isocyanato-1-(isocyanatomethyl)-1,3,3-trimethylcyclohexane (generic) (31461072) | 1820713 | 122742
Hexanedioic acid, polymer with 5-amino-1,3,3-trimethylcyclohexanemethaneamine, alkanediols, 1,3-diisocyanatomethylbenzene, and 3-hydroxy-2-(hydroxymethyl)-2-methylpropanoic acid (generic) (31461098) | 1820715 | 122743
Hexanedioic acid, polymer with alkanediamine, 1,2-ethanediol and 1,1'-methylenebis[4-isocyanatobenzene] (generic) (31461106) | 1820717 | 122744
Hexanedioic acid, polymer with alkanediamine, 1,2-ethanediol and 1,1'-methylenebis[isocyanatobenzene] (generic) (31461106) | 1820719 | 122745
Hexanedioic acid, polymer with 5-amino-1,3,3-trimethylcyclohexanemethanamine, alkanediols and 1,3-diisocyanatomethylbenzene (generic) (31461130) | 1820721 | 122746
Hexanedioic acid, polymer with alkanediols, 1,2-ethanediamine and 1,1'-methylenebis[4-isocyanatobenzene] (generic) (31461148) | 1820723 | 122747
Hexanedioic acid, polymer with alkanediols, 1,2-ethanediamine and 1,1'-methylenebis[isocyanatobenzene] (generic) (31461148) | 1820725 | 122748
Alkyl methacrylate, glycidyl methacrylate, methacrylic acid, N-vinylpyrolidone copolymer (generic) (31461155) | 1820727 | 122749
Hexanedioic acid, polymer with alkanediols, 1,3-diisocyanatomethylbenzene and 2-oxepanone (generic) (31461163) | 1820729 | 122750
2-Butanone oxime, polymer with N,N,N',N'-tetra(2-substituted alkyl)ethylenediamine and 1,1'-methylenebis[4-isocyanatobenzene] (generic) (31461171) | 1820731 | 122751
2-Butanone oxime, polymer with N,N,N',N'-tetra(2-substituted alkyl)ethylenediamine and 1,1'-methylenebis[isocyanatobenzene] (generic) (31461171) | 1820733 | 122752
Methylenebis(4-substituted cyclohexanediyl-2,1-ethanediyl)di-2-propenoate (generic) (31461205) | 1820735 | 122753
N,N'-(Methylenedi-4,1-cyclohexanediyl)bis[.beta.-alanine] dialkylester (generic) (31461213) | 1820737 | 122754
Hexanedioic acid, polymer with butyl 2-propenoate, 1,2-ethanediol, 2-hydroxyethyl-2-propenoate, methylenebis[cyclohexane derivative] and 1,1'-methylenebis[4-isocyanatocyclohexane] (generic) (31461221) | 1820739 | 122755
Hexanedioic acid, polymer with alkanediols, 1,3-diisocyanatomethylbenzene and 2-hydroxyethyl 2-propenoate (generic) (31461239) | 1820743 | 122757
Urethane acrylate copolymer (generic) (31461247) | 1820745 | 122758
Hexanedioic acid, polymer with alkanediols, 1,3-diisocyanatomethylbenzene and 2-hydroxyethyl 2-propenoate (generic) (31461254) | 1820747 | 122759
.alpha.-Hydro-.omega.-hydroxypoly(oxy-1,4-butanediyl), polymer with1,1'-methylenebis[4-isocyanatocyclohexane] and alkanediols (generic) (31461288) | 1820749 | 122760
Hexanedioic acid, polymer with alkanediols, 1,2-ethanediamine, and 1,1'-methylenebis[4-isocyanatobenzene] (generic) (31461312) | 1820751 | 122761
Hexanedioic acid, polymer with alkanediols, 1,2-ethanediamine, and 1,1'-methylenebis[isocyanatobenzene] (generic) (31461312) | 1820753 | 122762
5-Amino-1,3,3-trimethylcyclohexanemethanamine, polymer with .alpha.-hydro-.omega.-hydroxypoly(oxy-1,4-butanediyl), 5-isocyanato-1-(isocyanatomethyl)-1,3,3-trimethylcyclohexane and methylenebis(4-substitutedcyclohexane] (generic) (31461346) | 1820755 | 122763
Alkanol isophoronediisocyanate adduct (generic) (31461403) | 1820757 | 122764
Hexanedioic acid, polymer with alkanediols, 1,3-diisocyanatomethylbenzene and 3-hydroxy-2-(hydroxymethyl)-2-methylpropanoic acid (generic) (31461445) | 1820759 | 122765
2-(2-Hydroxyethoxy)ethyl 2-hydroxypropyl tetrasubstituted-1,2-benzenedicarboxylate polymer with 5-amino-1,3,3-trimethylcyclohexanemethanamine, 1,2-ethanediamine, hexanedioic acid, 5-isocyanato-1-(isocyanatomethyl)-1,3,3-trimethylcyclohexane and 2,2'-oxybis[ethanol] (generic) (31461486) | 1820761 | 122766
2-(2-Hydroxyethoxy)ethyl 2-hydroxypropyl tetrasubstituted-1,2-benzenedicarboxylate polymer with 5-amino-1,3,3-trimethylcyclohexanemethanamine, 1,2-ethanediamine, hexanedioic acid, 1,1'-methylenebis[4-isocyanatocyclohexane] and 2,2'-oxybis[ethanol] (generic) (31461494) | 1820763 | 122767
Hexanedioic acid, polymer with alkanediols, 5-isocyanato-1-(isocyanatomethyl)-1,3,3-trimethylcyclohexane and 1,2-propanediamine (generic) (31461502) | 1820765 | 122768
Hexanedioic acid, polymer with alkanediols, hydrazine, 3-hydroxy-2-(hydroxymethyl)-2-methylpropanoic acid and 5-isocyanato-1-(isocyanatomethyl)-1,3,3-trimethylcyclohexane (generic) (31461510) | 1820767 | 122769
Hexanedioic acid, polymer with alkanediols and 1,1-methylenebis[4-isocyanatocyclohexane] (generic) (31461536) | 1820769 | 122770
Hexanedioic acid, polymer with 5-amino-1,3,3-trimethylcyclohexanemethaneamine, alkanediols,, and 5-isocyanato-1-(isocyanatomethyl)-1,3,,3-trimethylcyclohexane (generic) (31461551) | 1820771 | 122771
Hexanedioic acid, polymer with diethylene glycol, 5-amino-1,3,3-trimethylcyclohexanemethanamine, 2-methyl-2-substituted-1,3-propanediol and isophorone diisocyanate (generic) (31461569) | 1820773 | 122772
Hexanedioic acid, polymer with 5-amino-1,3,3-trimethyl cyclohexane methaneamine, 1,2-ethanediamine, alkanediol, 5-isocyanato-1-(isocyanatomethyl)-1,3,3-trimethylcyclohexane and 1,1'-methylenebis[4-isocyanatocyclohexane] (generic) (31461577) | 1820775 | 122773
Hexanedioic acid, polymer with 1,6-diisocyanato-2,2,4 (or 2,4,4)-trimethylhexane and alkanediols (generic) (31461601) | 1820777 | 122774
Hexanedioic acid, polymer with 4-amino-.alpha.,.alpha.,4-trimethylcyclohexanemethanamine, 1,3-butanediol, 5-isocyanato-1-(isocyanatomethyl)-1,3,3-trimethylcyclohexane and oxybis[substituted alkane] (generic) (31461627) | 1820779 | 122775
Hexanedioic acid, polymer with 2-hydroxyethylheterocycle, 1,3-diisocyanatomethylbenzene, 2,2-dimethyl-1,3-propanediol and 1,6-hexanediol (generic) (31461635) | 1820781 | 122776
Hexanedioic acid, polymer with 4-amino-.alpha.,.alpha.,4-trimethylcyclohexanemethanamine, alkanediols and 1,1'-methylenebis[4-isocyanatobenzene] (generic) (31461643) | 1820783 | 122777
Hexanedioic acid, polymer with 4-amino-.alpha.,.alpha.-4-trimethylcyclohexanemethanamine, alkanediols and 1,1'-methylenebis[isocyanatobenzene] (generic) (31461643) | 1820785 | 122778
Hexanedioic acid, polymer with 4-amino-.alpha.,.alpha.,4-trimethylcyclohexanemethanamine, 1,3-diisocyanatomethylbenzene and alkanediols (generic) (31461650) | 1820787 | 122779
Hexanedioic acid, polymer with 4-amino-.alpha.,.alpha.,4-trimethylcyclohexanemethanamine, 1,3-diisocyanatomethylbenzene and alkanediols (generic) (31461676) | 1820789 | 122780
Hexanedioic acid, polymer with 4-amino-.alpha.,.alpha.,4-trimethylcyclohexanemethanamine, 1,3-butanediol, 1,3-diisocyanatomethylbenzene and oxybis[substituted alkane] (generic) (31461684) | 1820791 | 122781
2-Ethyl-2-(substituted alkyl)-1,3-propanediol, polymer with 1,3-diisocyanatomethylbenzene, .alpha.-hydro-.omega.-hydroxypoly[(oxy[methyl-1,2-ethanediyl)] and .alpha.,.alpha.',.alpha.''-1,2,3-propanetriyltris[.omega.-hydroxypoly[oxy(methyl 1,2-ethanediyl)]] (generic) (31461700) | 1820793 | 122782
Polypropylene glycol, 1,3-butylene glycol, toluenediisocyanate, ethylenediamine, and N-(2-substituted alkyl)ethylenediamine polymer (generic) (31461726) | 1820795 | 122783
Methyl methacrylate, alkyl acrylate, acrylamide, fumaric acid copolymer (generic) (31461734) | 1820797 | 122784
Hexanedioic acid, polymer with 5-amino-1,3,3-trimethylcyclohexanemethanamine, alkanediols, 1,2-ethanediamine, 5-isocyanato-1-(isocyanatomethyl)-1,3,3-trimethylcyclohexane and 1,1-methylenebis[4-isocyanatocyclohexane] (generic) (31461775) | 1820799 | 122785
Hexanedioic acid, polymer with alkanediols, hydrazine and 1,1'-methylenebis[4-isocyanatocyclohexane] (generic) (31461783) | 1820801 | 122786
Hexanedioic acid, polymer with 5-amino-1,3,3-trimethylcyclohexanemethanamine, alkanediols, 1,2-ethanediamine and 1,1'-methylenebis[4-isocyanatocyclohexane (generic) (31461791) | 1820803 | 122787
Phenol, 4,4'-(1-methylethylidene)bis-, polymer with (chloromethyl)oxirane, 2-(diethylamino)ethanol and alkyldiamine (generic) (31463821) | 1820805 | 122788
Copper, (((phenyl)imino)methyl) derivative (generic) (31465412) | 1820807 | 122789
Trisubstituted-1-naphthol (generic) (31466675) | 1820809 | 122790
Disubstituted-1-naphthol (generic) (31466683) | 1820811 | 122791
Alkyl-disubstituted-benzothiazole salt (generic) (31466691) | 1820813 | 122792
2,2'-[1-(Polybutenyl)-1,2-ethanediyl]bis[heteromonocycledimethanol] (generic) (31471964) | 1820815 | 122793
Substituted polymethylenes, triethylenetetramine, benzoic acid polymer (generic) (31473432) | 1820817 | 122794
Tall oil fraction, substituted heteromonocycle, calcium oxide, magnesium oxide resin (generic) (31473788) | 1820819 | 122795
1,3-Benzenedicarboxylic acid, polymer with 5-amino-1,3,3-trimethylcyclohexylmethanamine, hexanedioic acid, 1,1'-methylenebis[4-isocyanatocyclohexane], .alpha.,.alpha.'-[(1-methylethylidene)di-4,1-phenylene]bis[.omega.-hydroxypoly[oxybis(methyl-1,2-ethanediyl]] and mixed alkanols (generic) (31479595) | 1820821 | 122796
Polymer of toluene diisocyanate, polypropylene glycols, 1-substituted-2-propanal, 2,2'-[alkylidenebis(4,1-phenyleneoxymethylene)]bisoxirane (generic) (31481336) | 1820823 | 122797
Hydroxyalkanediol, polymer with .alpha.-hydro-.omega.-hydroxypoly[oxy(methyl-1,2-ethanediyl)], 1,1'-methylenebis[4-isocyanatobenzene] and phenylbis[alkyl derivative] (generic) (31483514) | 1820825 | 122798
Hydroxyalkanediol, polymer with .alpha.-hydro-.omega.-hydroxypoly[oxy(methyl-1,2-ethanediyl)], 1,1'-methylenebis[isocyanatobenzene] and phenylbis[alkyl derivative] (generic) (31483514) | 1820827 | 122799
Hydroxyalkanetriol, polymer with poly(alkylene ether)glycol and 1,1'-methylenebis[4-isocyanatobenzene] benzene] (generic) (31483555) | 1820829 | 122800
Hexahydro-2H-azepin-2-one, polymer with 2-ethyl-2-(hydroxymethyl)-1,3-propanediol, 5-isocyanato-1-(isocyanatomethyl)-1,3,3-trimethylcyclohexane and poly(alkylene ether) glycols (generic) (31483621) | 1820831 | 122801
tert-Alkylamines, reaction products with (disubstituted benzene) thiophosphate (generic) (31487390) | 1820833 | 122802
Bis-dialkyl (C12-C24)-diphenylmethane derivative (generic) (31488752) | 1820835 | 122803
Alkanedioic acid, polymer with 1,3-diisocyanato-2-methylbenzene, 2,4-diisocyanato-1-methylbenzene, 1,2-ethanediol, .alpha.-hydro-.omega.-hydroxypoly[oxy(methyl-1,2-ethanediyl)] and .alpha.,.alpha.',.alpha.''-1,2,3-propanetriyltris[.omega.-hydroxypoly[oxy(methyl-1,2-ethanediyl)]] (generic) (31489974) | 1820837 | 122804
Methyloxirane, polymer with dicarbomonocyclediisocyanate, oxirane and .alpha.,.alpha.',.alpha.''-1,2,3-propanetriyltris[poly[oxy(methyl-1,2-ethanediyl)]] (generic) (31489990) | 1820839 | 122805
Substituted nonylphenyl, polymer with 1,3-diisocyanato-2-methylbenzene, 2,4-diisocyanato-1-methylbenzene and .alpha.,.alpha.',.alpha.''-1,2,3-propanetriyltris[.omega.-hydroxypoly[oxy(methyl-1,2-ethanediyl)]] (generic) (31490006) | 1820841 | 122806
Bis(xylylazo)-.beta.-resorcinol (generic) (31490923) | 1820843 | 122807
Reaction product of [4-hydroxy-3-[(8-acetamido-2-hydroxy-1-naphthyl)azo]substitutedbenzene] and [3-[(4,5-dihydro-3-methyl-5-oxo-1H-pyrazol-4-yl)azo]-4-hydroxy-substitutedbenzene]chromate (generic) (31491624) | 1820845 | 122808
Bis-dibutyl(2-hydroxyethyl)ammonium salt of alkanediol-1,2-bismaleinate (generic) (31491749) | 1820847 | 122809
Reaction product of a fatty acid, maleic anhydride and oleylamine (generic) (31491798) | 1820849 | 122810
Reaction product of a fatty acid, maleic anhydride and triethanolamine (generic) (31491848) | 1820851 | 122811
Reaction product of prepolymerized alkenoic acid and maleic anhydride (generic) (31491855) | 1820853 | 122812
Reaction product of prepolymerized maleic anhydride and triethanolamine (generic) (31491863) | 1820855 | 122813
Reaction product of a fatty acid and maleic anhydride (generic) (31491871) | 1820857 | 122814
Petroleum sulfonate (generic) (31492192) | 1820859 | 122815
Dibutyltin (substituted monothioglycolate) fatty acid ester (generic) (31492531) | 1820861 | 122816
2-Methyl-1-(substituted-alkyl-substituted alkyl)imidazoline (generic) (31492622) | 1820863 | 122817
1,2-Ethanediamine, N,N'-[alkylenebis[(heteromonocycle)ethanediyl]]bis- (generic) (31492713) | 1820865 | 122818
Fatty acids, polymd., esters with polyethylene glycol ether and glycerol (generic) (31493083) | 1820867 | 122819
Fatty acids, reaction products with diethylenetriamine and triethylenetetramine (generic) (31493299) | 1820869 | 122820
Fatty acids, dehydrated castor oil, polymers with maleic anhydride,phthalic anhydride, silsesquioxanes, aryl and alkyl, and trimethylolethane (generic) (31494107) | 1820871 | 122821
Magnesium oxide/titanium complex (generic) (31498702) | 1820873 | 122822
Polymer of p,p'-diphenylmethane derivative, primary fatty alkyl derivative and water (generic) (31499411) | 1820875 | 122823
Polymer of 4,4'-disubstituted-3,3'-dimethylbiphenyl and dehydroabietyl derivative (generic) (31499460) | 1820877 | 122824
Polymer of 4,4'-disubstituted-3,3'-dimethylbiphenyl and derivs. of chlorobenzene and methylbenzene (generic) (31499494) | 1820879 | 122825
Alkyl esters of orthophosphoric acid (generic) (31499593) | 1820881 | 122826
Cyclic amine benzyl chloride quaternized (generic) (31501323) | 1820883 | 122827
Polyalkene sulfonate (generic) (31501877) | 1820885 | 122828
Metallic polyalkenesulfonate (generic) (31501992) | 1820887 | 122829
Sodium metallosilicate (generic) (31502073) | 1820889 | 122830
Ethylene and alkanoylethylene copolymer, hydrolyzed (generic) (31502255) | 1820891 | 122831
Isopropylammonium 1,1,1,3,3,3-hexasubstituted propoxide (generic) (31503634) | 1820893 | 122832
Carbomonocyclicammonium caprylate (generic) (31503642) | 1820895 | 122833
Alkylammonium caprylate (generic) (31503667) | 1820897 | 122834
Cyclohexylammonium 1,1,1,3,3,3-hexasubstituted isopropoxide (generic) (31503717) | 1820899 | 122835
Dicarbomonocycleammonium caprylate (generic) (31503733) | 1820901 | 122836
Dicyclohexylaluminum 1,1,1,3,3,3-hexasubstituted isopropoxide (generic) (31503741) | 1820903 | 122837
Linseed oil, acidulated, polymer with substituted benzene manuf. by-products, glycerol and pentaerythritol (generic) (31503931) | 1820905 | 122838
4-(4-Hydroxyphenylazo)-3-substituted-4'-hydroxy-2'-methylazobenzene (generic) (31505068) | 1820907 | 122839
Copper complex of sodium salt of 3,3'-dihydroxy-4-(6-anilino-1-hydroxy-3-sulfonato-2-naphthylazo)-4'-(1-hydroxy-trisubstituted-2-naphthylazo)biphenyl (generic) (31505084) | 1820909 | 122840
Sodium salt, of 2,4-bis[4-(substituted naphtho[2,1-d]-1,2,3-triazol-2-yl)-2,2'-disulfonatostilbene-4-yl-amino]-6-morpholino-1,3,5-triazine (generic) (31505118) | 1820911 | 122841
Copper complex of sodium salt of 3,3'-dihydroxy-4,4'-bis[1-hydroxy-3-sulfonato-7-substituted phenylamino-2-naphthylazo]biphenyl (generic) (31505126) | 1820913 | 122842
2-Acetylamino-4-(N-(.beta.-cyanoethyl)-N-(.beta.-substituted ethyl)amino)-2'-chloro-4'-nitroazobenzene (generic) (31505217) | 1820915 | 122843
4-(N-(.beta.-Cyanoethyl)-N-(.beta.-substituted ethyl)amino)-2-methyl-2'-chloro-4'-nitroazobenzene (generic) (31505258) | 1820917 | 122844
Reaction product of toluidenediisocyanate, substituted propane and polyethylene-polypropylene glycol ether (generic) (31507288) | 1820919 | 122845
Reaction product of tall oil fatty acid and dialkylenetriamine withdimethylcyclohexylamine and phosphoric acid (generic) (31507320) | 1820921 | 122846
Reaction product of tall oil fatty acid and dialkylenetriamine withtall oil fatty acid, polyethylene glycol and maleic anhydride (generic) (31507353) | 1820923 | 122847
Reaction product of prepolymerized alkenoic acid and triethylenetriamine (generic) (31507361) | 1820925 | 122848
1,4-bis(ethyl-propyl-heteromonocycle oxy)butane (generic) (31507437) | 1820927 | 122849
Bis[[disubstituted-3-[(nitrophenyl)azo]phenyl]azo]benzenesulfonic acid (generic) (31508799) | 1820929 | 122850
Resin acids and Rosin acids, zinc salts, polymers with modified rosin and tung oil (generic) (31510662) | 1820931 | 122851
Linseed oil, polymer with zinc resinate, tung oil and rosin polymer (generic) (31510670) | 1820933 | 122852
Phenol, 4,4'-(1-methylethylidene)bis-, polymer with N-(2-aminoethyl)-1,2-ethanediamine, .alpha.-(2-aminomethyl)-.omega.-(2-aminoethylethoxy)polypropylene glycol derivative and (chloromethyl)oxirane (generic) (31512023) | 1820935 | 122853
Bis(phenylmetallo)maleate (generic) (31521404) | 1820937 | 122854
Diethylene glycol bis(metallophenyldodecenyl) succinate (generic) (31521438) | 1820939 | 122855
Ethylene glycol bis(phenylmetallomaleate) (generic) (31521446) | 1820941 | 122856
Phenylmetallo (Z)-(2-ethylhexyl 2-butenedioato-O) (generic) (31521453) | 1820943 | 122857
Disubstituted copper phthalocyanine (generic) (31524515) | 1820945 | 122858
Trisubstituted copper phthalocyanine (generic) (31524523) | 1820947 | 122859
Trialkenylaluminum (generic) (31525173) | 1820949 | 122860
N,N'-Di[11-(ethoxycarbonyl)undecyl)-polyalkyl-3,6-dioxaoctane-1,8-diamide (generic) (31527518) | 1820951 | 122861
Modified sperm oil, sulfonate (generic) (31530710) | 1820953 | 122862
Monobutyltin (substituted mercaptoacetate) dichloride (generic) (31531320) | 1820955 | 122863
Monoalkyl tin di(alkane mercapto ester) chloride (generic) (31531338) | 1820957 | 122864
Monobutyltin di(substituted mercaptoacetate) chloride (generic) (31531346) | 1820959 | 122865
Dialkyltin (alkane mercapto ester) chloride (generic) (31531353) | 1820961 | 122866
2-Mercaptoethanol ester of alkanoic acid (generic) (31531429) | 1820963 | 122867
Adduct of 1,1'-bis(2-aminophenylthio)methane and a polysubstituted glycol (generic) (31531452) | 1820965 | 122868
Monoalkyltin (alkane mercapto ester) dichloride (generic) (31531494) | 1820967 | 122869
Butyltin (2-mercaptoethyl ester of fatty acids) derivative (generic) (31535016) | 1820969 | 122870
Dialkyl tin bis(alkane maleate) (generic) (31535040) | 1820971 | 122871
Bis(substituted-dibutyltin)oxide polymer (generic) (31535099) | 1820973 | 122872
Ammonium salt of diisodecyl ester with sulfoalkanedioic acid (generic) (31535388) | 1820975 | 122873
Triamine heteromonocyclic phosphate (generic) (31535396) | 1820977 | 122874
3-Substitutedalkyl-1,2-dimethyl-5-trifluoromethylbenzimidazolium bromide (generic) (31541303) | 1820979 | 122875
1-Substituted alkyl-6-chloro-1',3,5'-trialkyl-3',3'-dimethylimidazoloindolocarbocyanine salt (generic) (31541337) | 1820981 | 122876
Dialkylbenzene, reaction products with mono alkylbenzene and styrene (generic) (31542103) | 1820983 | 122877
Starch, substituted-3-(trimethylammonio)propyl ether, chloride, derivative (generic) (31542319) | 1820985 | 122878
Starch, 2-cyanoethyl ether derivative (generic) (31542327) | 1820987 | 122879
Starch, carboxymethyl-, substituted propyl ether, modified (generic) (31542376) | 1820989 | 122880
Tetraalkyl-2-(.beta.-anilino)vinyl indoline iodide (generic) (31543606) | 1820991 | 122881
1-(2-Substituted-propyl)-6-chloro-3-ethyl-2-methylbenzimidazolium iodide (generic) (31543622) | 1820993 | 122882
Benzoselenazolium, 3-(2-carboxyethyl)-2-[[3'-(carboxymethyl)-4'-oxo-5'-[[3''-(substituted alkyl)-2(3H)-benzoxazolidene]ethylidene]-2-heteromonocyclemethyl]]-5-methoxy-, inner salt (generic) (31543630) | 1820995 | 122883
3-(2-Carboxyethyl)-4-methyl-2-heteromonocyclemethyl-5'-(3''-methyl-2''-thiazolylidene)-3'-ethyl-4'-oxothiazolidinylidene iodide (generic) (31543663) | 1820997 | 122884
3-(2-Carboxyethyl)-2-methyl-4-alkyl thiazolium iodide (generic) (31543671) | 1820999 | 122885
Thiazolium, 4,5-dihydro-3-methyl- alkylsubstituted, p-toluenesulfonate (generic) (31543689) | 1821001 | 122886
Benzoxazolium, 2-anilinovinyl-3-(substituted alkyl)-, bromide (generic) (31543697) | 1821003 | 122887
3-(2-Substituted alkyl)-5-methoxy-2-methylbenzoselenazolium iodide (generic) (31543705) | 1821005 | 122888
1,2-Dimethyl-3-(substituted)alkyl- 5-trifluoromethylbenzimidazoliumbromide (generic) (31543713) | 1821007 | 122889
1,1'-Dimethyl-3,3'-di(substituted)alkyl-5,5'-ditrifluoromethylbenzimides-carbocyanine (generic) (31543838) | 1821009 | 122890
Ethyl acrylate, glycidyl methacrylate, substituted acrylic acid terpolymer (generic) (31543903) | 1821011 | 122891
Substituted benzoquinoneimine salt (generic) (31690183) | 1821013 | 122892
Disubstituted-(sulfoalkyl)-benzoxazole salt (generic) (31690407) | 1821015 | 122893
1-Phenyl-(substituted)-pyrazolinone (generic) (31690423) | 1821017 | 122894
4-Nitro-(substituted)-aniline (generic) (31690456) | 1821019 | 122895
Alkyl-(substituted)-benzothiazole (generic) (31690480) | 1821021 | 122896
Trisubstituted pyrylium salt (generic) (31690506) | 1821023 | 122897
Disubstituted benzopyrylium salt (generic) (31690548) | 1821025 | 122898
Tetrasubstituted benzisothiazole (generic) (31690589) | 1821027 | 122899
Disubstituted aniline (generic) (31690621) | 1821031 | 122901
Substituted isophthalic acid, dialkyl ester, salt (generic) (31690639) | 1821033 | 122902
Disubstituted-(sulfoalkyl)-benzothiazole salt (generic) (31690647) | 1821035 | 122903
Polymer of styrene and vinylheteromonocycle (generic) (31690670) | 1821037 | 122904
Polymer of alkyl-vinyl-heteromonocycle (generic) (31690704) | 1821039 | 122905
Tetrasubstituted pyrrole (generic) (31690886) | 1821041 | 122906
Pentasubstituted pyrrole (generic) (31690894) | 1821043 | 122907
Disubstituted benzopyrylium salt (generic) (31690910) | 1821045 | 122908
Trisubstituted-s-triazine (generic) (31690928) | 1821047 | 122909
Tetrasubstituted diethylamine (generic) (31690944) | 1821049 | 122910
Disubstituted acetanilide (generic) (31690977) | 1821051 | 122911
Substituted isophthalic acid, dialkyl ester (generic) (31691009) | 1821053 | 122912
Trisubstituted-(sulfoalkyl)-benzothiazole salt (generic) (31691033) | 1821055 | 122913
Methacrylic acid, N,N,N-trisubstituted aminoalkyl ester, quaternarysalt (generic) (31691058) | 1821057 | 122914
Disubstituted pyrazolinone salt (generic) (31691256) | 1821059 | 122915
Tetrasubstituted-(sulfoalkyl)-benzimidazole salt (generic) (31691322) | 1821061 | 122916
Trisubstituted-s-triazine salt (generic) (31691371) | 1821063 | 122917
Disubstituted-4-pyrone (generic) (31691397) | 1821065 | 122918
Substituted methylstyrene (generic) (31691520) | 1821067 | 122919
Trisubstituted cinnamonitrile (generic) (31691710) | 1821069 | 122920
Trisubstituted-(sulfoalkyl)-benzothiazole salt (generic) (31691751) | 1821071 | 122921
Disubstituted-(sulfoalkyl)-benzothiazole salt (generic) (31691769) | 1821073 | 122922
Trisubstituted-(sulfoalkyl)-benzothiazole salt (generic) (31691801) | 1821075 | 122923
Trisubstituted pyrazole (generic) (31692155) | 1821077 | 122924
Trisubstituted phenylhydrazine (generic) (31692213) | 1821079 | 122925
Trisubstituted-1-naphthol salt (generic) (31692288) | 1821081 | 122926
Reaction product of precious metal complex and inorganic salts (generic) (31692320) | 1821083 | 122927
Bis(alkylphenyl)methyl[N-substituted(substitutedsulfonyl)amino]heteromonocyclic salt (generic) (31692627) | 1821085 | 122928
Disubstituted benzothiazole salt (generic) (31692635) | 1821087 | 122929
Polymer of substituted alkylstyrene, quaternary chloride (generic) (31692718) | 1821089 | 122930
Methacrylic acid salt (generic) (31692908) | 1821091 | 122931
Dialkoxy-(substituted)-phenol (generic) (31692965) | 1821093 | 122932
Trisubstituted pyrylium salt (generic) (31692981) | 1821095 | 122933
Tetrasubstituted pyridinium salt (generic) (31692999) | 1821097 | 122934
N-(Oxo-tetrasubstituted-heteropolycycle ylidene)-4-(2-hydroxy-2'-methoxy-3-naphthoylanilide-1-ylazo)-2,5-disubstituted aniline (generic) (31694516) | 1821099 | 122935
N-(Oxo tetrasubstituted heteropolycycle ylidene)-4-(acetoaceto-4-ethoxyanilide-.alpha.-ylazo)-2,5-disubstituted aniline (generic) (31694524) | 1821101 | 122936
N-(Oxo-tetrasubsittuted-heteropolycycle-ylidene)-4-(acetoaceto-2-substituted anilide-.alpha.-ylazo)aniline (generic) (31694532) | 1821103 | 122937
N-(Oxo-tetrasubstituted-heteropolycycle-ylidene)-4-(2-hydroxy-2'-methyl)-4'-chloro-3-naphthoylanilide-1-ylazo)-2,5-disubstituted aniline (generic) (31694540) | 1821105 | 122938
N-(Oxo-tetrasubstituted-heteropolycycle-ylidene)-4-(acetoaceto-2,4-dimethylanilide-.alpha.-ylazo)-2,5-disubstituted aniline (generic) (31694557) | 1821107 | 122939
N(2),N(6)-[N(2),N(6)]-Bis(tetrasubstituted isoindolin-1-ylidene)-2,6-diaminopyridine-3',3''-bisylidene-2,6-diaminopyridine (generic) (31694565) | 1821109 | 122940
Bis(1-anthraquinonylcarbamoyl)carbomonocycle (generic) (31694573) | 1821111 | 122941
.alpha.-(1,3-Disubstituted-heteropolycycle-5-ylazo)acetoaceto-2,4-disubstituted anilide (generic) (31694581) | 1821113 | 122942
N-(Oxo-tetrasubstituted-heteropolycycle ylidene)-4-[1-(2,4-dimethylphenyl)-3-methyl-5-pyrazolon-4-ylazo)-3,3'-disubstituted-4-aminobiphenyl (generic) (31694599) | 1821115 | 122943
.alpha.-(1,3-Disubstituted-heteropolycycle-5-ylazo)acetoaceto-2,4-disubstituted anilide (generic) (31694607) | 1821117 | 122944
N-(Oxo-tetrasubstituted-heteropolycycle-ylidene)-4-(acetoaceto-2-chloroanilide-.alpha.-ylazo)-2,5-disubstituted aniline (generic) (31694615) | 1821119 | 122945
N-(Oxo-tetrasubstituted-heteropolycycle-ylidene)-4-(2-hydroxy-2',5'-dimethoxy-4'-chloro-3-naphthoylanilide-1-ylazo)-2,5-disubstituted aniline (generic) (31694664) | 1821121 | 122946
N-(Oxo-tetrasubstituted-heteropolycycle-ylidene)-4-(2,4-disubstituted quinolin-3-ylazo)aniline (generic) (31694680) | 1821123 | 122947
N-(Oxo-tetrasubstituted-heteropolycycle-ylidene)-4-(2-hydroxy-2',4',5'-trisubstituted-3-naphthoylanilide-1-ylazo)aniline (generic) (31694698) | 1821125 | 122948
1,4-Bis[.alpha.-[3-(disubstituted-phenyl-carbamoyl)-6-substituted phenylazo] acetoacetylamide]-2,5-disubstituted benzene (generic) (31694706) | 1821127 | 122949
N-(Oxo tetrasubstituted-heteropolycycle-ylidene)-4-(acetoaceto-2,4,5-trisubstituted anilide-.alpha.-ylazo)aniline (generic) (31694714) | 1821129 | 122950
Phosphate esters of polyhydroxyalkane dimer (generic) (31696750) | 1821131 | 122951
1,3-Isobenzofurandione, polymer with 1,3-benzenedicarboxylic acid, 2,2-dimethyl-1,3-propanediol, 1,4-cyclohexanedimethanol, alkanediol and propenoic acid (generic) (31697394) | 1821133 | 122952
1,3-Isobenzofurandione, polymer with 1,3-benzenedicarboxylic acid, 2,2-dimethyl-1,3-propanediol, 1,4-cyclohexanedimethanol and alkanediol (generic) (31697402) | 1821135 | 122953
2-Hydroxyethyl 2-propenoate, polymer with isophorone diisocyanate and 1,3-benzenedicarboxylic acid, polymer with hexanedioic acid, 1,6-hexanediol and substituted alkane (generic) (31697410) | 1821137 | 122954
1,1'-Methylenebis[4-isocyanatocyclohexane), polymer with 1,3-diisocyanatomethylbenzene, .alpha.-hydro-.omega.-hydroxypoly[oxy(methyl-1,2-ethanediyl)] and .alpha.-hydro-.omega.-hydroxypoly[oxy(methyl-1,2-ethanediyl)] ether with substituted alkane (generic) (31697436) | 1821139 | 122955
Polyalkylene glycol, disubstituted trialkenylhexane polymer (generic) (31697469) | 1821141 | 122956
Anthracenedione, 1,4-bis[propylamino derivative] (generic) (31700008) | 1821143 | 122957
Alkylbenzothiazolamine-N-(2-alkylphenyl) (generic) (31700248) | 1821145 | 122958
Substituted phenylazo-2-hydroxy-3-naphthoic acid alkylanilide (generic) (31700461) | 1821147 | 122959
Naphthalene derivative, 4-hydroxy-5-[[4-(phenylamino)-5-substitutednaphthalenyl]azo], alkylamine salt (generic) (31700487) | 1821149 | 122960
Methyl-methoxy-oxo-heteropolycycle, chloride (generic) (31700552) | 1821151 | 122961
[(Phenylazo)phenyl]azo-, N-(substituted phenyl)-(hydroxycarbopolycycle) carboxamide (generic) (31700610) | 1821153 | 122962
Metal complexed azoic black (generic) (31700636) | 1821155 | 122963
[6(or 7-)Sulfonaphthalenyl]azo-disubstituted 7-)sulfonaphthalenyl]azo-disubstituted benzene, sodium salt (generic) (31700644) | 1821157 | 122964
(2-Hydroxy-sulfonaphthalenyl)azo-substituted phenol (generic) (31700651) | 1821159 | 122965
(4-Alkylsulfophenylamino)-aminobromo substituted carbopolycycle, lithium salt (generic) (31700677) | 1821161 | 122966
[[(2-Hydroxy-sulfonaphthalenyl)azo] disubstituted diphenyl]azo-, (4-nitro-2-carboxy-phenyl)azo - substituted naphthalene sulfonic acid, trisodium salt (generic) (31700685) | 1821163 | 122967
(Alkylphenyl)azo-substituted 1-naphthalenesulfonic acid, sodium salt (generic) (31700693) | 1821165 | 122968
Stilbenedisulfonic acid, [[(2-hydroxysulfophenyl)azo](hydroxyphenyl)]azo-, [[(4-sulfophenyl)azo]disubstituted phenyl]azo-copper complex, sodium salt (generic) (31700701) | 1821167 | 122969
Benzenesulfonic acid, [[[amino-(sulfophenyl)azo-sulfonaphthalenyl]azo (substituted sulfonaphthalenyl)]azo(sulfonaphthalenyl)]azo-, sodium salt (generic) (31700719) | 1821169 | 122970
[[Alkyl-(chlorophenyl)-hydroxy heteromonocycle]azo]-substituted phenol, cobalt complex (generic) (31700735) | 1821171 | 122971
Phenol, thiobis-, reaction products with propene tetramer calcium salts, overbased, further reacted with heterocyclic compound (generic) (31751720) | 1821173 | 122972
Alkylamine salts of a mixture of (mono- and di-C12-20-alkyl) and (mono- and di-C14-18-mono- and dialkenyl unsaturated) phosphoric acid (generic) (31751837) | 1821175 | 122973
Substituted aniline metal salt (generic) (31751845) | 1821177 | 122974
Substituted hydrogen phosphite (generic) (31751886) | 1821179 | 122975
2-(Disubstituted 2-(Disubstituted 2-hydroxyphenyl)azo-1-hydroxy-disubstituted naphthalene, chromium complex, sodium salt (generic) (31752710) | 1821181 | 122976
(2-Hydroxy-substituted phenyl)azo-1-hydroxy substituted sulfonaphthalene, chromium complex, sodium salt (generic) (31752728) | 1821183 | 122977
1-(Substituted-2-hydroxy naphthalenyl)azo 2-naphthol, (hydroxy-naphthalenyl)azo phenol deriv. chromium complex sodium salt (generic) (31752736) | 1821185 | 122978
(Substituted-5-sulfophenyl heteromonocycle) azo-(substituted 2-hydroxyphenyl), iron complex, sodium salt (generic) (31752744) | 1821187 | 122979
(Alkylamino-hydroxyphenyl)azo-hydroxy-substituted benzene, substituted [(hydroxy-naphthalenyl) hydroxybenzene], chromium complex, sodium salt (generic) (31752751) | 1821189 | 122980
2-Propenoic acid, 2-methyl-ethenyl ester, polymer with N-(hydroxymethyl)-2-propenamide, 2-propenenitrile, 2-propenoic acid and alkyl propenoates (generic) (31752793) | 1821191 | 122981
Vinyl ester, polymer with propenoic acid esters, methylpropenoic acid and substituted propenamide (generic) (31752801) | 1821193 | 122982
Substituted heteropolycycle, (alkoxyphenyl)azo (generic) (31752827) | 1821195 | 122983
(Substituted-hydroxyphenyl)azo-(hydroxyalkeneanilide) cobalt complex, sodium salt (generic) (31752850) | 1821197 | 122984
Polyhydroxy-dialkylamino-anthraquinone (generic) (31752868) | 1821199 | 122985
2-(Methylcarboxamido-2-hydroxynaphthalenyl)azo-substituted phenol, chromium complex, sodium salt (generic) (31752884) | 1821201 | 122986
2-Naphthalenecarboxamide, N-(substituted phenyl)-3-hydroxy-4-(substituted phenyl)azo (generic) (31752892) | 1821203 | 122987
(Aminohydroxysulfonaphthalenyl)azo-substituted benzenesulfonamide (generic) (31752900) | 1821205 | 122988
Alkyl-hydroxy-(substituted 2-hydroxyphenyl)azo-(sulfophenyl heteromonocycle), sodium salt, chromium complex (generic) (31752942) | 1821207 | 122989
Bis[(substituted phenyl)azo]phenylaminosulfophenylazo-substituted carbopolycycle, sodium salt (generic) (31752991) | 1821209 | 122990
Tall-oil fatty acids, trimellitic anhydride, 3-hydroxy-2,2-dimethylpropyl 3-hydroxy-2,2-dimethylpropionate, alkylene glycol polymer (generic) (31780521) | 1821211 | 122991
Sulfurized C16-18 and C18-unsatd. trialkyl glyceride-alkene (generic) (31780539) | 1821213 | 122992
Chlorosulfurized C16-18 and C18-unsatd. alkylcarboxylic acid triglyceride and alkyl ester (generic) (31780547) | 1821215 | 122993
Vinylidene chloride copolymer (generic) (31780901) | 1821217 | 122994
Polyalkylated 1,1'-oxybisbenzene (generic) (31784697) | 1821219 | 122995
Sulfurized carbopolycycle (generic) (32011439) | 1821221 | 122996
Reaction product of substituted copper phthalocyanine with hydrochloric acid, nitrous acid - sodium salt, thiocyanic acid and sodium sulfide (generic) (32011496) | 1821223 | 122997
Reaction product of substituted copper phthalocyanine with hydrochloric acid, nitrous acid - sodium salt, thiocyanic acid and sodium sulfide (generic) (32011504) | 1821225 | 122998
Sulfinized carbopolycycle (generic) (32011512) | 1821227 | 122999
Acetamide, N-(substituted) amino phenyl (generic) (32011538) | 1821229 | 123000
4-Amino-3-[[4-[[4-[(4-hydroxyphenyl)azo]phenyl]substituted]phenyl]azo]-5-hydroxy-6-phenylazo-2,7-naphthalenedisulfonic acid, disodium salt (generic) (32012619) | 1821231 | 123001
4-Amino-3-[[4-[[4-[(substituted-disulfo-naphthyl)azo]phenyl]substituted]phenyl]azo[-5-hydroxy-6-[(phenyl)azo]-2,7-naphthalenedisulfonic acid, tetrasodium salt (generic) (32012627) | 1821233 | 123002
2-Naphthalenesulfonic acid, 7,7'-ureylenebis[4-hydroxy-3-[(6-sulfo-2-naphthyl)azo]-, tetra(substituted alkylammonium) salt (generic) (32012635) | 1821235 | 123003
2-Acetylamino-4-[[N-(2-acetyloxy)ethyl]-N-alkyl]amino-2',6'-dicyano-4'-nitroazobenzene (generic) (32012643) | 1821237 | 123004
2-Acetylamino-4-N-(2-propenyl)-N-(alkyl)amino-2',6'-dicyano-4'-nitroazobenzene (generic) (32012668) | 1821239 | 123005
2-Acetylamino-4-N-(2-propenyl)-N-alkylamino-2',6'-dibromo-4'-nitroazobenzene (generic) (32012676) | 1821241 | 123006
2-Acetylamino-4-[N-[(2-acetyloxy)ethyl]-N-alkylamino]-2',6'-dibromo-4'-nitroazobenzene (generic) (32012684) | 1821243 | 123007
9,10-Anthracenedione, (phenylamino)-1,8-dihydroxy- (generic) (32012692) | 1821245 | 123008
Tetrakis(substituted phenyl)[29H,31H-phthalocyaninato(2-)-N29,N30,N31,N32]copper) (generic) (32012734) | 1821247 | 123009
1H-Pyrazole-3-carboxylic acid, 4,5-dihydro-5-oxo-1-(4-sulfophenyl)-4-[(sulfo-phenyl)azo]-, sodium salt, compound with substituted-methylenebis (xylidine) (generic) (32012908) | 1821249 | 123010
1,3-Naphthalenedisulfonic acid, 7,7'-[(4,6-dihydroxy-1,3-phenylene)bis(azo)]bis-, compound with substituted-methylenebis(xylidine) (generic) (32012965) | 1821251 | 123011
Fatty acids, tall-oil, polymers with fumaric acid, alkanols, isophthalic acid, linoleic acid, rosin, terephthalic acid, trimellitic anhydride and trimethylolpropane (generic) (32062093) | 1821253 | 123012
Fatty acid, polymer with alkanediols distillation residues, linoleic acid, pentaerythritol, phthalic anhydride, propylene glycol, styrene and tall-oil (generic) (32062101) | 1821255 | 123013
Formic acid, polymer with 1,4-butanediol, 1,3-diisocyanatomethylbenzene, .alpha.-hydro-.omega.-hydroxypoly(oxy-1,2-ethanediyl), 2,2'-(methylimino)bis[ethanol] and N-heterocycle (generic) (32062143) | 1821257 | 123014
N-Heterocycle, polymers with 1,4-butanediol, 1,3-diisocyanatomethylbenzene, .alpha.-hydro-.omega.-hydroxypoly(oxy-1,2-ethanediyl) and 2,2'-(methylimino)bis[ethanol] (generic) (32062150) | 1821259 | 123015
Isocyanic acid, polymethylenepolyphenylene ester, polymer with 1,3-diisocyanatoalkylbenzene, oxirane derivative polymer and 2-propenenitrile (generic) (32062168) | 1821261 | 123016
Fatty acids, tall-oil, polymers with alkanediol, distn. residues, linoleic acid, pentaerythritol, phthalic anhydride, propylene glycol and vinyltoluene (generic) (32062176) | 1821263 | 123017
Fatty acids, tall-oil, polymers with alkanediol distn. residues, ethylene glycol, maleic anhydride and phthalic anhydride (generic) (32062184) | 1821265 | 123018
Oxirane, methyl-, polymer with polyol, polymer with 1,3-diisocyanatomethylbenzene and 1,1'-methylenebis[isocyanatobenzene] (generic) (32062192) | 1821267 | 123019
Siloxanes and Silicones, polymers with adipic acid, isophthalic acid, neopentyl alcohol and trimethylolpropane (generic) (32062374) | 1821269 | 123020
Siloxanes and Silicones, polymers with isophthalic acid, neopentyl glycol, trimethylolethane and trimethylolpropane (generic) (32062382) | 1821271 | 123021
Siloxanes and Silicones, aryl, alkyl, alkoxy, polymers with azelaicacid, isophthalic acid and trimethylolpropane (generic) (32062390) | 1821273 | 123022
Siloxanes and Silicones, aryl, alkyl, alkoxy, polymers with azelaicacid, isophthalic acid, neopentyl glycol and trimethylolpropane (generic) (32062408) | 1821275 | 123023
Silsesquioxanes, polymers with adipic acid, isophthalic acid, neopentyl glycol and trimethylolethane (generic) (32062416) | 1821277 | 123024
Resin acids and Rosin acids, esters with pentaerythritol, polymers with substituted alkylbenzene, formaldehyde, alkanol, linseed oil, maleic anhydride and rosin (generic) (32062622) | 1821279 | 123025
Linseed oil, polymer with ethylene glycol, modified rosin, pentaerythritol, phthalic anhydride and rosin (generic) (32062630) | 1821281 | 123026
Rosin, polymers with formaldehyde, glycerol, maleic anhydride, substituted benzene and tung oil (generic) (32062648) | 1821283 | 123027
Rosin, polymers with conjugated safflower oil, formaldehyde, glycerol, maleic anhydride, phthalic anhydride, substituted benzene and tung oil (generic) (32062655) | 1821285 | 123028
Polymers with modified alkanediol distn. residues, maleic anhydride, phthalic anhydride and propylene glycol (generic) (32062697) | 1821287 | 123029
Safflower oil, conjugated, polymer with alkanediol distn. residues,pentaerythritol, phthalic anhydride, propylene glycol, soybean oil and vinyltoluene (generic) (32062705) | 1821289 | 123030
Fatty acids, tall-oil, polymers with ethylene glycol, alkanediol distn. residues, phthalic anhydride and terephthalic acid (generic) (32062713) | 1821291 | 123031
Oils, menhaden, polymers with conjugated safflower oil, modified alkanediol distn. residues, pentaerythritol, phthalic anhydride, propylene glycoland vinyltoluene (generic) (32062721) | 1821293 | 123032
1H-Imidazole, alkyl derivatives, acetates (generic) (32066532) | 1821295 | 123033
Nitrilo alkyl phosphoric acid, sodium salt (generic) (32066961) | 1821297 | 123034
Hexamethylenediamine bottoms, hydroxyacetic acid salt (generic) (32066979) | 1821299 | 123035
2-Propenoic acid, 2-methyl-, polymer with ethyl 2-propenoate and alkyl 2-propenoate, sodium salt (generic) (32066987) | 1821301 | 123036
Nitrilo alkyl phosphoric acid, calcium salt (generic) (32066995) | 1821303 | 123037
Ammonia-substituted amine reaction by-products and tall-oil fatty acids, glycolates (generic) (32067035) | 1821305 | 123038
Salt of ethanesulfonic acid, 2-[3-[4'-substituted-3,3'-dimethoxy(1,1'-bisphenyl-4-yl)]-1-methyl-2-triazenyl]- (generic) (32067167) | 1821307 | 123039
3,3'-Dimethoxy-1,1'-biphenylenebis[4,4'-diazonium derivative (generic) (32067373) | 1821309 | 123040
Silsesquioxanes, polymers with 5-isocyanato-1-(isocyanatomethyl)-1,3,3-trimethylcyclohexane, pentaerythritol, phthalic anhydride and sunflower oil (generic) (32088361) | 1821311 | 123041
Alkanols, polymer with 1,3-benzenedicarboxylic acid, 2-hydroxyethyl2-propenoate and 5-isocyanato-1-(isocyanatomethyl)-1,3,3-trimethylcyclohexane (generic) (32088403) | 1821313 | 123042
Alkanedioic acid, polymer with .alpha.-hydroxy-.omega.-hydroxypoly(oxy-1,4-butanediyl), 5-isocyanato-1-(isocyanatomethyl)-1,3,3-trimethylcyclohexane and mixed alkanols, 2-hydroxyethyl acrylate-blocked (generic) (32088411) | 1821315 | 123043
Linseed oil, polymer with glycerine, maleic anhydride, phthalic anhydride and modified rosin (generic) (32088742) | 1821317 | 123044
2-Hydroxyethyl 2-propenoate polymer with 2-ethylhexyl 2-propenoate,1,6-hexanediol di-2-propenoate, 1,1'-methylenebis[carbomonocyclic derivative],poly(2-oxepanone), 2-propenoic acid, adipic acid, isophthalic acid, glycol anda triol (generic) (32088916) | 1821319 | 123045
1,3-Benzenedicarboxylic acid, polymer with 1,6-hexanediol, substituted alkane, 2,2-oxybis(ethanol), and 1,3-isobenzofurandione (generic) (32088932) | 1821321 | 123046
1,3-Benzenedicarboxylic acid, polymer with 1,6-hexanediol, substituted alkane, 2,2'-oxybis(ethanol) 2,2'-(1,2'-ethanediylbis(oxy))bis(ethanol) and1,3-isobenzofurandione (generic) (32088940) | 1821323 | 123047
1,1'-Methylenebis[4-isocyanatocyclohexane], polymer with alkanediol, 2-ethyl-2-(hydroxymethyl)-1,3-propanediol, 2,2'-oxybis[ethanol], 1,3-benzenedicarboxylic acid and 1,3-isobenzofurandione (generic) (32088957) | 1821325 | 123048
1,1'-Methylenebis[4-isocyanatocyclohexane], polymer with alkanediol, 2-ethyl-2-(hydroxymethyl)-1,3-propanediol, 2,2'-oxybis[ethanol], 2,2'-[1,2-ethanediylbis(oxy)]bis[ethanol], 1,3-benzenedicarboxylic acid and 1,3-isobenzofurandione (generic) (32088965) | 1821327 | 123049
1,1'-Methylenebis[4-isocyanatocyclohexane] polymer with 1,6-hexanediol, substituted alkane, 2,2'-[1,2-ethanediylbis(oxy)]bis[ethanol] 1,3-benzenedicarboxylic acid and 1,3-isobenzofurandione (generic) (32089005) | 1821329 | 123050
Coupling product of diazotized 5-amino substituted benzenesulfonic acid, diazotized 3-amino substituted benzenesulfonic acid, diazotized picramic acid and diazotized nitraniline with benzenediol, sodium salt (generic) (32089120) | 1821331 | 123051
(Sulfophenyl)azo substituted carbopolycycle azo biphenyl azo-acetylacetic acid, ethyl ester, sodium salt (generic) (32089179) | 1821333 | 123052
(Substituted phenyl)azo substituted phenyl azo-benzenesulfonic acid, sodium salt (generic) (32089195) | 1821335 | 123053
Coupling product of diazotized substituted (benzenamine, hydroxybenzenamine and sulfonaphthylamine) with 1,3-benzenediol, sodium salt (generic) (32089203) | 1821337 | 123054
Disubstituted benzene, (4-nitrophenyl)azo-, (sulfonaphthalenyl)azo-, sodium salt (generic) (32089252) | 1821339 | 123055
(Polyisobutenyl)dihydro-2,5-furandione reaction product with polyethyleneamines and aliphatic carboxylic acid (generic) (32089260) | 1821341 | 123056
Benzamide, substituted (5-sulfophenyl-hydroxy heteromonocycle) azo-N-carbomonocycle-, sodium salt (generic) (32089302) | 1821343 | 123057
Sulfoxyalkenoic acid, alkyl ester, sodium salt (generic) (32089328) | 1821345 | 123058
Oxirane, methyl-, polymer with oxirane, dialkyl ether (generic) (32089344) | 1821347 | 123059
Poly(oxy-1,2-ethanediyl), .alpha.-phenyl-.omega.-hydroxy, phthalate, derivative (generic) (32089351) | 1821349 | 123060
Glyceride of alkyl dicarboxylic acids (generic) (32090862) | 1821351 | 123061
Dialkyl (C4-C8) esters of alkane dibasic acids (generic) (32091399) | 1821353 | 123062
Dibutyl esters of aliphatic dibasic acids (generic) (32091449) | 1821355 | 123063
Dioctyl esters of aliphatic dibasic acids (generic) (32091456) | 1821357 | 123064
Dibutoxyethyl esters of aliphatic dibasic acids (generic) (32091472) | 1821359 | 123065
Triester of an alkyl ether alcohol, 2-ethylhexanol and trimellitic anhydride (generic) (32091480) | 1821361 | 123066
.alpha.,.omega.-Polyesters of long chain aliphatic dibasic acids and aliphatic glycols (generic) (32091589) | 1821363 | 123067
Methoxy polyethylene glycol, propoxylated, dioxo-substituted heteropolycycle ester (generic) (32091597) | 1821365 | 123068
Polymers with alkanediol disn. residues, benzoic acid, diethylene glycol, maleic anhydride, phthalic anhydride and propylene glycol (generic) (32092413) | 1821367 | 123069
Fatty acids, tall-oil, polymers with pentaerythritol, silsesquioxanes and soybean oil (generic) (32092793) | 1821369 | 123070
Phosphate, polymer of alkoxylated alkanepolyol, sodium salt (generic) (32113292) | 1821371 | 123071
Poly(oxy-1,2-ethanediyl), .alpha.-substituted benzene-.omega.-hydroxy-, phosphate, potassium salt (generic) (32113706) | 1821373 | 123072
Poly(oxyethanediyl), .alpha.-substituted benzene-.omega.-hydroxy-, sodium salt (generic) (32114480) | 1821375 | 123073
Poly(oxy-1,2-ethanediyl)-.alpha.-substituted benzene-.omega.-hydroxy-, phosphate, potassium salt (generic) (32114498) | 1821377 | 123074
Polymethylsiloxanes, reaction products with hexanol (generic) (32114548) | 1821379 | 123075
Polymethylsiloxanes, reaction products with 2-butoxyethanol (generic) (32114555) | 1821381 | 123076
Polymer of acrylic acid, dioxoheteromonocycle, propylene oxide and disubstituted toluene (generic) (32123879) | 1821383 | 123077
Polymer of acrylic acid, dioxoheteromonocycle, phthalic anhydride, propylene oxide and disubstituted toluene (generic) (32123887) | 1821385 | 123078
Polymer of methacrylic acid, dioxoheteromonocycle, phthalic anhydride, propylene oxide and disubstituted diphenylmethane (generic) (32123895) | 1821389 | 123080
Polymer of acrylic acid, dioxoheteromonocycle, propylene oxide and disubstituted diphenylmethane (generic) (32123903) | 1821393 | 123082
Polymer of methacrylic acid, dioxoheteromonocycle, propylene oxide and disubstituted diphenylmethane (generic) (32123911) | 1821397 | 123084
Polymer of alkenoic acid, dioxo-heteromonocycle, phthalic anhydrideand propylene oxide (generic) (32123929) | 1821399 | 123085
Polymer of alkenoic acid, dioxoheteromonocycle and propylene oxide (generic) (32123937) | 1821401 | 123086
Polymer of alkenoic acid, dioxoheteromonocycle and propylene oxide (generic) (32123952) | 1821403 | 123087
Polymer of alkenoic acid, dioxo-heteromonocycle, phthalic anhydrideand propylene oxide (generic) (32123960) | 1821405 | 123088
Polymer of methacrylic acid, dioxoheteromonocycle, propylene oxide and disubstituted toluene (generic) (32123978) | 1821407 | 123089
Distillates (petroleum), polymers with alkenes, glycerol, maleic anhydride, oiticica oil and rosin (generic) (32129819) | 1821409 | 123090
Alkenes, steam-cracked distillates, polymers with aromatic hydrocarbons, formaldehyde, linseed oil, oiticica oil, phenol, .beta.-pinene and turpentine (generic) (32129843) | 1821411 | 123091
Asphalt, polymer with bisphenol A, alkenes, p-tert-butylphenol, debenzenized steam-cracked petroleum naphtha, formaldehyde, gilsonite, linseed oil, olefins, petroleum distillates and pitch (generic) (32129850) | 1821413 | 123092
Asphalt, polymer with bisphenol A, p-tert-butylphenol, cyclodienes,formaldehyde, gilsonite, linseed oil, petroleum distillates and pitch (generic) (32129900) | 1821415 | 123093
Distillates, petroleum, polymers with cyclodienes, formaldehyde, linseed oil, oiticica oil, phenol, .beta.-pinene and turpentine (generic) (32129926) | 1821417 | 123094
N-Heterocycle, polymer with 2-ethyl-2-(hydroxymethyl)-1,3-propanediol, 1,1'-methylenebis[4-isocyanatobenzene] and 2,2'-[1,4-phenylbis(oxy)]bis[ethanol] (generic) (32130049) | 1821419 | 123095
Carbonic dichloride, polymer with 4,4'-diisocyanato-3,3'-dimethyl-1,1'-biphenyl, 2-ethyl-2-(hydroxymethyl)-1,3-propanediol, 1,6-hexanediol, 4,4'-(methanetetrayldinitrilo)bis[3.5-bis(1-methylethyl)phenol], N-heterocycle and 2,2'-[1,3-phenylenebis(oxy)]bis[ethanol] (generic) (32130056) | 1821421 | 123096
Polymer of tetrachloro derivative, alkylene oxide and ammonia (generic) (32136061) | 1821423 | 123097
Tetrachlorosilane ethylene oxide alkyl derivative polymer (generic) (32136079) | 1821425 | 123098
Tetrachlorosilane ethylene oxide alkyl derivative polymer (generic) (32136087) | 1821427 | 123099
Tetrachlorosilane ethylene oxide carbomonocycle derivative polymer (generic) (32136095) | 1821429 | 123100
Benzyloxy(dimethylheteromonocycle) (generic) (32139131) | 1821431 | 123101
Oxirane, methyl-, polymer with alkylbenzenedicarboxylates (generic) (32139610) | 1821433 | 123102
Rosin, polymer with bisphenol A, substituted phenol, formaldehyde, glycerol, maleic anhydride and tung oil (generic) (32149023) | 1821435 | 123103
Linseed oil, polymers with maleic anhydride, phenolic resin and butadiene-cyclopentadiene resin (generic) (32149809) | 1821437 | 123104
Distillates (petroleum), hydrotreated middle, polymers with substituted benzene, modified alkyl phenolic resin, alkenes and olefins, linseed oil, methylcyclopentadiene, pentaerythritol and rosin (generic) (32149890) | 1821439 | 123105
Polyphosphoric acids, alkyl esters, potassium salts (generic) (32152019) | 1821441 | 123106
Polyphosphoric acids, alkyl esters, compounds with ethanolamine (generic) (32152027) | 1821443 | 123107
Polyphosphoric acids, alkyl esters, compounds with diethanolamine (generic) (32152035) | 1821445 | 123108
Polyphosphoric acids, alkyl esters, compounds with triethanolamine (generic) (32152043) | 1821447 | 123109
Alkanol phosphite (generic) (32152050) | 1821449 | 123110
Polyphosphoric acids, esters with polyethylene glycol alkyl ether, potassium salts (generic) (32153355) | 1821451 | 123111
Polyphosphoric acids, esters with polyethylene glycol alkyl ether, sodium salts (generic) (32153371) | 1821453 | 123112
Polyphosphoric acids, esters with polyethylene glycol alkyl ether, compounds with ethanolamine (generic) (32153389) | 1821455 | 123113
Polyphosphoric acids, esters with polyethylene glycol alkyl ether, compounds with diethanolamine (generic) (32153397) | 1821457 | 123114
Polyphosphoric acids, esters with polyethylene glycol alkyl ether, compounds with triethanolamine (generic) (32153405) | 1821459 | 123115
Polyphosphoric acids, esters with polyethylene glycol alkyl ether, compounds with triethanolamine (generic) (32153413) | 1821461 | 123116
Polyphosphoric acids, esters with polyethylene glycol alkyl ether, compounds with diethanolamine (generic) (32153421) | 1821463 | 123117
Polyphosphoric acids, esters with polyethylene glycol alkyl ether, compounds with ethanolamine (generic) (32153439) | 1821465 | 123118
Polyphosphoric acids, esters with polyethylene glycol alkyl ether, sodium salts (generic) (32153447) | 1821467 | 123119
Polyphosphoric acids, esters with polyethylene glycol alkyl ether, potassium salts (generic) (32153454) | 1821469 | 123120
1,5-Disulfo-2-naphthalenediazonium chloride, metal salt, reaction product with substituted naphthalene and 1-sulfo-2-naphthalenediazonium chloridemetal salt (generic) (32178014) | 1821471 | 123121
Reaction product of 3,3'-dichloro[1,1'-biphenyl]-4,4'-diamine dichloride and substituted-N-(substituted carbomonocycle) butanamide (generic) (32178071) | 1821473 | 123122
Hydrocarbon tall oil polymer (generic) (32178329) | 1821475 | 123123
Cyclic and alkylated cyclic alkenes, indene, isoprene, piperylene, styrene, tall oil, vinyltoluene polymer (generic) (32178329) | 1821477 | 123124
Maleic anhydride, 1-alkene mixture, calcium salt of mixed rosin acids polymer (generic) (32178345) | 1821479 | 123125
Rosin, polymer with bisphenol A, glycerol, alkenedioic acid and tung oil (generic) (32178436) | 1821481 | 123126
2-Propenoic acid, 2-methyl-, monoester with 1,2-propanediol, polymers with acrylic acid, acrylonitrile, butyl acrylate, alkylated formaldehyde-melamine polymer, 3-chloro-2-methyl-1-propene and styrene (generic) (32178980) | 1821483 | 123127
Propylene glycol, substituted benzoic acid ester (generic) (32194029) | 1821485 | 123128
Propylene glycol, substituted benzoic acid polyester (generic) (32194037) | 1821487 | 123129
Alkyl pyrazinium salt (generic) (32194052) | 1821489 | 123130
Alkyl-aza-1-azoniabicyclo[2.2.2]octane salt (generic) (32194060) | 1821491 | 123131
(2-Hydroxyethyl)dimethylalkylammonium salt (generic) (32194078) | 1821493 | 123132
Propyltrimethylammonium salt (generic) (32194086) | 1821495 | 123133
Substituted pentyl-substitutedbenzoate (generic) (32194128) | 1821497 | 123134
Alkyl pyridinium salt (generic) (32194169) | 1821499 | 123135
Tetraethylammonium salt (generic) (32194177) | 1821501 | 123136
Ethyltrimethylammonium salt (generic) (32194185) | 1821503 | 123137
Butyltrimethylammonium salt (generic) (32194193) | 1821505 | 123138
Propyltrimethylammonium salt (generic) (32194201) | 1821507 | 123139
Tung oil, polymer with formaldehyde and substituted phenol (generic) (32194763) | 1821509 | 123140
Hydrogenated fatty acids, polymers with pentaerythritol and phthalic anhydrides (generic) (32194839) | 1821511 | 123141
Hydrogenated fatty acids, polymers with pentaerythritol and phthalic anhydrides (generic) (32194896) | 1821513 | 123142
Hydrogenated carboxylic acids, polymers with benzoic acid, isophthalic acid, pentaerythritol, tall-oil fatty acids and trimethylolpropane (generic) (32194904) | 1821515 | 123143
Rosin, polymer with formaldehyde, glycerol, phthalic anhydride, substituted alkane and tung oil (generic) (32194920) | 1821517 | 123144
Fatty acids, soya, polymers with glycerol, pentaerythritol, silsesquioxanes, aryl, alkyl and phthalic anhydride (generic) (32194961) | 1821519 | 123145
2-Alkenoyloxy-1-methylethyl phosphoric triamide (generic) (32220311) | 1821521 | 123146
Phosphorylated sorbitol derivative (generic) (32220469) | 1821523 | 123147
Phosphate esters of polyhydroxyalkane (generic) (32220709) | 1821525 | 123148
Alkanol, mercapto-substituted (generic) (32223281) | 1821527 | 123149
Propanoic acid, 3-[tris[(substituted alkyl)thio]stannyl]butyl ester (generic) (32223299) | 1821529 | 123150
Propanoic acid, 3,3'-[bis[(substituted alkyl)thio]stannylene]bis-, dibutyl ester (generic) (32223430) | 1821531 | 123151
1-Sulfophenyl-3-alkyl-4-((1-sulfophenyl-3-alkyl-5-oxopyrazol-4-ylidine)methyl)-5-hydroxypyrazole, disodium salt (generic) (32227118) | 1821533 | 123152
2,2'-Disulfo-5,5'-dialkyl-4,4'-bis-[1-(4sulfophenyl)-3-alkyl-5-hydroxypyrazol-4-ylazo]biphenyl, tetrasodium salt (generic) (32227134) | 1821535 | 123153
3-Alkyl-2-[3-(3-alkyltetrahydrothiazolylidene)-1-propenyl]-4,5-dihydrothiazolium methosulfate (generic) (32227167) | 1821537 | 123154
Vegetable oil fatty acids reaction products with decyl alcohol distillation residues, alkenes, vegetable oil fatty acid esters, deodorizer distillates sulfated, sodium salt (generic) (32227415) | 1821539 | 123155
Sulfates of fatty acids esters, fatty acids and alkene parafins, sodium salt (generic) (32227423) | 1821541 | 123156
Sulfates of marine oil, petroleum hydrocarbon oil, fatty acids and alkene-paraffins, sodium salt (generic) (32227431) | 1821543 | 123157
Alkyl ester of tall oil fatty acids, polymers with alkenes, sulfated, sodium salts (generic) (32227449) | 1821545 | 123158
Alkyl ester of tall oil fatty acids (generic) (32227464) | 1821547 | 123159
Tall oil fatty acids, polymers with modified alkenes, alkyl ester of sperm oil and tall oil fatty acids, sulfated, sodium salts (generic) (32227472) | 1821549 | 123160
Vinyl heteromonocycle, 2-substituted-alkyl methacrylate, methyl methacrylate polymer (generic) (32227563) | 1821551 | 123161
Polyvinyl alcohol-graft acrylic acid, 2-hydroxydiaminoalkyl ester (generic) (32227571) | 1821553 | 123162
Octadecanoic acid, [[bis(methoxymethyl)amino]heteromonocyclediyl]bis[[(methoxymethyl)imino]methylene] ester (generic) (32229734) | 1821555 | 123163
Condensation product of an alkanolamine with octadecanoic acid, [[bis(methoxymethyl)amino]heteromonocyclediyl]bis[[(methoxymethyl)imino]methylene]ester (generic) (32229841) | 1821557 | 123164
Condensation product of an alkanoic acid diglyceride with octadecanoic acid, [[bis(methoxymethyl)amino]-heteromonocycle-diyl]bis[[(methoxymethyl)imino]methylene] ester (generic) (32229858) | 1821559 | 123165
[(Benzothiazol-2-yl)azo]methylphenyloxo-heteromonocycle (generic) (32268609) | 1821561 | 123166
Chromate(1-), [4-[(substituted-2-hydroxyphenyl)azo]-alkyl-2-phenyl-3H-pyrazol-3-onato(2-)][3-[4-[(substituted-2- hydroxyphenyl)azo]-alkyl-5-oxo-1H-pyrazol-1-yl]benzenesulfonamidato(2-)]- (generic) (32268617) | 1821563 | 123167
Polyalkylenepolyamine, reaction products with epichlorohydrin, quaternized (generic) (32280513) | 1821565 | 123168
Reaction product of heteromonocycle and epichlorohydrin (generic) (32280521) | 1821567 | 123169
Propanol derivative, polymer with 1,1'-methylenebis[isocyanatobenzene], methyloxirane polymer with oxirane ether with propanediol derivative and oxybis[propanol] (generic) (32280794) | 1821569 | 123170
(Dimethylamino)methoxymethyl heteropolycyclic(2H)one (generic) (32283004) | 1821571 | 123171
2-Imidazolidinone aldehyde condensation product (generic) (32286346) | 1821573 | 123172
Fatty acids, soya, polymers with pentaerythritol, aryl, alkyl silsesquioxanes and phthalic anhydride (generic) (32296477) | 1821575 | 123173
Silsesquioxanes, aryl and alkyl, polymers with pentaerythritol, phthalic anhydride and sunflower oil (generic) (32296485) | 1821577 | 123174
Silsesquioxanes, aryl and alkyl, polymers with adipic acid, isophthalic acid, isopropyltitanium salt, nonanoic acid, trimethylolethane and trimethylolpropane (generic) (32296501) | 1821579 | 123175
Fatty acids, soya, polymers with pentaerythritol, aryl, alkyl silsesquioxanes and phthalic anhydride (generic) (32296519) | 1821581 | 123176
Silsesquioxanes, aryl and alkyl, polymers with maleic anhydride, phthalic anhydride and soybean oil (generic) (32296527) | 1821583 | 123177
Coconut oil, polymer with ethylene glycol, maleic anhydride, pentaerythritol, silsesquioxanes, aryl, alkyl and phthalic anhydride (generic) (32296535) | 1821585 | 123178
Fatty acids, soya, polymers with bisphenol A, epichlorohydrin and aryl, alkyl silsesquioxanes (generic) (32296543) | 1821587 | 123179
Silsesquioxanes, aryl and alkyl polymers with fumaric acid, pentaerythritol, phthalic anhydride and soybean oil (generic) (32296568) | 1821589 | 123180
Silsesquioxanes, aryl and alkyl, polymers with maleic anhydride, phthalic anhydride, pentaerythritol, and soybean oil (generic) (32296576) | 1821591 | 123181
Silsesquioxanes aryl and alkyl, polymers with ethylene glycol, maleic anhydride, pentaerythritol, phthalic anhydride and soybean oil (generic) (32296592) | 1821593 | 123182
Silsesquioxanes, aryl and alkyl, polymers with fumaric acid, glycerol, pentaerythritol, phthalic anhydride and soybean oil (generic) (32296600) | 1821595 | 123183
Silsesquioxanes, aryl, alkyl, polymers with glycerol, maleic anhydride, pentaerythritol, phthalic anhydride and soybean oil (generic) (32296618) | 1821597 | 123184
Safflower oil, polymer with glycerol, maleic anhydride, pentaerythritol, silsesquioxanes aryl, alkyl, phthalic anhydride and soybean oil (generic) (32296626) | 1821599 | 123185
Silsesquioxanes, aryl, alkyl, polymers with ethylene glycol, maleicanhydride, pentaerythritol, phthalic anhydride, soybean oil and sunflower oil (generic) (32296642) | 1821601 | 123186
Silsesquioxanes, aryl, alkyl, polymers with maleic anhydride, pentaerythritol and soybean oil (generic) (32296667) | 1821603 | 123187
Fatty acids, tall-oil, polymers with ethylene glycol, maleic anhydride, pentaerythritol, aryl, alkyl, silsesquioxanes, phthalic anhydride and soybean oil (generic) (32296675) | 1821605 | 123188
Alkanedioic acid, polymer with 2-hydroxyethyl acetate, 5-isocyanato-1-(isocyanatomethyl)-1,3,3-trimethylcyclohexane and mixed alkanols (generic) (32296683) | 1821607 | 123189
Rosin, modified, polymer with glycerine, maleic anhydride, pentaerythritol, phthalic anhydride, soybean oil and tung oil (generic) (32296733) | 1821609 | 123190
Rosin, modified, polymer with glycerine, phthalic anhydride and soybean oil (generic) (32296741) | 1821611 | 123191
Rosin modified, polymer with glycerol, phthalic anhydride and soybean oil (generic) (32296758) | 1821613 | 123192
Fatty acids, tall-oil, polymers with glycerine, phthalic anhydride,modified rosin and soybean oil (generic) (32296774) | 1821615 | 123193
Silsesquioxanes, aryl and alkyl, polymers with pentaerythritol, phthalic anhydride and soybean oil (generic) (32296808) | 1821617 | 123194
Fatty acids, tall-oil, polymers with pentaerythritol, aryl, alkyl silsesquioxanes and phthalic anhydride (generic) (32296832) | 1821619 | 123195
Silsesquioxanes, aryl and alkyl, polymers with pentaerythritol, phthalic anhydride and soybean oil (generic) (32296840) | 1821621 | 123196
Alkanedioic acid, polymer with 2-hydroxyethyl acetate, 5-isocyanato-1-(isocyanatomethyl)-1,3,3-trimethylcyclohexane and mixed alkanols (generic) (32296857) | 1821623 | 123197
Fatty acid, saturated, polymers with coconut oil, ethylene glycol, glycerol, maleic anhydride, pentaerythritol and phthalic anhydride (generic) (32296873) | 1821625 | 123198
Fatty acid, polymers with ethylene glycol, pentaerythritol and phthalic anhydride (generic) (32296899) | 1821627 | 123199
Soybean oil, polymer with glycerine, phthalic anhydride, sunflower oil and modified rosin (generic) (32297012) | 1821631 | 123201
2-Propenenitrile, polymer with alkene, substituted methylpropyl terminated, polymers with bisphenol A and epichlorohydrin (generic) (32297038) | 1821633 | 123202
Resin acids and Rosin acids, polymd. esters with pentaerythritol, polymers with silsesquioxanes, aryl, alkyl (generic) (32297129) | 1821635 | 123203
Silsesquioxanes, Siloxanes and Silicones, aryl, alkyl and alkoxy, polymers with adipic acid, isophthalic acid, nonanoic acid, trimethylolethane and trimethylolpropane (generic) (32297301) | 1821637 | 123204
Linseed oil, polymer with ethylene glycol, pentaerythritol, phthalic anhydride and modified rosin (generic) (32297343) | 1821639 | 123205
Silsesquioxanes, Siloxanes and Silicones, aryl, alkyl and alkoxy, polymers with adipic acid, diethylene glycol, isophthalic acid, trimethylolethane and trimethylolpropane (generic) (32297574) | 1821641 | 123206
Silsesquioxanes, Siloxanes and Silicones, aryl, alkyl and alkoxy, polymers with adipic acid, ethylene glycol, isophthalic acid, nonanoic acid, trimethylolethane and trimethylolpropane (generic) (32297582) | 1821643 | 123207
Siloxanes, Silicones, and Silsesquioxanes, aryl and alkoxy, polymers with adipic acid, nonanoic acid and trimethylolethane (generic) (32297590) | 1821645 | 123208
(Z)-9- Octadecenoic acid dimer and nonanedioic acid polymer with mixed diamines (generic) (32508368) | 1821647 | 123209
Reaction product of 4,4'-diamino[1,1'-biphenyl]-2,2'-disulfonic acid and substituted-N-carbomonocyclebutanamide (generic) (32510240) | 1821649 | 123210
5,5'-Carbonylbis-1,3-isobenzofurandione, compounds with substitutedheteromonocycle (generic) (32511172) | 1821651 | 123211
Bis(butyltin substituted mercaptide)(dimercapto alkyl) substituted sulfide (generic) (32511230) | 1821653 | 123212
Disubstituted aniline (generic) (32524019) | 1821655 | 123213
Disubstituted-1-naphthol (generic) (32524027) | 1821657 | 123214
Disubstituted toluene (generic) (32524043) | 1821659 | 123215
Disubstituted-1-naphthol (generic) (32524050) | 1821661 | 123216
Amino-(substituted)-naphthol salt (generic) (32524068) | 1821663 | 123217
Disubstituted-1-naphthol (generic) (32524076) | 1821665 | 123218
Disubstituted-1-naphthol (generic) (32524084) | 1821667 | 123219
Tetrasubstituted bis(2-phenylethenyl)benzene (generic) (32524118) | 1821669 | 123220
Disubstituted benzaldehyde (generic) (32524126) | 1821671 | 123221
Disubstituted-1-naphthol (generic) (32524159) | 1821673 | 123222
Alkoxy-(substituted)-naphthoquinone (generic) (32524233) | 1821675 | 123223
Trisubstituted pyrazolinone salt (generic) (32524266) | 1821677 | 123224
Trisubstituted pyrazolinone (generic) (32524274) | 1821679 | 123225
Disubstituted pyrazolinone salt (generic) (32524290) | 1821681 | 123226
Substituted-1-naphthol (generic) (32524373) | 1821683 | 123227
Disubstituted coumarin (generic) (32524399) | 1821685 | 123228
Trisubstituted-1-naphthol (generic) (32524407) | 1821687 | 123229
Disubstituted phenol (generic) (32524423) | 1821689 | 123230
Amino-(substituted)-phenol (generic) (32524431) | 1821691 | 123231
Nitro-(substituted)-phenol (generic) (32524449) | 1821693 | 123232
Disubstituted-1-naphthol salt (generic) (32524456) | 1821695 | 123233
Trisubstituted-1-naphthol (generic) (32524480) | 1821697 | 123234
Methyl-(substituted)-benzaldehyde (generic) (32524498) | 1821699 | 123235
Disubstituted-1-naphthol (generic) (32524522) | 1821701 | 123236
Tetrasubstituted bis(2-phenylethenyl)benzene (generic) (32524530) | 1821703 | 123237
Substituted benzaldehyde (generic) (32524548) | 1821705 | 123238
Disubstituted-1-naphthol (generic) (32524571) | 1821707 | 123239
Disubstituted-1-naphthol (generic) (32524621) | 1821709 | 123240
Vegetable oil, alkyl lardate and alkenes, chlorosulfurized (generic) (32524647) | 1821711 | 123241
Disubstituted-1-naphthol (generic) (32524662) | 1821713 | 123242
N-(disubstituted phenyl)-2-pivaloyl-2-substituted acetamide (generic) (32524761) | 1821715 | 123243
Substituted toluene (generic) (32524803) | 1821717 | 123244
Dialkoxy-(disubstituted)-benzene (generic) (32524829) | 1821719 | 123245
Methyl-(disubstituted)-aniline (generic) (32526659) | 1821721 | 123246
Trisubstituted-1-naphthol (generic) (32526667) | 1821723 | 123247
Disubstituted phenylhydrazine salt (generic) (32527095) | 1821725 | 123248
Disubstituted thiazole (generic) (32527111) | 1821727 | 123249
Trisubstituted acetanilide (generic) (32527129) | 1821729 | 123250
Trisubstituted benzothiazole salt (generic) (32527145) | 1821731 | 123251
Polymer of vinyl acetate and vinyl anhydride (generic) (32527202) | 1821733 | 123252
(Sulfoalkyl)-cyanine dye derived from substituted benzothiazole andbenzothiazole salt (generic) (32527228) | 1821735 | 123253
Tetrasubstituted acetanilide (generic) (32527764) | 1821737 | 123254
Substituted carbocyanine dye derived from substituted benzothiazoleand benzothiazole salt (generic) (32527772) | 1821739 | 123255
Substituted-1-propenylbenzene (generic) (32527954) | 1821741 | 123256
Substituted-1-phenylpyrazole (generic) (32527970) | 1821743 | 123257
Chloro-(disubstituted)-phenol salt (generic) (32527996) | 1821745 | 123258
Chloro-(disubstituted)-phenol salt (generic) (32528010) | 1821747 | 123259
1,4-Bis(methoxyphenylazo)-(trisubstituted)-naphthalene salt (generic) (32528127) | 1821749 | 123260
Merodicarbocyanine dye derived from substituted benzothiazole and pyrimidine (generic) (32528184) | 1821751 | 123261
2-Propenoic acid, 2-hydroxyethyl ester, polymer with .alpha.-hydro-.omega.-hydroxypoly(oxy-1,2-ethanediyl), 5-isocyanato-1-(isocyanatomethyl)-1,3,3-trimethylcyclohexane and N-heterocycle (generic) (32529380) | 1821753 | 123262
Polyether polyol, polyoxypropylene glycol, silicone polycarbinol, isophorone diisocyanate-2-hydroxyethyl acrylate resin (generic) (32529422) | 1821755 | 123263
1,4-Butanediol, polymer with 1,1'-methylenebis(4-substituted cyclohexane) and Niax Polyol PCP 0210* (generic) (32536138) | 1821757 | 123264
Dibasic acid, polymer with 1,6-hexanediol and 2,2'-oxybisethanol (generic) (32536153) | 1821759 | 123265
Carbonic acid, polymer with hexanedioic acid, 5-substituted-1-(aminomethyl)-1,3,3-trimethylcyclohexane, 5-isocyanato-1-(isocyanatomethyl)-1,3,3-trimethylcyclohexane, 1,6-hexanediol and 2,2-dimethyl-1,3-propanediol (generic) (32536161) | 1821761 | 123266
Hexanedioic acid, polymer with 1,3-disubstituted methylbenzene, 1,3-butanediol, N-butyl-1-butanamine, 1,2-ethanediamine, 1,6-hexanediol and 2,2-dimethyl-1,3-propanediol (generic) (32536187) | 1821763 | 123267
Hexanedioic acid, polymer with 5-substituted-1-(isocyanatomethyl)- 1,3,3-trimethylcyclohexane, 1,6-hexanediol, hydrazine hydrate and 2,2-dimethyl-1,3-propanediol (generic) (32536211) | 1821765 | 123268
Hexanedioic acid, polymer with butyl 2-propenoate, 2,2-dimethyl-1,3-propanediol, 1,6-hexanediol, 2-hydroxyethyl 2-propenoate, 4,4'-methylenebis(cyclohexanamine) and 1,3-disubstituted methylbenzene (generic) (32536229) | 1821767 | 123269
Carbonic acid, polymer with 1,6-hexanediol, 2-hydroxyethyl 2-propenoate and 1,1'-methylenebis(4-substituted cyclohexane) (generic) (32536237) | 1821769 | 123270
1,3-Benzenedicarboxylic acid, polymer with hexanedioic acid, 5-amino-1,3,3-trimethylcyclohexanemethanamine, 1,3-butanediol, 1,6-hexanediol and 1,1'-methylenebis(4-substituted cyclohexane) (generic) (32536252) | 1821771 | 123271
Dibasic acid, polymer with 1,6-hexanediol and 1,5-pentanediol (generic) (32536286) | 1821773 | 123272
Carbonic acid, polymer with alkanediol (generic) (32536294) | 1821775 | 123273
Carbonic acid, polymer with 1,4-butanediol, 1,6-hexanediol and methylenebis(4-substituted cyclohexane) (generic) (32536302) | 1821777 | 123274
Carbonic acid, polymer with butanediol, Niax Polyol PCP 301*, 1,6-hexanediol, 5-isocyanato-1-(isocyanatomethyl)-1,3,3-trimethylcyclohexane and methylenebis(substituted cyclohexane) (generic) (32536310) | 1821779 | 123275
Carbonic acid, polymer with hexanedioic acid, 5-substituted -1-(substituted methyl)-1,3,3- trimethylcyclohexane, methylenebis(4-cyclohexyl isocyanate), 1,6-hexanediol and 2,2'-dimethyl-1,3-propanediol (generic) (32536328) | 1821781 | 123276
Carbonic acid, polymer with hexanedioic acid, 5-substituted-1-(aminomethyl)-1,3,3-trimethylcyclohexane, 5-isocyanato-1-(isocyanatomethyl)-1,3,3-trimethylcyclohexane, 1,6-hexanediol and 2,2-dimethyl-1,3-propanediol (generic) (32536336) | 1821783 | 123277
Sulfanilic acid diazotized, coupling products with polyhydroxy diphenylmethane, derivative (generic) (32539603) | 1821785 | 123278
Bis(substituted phenylazo)-, (substituted disulfonaphthylazo)-dihydroxybenzene, iron complex, sodium salt (generic) (32539629) | 1821787 | 123279
Disubstituted benzene, bis(sulfonaphthyl)azo-, sodium salt (generic) (32542003) | 1821789 | 123280
Fatty acids, tall-oil, conjugated, polymers with modified rosin andsafflower oil (generic) (32813263) | 1821791 | 123281
Rosin, modified, polymer with pentaerythritol, compd. with morpholine (generic) (32813297) | 1821793 | 123282
4-[[4-[4-(disubstitutedamino)phenylazo]phenyl]azo]benzenesulfonic acid, sodium salt (generic) (32815664) | 1821795 | 123283
4-[4-(4-Substituted phenylazo)phenylazo]benzenesulfonic acid, sodium salt (generic) (32815672) | 1821797 | 123284
1H-Imidazole-1-ethanol, 4,5-dihydro-2-nortall oil alkyl derivativescompd. with polyethylene phosphate (generic) (32816209) | 1821799 | 123285
Ethanol, 2-amino-, compd. with polyethylene derivative (generic) (32817694) | 1821801 | 123286
Poly(oxyethanediyl), .alpha.-substituted benzene-.omega.-hydroxy-, sodium salt (generic) (32817835) | 1821805 | 123288
Poly(oxy-1,2-ethanediyl), .alpha.-[substituted phenyl]-.omega.-hydroxy-, phosphate, potassium salt (generic) (32817918) | 1821807 | 123289
Trifluoromethyl heteropolycyclic xanthenoquinolizinium perchlorate (generic) (32830275) | 1821809 | 123290
Phenol - formaldehyde resin derivative (generic) (32830382) | 1821811 | 123291
Polyalkylene glycol ester of modified tall oil fatty acids (generic) (32830457) | 1821813 | 123292
Amides from .alpha.-aminoalkyl-.omega.-(aminoalkoxy)poly(oxyalkanediyl) and fatty acids dimers (generic) (32830473) | 1821815 | 123293
Polyalkylene glycol ester with alkyl-cyclohexane-alkanedioic acid (generic) (32830515) | 1821817 | 123294
.alpha.-(8-Carboxy-1-oxooctyl)-.omega.-[(8-carboxy-1-oxooctyl)oxy]poly(oxyalkanediyl) (generic) (32830523) | 1821819 | 123295
Tall oil fatty acid with 1,2-carboxylic anhydride, 5-carboxylic acid benzene with 2,2-dimethyl-3-hydroxypropionate with dialkoxy glycol polymer (generic) (32832057) | 1821821 | 123296
2-Hydro-.omega.-hydroxypoly[oxy(methyl-1,2-ethanedoyl)] ether with 2-ethyl-2-(hydroxymethyl)-1,3-propanediol (3:1), 2-propenoate (generic) (32832073) | 1821823 | 123297
Reaction product of rosin, fumaric acid, pentaerythritol resin withalkyl amine, zinc oxide, C12-C18 saturated fatty acid and ammonia (generic) (32832198) | 1821825 | 123298
Polymer of laurolactam, hexamethylenediamine, substituted monocyclic amine, alkanedioic acids (generic) (32832230) | 1821827 | 123299
Polymer of caprolactam, substituted hexamethylenediamine, dimer of alkenoic acid (generic) (32832248) | 1821829 | 123300
Dialkyl phenol, reaction products with 2-(2-alkoxyethoxy)ethanol and Niagrosine Spirit Soluble (generic) (32832255) | 1821831 | 123301
Carbonic acid, polymer with 1,6-hexanediol, 5-substituted-1-substituted methyl-1,3,3-trimethylcyclohexane and p-menthane-1,8-diamine (generic) (32832271) | 1821833 | 123302
Carbon acid, polymer with 1,6-hexanediol, methylenebis(4-substituted cyclohexane) and 5-amino-1-(aminomethyl)-1,3,3-trimethylcyclohexane (generic) (32832297) | 1821835 | 123303
Carbonic acid, polymer with 1,6-hexanediol, 5-substituted -1-(substituted methyl)-1,3,3-trimethylcyclohexane and 5-amino-1-(aminomethyl)-1,3,3-trimethylcyclohexane (generic) (32832305) | 1821837 | 123304
Neopentyl glycol, 2-ethylhexanol, alkane dibasic acids polyester (generic) (32832362) | 1821839 | 123305
Propylene glycol, 2-ethylhexanol, phthalic anhydride and alkane dibasic acids polyester (generic) (32832370) | 1821841 | 123306
Acetanilide, 2-[(2-chloro-4-nitrophenyl)azo]-5-bis[(2-hydroxyethyl)amino] derivative (generic) (32832479) | 1821843 | 123307
Hydrolized polymer of substituted sulfonic acid and ethenyl acetate (generic) (32832628) | 1821845 | 123308
Acetanilide, 2-[(2-chloro-4-nitrophenyl)azo]-5-bis[(2-hydroxyethyl)amino] derivative (generic) (32832651) | 1821847 | 123309
Acetanilide, 2-[(2-chloro-4-nitrophenyl)azo]-5-bis[(2-hydroxyethyl)amino] derivative (generic) (32832677) | 1821849 | 123310
Ammonium metallosilicate (generic) (32832891) | 1821851 | 123311
Acetanilide, 2-[(2-chloro-4-nitrophenyl)azo]-5-bis[(2-hydroxyethyl)amino] derivative (generic) (32832982) | 1821853 | 123312
Hydrogen metallosilicate (generic) (32833006) | 1821855 | 123313
Octadecanoic acid, 2-mercaptoethyl ester, metal salt (generic) (32833204) | 1821857 | 123314
Alkanoic acid, (methylstannylidyne)tris(thioethanediyl) ester (generic) (32833212) | 1821859 | 123315
Monobutyltin (alkylmercaptoacetate ester), derivative polymer (generic) (32833568) | 1821861 | 123316
(Polyisobutenyl)dihydro-2,5-furandione, reaction products with substituted phosphinodithioic acid, zinc salts (generic) (32833576) | 1821863 | 123317
Alkylenebis(phenyleneoxy)bis[di(hydroxyalkyl)amino]-2-alkanol (generic) (32833733) | 1821865 | 123318
1-[Bis(hydroxyalkyl)amino]-[3-[[3-alkyl(2-hydroxyalkyl)amino]-2-hydroxypropoxyphenyl]alkylenephenoxy]-2-alkanol (generic) (32833741) | 1821867 | 123319
Bisphenol A and substituted- amine polymer (generic) (32833758) | 1821869 | 123320
Carbonic acid, polymer with alkanediols, hydrazine, methylenebis(4-cyclohexyl isocyanate) (generic) (32834376) | 1821871 | 123321
Tetramethyl oxoheteropolycycle (generic) (32834657) | 1821873 | 123322
Polymer of toluene diisocyanate, polypropylene glycols, 2-substituted ethanol, 2,2'-[alkylidenebis(4,1-phenyleneoxymethylene)]bisoxirane (generic) (32835290) | 1821875 | 123323
N-[Hydroxysubstituted]undecenamide (generic) (32835852) | 1821877 | 123324
Sulfobutanedioic acid, 4-[[(1-oxoundecenyl)amino]substituted] ester, disodium salt (generic) (32835878) | 1821879 | 123325
2-Butenedioic acid, mono[[(1-oxoundecenyl)amino]substituted] ester (generic) (32835886) | 1821881 | 123326
Purple polymeric aniline derivative (generic) (32842502) | 1821883 | 123327
Orange polymeric aniline derivative (generic) (32842510) | 1821885 | 123328
Green polymeric aniline derivative (generic) (32842528) | 1821887 | 123329
Blue polymeric aniline derivative (generic) (32842536) | 1821889 | 123330
Coral polymeric aniline derivative (generic) (32842544) | 1821891 | 123331
Alkylated pyridinium betaines (generic) (32842577) | 1821893 | 123332
Bis(dibutylchlorotin) ester (generic) (32846164) | 1821895 | 123333
Substituted (hydroxyphenyl azo hydroxy benzene), substituted (hydroxy phenyl pyrazolazo hydroxy benzene), chromium complex, sodium salt (generic) (32846388) | 1821897 | 123334
Component of C.I. 63265 (generic) (32846396) | 1821899 | 123335
Substituted diamino-dihydroxy-anthraquinone (generic) (32846404) | 1821901 | 123336
Substituted sulfophenylazo disubstituted-2-hydroxybenzene, iron complex, reaction products with mixed guanidines (generic) (32846420) | 1821903 | 123337
4-Substituted sulfo bis(heteropolycycle) phenylazo-3-carboxy-5-hydroxy-1-(sulfophenyl)pyrazole, sodium salt (generic) (32846438) | 1821905 | 123338
Substituted disulfo copper phthalocyanine, sodium salt (generic) (32846453) | 1821907 | 123339
Hydroxy-substituted-heteromonocycle azo substituted-phenol-, chromium complex, sodium salt (generic) (32846461) | 1821909 | 123340
Oxirane polymer with C13-C15 alcohols, neopentylglycol and alkenoicacid (generic) (32846479) | 1821911 | 123341
Oxirane, methyl-, polymer with a polyol and substituted phthalic anhydride (generic) (32846495) | 1821913 | 123342
(Phenylazo) substituted disulfonaphthylazophenyl-, (substituted phenyl)azo-heteropolycycle, sodium salt (generic) (32846503) | 1821915 | 123343
Fatty acid dimer, tall oil fatty acid, ethylenediamine, alkanedioicacid, polyethyleneamine disubstituted propanediol polymer (generic) (32847550) | 1821917 | 123344
Hydrogenated dimer fatty acid, fatty acid dimer, alkanedioic acid, stearic acid, substituted alkene, piperazine and substituted polyglycol propylene polymer (generic) (32847568) | 1821919 | 123345
Sodium salts of polymers of formaldehyde and substituted benzenesulfonic acids (generic) (32851479) | 1821921 | 123346
Substituted copper phthalocyanine (generic) (32866337) | 1821923 | 123347
(Disubstituted-hydroxy-pyrazol) azo-, (disubstituted phenyl) azo - diarylamide, sodium salt (generic) (32866352) | 1821925 | 123348
(4-Sulfophenylheteromonocycle)azo chlorobenzene, substituted (generic) (32866378) | 1821927 | 123349
Aminohydroxy-(substituted carbomonocycle) alkoxy-anthraquinone (generic) (32866402) | 1821929 | 123350
Condensate of ammonium salt, guanidine derivative and chloroalkanolwith formol (generic) (32866410) | 1821931 | 123351
Non-ionic dispersing agent (generic) (32866428) | 1821933 | 123352
Alkylpolyethylene oxide (generic) (32866436) | 1821935 | 123353
(Substituted carbomonocycle) oxyalkyl-copper phthalocyanine (generic) (32866469) | 1821937 | 123354
(Substituted hydroxysulfonaphthyl) azo phenyl-(substituted phenyl) azo heteropolycycle, sodium salt (generic) (32866485) | 1821939 | 123355
Bis(substituted sulfonaphthyl)azo phenyl-heteropolycycle, sodium salt (generic) (32866493) | 1821941 | 123356
Bis(substituted sulfonaphthyl)azo phenyl-heteropolycycle, sodium salt (generic) (32866501) | 1821943 | 123357
Bis(substituted phenylazo)-(substituted disulfonaphthyl) - azo-phenyl-heteropolycycle (generic) (32866519) | 1821945 | 123358
Diazotized substituted benzenamines, coupling products with substituted benzene (generic) (32866527) | 1821947 | 123359
Bis(substituted phenylazo) substituted disulfonaphthylazo phenyl heteropolycycle, sodium salt (generic) (32866535) | 1821949 | 123360
[(Substituted sulfonaphthyl)azo]phenyl-, (disubstituted phenyl)azo-heteropolycycle, sodium salt (generic) (32866543) | 1821951 | 123361
(Substituted sulfonaphthyl)azo sulfonaphthylazophenyl- (disubstituted phenyl)azo - heteropolycycle, sodium salt (generic) (32866550) | 1821953 | 123362
(Substituted phenyl azo sulphonaphthyl azo) phenyl-(substituted phenyl azo)-heteropolycycle, sodium salt (generic) (32866568) | 1821955 | 123363
[(substituted sulfonaphthyl)azo]phenyl-, [(substituted phenyl)azo]-heteropolycycle, sodium salt (generic) (32866576) | 1821957 | 123364
[(substituted sulfonaphthyl)azo]phenyl-, [(substituted phenyl)azo]-heteropolycycle, sodium salt (generic) (32866584) | 1821959 | 123365
[(Sulfophenylazo) substituted disulfonaphthylazo] phenyl-, (alkylphenylamino substituted phenyl)azo-heteropolycycle, sodium salt (generic) (32866600) | 1821961 | 123366
(Hydroxyphenylazo)-, [substituted hydroxy (sulfophenyl)pyrazol] azo-dicarbomonocycle amide, sodium salt (generic) (32866618) | 1821963 | 123367
Bis(substituted sulfonaphthyl) azo-amide deriv., sodium salt (generic) (32866634) | 1821965 | 123368
Bis(substituted phenyl)azo- (sulfonaphthyl)azo-, amide deriv., sodium salt (generic) (32866642) | 1821967 | 123369
Bis(substituted phenyl)azo- (sulfonaphthyl)azo-, amide deriv., sodium salt (generic) (32866667) | 1821969 | 123370
Bis(substituted phenyl)azo- (sulfonaphthyl)azo-, amide deriv., sodium salt (generic) (32866675) | 1821971 | 123371
Bis(substituted sulfonaphthyl)azo-amide deriv., sodium salt (generic) (32866683) | 1821973 | 123372
(Hydroxysulfophenyl azo) - (substituted phenyl azo - substituted phenyl azo) - amide deriv., copper complex, sodium salt (generic) (32866691) | 1821975 | 123373
[(Nitrophenylazo) substituted disulfonaphthyl azo]-, (hydroxysubstituted pyrazol azo) dicarbomonocycle sulfoamide, sodium salt (generic) (32866709) | 1821977 | 123374
Trisazo direct black (generic) (32866725) | 1821979 | 123375
(Phenylazo) disubstituted disulfonaphthyl azo phenyl-(trisubstituted phenyl)azo-heteropolycycle, sodium salt (generic) (32866733) | 1821981 | 123376
(Phenylazo) disubstituted disulfonaphthyl azo phenyl (substituted phenyl) azo-heteropolycycle, sodium salt (generic) (32866741) | 1821983 | 123377
4-Oxo-2-thioxo-3-alkyl-5-[2-(1-alkyltetrahydropyrrolylidene)ethylidene]tetrahydro-1,3-thiazole (generic) (32868564) | 1821985 | 123378
3-Alkyl-2-[3-(3-alkylnaphtho[1,2-d]thiazolin-2-ylidene)-2-alkylpropenyl]naphtho[1,2-d]thiazolium bromide (generic) (32868580) | 1821987 | 123379
4-Oxo-2-thioxo-3-alkyl-5-[1-(1-alkyltetrahydropyrrol-2-ylidene)propan-2-ylidene]tetrahydro-1,3-thiazole (generic) (32868598) | 1821989 | 123380
2,5-Diaminobenzoic acid, N,N'-bis[2-(1-alkylpyrroline-2-ylium)vinyl]-, diiodide (generic) (32868606) | 1821991 | 123381
1,4-Phenylenediamine, N,N'-bis[2-(1-alkylpyrolin-2-ylium)vinyl]-, diiodide (generic) (32868614) | 1821993 | 123382
Thiazolidine, 5-((1-alkyl-2-pyrrolidinylidene)ethylidene)-4-oxo-3-substituted methyl-2-thioxo- (generic) (32868622) | 1821995 | 123383
4,6-Dioxo-2-thioxo-1,3-dialkyl-5-[2-(1-alkyltetrahydropyrrol-2-ylidene)ethylidene]hexahydropyrimidine (generic) (32868655) | 1821997 | 123384
3-Alkyl-5,6-dialkyl-2-[3-(3-alkyl-5,6-dialkylbenzothiazolin-2-ylidene)-2-alkylpropenyl]benzothiazolium iodide (generic) (32868663) | 1821999 | 123385
3-Alkyl-2-[3-(alkylbenzothiazolin-2-ylidene)propenyl]benzothiazolium iodide (generic) (32868689) | 1822001 | 123386
3-Alkyl-5-phenyl-2-[3-(3-alkyl-5-phenylbenzoxazolin-2-ylidene)-2-alkylpropenyl]benzoxazolium iodide (generic) (32868713) | 1822003 | 123387
Alkenes, polymers with isophthalic acid, menhaden oil, pentaerythritol and petroleum distillates (generic) (32869216) | 1822005 | 123388
Linseed oil, polymer with benzoic acid, glycerol, phenolic resin, phthalic anhydride and sorbitol (generic) (32869224) | 1822007 | 123389
4-Oxo-2-thioxo-3-alkyl-5-[2-(1-alkylpyrrolidinylidene)ethylidene]tetrahydro-1,3-oxazole (generic) (32869851) | 1822009 | 123390
4-Oxo-2-thioxo-1,3-dialkyl-5-[2-(1-alkyltetrahydropyrrolylidene)ethylidene]tetrahydroimidazole (generic) (32869869) | 1822011 | 123391
4-Oxo-2-thioxo-1-alkyl-3-alkyl-5-[2-(1-alkyltetrahydropyrrolidine)ethylidene]tetrahydroimidazole (generic) (32869877) | 1822013 | 123392
4-Thiazolidinone, 5-((1-alkyl-1,4-dihydro-4-alkyl-5H-tetrazol-5-ylidene)ethylidene)-3-alkenyl-2-thioxo- (generic) (32869893) | 1822015 | 123393
4-Thiazolidinone, 5-[[1,4-dihydro-1,4-dialkyl-5H-tetrazol-5-ylidene)ethylidene)-3-alkenyl-2-thioxo- (generic) (32869901) | 1822017 | 123394
4-Oxo-2-thioxo-3-alkyl-5-[2-(1-alkyltetrahydropyrrolylidene)-1-alkylethylidene]tetrahydro-1,3-oxazole (generic) (32869919) | 1822019 | 123395
3-Alkyl-5-alkoxy-2-[3-(3-alkyl-5-alkoxybenzoxazolin-2-ylidene)-2-alkylpropenyl]benzoxazolium iodide (generic) (32869927) | 1822021 | 123396
4-Oxo-2-thioxo-3-alkyl-5-[2-(1-alkylpyrrolidinylidene)ethylidene]tetrahydro-1,3-oxazole (generic) (32869943) | 1822023 | 123397
Benzoselenazolium, 3-alkyl-2-(2-((3-alkyl-5-methoxy-2-benzoselenazolinylidene)methyl)-1-alkenyl)-5,6-dialkyl-, iodide (generic) (32869968) | 1822025 | 123398
3-Alkyl-5,6-dialkyl-2-[3-(3-alkyl-5-alkoxybenzoselenazolin-2-ylidene)-2-alkylpropenyl]benzothiazolium iodide (generic) (32869976) | 1822027 | 123399
4-Imidazolinidinone, 1-alkyl-5-((3-alkyl-2-thiazolidenylidene)ethylidene)-3-alkenyl-2-thioxo- (generic) (32869992) | 1822029 | 123400
Carboxylic acids, hydrogenated polymers with pentaerythritol and phthalic anhydride (generic) (32886459) | 1822031 | 123401
Starch, quaternary ammonium propyl ether, modified (generic) (32889560) | 1822033 | 123402
Starch, [3-(trimethylammonio)-substituted propyl] ether, chloride, alkyl derivative (generic) (32889594) | 1822035 | 123403
Starch, substituted-3-(trimethylammonio)propyl ether, chloride, derivative (generic) (32889651) | 1822037 | 123404
Siloxanes and silicones, polymers with adipic acid, isophthalic acid and trimethylolpropane (generic) (32897845) | 1822039 | 123405
Silsesquioxanes, aryl, alkyl, polymers with Bu acrylate, N-(butoxymethyl)-2-propenamide, hydroxyethyl methacrylate and Me methacrylate (generic) (32899510) | 1822041 | 123406
Cobalt(II) 2-ethylhexanoate with acetoacetamide derivatives (generic) (32900037) | 1822043 | 123407
Carboxylic acids, hydrogenated, polymers with adipic acid, isophthalic acid, neopentyl glycol and trimellitic anhydride (generic) (32900094) | 1822045 | 123408
Organosilanes, alkane oxides copolymers, reaction products with polyethylene glycol monoallyl ether, polymers with hydroxyethyl acrylate and 5-isocyanato-1-(isocyanatomethyl)-1,3,3-trimethylcyclohexane (generic) (32900714) | 1822047 | 123409
Modified alkoxyphenol phosphate ester, isopropanolamine salt (generic) (32902041) | 1822049 | 123410
Modified alkoxyphenol phosphate ester, diisopropanolamine salt (generic) (32902165) | 1822051 | 123411
Modified alkoxyphenol phosphate esters, triisopropanolamine salt (generic) (32902173) | 1822053 | 123412
Modified polyethylene glycol, phosphate ester, isopropanolamine salt (generic) (32902413) | 1822055 | 123413
Modified polyethylene gylcol phosphate ester, ethanolamine salt (generic) (32902439) | 1822057 | 123414
Modified polyethylene glycol phosphate ester, diisopropanolamine salt (generic) (32902454) | 1822059 | 123415
Modified polyethylene glycol phosphate ester, isopropanolamine salt (generic) (32902470) | 1822061 | 123416
Modified polyethylene glycol phosphate ester, triisopropanolamine salt (generic) (32902496) | 1822063 | 123417
Trichloromethylsilane derivative polymer (generic) (32905028) | 1822065 | 123418
Trichloromethylsilane alkyl derivative polymer (generic) (32905051) | 1822067 | 123419
Trichloromethylsilane alkyl derivative polymer (generic) (32905069) | 1822069 | 123420
Trichloromethylsilane carbomonocycle derivative polymer (generic) (32905077) | 1822071 | 123421
Dichlorodimethylsilane derivative polymer (generic) (32905085) | 1822073 | 123422
Dichlorodimethylsilane alkyl derivative polymer (generic) (32905093) | 1822075 | 123423
Dichlorodimethylsilane alkyl derivative polymer (generic) (32905101) | 1822077 | 123424
Dichlorodimethylsilane carbomonocycle derivative polymer (generic) (32905119) | 1822079 | 123425
Trichlorophenylsilane derivative polymer (generic) (32905127) | 1822081 | 123426
Trichlorophenylsilane alkyl derivative polymer (generic) (32905135) | 1822083 | 123427
Trichlorophenylsilane alkyl derivative polymer (generic) (32905143) | 1822085 | 123428
Trichlorophenylsilane carbomonocycle derivative polymer (generic) (32905150) | 1822087 | 123429
Dichlorodiphenylsilane derivative polymer (generic) (32905168) | 1822089 | 123430
Dichlorodiphenylsilane alkyl derivative polymer (generic) (32905176) | 1822091 | 123431
Dichlorodiphenylsilane alkyl derivative polymer (generic) (32905184) | 1822093 | 123432
Dichlorodiphenylsilane carbomonocycle derivative polymer (generic) (32905192) | 1822095 | 123433
Trichlorovinylsilane derivative polymer (generic) (32905200) | 1822097 | 123434
Trichlorovinylsilane alkyl derivative polymer (generic) (32905218) | 1822099 | 123435
Trichlorovinylsilane alkyl derivative polymer (generic) (32905226) | 1822101 | 123436
Trichlorovinylsilane carbomonocycle derivative polymer (generic) (32905234) | 1822103 | 123437
Fatty acids, C18-unsatd., polymers with alkyldioic acid and diol, compds. with ethanolamine (generic) (32907842) | 1822105 | 123438
Fatty acids, C18-unsatd., polymers with alkyldioic acid and diol, compds. with triethanolamine (generic) (32907859) | 1822107 | 123439
Fatty acids, C18-unsatd., polymers with alkyldioic acid and diol, compds. with isopropanolamine (generic) (32907875) | 1822109 | 123440
Fatty acids, C18-unsatd., polymers with alkyldioic acid and diol, compds. with diisopropanolamine (generic) (32907883) | 1822111 | 123441
Fatty acids, C18-unsatd., polymers with alkyldioic acid and diol, compds. with triisopropanolamine (generic) (32907891) | 1822113 | 123442
Maleic anhydride styrene copolymer, ammonium salt (generic) (32914145) | 1822115 | 123443
Phosphoric acid, mixed alkyl alcohol esters, triethanolamine salts (generic) (32914566) | 1822117 | 123444
Phosphoric acid, mixed alkyl alcohol esters, triethanolamine salts (generic) (32914574) | 1822119 | 123445
Phosphoric acid, mixed alkyl alcohol esters, triethanolamine salts (generic) (32914624) | 1822121 | 123446
Phosphoric acid, mixed linear alcohol ester, potassium salts (generic) (32914731) | 1822123 | 123447
Phosphoric acid, mixed linear alcohol ester, potassium salts (generic) (32914749) | 1822125 | 123448
Phosphoric acid, mixed linear alcohol ester, potassium salts (generic) (32914756) | 1822127 | 123449
Fatty acid dimer-aliphatic carboxylic acid-polyethylene amine polymer (generic) (32917643) | 1822129 | 123450
Formaldehyde, polymer with dehydroabietylamine alkylene oxide adduct (generic) (32917767) | 1822131 | 123451
Polyethoxyled meta methyl aniline azoic diazo 5 (generic) (32926115) | 1822133 | 123452
Polyethoxyled meta methyl aniline azoic diazo 44 (generic) (32926123) | 1822135 | 123453
Polyethoxyled meta methyl aniline azoic diazo 51 (generic) (32926131) | 1822137 | 123454
Polyethoxyled meta methyl aniline azoic diazo 9 (generic) (32926156) | 1822139 | 123455
Red polymeric aniline derivative (generic) (32926222) | 1822141 | 123456
Yellow polymeric aniline derivative (generic) (32926255) | 1822143 | 123457
Diisopropyl methyl and dimethyl naphthalenesulfonic acid (generic) (32926289) | 1822145 | 123458
Methyl-octyl-polysiloxane block copolymer with methyl-(.omega.-butoxy-polyoxyalkylen)-polysiloxane (generic) (32926339) | 1822147 | 123459
Fatty acid dimer-tall oil fatty acid-polyethyleneamine-bisphenol A diglycidyl-ether-polynathyleneamines polymer (generic) (32926982) | 1822149 | 123460
Fatty acid dimer, alkanedioic acid, stearic acid, heteromonocycle and ethylenediamine polymer (generic) (32926990) | 1822151 | 123461
Fatty acid dimer, alkanedioic acid, stearic acid, ethylenediamine, heteromonocycle and substituted polyglycol polymer (generic) (32927006) | 1822153 | 123462
Fatty acid dimer, tall oil fatty acids, alkanedioic acid, substituted heteromonocycle, ethylenediamine, diethylenetriamine and trisubstituted aliphatic amine polymer (generic) (32927014) | 1822155 | 123463
Triarylsulfonium chloride salts (generic) (32927410) | 1822157 | 123464
N,N'-Bis(1H-tetrachloroisoindol-1-one-3-yl) substituted-alkylazoaniline (generic) (32932964) | 1822159 | 123465
2-Substituted-4-(3'-(2'',5''-dimethoxyphenyl)-1'-oxoprop-2'-enyl)toluene (generic) (32989352) | 1822161 | 123466
Substituted-(sulfoalkyl)-carbocyanine dye derived from substituted benzoselenazole and benzoxazole salt (generic) (32990517) | 1822163 | 123467
Substituted-1,4-naphthoquinone (generic) (32990590) | 1822165 | 123468
Polymer of vinyl acetate and vinyl anhydride with alkanol (generic) (32990616) | 1822167 | 123469
Nitro-(substituted)-benzene (generic) (32990632) | 1822169 | 123470
Disubstituted benzenesulfonic acid salt nickel complex (generic) (32990640) | 1822171 | 123471
Polymer of ethylene glycol, dimethyl alkanedioate, substituted cyclohexane and bis(alkylbenzoate) (generic) (32990756) | 1822173 | 123472
Substituted aniline salt (generic) (32990996) | 1822175 | 123473
Disubstituted-(sulfoalkyl)-benzoselenazole salt (generic) (32991101) | 1822177 | 123474
Tetrasubstituted acetanilide (generic) (32991119) | 1822179 | 123475
Polymer of butyl acrylate and N-(substituted alkyl) acrylamide salt (generic) (32991127) | 1822181 | 123476
Trisubstituted-1-naphthol (generic) (32991192) | 1822183 | 123477
Disubstituted-1-naphthol salt (generic) (32991200) | 1822185 | 123478
Disubstituted naphthalenesulfonic acid nickel complex (generic) (32991218) | 1822187 | 123479
Polymer of vinyl acetate and vinyl anhydride with alcohol, neutralized (generic) (32991309) | 1822189 | 123480
Substituted morpholinium tetrafluoroborate (generic) (32991374) | 1822191 | 123481
[Substituted [[(substituted heteropolycycle)alkylidene] substitutedcarbopolycycle]alkenyl]heteropolycyclic salt (generic) (32991515) | 1822193 | 123482
Polymer of methyl acrylate and N-(substituted alkyl) acrylamide salt (generic) (32991523) | 1822195 | 123483
Disubstituted pyridinium salt (generic) (32991705) | 1822197 | 123484
Substituted morpholinium iodide (generic) (32991853) | 1822199 | 123485
Tetrasubstituted benzisothiazole (generic) (32991895) | 1822201 | 123486
Tung pure, phenolic modified varnish resin (generic) (33032202) | 1822203 | 123487
Tung-linseed-phenol-rosin, modified varnish resin (generic) (33032228) | 1822205 | 123488
Linseed oil, polymer with formaldehyde, glycerol and rosin (generic) (33032285) | 1822207 | 123489
Linseed oil, polymer with tung oil, gum rosin, phenolic resin, glycerine and phthalic anhydride (generic) (33032293) | 1822209 | 123490
Linseed oil, polymer with benzoic acid, formaldehyde, maleic anhydride, mixed polyols, rosin and tung oil (generic) (33032319) | 1822211 | 123491
Distillates (petroleum), polymers with formaldehyde, linseed oil, solvent naphtha, substituted benzene and tung oil (generic) (33032327) | 1822213 | 123492
Rosin, modified, polymer with bisphenol A, formaldehyde, glycerol and tung oil (generic) (33032764) | 1822215 | 123493
Rosin, polymer with formaldehyde glycerol, maleic anhydride, substituted phenol and tung oil (generic) (33032772) | 1822217 | 123494
Castor oil, dehydrated, polymer with modified rosin, oxidized (generic) (33032780) | 1822219 | 123495
Tung oil, polymer with (1,1-dimethylpropyl)phenol substituted benzene and formaldehyde (generic) (33032798) | 1822221 | 123496
Alkenes, steam-cracked distillates, polymers with glycerol, isophthalic acid, safflower oil, soybean oil, styrene, tung oil and vinyltoluene (generic) (33034026) | 1822223 | 123497
Distillates petroleum, polymers with alkanol and diene compounds, formaldehyde, glycerol, isophthalic acid, petroleum naphtha, soybean oil, styrene, tall-oil, tung oil and vinyltoluene (generic) (33034117) | 1822225 | 123498
Linseed oil, polymer with formaldehyde, 4-(1,1-dimethylethyl)phenoland hydrocarbon (generic) (33034158) | 1822227 | 123499
Castor oil, dehydrated, polymers with glycerol, isophthalic acid, linseed oil, menhaden oil, pentaerythritol, soybean oil, steam-cracked distillates, styrene, tung oil and vinyltoluene (generic) (33034349) | 1822229 | 123500
Distillates, petroleum, polymers with substituted aminopropanediol,cycloalkyldienes, formaldehyde, glycerol, isophthalic acid, soybean oil, steamcracked petroleum distillate, styrene, tall-oil, tung oil and vinyltoluene (generic) (33034372) | 1822231 | 123501
Steam-cracked distillates, polymer with benzoic acid, pentaerythritol, phthalic anhydride, soybean oil and toluene diisocyanate (generic) (33034398) | 1822233 | 123502
Polymers with glycerol, alkenes, steam-cracked distillates, isophthalic acid, safflower oil, soybean oil, styrene, tung oil and vinyltoluene (generic) (33034406) | 1822235 | 123503
Oils, menhaden, polymers with modified maleated phenolic resin, pentaerythritol, phthalic anhydride and rosin (generic) (33034422) | 1822237 | 123504
Resin acids and Rosin acids, esters with alkanols, polymers with alkenes, p-tert-butylphenol, formaldehyde, petroleum distilled and tung oil (generic) (33034448) | 1822239 | 123505
Castor oil, dehydrated, polymer with glycerol, maleic anhydride, phthalic anhydride, soybean oil, petroleum distillates, styrene and vinyltoluene (generic) (33034489) | 1822241 | 123506
Linseed oil, pentaerythritol, polyhydroxyalkane, toluenediisocyanate polymer (generic) (33034927) | 1822243 | 123507
Linseed oil, trimellitic anhydride, trimethylolpropane, pentaerythritol, polyhydroxyalkane, toluenediisocyanate polymer (generic) (33034935) | 1822245 | 123508
Safflower fatty acids, pentaerythritol, polyhydroxyalkanecarboxylicacid, toluene diisocyanate polymer (generic) (33034943) | 1822247 | 123509
Trisubstituted pyrazolidin-3-one (generic) (33035544) | 1822249 | 123510
Tris(substituted phenyl)methane (generic) (33035577) | 1822251 | 123511
Disubstituted phenylhydrazine (generic) (33035601) | 1822253 | 123512
Disubstituted tetrazole (generic) (33035619) | 1822255 | 123513
Disubstituted aniline (generic) (33035684) | 1822257 | 123514
Alkyl-(substituted)-pyridinium, quarternary chloride (generic) (33035726) | 1822259 | 123515
Disubstituted pyrylium salt (generic) (33035742) | 1822261 | 123516
Trisubstituted pyrylium salt (generic) (33035759) | 1822263 | 123517
(Substituted methyl) styrene, quaternary chloride (generic) (33035908) | 1822265 | 123518
Substituted benzothiazole salt (generic) (33036054) | 1822267 | 123519
4-Substituted phenol salt (generic) (33036062) | 1822269 | 123520
Polymers with bisphenol A, carboxy terminated butadiene-acrylonitrile copolymer and epichlorohydrin (generic) (33036526) | 1822271 | 123521
Furan derivatives, polymer with 2-amino-2-(hydroxymethyl)-1,3-propanediol and .alpha.-hydro-.omega.-hydroxypoly[oxy(methyl-1,2-ethanediyl)] (generic) (33036559) | 1822273 | 123522
Dihydroxypolybutadiene, isocyanatobenzene derivative, polymer (generic) (33036716) | 1822275 | 123523
Dimethylol propionic acid, 4,4'-methylenebis(cyclohexyl isocyanate), dimethylethanolamine, isophorone diamine, polyalkylene glycol oxo-heteromonocycle polymer (generic) (33039934) | 1822277 | 123524
Linseed oil, polymer with substituted alkane, glycerine, maleic anhydride and pentaerythritol (generic) (33039942) | 1822279 | 123525
Alkyl substituted phenol formaldehyde resin polymer, magnesium salt (generic) (33063074) | 1822281 | 123526
Starch, substituted-3-(trimethylammonio)propyl ether, chloride, derivative (generic) (33079385) | 1822283 | 123527
Starch, substituted ethyl ether, [(substituted-2-propenyl)amino]methyl ether (generic) (33079393) | 1822285 | 123528
Rosin, modified, compd. with ethanolamine (generic) (33081761) | 1822287 | 123529
Rosin, fumarated, polymer with alkyl polyols and morpholine (generic) (33081845) | 1822289 | 123530
Rosin ester, compd. with ethanolamine (generic) (33081886) | 1822291 | 123531
Polyamide from phthaloyl chloride and polyalkylpolyamine (generic) (33094087) | 1822293 | 123532
Substituted bis(butyltin alkyl mercaptoacetate) (generic) (33107517) | 1822295 | 123533
4,4'-Carbonylbis[1,2-benzenedicarboxylic acid] polymer with N-alkanoylalkanediamine (generic) (33107673) | 1822297 | 123534
4,4'-Carbonylbis[1,2-benzenedicarboxylic acid], polymer with N-alkenylalkanediamine, compound with heteromonocycle (generic) (33107681) | 1822299 | 123535
Alkyl-, alkenyl-, and cyclopentanealkyl-carboxylic acids soap of N-tallow trimethylenediamine (generic) (33107756) | 1822301 | 123536
Salt of styrene-methacrylic acid copolymer (generic) (33107798) | 1822303 | 123537
Alkanoyl chloride (generic) (33107806) | 1822305 | 123538
Dibutyltin bis(substituted maleate) (generic) (33108994) | 1822307 | 123539
Castor oil, dehydrated, calcium salts, polymer with aromatic hydrocarbons, steam-cracked distillates (petroleum), cycloalkenes, linseed oil calcium salt, rosin and tung oil calcium salt (generic) (33127689) | 1822309 | 123540
4-[(Amino-alkyl-(alkylphenyl)heteromonocycle)azo]chlorobenzenesulfonic acid sodium salt (generic) (33137761) | 1822311 | 123541
2-Acetamido-2'-chloro-4'-nitro-4- (bis substitutedethyl)amino - azobenzene (generic) (33137886) | 1822313 | 123542
Aminochloromethylnitroazobenzene (generic) (33138041) | 1822315 | 123543
Methoxyphenylazo hydroxy benzoyl carbomonocycle (generic) (33138116) | 1822317 | 123544
(Dialkoxyphenylazo)(chlorophenyl)methyl oxoheteromonocycle (generic) (33138124) | 1822319 | 123545
[4-(Phenylazo)phenylazo]hydroxypolyheterocycle (generic) (33138157) | 1822321 | 123546
3-[[(6-Nitro-2-benzothiazolyl)azo]-N-alkylanilino]alkanoic acid ester (generic) (33138256) | 1822323 | 123547
2-(1-Amino-9,10-dihydro-9,10-dioxo-4-hydroxyanthracenyloxy)methylheteromonocycle (generic) (33138264) | 1822325 | 123548
(2-Chloro-4-nitrophenyl)azo-N-ethyl-N-(N,N-substitutedsulfamylbenzyl)aniline (generic) (33138462) | 1822327 | 123549
Dihydro-bis[(2-alkyl-6-alkylcarbomonocycle)amino]-9,10-anthracenedione (generic) (33138496) | 1822329 | 123550
Rosin, modified alkyl phenol resin, polymer with substituted benzene, magnesium salt (generic) (33184029) | 1822331 | 123551
Rosin, polymer with substituted benzene, aldehyde and alkanol, magnesium salt (generic) (33184318) | 1822333 | 123552
Fatty acid polymers with p-tert-butylphenol, cresol, formaldehyde, isophthalic acid, methacrylic acid, trimethylolpropane and trisisocyanurate (generic) (33187436) | 1822335 | 123553
Fatty acids, tall-oil, polymers with glycol, pentaerythritol, phthalic anhydride, soybean oil and silsesquioxanes, aryl and alkyl (generic) (33187451) | 1822337 | 123554
Hexanedioic acid polymers with bisphenol A, epichlorohydrin, glycols, 4-hydroxy-4-methyl-2-pentanone, substituted and disubstituted carbomonocyclereaction products with trisubstituted benzene and trimethylolpropane (generic) (33187485) | 1822339 | 123555
Rosin, polymer with formaldehyde, phenol, substituted phenols, magnesium salt (generic) (33188327) | 1822341 | 123556
Formaldehyde, polymer with modified alkyl phenolic resin, magnesiumsalt (generic) (33188335) | 1822343 | 123557
Reaction product of C16-C18 saturated alkylglycerideheteropolycyclewith p-tert-butylphenol-formaldehyde-phenol polymer (generic) (33199084) | 1822345 | 123558
Reaction product of oxidized C16-C18 saturated and C18 unsaturated alkylglycerideheteropolycycle with p-tert-butylphenol-formaldehyde-phenol polymer (generic) (33199092) | 1822347 | 123559
Reaction product of C16 saturated and C18 unsaturated alkylglyceride-heteropolycycle with p-tert-butylphenol-formaldehyde-phenol polymer (generic) (33199100) | 1822349 | 123560
Reaction product of C16-C18 saturated and C18 unsaturated alkylglycerideheteropolycycle with p-tert-butylphenol-formaldehyde-phenol polymer (generic) (33199118) | 1822351 | 123561
(Polyisobutenyl)dihydro-2,5-furandione esters with polyhydroxyalkane treated with a polyether (generic) (33209131) | 1822353 | 123562
Mixed C8 chloroalkenes reaction products with substituted amine (generic) (33209149) | 1822355 | 123563
Tetrachlorosilane styrene oxide alkyl derivative polymer (generic) (33209230) | 1822357 | 123564
Tetrachlorosilane styrene oxide carbomonocycle derivative polymer (generic) (33209248) | 1822359 | 123565
Ethanediol polymer with urethane elastomer (generic) (33210253) | 1822361 | 123566
Urethane elastomer, 2-ethoxyethanol blocked (generic) (33210261) | 1822363 | 123567
2,7-Naphthalenedisulfonic acid, 4-amino-5-hydroxy-[[[4-[[4'-[(substituted-2-sulfo-5-naphthyl)azo]phenyl]amino]substituted]-phenyl]azo]-6-[(phenyl)azo]-, trisodium salt (generic) (33213513) | 1822365 | 123568
Alkenyldiamine polymer with chloromethyloxirane, 1,4-dichloro-2-butene, methyloxirane and oxirane (generic) (33220690) | 1822367 | 123569
Alkenyldiamine, polymer with chloromethyloxirane and oxirane, sulfate (generic) (33220716) | 1822369 | 123570
Alkenyldiamine, polymer with chloromethyloxirane and oxirane (generic) (33220864) | 1822371 | 123571
Alkenyldiamine polymer with chloromethyloxirane, 1,4-dichloro-2-butene and oxirane (generic) (33221276) | 1822373 | 123572
Ethylene dichloride, N-(2-hydroxypropyl)alkenyldiamine polymer (generic) (33221284) | 1822375 | 123573
Dialkenyltriamine, polymer with chloromethyloxirane, methyloxirane,and oxirane (generic) (33221433) | 1822377 | 123574
alkenyltriamine polymer with chloromethyloxirane, methyloxirane andoxirane, hydrochloride (generic) (33221441) | 1822379 | 123575
Benzenesulfonic acid, 4-[4-[5-[methyloxo-(sulfophenyl)-heteromonocycle-ylidene]-1,3-pentadienyl]hydroxymethylheteromonocycle-yl]-, dipotassium salt (generic) (33221730) | 1822381 | 123576
N,N,N'-Trisubstituted hexamethylenediamine (generic) (33222027) | 1822383 | 123577
Tall oil, fatty acids, N,N,N'-trisubstituted hexamethylenediamine condensate, hydrochloride (generic) (33222167) | 1822385 | 123578
Tall oil acids, N,N,N'-tri-substituted hexamethylene diamine condensate (generic) (33222175) | 1822387 | 123579
((4- Alkylphenyl)sulfonyl)ethyltrialkylstannane (generic) (33228834) | 1822389 | 123580
2,7-Naphthalenedisulfonic acid, 4-amino-5-hydroxy-3-[[4-[[[4'- (4-hydroxyphenyl)azo]phenyl](amino substituted)]phenyl]azo]-6- (substitutedphenyl) azo-, disodium salt (generic) (33229212) | 1822391 | 123581
2,7-Naphthalenedisulfonic acid, 5-amino-4-hydroxy-3-[[4-[[[4-[(alkyl-hydroxy-carboxyphenyl)azo]phenyl]amino]substituted]phenyl]azo]-6-[(nitrophenyl)azo]-, trisodium salt (generic) (33229220) | 1822393 | 123582
Benzoic acid, 5-[[4-[[4'-[[disubstituted-alkyl-5-[(4-sulfophenyl)azo]phenyl]azo]benzoyl]amino]phenyl]azo]-2-hydroxy-3-methyl-, disodium salt (generic) (33229246) | 1822395 | 123583
N-(Heteropolycyclicphenoxazinylidene)ethanamine monoperchlorate (generic) (33230418) | 1822397 | 123584
4,4'-Carbonylbis[1,2-benzenedicarboxylic acid], polymer with 1,3-diisocyanatomethylbenzene, 1,2-ethanediol, .alpha.-hydro-.omega.-hydroxypolyoxy-1,2-ethanediyl and substituted alkyl terminated methyl siloxane, compound with heteromonocycle (generic) (33237017) | 1822399 | 123585
4,4'-Carbonylbis[1,2-benzenedicarboxylic acid], polymer with 1,3-diisocyanatomethylbenzene, 1,2-ethanediol, .alpha.-hydro-.omega.-hydroxypolyoxy-1,2-ethanediyl, and substituted alkyl terminated methyl siloxane (generic) (33237025) | 1822401 | 123586
4,4'-Carbonylbis[1,2-benzenedicarboxylic acid], polymer with N-alkenylalkanediamine, compound with heteromonocycle (generic) (33237033) | 1822403 | 123587
Dibutyltin bis(trimethylol-alkane monothioglycolate fatty acid ester) (generic) (33237264) | 1822405 | 123588
Toluene diisocyanate, substituted-alkyl triacrylate and hydroxy-substituted acrylate (generic) (33237306) | 1822407 | 123589
Alkanediol, distn. residues, polymers with toluene diisocyanate (generic) (33237322) | 1822409 | 123590
Phenylcarbamic acid, alkylene alkenoate diester (generic) (33237371) | 1822411 | 123591
Bis[octyltin (alkylmercaptoacetate)] derivative (generic) (33237439) | 1822413 | 123592
Substituted bis(octyltin alkylmercaptoacetate) (generic) (33237447) | 1822415 | 123593
Butyltin tris(2-mercaptoethyl ester of fatty acids) (generic) (33237470) | 1822417 | 123594
Substituted bis (butyltin alkylmercaptoacetate) (generic) (33237488) | 1822419 | 123595
Substituted bis (butyltin alkylmercaptoacetate) (generic) (33237496) | 1822421 | 123596
Polymer of phenol, 4,4'-(1-methylethylidene)bis, alkenoic acids, formaldehyde, maleic anhydride, alkenedioic acid pentaerythritol (generic) (33251943) | 1822423 | 123597
Polymer of phenol, 4,4'-(1-methylethylidene)bis-, alkenoic acid, formaldehyde, maleic anhydride, linseed oil, alkenedioic acid ester with pentaerythritol (generic) (33251968) | 1822425 | 123598
Monosubstituted methane, rosin, maleic anhydride polymer, ester with glycerine (generic) (33252040) | 1822427 | 123599
Rosin, fumaric acid adduct, ester with pentaerythritol, compounded with monosubstituted ethanol (generic) (33252099) | 1822429 | 123600
Rosin, fumaric acid adduct, ester with pentaerythritol and 2-(dialkylamino)ethanol (generic) (33252107) | 1822431 | 123601
Polymer of rosin, substituted phenol, formaldehyde ester with pentaerythritol (generic) (33252115) | 1822433 | 123602
Polymer of maleic anhydride, alkenoic acid, p-(tert- butyl)phenol,bisphenol A, formaldehyde, ester with pentaerythritol (generic) (33252123) | 1822435 | 123603
Heteromonocycle, formaldehyde, (chloromethyl)oxirane polymer, ammonium salt (generic) (33253022) | 1822437 | 123604
2-Butenal, heteromonocycle, formaldehyde, acetic acid polymer (generic) (33253386) | 1822439 | 123605
Poly(imino-1,2-ethanediyl)-oxoheteromonocycle polymer (generic) (33253394) | 1822441 | 123606
Piperazine, (chloro)(trisubstituted)methane, formaldehyde (chloromethyl)oxirane polymer (generic) (33253477) | 1822443 | 123607
Ethylene heteromonocycle-(chloromethyl)oxirane copolymer (generic) (33253501) | 1822445 | 123608
Dimethylaminoalkylamine, polymer with sulfamic acid, formaldehyde, and epichlorhydrin (generic) (33253568) | 1822447 | 123609
(Polyisobutenyl)dihydro-2,5-furandione reaction products with bis(substituted)(phosphinodithioic acid), zinc salts (generic) (33253600) | 1822449 | 123610
Reaction product of alkylbenzenesulfonic acids, magnesium salts, overbased, and an acidic ester of tetrapropenylbutanedioic acid and a polyether (generic) (33253634) | 1822451 | 123611
Alkenylsuccinic anhydrides (generic) (33253667) | 1822453 | 123612
Hydroxypropyl ester of alkenylsuccinic acid (generic) (33253675) | 1822455 | 123613
Alkenyl dihydro-2,5-furandione, reaction product with cyclic diamines, diethylenetriamines, triethylenetetramines and tetraethylenepentamines (generic) (33253683) | 1822457 | 123614
Alkenylsuccinic anhydrides (generic) (33253691) | 1822459 | 123615
Heteromonocycle, formaldehyde, (chloromethyl)oxirane polymer, sodium salt (generic) (33253717) | 1822461 | 123616
Diethylamino substituted thioxomethane, formaldehyde, 3-chloro-2-hydroxy-1-propanesulfonic acid monosodium salt reaction product (generic) (33253725) | 1822463 | 123617
Heteromonocycle, homopolymer, ethoxylated, reaction products with 3-chloro-2-hydroxy-1-propanesulfonic acid, monosodium salt (generic) (33253733) | 1822465 | 123618
[(Heteromonocycle)methyl]benzenesulfonate (generic) (33253741) | 1822467 | 123619
Piperazine, 1,2-disubstituted ethane, formaldehyde and (chloromethyl)oxirane polymer (generic) (33253766) | 1822469 | 123620
Fatty acids, tall-oil, polymers with benzoic acid, glycerol, phthalic anhydride and siloxanes and silicone polymers (generic) (33298365) | 1822471 | 123621
Silsesquioxanes, polymers with 2-ethylhexanoic acid, glycerol and phthalic anhydride (generic) (33298985) | 1822473 | 123622
Fatty acids, tall-oil, polymers with by-products from manuf. of dicarboxylic acid ester, dipropylene glycol and maleic anhydride (generic) (33299132) | 1822475 | 123623
Fatty acids, coco, polymers with glycerol, aryl, alkyl, alkoxy siloxanes and silicones and phthalic anhydride (generic) (33301037) | 1822477 | 123624
Petroleum resins, polymers with glycerol, modified rosin and tung oil (generic) (33301128) | 1822479 | 123625
Petroleum resins, polymers with glycerol, modified rosin and tung oil (generic) (33301144) | 1822481 | 123626
Tung oil, polymer with formaldehyde, 4-(1,1-dimethylethyl)phenol and phenolic resin (generic) (33301151) | 1822483 | 123627
Linseed oil, polymer with alkylpolyols, rosin and tung oil (generic) (33301177) | 1822485 | 123628
C12-C14 tert-Alkyl derivative compounds with 2-ethylhexyl isodecyl phosphate (generic) (33382508) | 1822487 | 123629
(Substituted phenylazo)-, methyl substituted heteromonocycle compound with zinc chloride (generic) (33382714) | 1822489 | 123630
[(Acetylamino)aminophenyl] azo substituted heteropolycycle, chloride (generic) (33382722) | 1822491 | 123631
(Diethylamino-substituted phenyl)azo-methyl-substituted heteromonocycle, tetrachlorozincate (generic) (33382730) | 1822493 | 123632
(Diethylaminophenylazo)-nitro substituted heteropolycycle, chloride (generic) (33382763) | 1822495 | 123633
Phenylazo-phenylazo-substituted heteropolycycle, chloride (generic) (33382771) | 1822497 | 123634
Bis substituted heteropolycycle - alkyl-formazan, chloride (generic) (33382797) | 1822499 | 123635
(Substituted phenylazo) - hydroxy substituted heteropolycycle, chloride (generic) (33382805) | 1822501 | 123636
[Bis(acetoxyethyl)aminoacetylaminophenylazo]chlorobenzene, substituted (generic) (33382813) | 1822503 | 123637
Polychloroheteropolycycle (generic) (33382821) | 1822505 | 123638
Substituted phenylamino, substituted anthraquinone (generic) (33382839) | 1822507 | 123639
Substituted phenylamino, substituted anthraquinone (generic) (33382847) | 1822509 | 123640
(Phenoxysulfonylphenyl)azo, substituted heteropolycycle chloride (generic) (33382870) | 1822511 | 123641
(Nitrophenylazo) - amino substituted heteropolycycle, chloride (generic) (33382888) | 1822513 | 123642
(Acetylamino-aminophenylazo) substituted heteropolycycle, chloride (generic) (33382896) | 1822515 | 123643
Substituted-(sulfoalkyl)-carbocyanine dye derived from substituted benzothiazole and benzoxazole salt (generic) (33382912) | 1822517 | 123644
(Substituted-3-sulfophenyl)azo- substituted-2-naphthol (generic) (33382920) | 1822519 | 123645
(Substituted-hydroxynaphthyl)azo- monosubstituted phenol, chromium complex, sodium salt (generic) (33382946) | 1822521 | 123646
Heteromonocycle, (substituted phenyl) azo-(substituted phenyl)-methyl- (generic) (33383050) | 1822523 | 123647
Substituted phenylamino, substituted anthraquinone (generic) (33383118) | 1822525 | 123648
Substituted phenylamino, substituted anthraquinone (generic) (33383126) | 1822527 | 123649
Heteromonocycle, (7-methoxycoumarinyl)phenyl- (generic) (33383159) | 1822529 | 123650
Bis 4-(dialkylamino)phenyl alkylenimine, hydrochloride (generic) (33383167) | 1822531 | 123651
Reaction product of polyalkenylphenol, alkylamine, formaldehyde andaliphatic acid (generic) (33385436) | 1822533 | 123652
Butyric acid, 2-[p-(substituted) phenyl]-3-methyl-, sodium salt, (.+-.)- (generic) (33385709) | 1822535 | 123653
1,1'-Methylenebis[4-isocyanatocyclohexane], polymer with alkanediol, 2-ethyl-2-(hydroxymethyl)-1,3-propanediol, 2,2'-[1,2-ethanediylbis(oxy)]bis[ethanol] and 1,3-benzenedicarboxylic acid (generic) (33386103) | 1822537 | 123654
Disubstituted thiazoline (generic) (33387192) | 1822539 | 123655
(Sulfoalkyl) cyanine dye derived from substituted benzothiazole andthiazole salt (generic) (33387200) | 1822541 | 123656
Tetrasubstituted benzisothiazole (generic) (33387234) | 1822543 | 123657
Chloro-(disubstituted)-phenol (generic) (33387242) | 1822545 | 123658
Polymer of disubstituted cyclohexane and alkane dicarboxylic acid, dialkyl ester and substituted styrene and isophthalic acid, dimethyl ester, salt (generic) (33387291) | 1822547 | 123659
Disubstituted-(sulfoalkyl)-benzothiazole (generic) (33387325) | 1822549 | 123660
Disubstituted tetrazole salt (generic) (33387382) | 1822551 | 123661
Methyl substituted thiazole (generic) (33387457) | 1822553 | 123662
Disubstituted phenylhydrazine (generic) (33387465) | 1822555 | 123663
Disubstituted phenylhydrazine (generic) (33387473) | 1822557 | 123664
Disubstituted phenylhydrazine salt (generic) (33387481) | 1822559 | 123665
Tetrasubstituted acetanilide (generic) (33387499) | 1822561 | 123666
Trisubstituted acetanilide (generic) (33387515) | 1822563 | 123667
Trisubstituted phenylhydrazine (generic) (33387523) | 1822565 | 123668
Trisubstituted pyrazole (generic) (33387564) | 1822567 | 123669
Trisubstituted acetanilide salt (generic) (33387572) | 1822569 | 123670
4-Substituted phenol salt (generic) (33387598) | 1822571 | 123671
Sulfoalkyl-(disubstituted)-benzothiazole (generic) (33387622) | 1822573 | 123672
Dimethyl-(substituted)-thiazole salt (generic) (33387671) | 1822575 | 123673
Polymer of styrene and vinylheteromonocycle, quaternary salt (generic) (33387705) | 1822577 | 123674
2-Chloro-N-disubstituted phenyl-2-pivaloylacetamide (generic) (33387713) | 1822579 | 123675
Trisubstituted phenylhydrazine (generic) (33387739) | 1822581 | 123676
Trisubstituted-1-naphthol (generic) (33387804) | 1822583 | 123677
Trisubstituted-1-naphthol (generic) (33387812) | 1822585 | 123678
Substituted phenylhydrazine (generic) (33387820) | 1822587 | 123679
Polymer of alkyl methacrylate, methylstyrene and N,N,N-(trisubstituted)-aminoalkyl methacrylate quaternary salt (generic) (33387853) | 1822589 | 123680
Polymer of dimethyl terephthalate, neopentyl glycol and substitutedbisphenol A (generic) (33387861) | 1822591 | 123681
Polymer of alkyl-vinyl-heteromonocycle, styrene and vinylheteromonocycle, quaternary salt (generic) (33387887) | 1822593 | 123682
Substituted carbopolycycle - bis(hexachlorocarbopolycycle) adduct (generic) (33387895) | 1822595 | 123683
Substituted phenylhydrazine (generic) (33387929) | 1822597 | 123684
Polymer of polyvinylalcohol and substituted phthalic anhydride (generic) (33387937) | 1822599 | 123685
Polymer of butyl acrylate, styrene and (substituted methyl)styrene (generic) (33387952) | 1822601 | 123686
Polymer of alkyl methacrylate, methylstyrene and (substituted methyl) styrene (generic) (33387960) | 1822603 | 123687
Polymer of (heteromonocycle) alkyl methacrylate, (substituted methyl) styrene and vinyl acetate, quaternary salt (generic) (33388000) | 1822605 | 123688
C24-Benzenesulfonate salt of (3-maleimidopropyl)morpholine adduct of alkene, alkene copolymer (generic) (33478348) | 1822607 | 123689
Phosphosulfurized carbopolycycle reaction product with polybutenylsuccinic anhydride and polyethylene polyamine and piperazine polymer (generic) (33478355) | 1822609 | 123690
Hetero-bis-polybutenylsuccinic anhydride (generic) (33478645) | 1822611 | 123691
Reaction product of hetero-bis-polybutenylsuccinic anhydride with ethylenediamine-piperazine branched polymer (generic) (33478652) | 1822613 | 123692
Hetero-bis-polybutylcarboxylic acid (generic) (33478660) | 1822615 | 123693
Reaction product of hetero-bis-polybutylheteromonocyclic carboxylicacid with monopentaerythritol (generic) (33478678) | 1822617 | 123694
Reaction product of hetero-bis-polybutyl-heteromonocyclic carboxylic acid with ethylenediamine-piperazine branched polymer (generic) (33478686) | 1822619 | 123695
Polybutylheteromonocyclic carboxylic acid (generic) (33478694) | 1822621 | 123696
Reaction product of polybutyl heteromonocyclic carboxylic acid withtris(hydroxymethyl)methylamine (generic) (33478702) | 1822623 | 123697
Titanium chloride alkyl ether complex (generic) (33478801) | 1822625 | 123698
Distillates (petroleum), polymer with alkanoic acid, hydroxyalkane,rosin and tung oil (generic) (33480435) | 1822627 | 123699
Linseed oil, polymer with dipentaerythritol, formaldehyde, fumaric acid, hydrotreated middle petroleum distillates, isophthalic acid, nonylphenol,oleylamine, tripropylene glycol monomethyl ether and polyurethane resin (generic) (33480443) | 1822629 | 123700
Linseed oil, polymer with dipentaerythritol, formaldehyde, fumaric acid, hydrotreated middle petroleum distillates, isophthalic acid, nonylphenol,pentaerythritol and polyurethane resin (generic) (33480450) | 1822631 | 123701
Linseed oil, polymers with dipentaerythritol, formaldehyde, fumaricacid, hydrotreated middle petroleum distillates, isophthalic acid, nonylphenol, oleylamine, trimethylolpropane (generic) (33480468) | 1822633 | 123702
Rosin, polymer with alkyl ester, ethanolamine, ethylene glycol, fumaric acid and pentaerythritol (generic) (33480476) | 1822635 | 123703
Fatty acids, dimers, polymers with alkene derivative, fumaric acid,isophthalic acid, linseed oil, pentaerythritol, rosin, soybean oil, straight-run middle petroleum distillates and trimethylolpropane (generic) (33480500) | 1822637 | 123704
Thiophenoxyphenyldiphenylsulfonium salt (generic) (33481110) | 1822639 | 123705
Thiophenoxyphenyldiphenylsulfonium salt (generic) (33481128) | 1822641 | 123706
Trimethylol propane-adipic acid-methylenedianiline-isophthalic acid-trimellitic anhydride-alkyl polyol resin (generic) (33481144) | 1822643 | 123707
Glycerol-ethylene glycol-isophthalic acid-terephthalic acid-alkyl polyol resin (generic) (33481151) | 1822645 | 123708
Fatty acids, vegetable oil, polymers with acrylic acid, amine, hydroxyalkylalkanol, butyl acrylate, hydroxyethyl methacrylate, hydroxypropyl methacrylate, isobutyl methacrylate, methyl methacrylate and styrene (generic) (33481631) | 1822647 | 123709
Reaction product of octadecanoic acid derivative and phosphinylidyne derivative (generic) (33481797) | 1822649 | 123710
Co-coupling product of mixed N-tallowalkyltrimethylenediamines, substituted-N-carbomonocyclebutanamides with 3,3'-dichloro[1,1'-biphenyl]-4,4'-diamine, 4,4'-diamino[1,1'-biphenyl]-2,2'-disulfonic acid and N-coco alkyl-3-aminobutanoic acid (generic) (33482266) | 1822651 | 123711
Co-coupling product of mixed N-tallowalkyltrimethylenediamines, substituted-N-carbomonocyclebutanamides with 3,3'-dichloro[1,1'-biphenyl]-4,4'-diamine and N,N-dimethyl-1-dodecanamine N-oxide (generic) (33482274) | 1822653 | 123712
Co-coupling product of mixed N-tallowalkyltrimethylenediamines, substituted-N-carbomonocyclebutanamides with 3,3'-dichloro[1,1'-biphenyl]-4,4'-diamine and N,N-dimethyl-1-dodecanamine N-oxide (generic) (33482282) | 1822655 | 123713
Partial zinc salt of rosin, p-substituted phenol, paraform adduct (generic) (33482357) | 1822659 | 123715
2,5-Furandione, polymer with mixed 1-alkenes, calcium salt of mixedalkyl ester, mixture with rosin and 4-alkyl phenol polymer with formaldehyde and rosin (generic) (33482365) | 1822661 | 123716
2,5-Furandione, polymer with mixed 1-alkenes, calcium salt of mixedalkyl ester, mixture with rosin and 4-alkylphenol polymer with formaldehyde and rosin (generic) (33482365) | 1822663 | 123717
m- and p-Cresols, formaldehyde, hydroxy-substituted carbopolycycle,sodium sulfite condensate (generic) (33502634) | 1822665 | 123718
Bis(substituted phenyl)azo-sulfophenyl-aminophenylazo-substituted carbopolycycle, sodium salt (generic) (33502667) | 1822667 | 123719
A polyester polyether urethane based on toluene diisocyanate (generic) (33506809) | 1822669 | 123720
Graft polymer of poly(N-1,1-dimethyl-3-substituted butyl) acrylamide) on hydroxyethylcellulose (generic) (33545617) | 1822671 | 123721
Graft polymer of acrylamide, diacetone acrylamide, and substituted alkylacrylate on polyvinylalcohol (generic) (33545625) | 1822673 | 123722
Graft polymer of n-butyl acrylate, methyl methacrylate and substituted alkyl acrylate on polyvinyl alcohol (generic) (33545633) | 1822675 | 123723
Heteropolycyclesulfonic acid, [4-[[2,4,6-(1H,3H,5H)-pyrimidinetrion-5-yl]azo]phenyl]-, salt with 2,2',2''-nitrilotriethanol (generic) (33546771) | 1822677 | 123724
Aliphatic-aromatic-amine polymers (generic) (33547191) | 1822679 | 123725
Aliphatic-aromatic amine polymers (generic) (33548025) | 1822681 | 123726
Aliphatic-aromatic amine polymers (generic) (33548249) | 1822683 | 123727
Aliphatic-aromatic amine polymers (generic) (33548264) | 1822685 | 123728
Aliphatic-aromatic amine polymers (generic) (33548280) | 1822687 | 123729
Aliphatic-aromatic amine-amide polymers (generic) (33548306) | 1822689 | 123730
1,3-Benzenedicarboxylic acid, polymer with 1,4-cyclohexanedimethanol, substituted cyclohexane, hexanedioic acid, 1,6-hexanediol, 1,1'-methylenebis[isocyanatobenzene] and 2,2'-oxybis[1-propanol] (generic) (33549254) | 1822691 | 123731
1,3-Benzenedicarboxylic acid, polymer with 1,4-cyclohexanedimethanol, substituted cyclohexane, hexanedioic acid, 1,6-hexanediol, 1,1'-methylenebis[4-isocyanatobenzene] and 2,2'-oxybis[1-propanol] (generic) (33549254) | 1822693 | 123732
Polymer of toluene diisocyanate, polyalkylene glycols, 2-substituted- ethanol, substituted imidazolidinedione (generic) (33549387) | 1822695 | 123733
Polymer of toluene diisocyanate, polyalkylene glycols, 2,2'-[alkylidenebis(4,1-phenyleneoxymethylene)]bisoxirane, 2-substituted ethanol (generic) (33549551) | 1822697 | 123734
Fatty acids, tall-oil, compds. with ammonia-substituted amine reaction products and fatty acids (generic) (33550104) | 1822699 | 123735
2-Propenoic acid, 2-methyl-, polymer with mixed 2-propenoates, sodium salt (generic) (33550112) | 1822701 | 123736
Phosphonic acid derivative, compds. with substituted 1H-imidazole (generic) (33550120) | 1822703 | 123737
Fatty acids, tall oil, compds. with substituted 1H-imidazole (generic) (33550138) | 1822705 | 123738
Fatty acids, C18-unsatd., dimers reaction products with polyethylene derivative, compds. with tall-oil fatty acids (generic) (33550146) | 1822707 | 123739
Sulfuric acid, monosodium salt, compd. with substituted imidazole homopolymer (generic) (33550161) | 1822709 | 123740
Polyphosphoric acids, esters with triethanolamine, sodium salts, reaction product with alkanols (generic) (33550195) | 1822711 | 123741
Ethanol, 2,2'-oxybis-, reaction products with oxazine compd., sulfited (generic) (33550203) | 1822713 | 123742
Fatty acids, C18-unsatd., dimers, compds. with C18-unsatd. fatty acid dimer polyethylene derivative, reaction products (generic) (33550211) | 1822715 | 123743
Fatty acids, C18-unsatd., dimers, reaction products with polyethylene derivative, acetates (generic) (33550229) | 1822717 | 123744
Acetic acid, hydroxy-, compd. with substituted 1H-imidazole (generic) (33550393) | 1822719 | 123745
Fumaric acid, alkanecarboxylic acid, rosin, pentaerythritol, zinc oxide polymer (generic) (33551003) | 1822721 | 123746
Fumaric acid, rosin, pentaerythritol, heteropolycycle, propylene glycol polymer (generic) (33551037) | 1822723 | 123747
Fumaric acid, rosin, pentaerythritol, polyalkylene glycols polyester (generic) (33551045) | 1822725 | 123748
Fatty acid dimer, polymer with tall oil fatty acids, polyethyleneamines, and bisphenol A diglycidyl ether (generic) (33551052) | 1822727 | 123749
Fatty acid dimer, polymer with polymethylenediamine, alkylcarboxylic acid, and diamine of polypropylene oxide (generic) (33551078) | 1822729 | 123750
Fatty acid dimer, polymer with alkylcarboxylic acid, polymethylenediamines and diethylenetriamine (generic) (33551094) | 1822731 | 123751
Fatty acid dimer, polymer with alkylcarboxylic acid and polymethylenediamine (generic) (33551102) | 1822733 | 123752
Alkyl dicarboxylic acid polyethylene glycol ester (generic) (33551276) | 1822735 | 123753
Soybean oil, alkyl lardate, sulfur-chlorinated (generic) (33551292) | 1822737 | 123754
Vegetable oil, alkyl lardate, chlorosulfurized (generic) (33551300) | 1822739 | 123755
Mixed alkanolamides of boric acid (generic) (33551318) | 1822741 | 123756
Brominated-chlorinated C10-24-paraffins (generic) (33551326) | 1822743 | 123757
Fumaric acid, alkanecarboxylic acid, rosin, pentaerythritol, bisphenol A, formaldehyde, zinc oxide, substituted alkylbenzene polymer (generic) (33551342) | 1822745 | 123758
Polysodium sulfonate of [N-(4-chloro-6-methoxy-1,3,5-triazine-6-ylamino)ethylamino]sulfonyl copper phthalocyanine (generic) (33552399) | 1822747 | 123759
4,4'-(Alkylidene)bis[phenol] polymer with epichlorohydrin, (4-azidophenyl)cyanoalkenoate alkanoate (generic) (33552472) | 1822749 | 123760
3-Hydroxy-4-[[4-(diethylamino)phenyl]azo]-2-anisidinylsubstituted naphthalene (generic) (33552480) | 1822751 | 123761
Tetrasodium salt of 4-(7-phenylazo-1-amino-8-hydroxy-3,6-disulfonato-2-naphthylazo)-4'-disubstituted phenylazostilbene-2,2'-disulfonic acid (generic) (33552589) | 1822753 | 123762
[N-Substituted alkyl-4-methoxy-1,8-naphthalenedicarboximide] sulfate (generic) (33552597) | 1822755 | 123763
1-N-Butyl-3-cyano-6-hydroxy-4-methyl-5-(4-substituted methyloxy-carbonyl-phenyl-azo-pyrid-2-one (generic) (33552613) | 1822757 | 123764
3-Chloro-4-(2'-cyano-4'-nitrophenylazo)-N,N-bis(substituted-oxyethyl)aniline (generic) (33552621) | 1822759 | 123765
Copper complex of sodium salts of 2-chloro-4-(3-sulfophenylamino)-6-[4-(1,7-dihydroxy-6-substituted naphthylazo-3-sulfo-2-naphthylazo)-3-sulfophenylamino]-1,3,5-triazine (generic) (33552670) | 1822761 | 123766
2-Chloro-4,6-dinitro-2'-acetylamino-4'-N-(.beta.-methoxyethylamino)-5'-substituted azobenzene (generic) (33552746) | 1822763 | 123767
Sodium salt of 2-amino-1-substitutedphenylazo-8-hydroxynaphthalene-6-sulfonic acid (generic) (33552753) | 1822765 | 123768
Tall oil fatty acids, benzenedicarboxylic acid and polyethyleneamine polymer (generic) (33553025) | 1822767 | 123769
Fatty acid dimer, polymer with tall oil fatty acids, alkylcarboxylic acid, and polymethylenediamines (generic) (33553033) | 1822769 | 123770
Tall oil fatty acids, polyethyleneamines, bisphenol A diglycidyl ether amidoamine (generic) (33553041) | 1822771 | 123771
Fatty acid dimer, alkanedioic acid, stearic acid, substituted, (1,3-di-4-piperidylpropane) alkane polyamide (generic) (33553249) | 1822773 | 123772
Tallow triamines, polymer with bisphenol A diglycidyl ether (generic) (33553256) | 1822775 | 123773
Hydrogenated dimer fatty acid, isostearic acid, polyethylene amines, disubstituted propane polymer (generic) (33553298) | 1822777 | 123774
Fatty acid dimer, substituted heteromonocycle polymer (generic) (33553322) | 1822779 | 123775
Tall oil fractions, sebacic acid, maleic anhydride, pentaerythritol, ethylenediamine, fatty acid dimer, disubstituted propanediol polymer (generic) (33553355) | 1822781 | 123776
Castor oil, oleic acid, alkanoic acid, triethylenetetramine, substituted ethanol reaction product (generic) (33553363) | 1822783 | 123777
Fatty acid dimer, substituted heteromonocycle, polyethylene glycol polymer (generic) (33553371) | 1822785 | 123778
Rosin, maleic anhydride, substituted alkylbenzenes, zinc oxide magnesium oxide, paraform resin (generic) (33553694) | 1822787 | 123779
Tall oil fractions, maleic anhydride, zinc oxide, calcium oxide, magnesium oxide, alkylpolyol resin (generic) (33553702) | 1822789 | 123780
Tall oil fractions, maleic anhydride, substituted alkylbenzene, zinc oxide, calcium oxide, magnesium oxide resin (generic) (33553710) | 1822791 | 123781
Maleic anhydride, pentaerythritol, heteromonocycle, rosin, calcium oxide resin (generic) (33554015) | 1822793 | 123782
Fatty acid dimer, alkanedioic acid, stearic acid, heteromonocycle, ethylenediamine polymer (generic) (33554049) | 1822795 | 123783
Fatty acid dimer, alkanedioic acid, stearic acid, ethylenediamine, heteromonocycle substituted polyglycol polymer (generic) (33554072) | 1822797 | 123784
Maleic anhydride-polyoxyalkylenes-rosin-calcium oxide-polymer (generic) (33554106) | 1822799 | 123785
Polymer of ethyl acrylate, isobutyl methacrylate, methacrylic acid,methyl methacrylate and 2-(.alpha.-methacryloxyacetamido)ethylheteromonocycle (generic) (33555053) | 1822801 | 123786
Polymer of butyl acrylate, methacrylic acid, methyl methacrylate, 2-(.alpha.-methacryloxyacetamido)ethylheteromonocycle (generic) (33555061) | 1822803 | 123787
Polymer of ethyl acrylate, methacrylic acid, 2-(.alpha.-methacryloxyacetamido)ethylheteromonocycle and methyl methacrylate (generic) (33555079) | 1822805 | 123788
Polymer of acrylic acid, butyl acrylate, (2-methacryloxyethyl)heteromonocycle and methyl methacrylate (generic) (33555137) | 1822807 | 123789
Polymer of acrylonitrile, butyl acrylate, itaconic acid, methacrylic acid, 2-(.alpha.-methacryloxyacetamido)ethylheteromonocycle (generic) (33555152) | 1822809 | 123790
Polymer of acrylonitrile, butyl acrylate, methacrylic acid, methyl methacrylate, 2-(.alpha.-methacryloxyacetamido)ethylheterocycle, and methyl(2-hydroxyethyl) C18 unsaturated alkane derivative (generic) (33555160) | 1822811 | 123791
Polymer of acrylic acid/acrylonitrile/butyl acrylate/2-(.alpha.-methacryloxyacetamido)ethyl heteromonocycle/methyl (2-hydroxyethyl) C18 unsaturated alkane derivative (generic) (33555178) | 1822813 | 123792
Polymer of butyl acrylate, methacrylic acid, (2-methacryloxyethyl)heteromonocycle, and methyl methacrylate (generic) (33555277) | 1822815 | 123793
Polymer of methacrylic acid, (2-methacryloxyethyl)heteromonocycle, and methyl methacrylate (generic) (33555285) | 1822817 | 123794
Polymer of acrylonitrile, butyl acrylate, methacrylic acid, and 2-(.alpha.-methacryloxyacetamido)ethylheteromonocycle (generic) (33555293) | 1822819 | 123795
Polymer of ethyl acrylate, methyl methacrylate and 2-(.alpha.-methacryloxyacetamido)ethylheteromonocycle (generic) (33555327) | 1822821 | 123796
Polymer of butyl acrylate, methacrylic acid, methyl methacrylate, and 2-(.alpha.-methacryloxyacetamido)ethylheteromonocycle (generic) (33555335) | 1822823 | 123797
Polymer of methacrylic acid, methyl methacrylate, 2-(.alpha.-methacryloxyacetamido)ethylheteromonocycle (generic) (33555343) | 1822825 | 123798
Polymer of butyl acrylate, butyl methacrylate, methacrylic acid, 2-(.alpha.-methacryloxyacetamido)ethylheteromonocycle and methyl methacrylate (generic) (33555350) | 1822827 | 123799
Polymer of acrylonitrile, ethyl acrylate, 2-(.alpha.-methacryloxyacetamido)ethylheteromonocycle (generic) (33555368) | 1822829 | 123800
Polymer of butyl acrylate, methacrylic acid, methyl methacrylate and 2-(.alpha.-methacryloxyacetamido)ethylheteromonocycle (generic) (33555418) | 1822831 | 123801
Polymer of butyl acrylate, butyl methacrylate, 2-(.alpha.-methacryloxyacetamido)ethylheteromonocycle, methyl methacrylate (generic) (33555426) | 1822833 | 123802
Polymer of methacrylic acid, methyl methacrylate, and 2-(.alpha.-methacryloxyacetamido)ethylheteromonocycle (generic) (33555434) | 1822835 | 123803
Polymer of butyl acrylate, butyl methacrylate, 2-(.alpha.-methacryloxyacetamido)ethylheteromonocycle, methacryloxyisopropyl acid phthalate, methylmethacrylate (generic) (33555442) | 1822837 | 123804
Polymer of butyl acrylate, ethyl acrylate, methacrylic acid, methylmethacrylate and 2-(.alpha.-methacryloxyacetamido)ethylheteromonocycle (generic) (33555459) | 1822839 | 123805
Polymer of 2-(.alpha.-methacryloxyacetamido)ethylheteromonocycle, methacryloxyisopropyl acid phthalate and methyl methacrylate (generic) (33555467) | 1822841 | 123806
Polymer of butyl acrylate, 2-(.alpha.-methacryloxyacetamido)ethylheteromonocycle, vinyl acetate (generic) (33555509) | 1822843 | 123807
Polymer of butyl acrylate, butyl methacrylate, (2-methacryloxyethyl)heteromonocycle, methacryloxyisopropyl acid phthalate, and methyl methacrylate (generic) (33555665) | 1822845 | 123808
Linseed oil, polymer with dicarboxylic acid ester manuf. by-products and pentaerythritol (generic) (33820101) | 1822847 | 123809
Benzenedicarboxylic acid, ester manuf. of, by-products from, polymers with glycerol and pentaerythritol (generic) (33820200) | 1822849 | 123810
Oxepanone, polymer with 1,4-butanediol, 4,4'-diisocyanato-3,3'-dimethyl-1,1'-biphenyl, 2,4-diisocyanato-1-methylbenzene, 2-ethyl-2-(hydroxymethyl)-1,3-propanediol, polyoxyethanediyl and urethane elastomer (generic) (33822222) | 1822851 | 123811
2-Oxepanone, polymer with alkanediol 4,4'-diisocyanato-3,3'-dimethyl-1,1'-biphenyl, substituted benzene, 1,3-propanediol and trimethylol propane (generic) (33822230) | 1822853 | 123812
Carbonic dichloride, polymer with 1,2-ethanediol, 2-ethyl-2-(hydroxymethyl)-1,3-propanediol, 1,6-hexanediol, 4,4'-methanetetrayldinitrilo)bis[3,5-bis(1-methylethyl)phenol], 1,1'-methylenebis[4-isocyanatobenzene] and N-heterocycle (generic) (33822248) | 1822855 | 123813
[[4-N,N-Bis[hydroxyethylpolyoxyethylene-polyoxypropylene-polyoxyethylene]amino-2-methylphenyl]substituted] substituted carbopolycycle disulfonic acid, disodium salt (generic) (33824442) | 1822857 | 123814
Methylium chloride, bis[4-[[N,N-bis-[hydroxyethylpolyoxyethylene-polyoxypropylene-polyoxyethylene]amino]methylcarbomonocyclic] substituted carbomonocyclic]-, monosodium salt (generic) (33824459) | 1822859 | 123815
Modified resin polymer of fumaric acid with polyhydric alcohols, ammonium salt (generic) (33824632) | 1822861 | 123816
2-Propenamide, polymer with chloromethyloxirane, 1,4-dichloro-2-butene, alkenyldiamine and oxirane (generic) (33825472) | 1822863 | 123817
Reaction product of methoxypolyethylene glycol and chloromethyl heteromonocycle (generic) (33825480) | 1822865 | 123818
Poly(dimethylaminoethyl methacrylate)homopolymer reaction product with methoxypolyethylene glycol, and chloromethyl heteromonocycle (generic) (33825498) | 1822867 | 123819
Ethylene oxide, polymer with propylene oxide, alkyl phenol, diethylene triamine, formaldehyde and alkylpoly-carboxylic acid (generic) (33825548) | 1822869 | 123820
Ethylene oxide, polymer with propylene oxide, mixed alkyl phenols, glycerine, formaldehyde and alkylpolycarboxylic acid (generic) (33825688) | 1822871 | 123821
Poly(ethylene-propylene) glycol, esters with alkylcarboxylic acid (generic) (33825696) | 1822873 | 123822
Ethylene oxide, polymer with propylene oxide and alkylpolycarboxylic acid (generic) (33825704) | 1822875 | 123823
Alkylamine, polymer with chloromethyloxirane and oxirane, hydrochloride (generic) (33825712) | 1822877 | 123824
Ethylenedichloride alkylamine polymer, hydrochloride salt (generic) (33825720) | 1822879 | 123825
Propylene oxide, polymer with mixed alkyl phenols, formaldehyde andalkylpolycarboxylic acid (generic) (33825738) | 1822881 | 123826
Ethylene oxide, polymer with propylene oxide, alkyl phenols, formaldehyde and alkylpolycarboxylic acid (generic) (33825761) | 1822883 | 123827
Ethylene oxide, polymer with propylene oxide, mixed alkyl phenols, formaldehyde and alkylpolycarboxylic acid (generic) (33825779) | 1822885 | 123828
Sulfurized C14-C18 and C16-C18 unsaturated trialkyl glyceride, C16-C18 and C18 unsaturated alkyl carboxylic acid alkyl ester (generic) (33825878) | 1822887 | 123829
Sulfurized C14-C18 and C16-C18 unsaturated trialkyl glyceride, C16-C18 and C18 unsaturated alkylcarboxylic acid alkyl ester, glyceryl monooleate (generic) (33825910) | 1822889 | 123830
Polyfluoroalkylthio-2-carboxy-3-[(dimethylaminoalkyl)amido]norbornene (generic) (33989278) | 1822891 | 123831
Phosphoric acid esters of mixed hydroxyalkanes, aluminum salt (generic) (33991977) | 1822893 | 123832
Mixed borate esters of isobutanol and dimethyl-hydroxy-alkenes (generic) (33993866) | 1822895 | 123833
Polymer of acrylic acid, dioxoheteromonocycle, phthalic anhydride, propylene oxide and disubstituted diphenylmethane (generic) (34009613) | 1822899 | 123835
Dibromomethyl-dichlorocarbomonocycle (generic) (34060681) | 1822901 | 123836
Cationic polymer of urea, cyanoguanidine and formaldehyde (generic) (34061630) | 1822903 | 123837
Metal complex of 6-hydroxy-5-(2-hydroxy-5-nitrophenylazo)-2-naphthalenesulfonic acid, dicyclohexylamine salt (generic) (34061739) | 1822905 | 123838
Thiodipropionic acid ester adduct (generic) (34061952) | 1822907 | 123839
Lactone esters of cyclohexanedimethanol (generic) (34061978) | 1822909 | 123840
Thiodipropionic acid ester adduct (generic) (34061986) | 1822911 | 123841
Bis(alkylglycol alkanoate)thiodipropionate (generic) (34062307) | 1822913 | 123842
Mixed chromium complexes of hydroxynaphthylazo hydroxynitronaphthalenesulfonic acid; dinitrohydroxy phenylazo hydroxynaphthalene; dichlorohydroxynaphthylazo hydroxy benzenesulfonamide; hydroxynaphthylazo dinitrobenzene and hydroxynitrophenylazo hydroxy naphthalenyl acetamide (generic) (34123422) | 1822915 | 123843
Substituted alkyl-thiouracil (generic) (34124503) | 1822917 | 123844
Linseed oil, polymer with maleic anhydride, pentaerythitol and phenolic resin ester (generic) (34240846) | 1822919 | 123845
1,3-Diisocyanatomethylbenzene, 2-ethyl-2-(hydroxymethyl)-1,3-propanediol, 3-(2-propenyloxy)-1,2-propanediol and nitrogenheterocycle polymer (generic) (34240960) | 1822921 | 123846
1,3-Diisocyanatomethylbenzene, 2-ethyl-2-(hydroxymethyl)-1,3-propanediol, 2-ethyl-2-[(2-propenyloxy)methyl]-1,3-propanediol and nitrogenheterocycle polymer (generic) (34240986) | 1822923 | 123847
Polymer of primary alkenyl amine, 2-propenyl, butyl ester, 2-propanol, maleic anhydride (generic) (34241646) | 1822925 | 123848
2-(.alpha.-Chloroacetamido)ethyloxoheteromonocycle (generic) (34241844) | 1822927 | 123849
2-(.alpha.-Methacryloxyacetamido)ethylheteromonocycle (generic) (34241851) | 1822929 | 123850
Methyl (2-hydroxyethyl) C18-unsatd. alkane derivs. (generic) (34242214) | 1822931 | 123851
Polymer of acrylic acid, ethyl acrylate, hydroxypropyl methacrylate, methyl methacrylate and methyl(2-hydroxyethyl)C18-unsatd. alkane derivs. (generic) (34242222) | 1822933 | 123852
Polymer of butyl acrylate, methacrylic acid, methyl methacrylate, and methyl (2-hydroxy-ethyl) C18-unsatd. alkane derivs. (generic) (34242248) | 1822935 | 123853
Methyl-(2-hydroxyethyl) derivative of linoleic acid (generic) (34242263) | 1822937 | 123854
Polymer of acrylic acid, butyl acrylate, isobutyl methacrylate, methyl-(2-hydroxyethyl)C18 unsatd. alkane derivative (generic) (34242271) | 1822939 | 123855
Polymer of acrylamide, butyl acrylate, 2-(.alpha.-methacryloxyacetamido)ethyl heteromonocycle and vinyl acetate (generic) (34242420) | 1822941 | 123856
Polymer of butyl acrylate, butyl methacrylate, methacrylic acid, (2-methacryloxyethyl)heteromonocycle, methyl methacrylate, and styrene (generic) (34242438) | 1822943 | 123857
Polymer of butyl acrylate, hydroxyethyl methacrylate, methacrylic acid, (2-methacryloxyethyl)heteromonocycle, methyl methacrylate, and styrene (generic) (34242453) | 1822945 | 123858
Polymer of acrylic acid, acrylonitrile, butyl acrylate, ethyl acrylate, 2-(.alpha.-methacryloxyacetamido)ethylheteromonocycle, methyl (2-hydroxyethyl)C18 unsaturated alkane derivative (generic) (34242495) | 1822947 | 123859
Polymer of ethyl acrylate, (2-methacryloxyethyl)heteromonocycle, and methyl methacrylate (generic) (34242511) | 1822949 | 123860
Polymer of butyl acrylate, butyl methacrylate, methacrylic acid, (2-methacryloxyethyl)heteromonocycle and methyl methacrylate (generic) (34242537) | 1822951 | 123861
Polymer of butyl acrylate, hydroxyethyl methacrylate, methylenebutanedioic acid, 2-(.alpha.-methacryloxyacetamido)ethyl heteromonocycle and styrene (generic) (34242578) | 1822953 | 123862
Alkylcarboxylic acid esters of trimethanolpropane (generic) (34243022) | 1822955 | 123863
Copper complex of 4-(6-anilino-1-hydroxy-3-sulfonate-2-naphthylazo)-4'-(2-hydroxy-disubstituted-1-naphthylazo)-3,3'-dimethoxybiphenyl sodium salt (generic) (34243246) | 1822957 | 123864
Acetanilide, 2-[(2-bromo-4,6-dinitrophenyl)azo]alkoxy]-5-bis[(2-hydroxyethyl)amino] deriv. (generic) (34243279) | 1822959 | 123865
Acetanilide, 2-[(2-bromo-4,6-dinitrophenyl)azo]-alkoxy-5-bis[(2-hydroxyethyl)amino] derivative (generic) (34243287) | 1822961 | 123866
Alkoxy[(alkanoyloxyethyl)(hydroxyethyl)amino][(bromodinitrophenyl)azo]benzene (generic) (34243295) | 1822963 | 123867
Acetanilide 2-[(2-bromo-4,6-dinitrophenyl)azo]alkoxy]-5-bis[(2-hydroxyethyl)amino] deriv. (generic) (34243303) | 1822965 | 123868
Alkoxy-[bis(dialkanoyloxyethyl)amino]-[(bromo-dinitrophenyl)azo]benzene (generic) (34243311) | 1822967 | 123869
2-Substituted amino-4-(N-(.beta.-methoxyethyl)amino)-5-methoxy-2'-chloro-6'-substituted-4'-nitroazobenzene (generic) (34243337) | 1822969 | 123870
1,5-diamino-4,8-dihydroxy-3-substituted phenyl-anthraquinone (generic) (34243360) | 1822971 | 123871
Copper complex of the sodium salt of 2,6-bis[1-hydroxy-2-(2,5-disubstituted phenylazo)-3-sulfonato-6-naphthylamino]-4-ethanolamino-1,3,5-triazine (generic) (34243378) | 1822973 | 123872
Methylalkenoic acid, [(isoalkyl)imino]bis(hydroxyalkanediyl) ester (generic) (34244459) | 1822975 | 123873
(2,7-Dihydro-3-methyl-2,7-dioxo-3H-dibenz[f,i,j]isoquinolin-6-yl)cyclohexane derivative (generic) (34244467) | 1822977 | 123874
(2,7-Dihydro-3-methyl-2,7-dioxo-3H-dibenz[f,i,j]isoquinolin-6-yl)phenylmethane derivative (generic) (34244475) | 1822979 | 123875
3-Chloro-(2,7-dihydro-3-methyl-2,7-dioxo-3H-dibenz[f,i,j]isoquinolin-6-yl)benzene derivative (generic) (34244509) | 1822981 | 123876
Amides, from ammonia-substituted amine reaction by-products, tall-oil fatty acids, ethoxylated (generic) (34245092) | 1822983 | 123877
Alkyl esters of vegetable oil fatty acids (generic) (34245761) | 1822985 | 123878
Alkyl esters of vegetable oil fatty acids, sulfurized (generic) (34245779) | 1822987 | 123879
Alkyl esters of tall oil fatty acids, lard oil, mixed alkenes, vegetable oil, and lard oil methyl esters, sulfurized (generic) (34245803) | 1822989 | 123880
Animal and vegetable oils, alkyl lardate, sulfurized (generic) (34245811) | 1822991 | 123881
Alkyl acid phosphate esters (generic) (34245829) | 1822993 | 123882
Polyalkyl ethers, acid phosphate esters (generic) (34245845) | 1822995 | 123883
Polyalkylene ether, ester of sulfurized alkyl carboxylic acid (generic) (34245936) | 1822997 | 123884
Alkyl carboxylic acid esters of trimethanolpropane (generic) (34245993) | 1822999 | 123885
Alkane derivative polymer with bisphenol A, carboxy-terminated acrylonitrile-butadiene copolymer and epichlorohydrin (generic) (34294942) | 1823001 | 123886
Polymethylene polyphenyl isocyanate polymer (generic) (34330324) | 1823003 | 123887
Polypropylene glycol, methylenebis(4-cyclohexyl isocyanate), disubstituted carbomonocycle polymer (generic) (34330340) | 1823005 | 123888
Polypropylene glycol, trimethylolpropane ether, methylenebis (4-cyclohexyl isocyanate), disubstituted carbomonocycle polymer (generic) (34330357) | 1823007 | 123889
Methylenebis(4-cyclohexyl isocyanate), disubstituted carbomonocyclepolymer (generic) (34330365) | 1823009 | 123890
Polypropylene glycol, trimethylolpropane ether, polyalkylene polyphenyl derivative polymer (generic) (34330407) | 1823011 | 123891
Poly(oxyalkylene)pentaerythritol, methylenebis(substituted) carbomonocycle) polymer (generic) (34330423) | 1823013 | 123892
Caprolactone trihydroxyalkane, diphenylmethane derivative polymer (generic) (34330449) | 1823015 | 123893
Glycerol triricinoleate, polyalkylene polyphenyl derivative polymer (generic) (34330456) | 1823017 | 123894
Poly(oxyalkylene)pentaerythritol disubstituted-trialkylhexane polymer (generic) (34330720) | 1823019 | 123895
Caprolactone, trihydroxyalkene, trialkylhexamethylene derivative copolymer (generic) (34330753) | 1823021 | 123896
Glyceryl triricinoleate disubstituted trialkylhexane polymer (generic) (34330787) | 1823023 | 123897
Pentaerythritol ricinoleate, trimethylpolyalkylene derivative polymer (generic) (34330795) | 1823025 | 123898
Polypropylene glycol, disubstituted trialkylhexane polymers (generic) (34330803) | 1823027 | 123899
Polypropylene glycol, trimethylolpropane ether, disubstituted trialkylhexane polymer (generic) (34330811) | 1823029 | 123900
Glycerol triricinoleate, substituted (substituted methyl)polymethylcyclohexane polymer (generic) (34330852) | 1823031 | 123901
Pentaerythritol ricinoleate substituted methyl-substituted-trimethylcyclohexane polymer (generic) (34330860) | 1823033 | 123902
Poly(oxyalkylene)pentaerythritol, substituted-(substituted methyl)polymethylcyclohexane polymer (generic) (34330886) | 1823035 | 123903
N,N,N-Trimethyl-1-alkanaminium, (((polyfluoroalkylthio)alkyl)amido)butylsulfonate (generic) (34334516) | 1823037 | 123904
N,N,N-Trimethyl-1-alkanaminium, (((polyfluoroalkylthio)alkyl)amido)butylsulfonate (generic) (34334524) | 1823039 | 123905
Polyfluoroalkylthio-2-hydroxy-N,N,N-trimethyl-1-propanaminium [[(polyfluoroalkylthio)alkyl]amido]butylsulfonate (generic) (34334532) | 1823041 | 123906
1-([(N-Polyethylene oxide-N-alkyl)amino]polyalkoxy)-polyfluoroalkyl-2-propanol (generic) (34334581) | 1823043 | 123907
1-Polyalkoxy-polyfluoroalkylthio-2-propanol (generic) (34334599) | 1823045 | 123908
1-(Alkylphenoxypolyalkoxy)-(polyfluoroalkylthio)-2-propanol (generic) (34334607) | 1823047 | 123909
Polyfluoroalkylenethio alkylthioalkanoic acid, diethanolamine salt (generic) (34334631) | 1823049 | 123910
Polyfluoroalkylenethio alkylthioalkanoic acid (generic) (34334649) | 1823051 | 123911
Polyfluoroalkylthio-2-carboxy-3-[([(N-dimethyl-N-dihydroxyalkyl) ammonium]alkyl)amido]norbornene (generic) (34334656) | 1823053 | 123912
Aminotriazinopentanediylimino aliphatic diamino copolymer (generic) (34335257) | 1823055 | 123913
Aminotriazinomethyleneimino aliphatic diamino copolymer (generic) (34335372) | 1823057 | 123914
Aminotriazinomethyleneiminoureido copolymer (generic) (34335380) | 1823059 | 123915
Aminotriazinomethyleneiminothioureido copolymer (generic) (34335398) | 1823061 | 123916
Aminotriazinopentanediylimino copolymer (generic) (34335406) | 1823063 | 123917
Aminotriazinopentanediyliminoureido copolymer (generic) (34335414) | 1823065 | 123918
Aminotriazinopentanediyliminothioureido copolymer (generic) (34335422) | 1823067 | 123919
Aminotriazinopentanediylimino aliphatic diamino copolymer (generic) (34335430) | 1823069 | 123920
Aminotriazinomethyleneimino copolymer copper complex (generic) (34335463) | 1823071 | 123921
Aminoalkyldihydropyrimidine (generic) (34335489) | 1823073 | 123922
Aminotriazinomethylenepyrimidino copolymer (generic) (34335497) | 1823075 | 123923
Aminotriazinomethyleneimino ureido copolymer potassium triiodide complex (generic) (34335505) | 1823077 | 123924
Aminotriazinomethylenearyldiamine copolymer (generic) (34335539) | 1823079 | 123925
Aminotriazinomethyleneimino copolymer (generic) (34335547) | 1823081 | 123926
Aminotriazinomethylene aliphatic diamino imino copolymer (generic) (34335562) | 1823083 | 123927
Aminotriazinomethylene aliphatic diamino copolymer (generic) (34335570) | 1823085 | 123928
Aminotriazinomethylene aliphatic diamino copolymer (generic) (34335588) | 1823087 | 123929
Aminotriazinomethyleneimino copolymer silver complex (generic) (34335604) | 1823089 | 123930
Aminotriazinopentanediyl aliphatic diamino copolymer (generic) (34335620) | 1823091 | 123931
Aminotriazinopentanediylimino aliphatic diamino copolymer (generic) (34335638) | 1823093 | 123932
Aminotriazinopentanediyl aliphatic diamino copolymer (generic) (34335646) | 1823095 | 123933
Alkenylsuccinate, calcium salt dispersed in a calcium overbased petroleum sulfonate (generic) (34335851) | 1823097 | 123934
Ethanol derivative, compound with .alpha.-alkyl-.omega.-hydroxypoly(oxy-1,2-ethanediyl) phosphate (generic) (34335869) | 1823099 | 123935
2,5-Furandione, polymer with ethylbenzene, reaction products with C4-20-alcohols and substituted propylamine (generic) (34335877) | 1823101 | 123936
Carbonic acid, polymer with 2-methyl-2-substituted-1,3-propanediol,5-isocyanato-1-(isocyanatomethyl)-1,3,3-trimethylcyclohexane, hydrazine and 1,6-hexanediol (generic) (34342584) | 1823103 | 123937
Substituted benzoic acid metal salt (generic) (34342873) | 1823105 | 123938
(Polyisobutenyl)succinic acid metal salt (generic) (34342881) | 1823107 | 123939
(Polyisobutenyl)succinic acid metal salt (generic) (34342899) | 1823109 | 123940
Alkylsubstituted diphenylmethane, bis[(dioxo-sulfo-substituted-carbopolycycle)azo]-, disodium salt (generic) (34343079) | 1823111 | 123941
Coupling product of diazotized substituted amine- naphthalenesulfonic acid, 1,3-benzenediol diazotized substituted, 1-naphthalenesulfonic acids and diazotized 4-substituted benzenamine, sodium salt (generic) (34343178) | 1823113 | 123942
Substituted 4-aminonaphthalenedisulfonic acid, diazotized and coupled with 1,3-benzenediol, diazotized substituted 5-aminobenzenesulfonic acid anddiazotized 4-substituted benzenamine, sodium salt (generic) (34343186) | 1823115 | 123943
Coupling product of diazotized sulfophenylaminobenzenamine with diazotized substituted 4-aminonaphthalenedisulfonic acid and 1,3-benzenediol (generic) (34343194) | 1823117 | 123944
Soy protein isolate, modified (generic) (34346197) | 1823119 | 123945
Soy protein isolate, modified (generic) (34346205) | 1823121 | 123946
Polymer of: aromatic diisocyanate, difunctional acrylate, glycerolester and polyglycol (generic) (34346288) | 1823123 | 123947
Polyenes formed by reaction of adiprene L315 with an unsaturated alcohol and an unsaturated hydroxy ether (generic) (34346296) | 1823125 | 123948
2-Propenoic acid, 2-methyl-, polymer with alkyl 2-propenoate, substituted benzene and methyl 2-methyl-2-propenoate, mixed salts (generic) (34347237) | 1823127 | 123949
2-Hydroxyethyl 2-propenoate, polymer with 1,1'-methylenebis[4-isocyanatocyclohexane] and 1,3-benzenedicarboxylic acid, polymer with 2-ethyl-2-(hydroxymethyl)-1,3-propanediol and alkanediol (generic) (34347393) | 1823129 | 123950
2-Hydroxyethyl 2-propenoate, polymer with 1,1'-methylenebis[4-isocyanatocyclohexane] and 1,3-benzenedicarboxylic acid, polymer with hexanedioic acid, alkanediol, and 1,2,3-propanetriol (generic) (34347401) | 1823131 | 123951
2-Hydroxyethyl 2-propenoate polymer with alkanediol, hexanedioic acid, 1,1'-methylenebis[4-isocyanatocyclohexane], isophthalic acid and a triol (generic) (34347419) | 1823133 | 123952
1,4-Bis(substituted methyl) cyclohexane polymer with 2-hydroxy 2-propenoate, poly(2-oxepanone), adipic acid, isophthalic acid, glycol and a triol (generic) (34347450) | 1823135 | 123953
Hydrochloride salt of the condensate of poly(1-substitutedethene), ethanediamine and N,N-dimethylalkanediamine (generic) (34398016) | 1823137 | 123954
Substituted naphthalene, bis[(polyalkylphenyl)azo]- (generic) (34425652) | 1823139 | 123955
Fatty acids, C18-unsaturated, dimers, polymers with polyamines and tall-oil fatty acids (generic) (34425892) | 1823141 | 123956
Fatty acids, C18-unsaturated, dimers, polymers with polyethylenepolyamines and a resin (generic) (34425900) | 1823143 | 123957
Fatty acids, tall-oil, polymers with polyethylenepolyamines and a resin (generic) (34425918) | 1823145 | 123958
Fatty acids, C18-unsaturated, dimers, polymers with a fatty acid and a polyethylenepolyamine and a resin (generic) (34425934) | 1823147 | 123959
Dichloroalkyl-dicarbomonocycle methane (generic) (34481747) | 1823149 | 123960
(Substituted phenyl) azo[3-chloro-(N-disubstituted aniline)] (generic) (34481762) | 1823151 | 123961
4-(Substituted phenyl)azo-5-hydroxy-methyl-substituted phenyl pyrazole (generic) (34481770) | 1823153 | 123962
Methoxyheteropolycycle (generic) (34481820) | 1823155 | 123963
(Hydroxynaphthalenyl)azo-hydroxy-substituted naphthalene, substituted [(hydroxyphenyl)azo-hydroxy-naphthalene], chromium complex, sodium salt (generic) (34481861) | 1823157 | 123964
(Hydroxy-substituted-phenyl)azo-hydroxynaphthalene, cobalt complex,sodium salt (generic) (34481879) | 1823159 | 123965
(Hydroxy-substituted naphthalenyl)azo-hydroxy-substituted benzene, chromium complex, sodium salt (generic) (34481887) | 1823161 | 123966
Alkyl-[(hydroxy substituted phenyl)azo]-hydroxy-phenyl-heteromonocycle, chromium complex, sodium salt (generic) (34481903) | 1823163 | 123967
Heteropolycycle-pyrazolium methyl sulfate, substituted (generic) (34481911) | 1823165 | 123968
Alkyl-hydroxy-(2-hydroxysulfonaphthalenyl)azo-phenyl - heteromonocycle, (disubstituted-2-hydroxyphenyl)azo-carboxamido hydroxy-phenyl heteromonocycle, chromium complex, sodium salt (generic) (34481986) | 1823167 | 123969
Alkylaminoalkanoic acid, (phenylamino)phenylazo-, sodium salt (generic) (34482000) | 1823169 | 123970
Heteromonocycle, substituted-hydroxy-(phenylazo)azo- (generic) (34482018) | 1823171 | 123971
Carbocyanine dye derived from substituted benzimidazole and indole salt (generic) (34483032) | 1823173 | 123972
Trisubstituted thiopyrylium salt (generic) (34483040) | 1823175 | 123973
Substituted flavylium salt (generic) (34483057) | 1823177 | 123974
Phenyl (phenylheteropolycyclicalkyl)heteropolycyclic salt (generic) (34483073) | 1823179 | 123975
Carbocyanine dye derived from substituted benzoxazole and benzoxazole salt (generic) (34483198) | 1823181 | 123976
Tetrasubstituted acetanilide (generic) (34483222) | 1823183 | 123977
Disubstituted-1-naphthol (generic) (34483230) | 1823185 | 123978
Trisubstituted pyrazolinone (generic) (34483248) | 1823187 | 123979
Polymer of ethylenediamine, disubstituted cyclohexane and disubstituted toluene (generic) (34483263) | 1823189 | 123980
Polymer of dimethyl terephthalate, neopentyl glycol, substituted isophthalic acid, dimethyl ester and substituted phthalic anhydride (generic) (34483271) | 1823191 | 123981
Polymer of alkyl methacrylate and alkylstyrene and methacrylic acidand methacrylic acid salt (generic) (34483297) | 1823193 | 123982
Trisubstituted-s-triazine (generic) (34483339) | 1823195 | 123983
Substituted(substitutedheteropolycyclicalkenyl)heteropolycyclic salt (generic) (34483347) | 1823197 | 123984
Polymer of polyvinylalcohol, cinnamic acid derivative and carboxylic acid derivative (generic) (34483370) | 1823199 | 123985
Polymer of alkyl-vinyl-heteromonocycle, quaternary salt (generic) (34483412) | 1823201 | 123986
Trisubstituted-s-triazine (generic) (34483479) | 1823203 | 123987
Acetoxy-(disubstituted)-naphthalene (generic) (34483503) | 1823205 | 123988
(Sulfoalkyl)-cyanine dye derived from substituted benzothiazole andbenzothiazole salt (generic) (34483511) | 1823207 | 123989
Substituted-(sulfoalkyl)-carbocyanine dye derived from substituted benzothiazole and benzoxazole salt (generic) (34483537) | 1823209 | 123990
Trisubstituted-1-naphthol (generic) (34483578) | 1823211 | 123991
Trisubstituted pyrylium salt (generic) (34483586) | 1823213 | 123992
Trisubstituted-1-naphthol (generic) (34483594) | 1823215 | 123993
Tetrasubstituted pyrylium salt (generic) (34483743) | 1823217 | 123994
Substituted-(sulfoalkyl)-carbocyanine dye derived from substituted benzoxazole and benzoxazole salt (generic) (34483768) | 1823219 | 123995
(Sulfoalkyl)carbocyanine dye derived from substituted benzimidazoleand benzimidazole salt (generic) (34483776) | 1823221 | 123996
(Sulfoalkyl)carbocyanine dye derived from substituted benzimidazoleand benzothiazole salt (generic) (34483784) | 1823223 | 123997
Trisubstituted-1-naphthol (generic) (34483842) | 1823225 | 123998
Trisubstituted-1-naphthol salt (generic) (34483859) | 1823227 | 123999
Trisubstituted coumarin (generic) (34483875) | 1823229 | 124000
Substituted bis(disubstituted coumarin) (generic) (34483883) | 1823231 | 124001
Trisubstituted-1-naphthol salt (generic) (34483933) | 1823233 | 124002
Trisubstituted-s-triazine (generic) (34483941) | 1823235 | 124003
Chloro-hydroxy-substituted heteropolycycle, iron complex (generic) (34484030) | 1823237 | 124004
Polymer of alkanediol and tetrasubstituted bis(2-phenylethenyl)benzene (generic) (34484055) | 1823239 | 124005
Polymer of alkanediol and tetrasubstituted bis(2-phenylethenyl)benzene (generic) (34484063) | 1823241 | 124006
Trisubstituted-1-naphthol salt (generic) (34484089) | 1823243 | 124007
Polymer of (substituted alkyl) acrylate and N,N,N-(trisubstituted)-aminoethyl methacrylate, quaternary salt (generic) (34484097) | 1823245 | 124008
Trisubstituted thiopyrylium salt (generic) (34484139) | 1823247 | 124009
Amino-(substituted)-phenol salt (generic) (34484162) | 1823249 | 124010
Amino-(substituted)-phenol salt (generic) (34484170) | 1823251 | 124011
Disubstituted benzopyrylium salt (generic) (34484204) | 1823253 | 124012
Substituted-(sulfoalkyl)-dicarbocyanine dye derived from substituted benzothiazole and benzothiazole salt (generic) (34484238) | 1823255 | 124013
Merocarbocyanine dye derived from substituted imidazole and substituted pyrrole salt (generic) (34484246) | 1823257 | 124014
Disubstituted benzopyrylium salt (generic) (34484261) | 1823259 | 124015
(Sulfoalkyl)-cyanine dye derived from substituted benzothiazole andbenzothiazole salt (generic) (34484295) | 1823261 | 124016
Trisubstituted pyrazolidinone (generic) (34484345) | 1823263 | 124017
Trisubstituted-1-naphthol (generic) (34484360) | 1823265 | 124018
Disubstituted benzopyrylium salt (generic) (34484394) | 1823267 | 124019
Polymer of vinylheteromonocycle, quaternary salt (generic) (34484402) | 1823269 | 124020
Substituted-(sulfoalkyl)-carbocyanine dye derived from substituted benzothiazole and benzothiazole salt (generic) (34484444) | 1823271 | 124021
Merodicarbocyanine dye derived from piperidine and substituted benzothiazole salt (generic) (34484451) | 1823273 | 124022
Trisubstituted thiazole salt (generic) (34484485) | 1823275 | 124023
Disubstituted cyclohexane (generic) (34484931) | 1823277 | 124024
Disubstituted cyclohexane (generic) (34484949) | 1823279 | 124025
Hexasubstituted pyrimidine (generic) (34484956) | 1823281 | 124026
Polymer of alkenyl methacrylate and methacrylic acid, substituted alkyl ester (generic) (34484964) | 1823283 | 124027
Polymer of butyl acrylate, (heteromonocycle) alkyl methacrylate andN-(substituted alkyl) acrylamide salt (generic) (34484980) | 1823285 | 124028
Polymer of butyl acrylate, (heteromonocycle) alkyl methacrylate, N-(substituted alkyl) acrylamides salt and (substituted methyl) styrene (generic) (34484998) | 1823287 | 124029
Disubstituted-(sulfoalkyl)-benzothiazole salt (generic) (34485052) | 1823289 | 124030
Disubstituted-(sulfoalkyl)-benzothiazole salt (generic) (34485060) | 1823291 | 124031
Disubstituted tetrazole (generic) (34485342) | 1823293 | 124032
Disubstituted-1-naphthol (generic) (34485359) | 1823295 | 124033
Alkyl-p-benzoquinone (generic) (34485375) | 1823297 | 124034
Starch, reaction products diethylenetriamine, epichlorohydrin alkanedioic acid, polymer, sodium salts (generic) (34485813) | 1823299 | 124035
Oxidized olefin copolymer with alkylamine and formaldehyde (generic) (34498964) | 1823301 | 124036
Metallo phosphosulfurized polybutene (generic) (34498972) | 1823303 | 124037
Amino diphenyl derivative, amino benzene, benzene polycarbonyl polymer (generic) (34499012) | 1823305 | 124038
Amino benzene, bisbenzene derivative benzene polycarbonyl polymer (generic) (34499020) | 1823307 | 124039
Bisamino phenyl derivative benzenepolycarbonyl polymer (generic) (34499038) | 1823309 | 124040
5-Substituted-naphthoylene methylbenzimidazole (generic) (34499517) | 1823311 | 124041
2-Acetylamino-4-(N,N-bis(substituted alkyl)amino)-2'-chloro-6'-cyano-4'-nitroazobenzene (generic) (34499525) | 1823313 | 124042
2-Acetylamino-4-(N-(2-methoxyethyl)-N-substituted alkylamino)-2'-chloro-6'-cyano-4'-nitroazobenzene (generic) (34499533) | 1823315 | 124043
4-Substituted-naphthoylenemethylbenzimidazole (generic) (34499822) | 1823317 | 124044
Polyethylene oxide tetrachlorophthalate (generic) (34502369) | 1823319 | 124045
Polyethyleneoxide 2,3,4,5-tetrachlorophthalate, triethanolamine salt (generic) (34502377) | 1823321 | 124046
1,4-Cyclohexyldimethylol, 4,4'-diisocyanatodicyclohexylmethane, 1,2-ethylenediamine, poly-.epsilon.-caprolactonediol derivative of an alkyl diol and 1-hydroxy-2-methoxyethane polymer (generic) (34502849) | 1823323 | 124047
Poly-.epsilon.-caprolactone dihydroxy derivative of an alkyl diol, 4,4'-diisocyanatodicyclohexylmethane, 1,2-diaminoethane, and 1-hydroxy-2-methoxyethane polymer (generic) (34502864) | 1823325 | 124048
2-Hydroxyalkyl alkenoate polymer with N,N'-di(hexamethylene 6-isocyanate) N'-carbamyl hexamethylene 6-isocyanate urea (generic) (34503011) | 1823327 | 124049
2-Hydroxyethyl 2-propenoate polymer with .alpha.-hydro-.omega.-hydroxypoly[oxy(methyl-1,2-ethanediyl)] ether with 2-ethyl-2-(hydroxymethyl)-1,3-propanediol (3:1) 2-propenoate, toluene diisocyanate and poly-.epsilon.-caprolactonediol derivative of an alkyl diol (generic) (34503029) | 1823329 | 124050
2-propenoic acid with a polyepsilon caprolactone derivative of an alkyl triol with a polyepsilon caprolactone derivative of an alkyl diol with 4-4' methylene bis cyclohexyl isocyanate with 2 hydroxy ethyl 2 propenoate polymer (generic) (34503037) | 1823331 | 124051
Alkanedioic acid, polymer with alkanediols, 2-hydroxyethyl 2-propenoate and 1,1'-(methylethylidene)bis[isocyanatocyclohexane] (generic) (34503045) | 1823333 | 124052
Alkanoic acid, alkanediol, toluene diisocyanate, 2-hydroxyethyl 2-propenoate (generic) (34503052) | 1823335 | 124053
2-Propenoic acid, alkyl acid, 2,2',2'',2'''-[1,2-ethanediylidenetetrakis(4,1-phenyleneoxymethylene)]tetrakis[oxirane] (generic) (34503060) | 1823337 | 124054
2-Propenoic acid, alkylcarboxylic acid, neopentyl glycol diglycidylether, epichlorohydrin, bisphenol A polymer (generic) (34503102) | 1823339 | 124055
Alkanedioic acid, polymer with alkanediols, 2-hydroxyethyl 2-propenoate and isocyanato(isocyanatomethyl)-1,3,3-trimethylcyclohexane (generic) (34503136) | 1823341 | 124056
Metal-containing reaction product of polyalkenylphenol, alkylamine,formaldehyde and aliphatic acid (generic) (34503292) | 1823343 | 124057
Zinc dialkyl dithiophosphate (generic) (34503318) | 1823345 | 124058
Zinc di(substituted) dithiophosphate (generic) (34503326) | 1823347 | 124059
Substituted succinimide (generic) (34503342) | 1823349 | 124060
Bisamino phenyl derivative benzenepolycarbonyl polymer (generic) (34503433) | 1823351 | 124061
Chloroalkylaluminum sulfide (generic) (34503466) | 1823353 | 124062
Reaction product of calcium salts of alkylphenols, formaldehyde andalkylamine (generic) (34503490) | 1823355 | 124063
Dialkyl dithiophosphoric acid (generic) (34503557) | 1823357 | 124064
Calcium salts of alkylphenols, sulfurized (generic) (34503565) | 1823359 | 124065
Di(substituted) dithiophosphate (generic) (34503573) | 1823361 | 124066
Calcium salts of alkylphenols, sulfurized (generic) (34503581) | 1823363 | 124067
2,5-Bis(alkyldithio)-1,3,4-thiadiazole (generic) (34503607) | 1823365 | 124068
2,5-Bis(alkyldithio)-1,3,4-thiadiazole (generic) (34503615) | 1823367 | 124069
2,5-Bis(alkyldithio)-1,3,4-thiadiazole (generic) (34503631) | 1823369 | 124070
2-(Alkyldithio)-5-mercapto-1,3,4-thiadiazole (generic) (34503649) | 1823371 | 124071
2-(Alkyldithio)-5-mercapto-1,3,4-thiadiazole (generic) (34503656) | 1823373 | 124072
2-(Alkyldithio)-5-mercapto-1,3,4-thiadiazole (generic) (34503664) | 1823375 | 124073
2,5-Bis(alkyldithio)-1,3,4-thiadiazole (generic) (34503672) | 1823377 | 124074
2,5-Bis(alkyldithio)-1,3,4-thiadiazole (generic) (34503698) | 1823379 | 124075
2,5-Bis(alkyldithio)-1,3,4-thiadiazole (generic) (34503706) | 1823381 | 124076
2-(Alkyldithio)-1,3,4-thiadiazole (generic) (34503730) | 1823383 | 124077
2-(Alkyldithio)-1,3,4-thiadiazole (generic) (34503748) | 1823385 | 124078
Bis benzene derivative benzene polycarbonyl polymer (generic) (34503755) | 1823387 | 124079
Zinc-vanadium-phosphorus-oxygen complex (generic) (34503763) | 1823389 | 124080
Molybdic acid solution (generic) (34503854) | 1823391 | 124081
Magnesium polyalkylbenzenesulfonate (generic) (34503961) | 1823393 | 124082
Ethylene oxide adduct of diamine (generic) (34503979) | 1823395 | 124083
Tetrachlorophthalic acid, polyethylene oxide mono(carboxyhexylcyclohexanealkanoate) (generic) (34534339) | 1823397 | 124084
2,3,4,5-Tetrachlorophthalic acid, polyethylene oxide monotallate esters (generic) (34534347) | 1823399 | 124085
Tetrachlorophthalic acid, polyethylene oxide mono(carboxyhexylcyclohexanealkanoate) triethanolamine salt (generic) (34534354) | 1823401 | 124086
Tetrachlorophthalic acid, polyethylene oxide monotallate esters, triethanolamine salt (generic) (34534362) | 1823403 | 124087
2,3,4,5-Tetrachlorophthalic acid, polyethylene oxide modified monooleate esters (generic) (34534388) | 1823405 | 124088
2,3,4,5-Tetrachlorophthalic acid, polyethylene oxide modified monooleate esters, triethanolamine salt (generic) (34534404) | 1823407 | 124089
Bis(substituted phenyl)azo- (sulfonaphthyl)azo-, amide deriv., sodium salt (generic) (34535518) | 1823409 | 124090
Reaction product of polyethyleneamine, zinc oxide and stearic acid (generic) (34535674) | 1823411 | 124091
Tall oil fatty acids, compounds with saturated and unsaturated alkylpiperazine (generic) (34536060) | 1823413 | 124092
C18-unsaturated fatty acids, oligomers, compounds with saturated and unsaturated alkyl piperazine (generic) (34536078) | 1823415 | 124093
C18-unsaturated fatty acids, oligomers, compounds with saturated and unsaturated alkyl piperazine (generic) (34536086) | 1823417 | 124094
C18-unsaturated fatty acids, oligomers, compounds with saturated and unsaturated alkyl piperazine (generic) (34536094) | 1823419 | 124095
C18-Unsaturated fatty acids, oligomers, compounds with polyalkenepolyamine-tall oil fatty acid reaction products (generic) (34536102) | 1823421 | 124096
Hydroxyacetic acid, compounds with saturated and unsaturated alkyl piperazine (generic) (34536110) | 1823423 | 124097
Naphthalene derivative, coupling products with diazotized methyl derivative of aminoazobenzene (generic) (34536862) | 1823425 | 124098
Naphthalene derivative, coupling products with diazotized methyl derivative of aminoazobenzene (generic) (34536870) | 1823427 | 124099
Naphthalene derivative, coupling products with diazotized methyl derivative of aminoazobenzene (generic) (34536888) | 1823429 | 124100
Diisooctyl ester of aliphatic dibasic acid (generic) (34538876) | 1823431 | 124101
Diisooctyl ester of aliphatic dibasic acid (generic) (34538884) | 1823433 | 124102
[[(1-Amino-4-hydroxy-9,10-dioxo-2-anthracenyl)oxy]benzyl]propyl derivative (generic) (34567115) | 1823435 | 124103
Benzenamine, N-ethyl-N-(phenylmethyl)-4-substituted- (generic) (34567172) | 1823437 | 124104
Benzenesulfonic acid, 2,2'-(1,2-ethenediyl)bis[5-nitro-, di salt (generic) (34567206) | 1823439 | 124105
Benzenamine, N-ethyl-3-methyl-N-(phenylmethyl)-4-substituted (generic) (34567255) | 1823441 | 124106
Acetanilide, 2-[(2-chloro-4-nitrophenyl)azo]-5-bis[(2-hydroxyethyl)amino] derivative (generic) (34567784) | 1823443 | 124107
Acetanilide, 2-[(2-chloro-4-nitrophenyl)azo]-5-dialkyl - heteromonocycle-, chloride salt (generic) (34567792) | 1823445 | 124108
Cobaltate, bis[5-amino substituted phenylazophenolato]-, N,N'-bis[hydroxyalkyl derivative], compound with N-butyl butanamine derivative (generic) (34568535) | 1823447 | 124109
Copper phthalocyaninedisulfonic acid, amine derivative salt (generic) (34568550) | 1823449 | 124110
Alkylamine salt of bis[2,2'-dioxydi[substituted oxypropyl]amino substituted azobenzene]iron (generic) (34568568) | 1823451 | 124111
Naphthalene derivative, coupling products with diazotized methyl derivative of aminoazobenzene (generic) (34568584) | 1823453 | 124112
Cobaltate, bis[substituted phenylazo, substituted phenylazophenolato]-, mixed alkyl derivatives, dihydrogen, compounds with N-butylbutanamine (generic) (34568592) | 1823455 | 124113
Polymer of benzofuran derivative and substituted imidazole (generic) (34568618) | 1823457 | 124114
2-Naphthalenamine, mixed alkyl derivatives (generic) (34568675) | 1823459 | 124115
1-Naphthalenamine, mixed alkyl derivatives (generic) (34568683) | 1823461 | 124116
Alkyl naphthalenamine derivative (generic) (34568691) | 1823463 | 124117
Phenylethyloxoheteropolycycle substituted phenylazo (generic) (34568709) | 1823465 | 124118
1,3-Benzofurandione reaction product with phenol derivatives (generic) (34568790) | 1823467 | 124119
Copper 2-(aminoalkoxy)ethanol N-(substituted phenyl)-1-[[2-methoxy-5-methyl-4-(phenylazo)phenyl]azo]-2-naphthalenamine complexes (generic) (34568907) | 1823469 | 124120
Copper N-(substituted phenyl)-1-[[2-methoxy-5-methyl-4-(phenylazo)phenyl]azo]-2-naphthalenamine alkyl amino complexes (generic) (34568915) | 1823471 | 124121
Cobaltate, bis[substituted phenylazo, substituted phenylazophenolato]-, mixed alkyl derivatives, dihydrogen, compounds with N-butylbutanamine (generic) (34568923) | 1823473 | 124122
Alkynyl phthalimide (generic) (34568972) | 1823475 | 124123
Fatty acids, dimers, polymers with benzoic acid, substituted amine glycerol, pentaerythritol, phthalic anhydride and soybean oil (generic) (34569194) | 1823477 | 124124
Fatty acids, dimers, polymers with substituted amine, pentaerythritol, phthalic anhydride, rosin and soya fatty acids (generic) (34569202) | 1823479 | 124125
Fatty acids, dimers, polymers with substituted amine, pentaerythritol, phthalic anhydride, rosin and soya fatty acids (generic) (34569210) | 1823481 | 124126
Fatty acids, dimers, polymers with substituted amine, pentaerythritol, phthalic anhydride, rosin and soya fatty acids (generic) (34569228) | 1823483 | 124127
Fatty acids, dimers, polymers with substituted amine, pentaerythritol, phthalic anhydride, rosin and soya fatty acids (generic) (34569236) | 1823485 | 124128
Fatty acids, dimers, polymers with substituted amine, pentaerythritol, phthalic anhydride, rosin and soya fatty acids (generic) (34569244) | 1823487 | 124129
Fatty acids, dimers, polymers with substituted amine, glycerol, pentaerythritol, phthalic anhydride and soybean oil (generic) (34569251) | 1823489 | 124130
Fatty acids, dimers, polymers with substituted amine, glycerol, pentaerythritol, phthalic anhydride and soybean oil (generic) (34569269) | 1823491 | 124131
Fatty acids, dimers, polymers with substituted amine, glycerol, pentaerythritol, phthalic anhydride and soybean oil (generic) (34569277) | 1823493 | 124132
Fatty acids, dimers, polymers with substituted amine, glycerol, pentaerythritol, phthalic anhydride and soybean oil (generic) (34569285) | 1823495 | 124133
Reaction product of prepolymerized alkenoic acids and triethylenetetramine (generic) (36010932) | 1823497 | 124134
Substituted benzene, polymer with disubstituted benzene (generic) (36010957) | 1823499 | 124135
Polyester urethane copolymer (generic) (36016509) | 1823501 | 124136
Polyester urethane copolymer (generic) (36016517) | 1823503 | 124137
Reaction products of fatty acids and maleic anhydride (generic) (36039105) | 1823505 | 124138
Reaction products of fatty acids, maleic anhydride and triethanolamine (generic) (36039113) | 1823507 | 124139
Reaction products of fatty acids, maleic anhydride and oleylamine (generic) (36039121) | 1823509 | 124140
Reaction products of fatty acids, maleic anhydride and oleylamine ethoxylated (generic) (36039139) | 1823511 | 124141
Poly(oxyalkylene) aminoarylazoaryl disulfonic acid, disodium salt (generic) (36040582) | 1823513 | 124142
Adduct of 1,1'-bis(2-aminophenylthio)methane and an isocyanate terminated polysubstituted glycol polymer (generic) (36041994) | 1823515 | 124143
Bisphenol A - epichlorohydrin polymer, reaction products with alkanolamine and substituted alkanolamine (generic) (36042000) | 1823517 | 124144
Bisphenol A epoxy resin, aromatic glycidyl ether, substituted aminepolymer (generic) (36042489) | 1823519 | 124145
Magnesium polyalkylbenzene sulfonate (generic) (36043404) | 1823521 | 124146
Calcium alkylphenol-amine Mannich product (generic) (36043610) | 1823523 | 124147
Reaction product of polyalkenylphenol, alkylamine, formaldehyde, and aliphatic acid (generic) (36043636) | 1823525 | 124148
Metal-containing reaction product of polyalkenylphenol, alkylamine,formaldehyde, and aliphatic acid (generic) (36043644) | 1823527 | 124149
Reaction product of polyalkenylphenol, alkylamine, formaldehyde, and aliphatic acid (generic) (36043651) | 1823529 | 124150
Metal-containing reaction product of polyalkenylphenol, alkylamine,formaldehyde, and aliphatic acid (generic) (36043669) | 1823531 | 124151
Reaction product of polyalkenylphenol, alkylamine, formaldehyde, and aliphatic acid (generic) (36043677) | 1823533 | 124152
Metal-containing reaction product of polyalkenylphenol, alkylamine,formaldehyde, and aliphatic acid (generic) (36043685) | 1823535 | 124153
Polyamine adduct (generic) (36043859) | 1823537 | 124154
Polyamine adduct (generic) (36043867) | 1823539 | 124155
Silica gel reaction product with chromic acid, bis(triphenylsilyl) ester and metalalkalkoxide (generic) (36100717) | 1823541 | 124156
Organochlorosilane (generic) (36106144) | 1823543 | 124157
Silane derivative (generic) (36106151) | 1823545 | 124158
Aluminum silicate clay treated with organosilane (vinyl functionality) (generic) (36110971) | 1823547 | 124159
Aluminum silicate clay treated with organosilane (amino functionality) (generic) (36110989) | 1823549 | 124160
Calcined kaolin clay treated with organosilane (mercapto functionality) (generic) (36110997) | 1823551 | 124161
Substituted bis(butyltin alkyl mercaptoacetate) (generic) (36111508) | 1823553 | 124162
Poly(oxyalkylene)-hydro-hydroxy-, ether with [[[[bis(hydroxyalkyl)amino]carbocycle]-(sulfocarbocycle) methylene]carbocyclidene]-hydroxy-(2-hydroxyalkyl)alkylaminium inner salt (generic) (36117166) | 1823555 | 124163
Oxirane, alkyl-, polymer with oxirane, ether with [[[bis(hydroxyalkyl)amino]carbocycle]-(sulfocarbocycle)methylene]-bis(hydroxyalkyl)-carbocyclidene]- inner salt (generic) (36117224) | 1823557 | 124164
Poly(oxyalkylene)-hydro-hydroxy-, ether with [[[[bis(hydroxyalkyl)amino]methylcarbocycle]-(sulfocarbocycle)methylene]-methyl-carbocyclidene]-hydroxy-(hydroxyalkyl)alkylaminium inner salt (generic) (36117752) | 1823559 | 124165
Alkylene carbonate, polymer with 5-amino-1,3,3-trimethylcyclohexanemethanamine, 1,6-hexanediol, and 1,1'-methylenebis(4-isocyanatocyclohexane) (generic) (36118388) | 1823561 | 124166
Alkylene carbonate, polymer with 5-amino-1,3,3-trimethylcychohexanemethanamine, 1,6-hexanediol and 5-isocyanato-1-(isocyanatomethyl)-1,3,3-trimethylcyclohexane (generic) (36118412) | 1823563 | 124167
Alkylene carbonate, polymer with 4-amino-.alpha.,.alpha.,4-trimethylcyclohexanemethanamine, 1,6-hexanediol, and 5-isocyanato-1-(isocyanatomethyl)-1,3,3-trimethylcyclohexane (generic) (36118446) | 1823565 | 124168
Alkylene carbonate, polymer with 1,4-butanediol, 1,6-hexanediol and1,1'-methylenebis(4-isocyanatocyclohexane) (generic) (36118479) | 1823567 | 124169
Alkylene carbonate, polymer with 1,6-hexanediol and 1,1'-methylenebis(4-isocyanatocyclohexane), 2-hydroxyethyl acrylate-blocked (generic) (36118503) | 1823569 | 124170
Carbonic acid, polymer with 2-methyl-2-substituted-1,3-propanediol,5-isocyanato-1-(isocyanatomethyl)-1,3,3-trimethylcyclohexane, hydrazine and 1,6-hexanediol (generic) (36118537) | 1823571 | 124171
2-Oxepanone, polymer with 1,3-butanediol, alkylene carbonate, 2-ethyl-2-(hydroxymethyl)-1,3-propanediol, 1,6-hexanediol, 5-isocyanato-1-(isocyanatomethyl)-1,3,3-trimethylcyclohexane, and 1,1'-methylenebis(4-isocyanatocyclohexane) (generic) (36118560) | 1823573 | 124172
Hexanedioic acid, polymer with 2,2-dimethyl-1,3-propanediol, alkylene carbonate, 1,6-hexanediol, 5-isocyanato-1-(isocyanatomethyl)-1,3,3-trimethylcyclohexane and 1,1'-methylenebis(4-isocyanatocyclohexane) (generic) (36118594) | 1823575 | 124173
Hexanedioic acid polymer with 5-amino-1,3,3-trimethylcyclohexanemethanamine, 2,2-dimethyl-1,3-propanediol, alkylene carbonate, 1,6-hexanediol, 5-isocyanato-1-(isocyanatomethyl)-1,3,3-trimethylcyclohexane, and 1,1'-methylenebis(4-isocyanatocyclohexane) (generic) (36118628) | 1823577 | 124174
Alkylene carbonate, polymer with 2,2-dimethyl-1,3-propanediol, 1,6-hexanediol, hydrazine and 1,1'-methylenebis(4-isocyanatocyclohexane) (generic) (36118651) | 1823579 | 124175
Phenolic oil polymer (generic) (36119972) | 1823581 | 124176
Substituted pyrimidone glyoxal polymer (generic) (50000355) | 1823583 | 124177
Substituted urea glyoxal polymer (generic) (50000371) | 1823585 | 124178
Quinone diazide sulfo ester (generic) (50000736) | 1823587 | 124179
Acrylonitrile polymer with butadiene, substituted diethylene glycoland alkene (generic) (50003243) | 1823589 | 124180
.alpha., .omega.-Bis(methoxycarbonyl)poly(oxy substituted alkanediyl) (generic) (50029388) | 1823591 | 124181
Formaldehyde polymer with urea, polyamine and alkanoic acid (generic) (50053115) | 1823593 | 124182
Tall oil fatty acid, reaction product with polyethyleneamine (generic) (50055243) | 1823595 | 124183
Polymer of 1,3-propanediol, 2,2-dimethyl-1,6-hexanedioic acid, 1,3-benzenedicarboxylic acid, 2,3-epoxypropyl ester of Versatic 911 acids, 1,2-propanediol and valeric acid, 4,4-bis(substituted carbomonocyclic)- (generic) (50086347) | 1823597 | 124184
Cobalt tetra[benzo-(phthaloyl)]porphyrazine-tetraene (generic) (50136282) | 1823599 | 124185
Bis(1-methyl heteromonocycle alkylene)copper phthalocyanideacetato (sulfonated) (generic) (50154400) | 1823601 | 124186
Thioxoheterocycle (generic) (50154871) | 1823603 | 124187
Poly-(N,N,N-tris(alkyl and/or hydroxyalkyl))amine substituted manganese(II) salt (generic) (50155001) | 1823605 | 124188
Substituted tridecanol (generic) (50159870) | 1823607 | 124189
Sulfurized olefin (generic) (50165851) | 1823609 | 124190
Di(heteropolycyclicmethyl) sulfide (generic) (50194646) | 1823611 | 124191
Aminohydroxyheteropolycycle (generic) (50194786) | 1823613 | 124192
N-Alkylalkylenediamine manganese salt (generic) (50213248) | 1823615 | 124193
Polyalkylene polyamine substituted manganese(II) salt (generic) (50213255) | 1823617 | 124194
N,N,N',N'-Tetrakis(hydroxyalkyl and alkyl)alkylenediamine manganesesalt (generic) (50213263) | 1823619 | 124195
Poly-(N,N,N-tris(alkyl and/or hydroxyalkyl))amine substituted manganese(II) salt (generic) (50213271) | 1823621 | 124196
Alkyl amine manganese salt (generic) (50213289) | 1823623 | 124197
Proteins soy, reaction products with ammonium and alkyl ether starch, modified (generic) (50216597) | 1823625 | 124198
Perfluoroalkyl ethyl acrylate - vinylidene chloride acrylamide copolymer (generic) (50219518) | 1823627 | 124199
Perfluoroalkyl ethanol and methyl alcohol adducts of toluene diisocyanate (generic) (50219526) | 1823629 | 124200
Fluoroalkyl acrylate acrylonitrile polyoxyethylene methacrylate copolymer (generic) (50219534) | 1823631 | 124201
Fluoroalkyl acrylate benzyl methacrylate aziridinylethyl methacrylate copolymer (generic) (50219617) | 1823633 | 124202
Fluoroalkyl acrylate vinyl chloride dioctyl maleate copolymer (generic) (50219625) | 1823635 | 124203
Perfluoroalkyl carbonyl amino polyethylene oxide (generic) (50219781) | 1823637 | 124204
Perfluoroalkylcarbonylaminopropyldimethylamine oxide (generic) (50219799) | 1823639 | 124205
N-Perfluoroalkylcarbonyl-N'-hydroxyethyl-N'-acetic acid piperidine betaine (generic) (50219815) | 1823641 | 124206
Disubstituted-1-naphthol (generic) (50220334) | 1823643 | 124207
Perfluoroalkylcarbonylaminopropyltrimethylammonium iodide (generic) (50220342) | 1823645 | 124208
N,N-Dimethyl-N-(perfluoroalkylcarbonylaminopropyl)-.alpha.-acetic acid betaine (generic) (50220359) | 1823647 | 124209
Accelerated cycloaliphatic amine (generic) (50226455) | 1823649 | 124210
Linear saturated polyester resin containing hydroxyl groups (generic) (Y-85-0002) | 1823651 | 124211
Acrylic copolymer (generic) (Y-85-0004) | 1823653 | 124212
Polymer of phthalic anhydride, alkyl fatty acids, pentaerythritol, substituted alkanoic acid and propylene glycol (generic) (Y-85-0008) | 1823655 | 124213
Vegetable oils, polymer with phthalic anhydride and pentaerythritol (generic) (Y-85-0010) | 1823657 | 124214
Polymer of benzoic acid, vegetable oils, isophthalic acid and polyhydroxyalkanes (generic) (Y-85-0011) | 1823659 | 124215
Rosin-modified phenolic resin (generic) (Y-85-0012) | 1823661 | 124216
Rosin-modified phenolic resin (generic) (Y-85-0014) | 1823663 | 124217
Ethylene terpolymer (generic) (Y-85-0017) | 1823665 | 124218
Modified styrene copolymer (generic) (Y-85-0023) | 1823667 | 124219
Polymer of (alkylene ether) glycol and methylenebis[isocyanatobenzene] (generic) (Y-85-0025) | 1823669 | 124220
Alkyd copolymer (generic) (Y-85-0026) | 1823671 | 124221
Rosin modified alkyd polymer (generic) (Y-85-0028) | 1823673 | 124222
Styrene acrylate t-thiol polymer (generic) (Y-85-0031) | 1823675 | 124223
Terpolyamide (generic) (Y-85-0032) | 1823677 | 124224
Alkali soluable styrene acrylate random copolymer (generic) (Y-85-0047) | 1823679 | 124225
Alkali soluable styrene acrylate random copolymer (generic) (Y-85-0048) | 1823681 | 124226
Alkali soluable styrene acrylate random copolymer (generic) (Y-85-0049) | 1823683 | 124227
Alkali soluable styrene acrylate random copolymer (generic) (Y-85-0050) | 1823685 | 124228
Alkyl methacrylate polymer (generic) (Y-85-0052) | 1823687 | 124229
Alkyl methacrylate polymer (generic) (Y-85-0053) | 1823689 | 124230
Alkyl methacrylate polymer (generic) (Y-85-0054) | 1823691 | 124231
Polyoxyalkylene silsesquioxane (generic) (Y-85-0055) | 1823693 | 124232
Alkyd resin (generic) (Y-85-0056) | 1823695 | 124233
1-Substituted propane, 2-methyl-2-[(1-oxo-2-propenyl)amino]-, monosodium salt, polymer with 2-propenamide and 2-propenoic acid, sodium salt (generic) (Y-85-0057) | 1823697 | 124234
Saturated polyester resin containing hydroxyl groups (generic) (Y-85-0058) | 1823699 | 124235
Polyester resin made from dibasic aromatic and aliphatic acids and aliphatic glycols (generic) (Y-85-0059) | 1823701 | 124236
Methacrylic tetrapolymer (generic) (Y-85-0072) | 1823703 | 124237
Phthalic anhydride, polymer with alkane triol, soybean oil, vegetable oil and cyclic carboxylic acid (generic) (Y-85-0079) | 1823705 | 124238
Polyoxyalkylene modified dimethylsilicone (generic) (Y-85-0080) | 1823707 | 124239
Ethylene oxide, polymer with propylene oxide, alkyl phenol, formaldehyde and alkyl polycarboxylic acid (generic) (Y-85-0082) | 1823709 | 124240
Ethylene oxide, polymer with propylene oxide, mixed alkylphenols, formaldehyde and alkylpolycarboxylic acid (generic) (Y-85-0083) | 1823711 | 124241
Ethylene oxide, polymer with propylene oxide, mixed alkylphenols, formaldehyde and alkylpolycarboxylic acid (generic) (Y-85-0085) | 1823713 | 124242
Ethylene oxide, polymer with propylene oxide, mixed alkylphenols, formaldehyde and alkylpolycarboxylic acid (generic) (Y-85-0086) | 1823715 | 124243
Saturated polyester (generic) (Y-85-0089) | 1823717 | 124244
Hydroxy functional acrylic copolymer (generic) (Y-85-0095) | 1823719 | 124245
Polyester resin (generic) (Y-85-0096) | 1823721 | 124246
Dimethyl terephthalate, alkanediols and trimellitic anhydride polymer (generic) (Y-85-0099) | 1823723 | 124247
Polymer of an aromatic diisocyanate, alkane polyols, alkanolamine, alkanedioic acid, alkane alcohol (generic) (Y-85-0100) | 1823725 | 124248
Polyurethane resins (generic) (Y-85-0110) | 1823729 | 124250
Unsaturated polyester resin from dibasic acids and polyol (generic) (Y-85-0111) | 1823731 | 124251
Polyester resin (generic) (Y-85-0131) | 1823733 | 124252
Copolyetheresteramide (generic) (Y-85-0132) | 1823735 | 124253
Alkali metal salt of ester of polyfunctional alkylene oxide polymer (generic) (Y-85-0133) | 1823737 | 124254
Water soluble acrylate random copolymer (generic) (Y-85-0134) | 1823739 | 124255
Water soluble acrylate random copolymer (generic) (Y-85-0135) | 1823741 | 124256
Water soluble acrylate random copolymer (generic) (Y-85-0136) | 1823743 | 124257
Cross-linked polymeric acrylic micro-particles (generic) (Y-85-0137) | 1823745 | 124258
Polyurethane dispersion (generic) (Y-85-0139) | 1823747 | 124259
Polyurethane polyester (generic) (Y-85-0142) | 1823749 | 124260
Polyester of carbomonocyclic ester, sulfonated carbomonocyclic ester and alkylene glycol (generic) (Y-85-0144) | 1823751 | 124261
Styrene acrylic modified oil (generic) (Y-85-0146) | 1823753 | 124262
Saturated polyester resin from dibasic acids and diols (generic) (Y-85-0147) | 1823755 | 124263
Aromatic-aliphatic ketone/formaldehyde resin modified with a cycloaliphatic diisocyanate (generic) (Y-85-0148) | 1823757 | 124264
Styrenated vegetable oil (generic) (Y-85-0149) | 1823759 | 124265
Styrene-acrylate random emulsion copolymer (generic) (Y-85-0161) | 1823761 | 124266
Acrylate terpolymer (generic) (Y-85-0163) | 1823763 | 124267
Alkyd resin (generic) (Y-85-0167) | 1823765 | 124268
Polymer partial ester (generic) (Y-86-0001) | 1823767 | 124269
Polyester of bisphenol A resin, alkyl fatty acid and an aromatic anhydride (generic) (Y-86-0003) | 1823769 | 124270
Neutralized reaction product of alkylphenoxypolyethylene oxide and alkenyl acetate, alkyl acrylate and unsaturated anhydride terpolymer (generic) (Y-86-0004) | 1823771 | 124271
2-Butenedioic acid, fatty acid (generic) (Y-86-0011) | 1823773 | 124272
Polyethene wax, ester (generic) (Y-86-0016) | 1823775 | 124273
Polyester (generic) (Y-86-0018) | 1823779 | 124275
Silicone modified alkyd (generic) (Y-86-0019) | 1823781 | 124276
Acrylic copolymer (generic) (Y-86-0026) | 1823783 | 124277
Water soluble urethane (generic) (Y-86-0029) | 1823785 | 124278
Acetal copolymer (generic) (Y-86-0033) | 1823787 | 124279
Hydroxy functional acrylic copolymer (generic) (Y-86-0042) | 1823789 | 124280
Polymer of alkanedioic acid/alkanepolyol/benzene polycarboxylic acid (generic) (Y-86-0043) | 1823791 | 124281
Polyester resin of aryl and alkane dicarboxylic acids plus alkanediols (generic) (Y-86-0048) | 1823793 | 124282
Polyester (generic) (Y-86-0049) | 1823795 | 124283
Polyester resin of an aryl dicarboxylic acid and an alkane diol (generic) (Y-86-0054) | 1823797 | 124284
Styrenated acrylic copolymer (generic) (Y-86-0058) | 1823799 | 124285
Modified styrene acrylic emulsion (generic) (Y-86-0061) | 1823801 | 124286
Polymer of alkenyl benzene and mixed alkyl esters of alkenyl carboxylic acids (generic) (Y-86-0071) | 1823803 | 124287
Polymer of alkenylbenzene and mixed alkyl esters of alkenyl carboxylic acids (generic) (Y-86-0071) | 1823805 | 124288
Styrenated acrylic modified polyester (generic) (Y-86-0074) | 1823807 | 124289
Thermosetting alkyd resin (generic) (Y-86-0075) | 1823809 | 124290
Alkyd resin (generic) (Y-86-0076) | 1823811 | 124291
Unsaturated polyester (generic) (Y-86-0077) | 1823813 | 124292
Oil modified alkyd resin (generic) (Y-86-0080) | 1823815 | 124293
Short oil coconut alkyd resin (generic) (Y-86-0081) | 1823817 | 124294
Alkyd copolymer (generic) (Y-86-0083) | 1823819 | 124295
Alkyd resin (generic) (Y-86-0085) | 1823821 | 124296
Polyurethane (generic) (Y-86-0086) | 1823823 | 124297
Unsaturated polyester resin (generic) (Y-86-0088) | 1823825 | 124298
Polyester resin (generic) (Y-86-0090) | 1823827 | 124299
Polyester resin (generic) (Y-86-0091) | 1823829 | 124300
Tall oil fatty acid modified alkyd resin (generic) (Y-86-0092) | 1823831 | 124301
Polyester resin for photocopying machines (generic) (Y-86-0098) | 1823833 | 124302
Alkyd resin (generic) (Y-86-0102) | 1823835 | 124303
Water dispersible alkyd resin (generic) (Y-86-0105) | 1823837 | 124304
Polyester from hexanediol, adipic acid, trimethylolpropane and aromatic acids (generic) (Y-86-0106) | 1823839 | 124305
Styrene-n-butylacrylate-polymer (generic) (Y-86-0107) | 1823841 | 124306
Polyamide-polyether amide copolymer (generic) (Y-86-0112) | 1823843 | 124307
Polyamide terpolymer (generic) (Y-86-0113) | 1823845 | 124308
Terpene modified hydrocarbon resin (generic) (Y-86-0116) | 1823847 | 124309
Water soluble acrylate random copolymer (generic) (Y-86-0118) | 1823849 | 124310
Water soluble acrylate random copolymer (generic) (Y-86-0119) | 1823851 | 124311
Water soluble acrylate random copolymer (generic) (Y-86-0120) | 1823853 | 124312
Styrene-acrylate random copolymer emulsion (generic) (Y-86-0121) | 1823855 | 124313
Copolymer of acrylic and methacrylic esters (generic) (Y-86-0124) | 1823857 | 124314
Polyurethane dispersion (generic) (Y-86-0125) | 1823859 | 124315
Polyurethane dispersion (generic) (Y-86-0126) | 1823861 | 124316
Linear saturated polyester resin containing hydroxyl groups (generic) (Y-86-0128) | 1823863 | 124317
Linear saturated polyester resin containing hydroxyl groups (generic) (Y-86-0129) | 1823865 | 124318
Branched saturated polyester resin containing hydroxyl groups (generic) (Y-86-0130) | 1823867 | 124319
Polyester of carbomonocyclic acid, sulfonated carbomonocyclic ester, alkylene glycol and cycloalkylene glycol (generic) (Y-86-0132) | 1823869 | 124320
Polyurethane (generic) (Y-86-0134) | 1823871 | 124321
Polyester resin (generic) (Y-86-0135) | 1823873 | 124322
Polyurethane resin (generic) (Y-86-0136) | 1823875 | 124323
Polyester resin (generic) (Y-86-0137) | 1823877 | 124324
Polyester of carbomonocyclic acid, alkylene glycol, and sulfonated carbomonocyclic ester (generic) (Y-86-0143) | 1823879 | 124325
Water reducible air-dry alkyd resin (generic) (Y-86-0146) | 1823883 | 124327
Acrylic solution (generic) (Y-86-0166) | 1823885 | 124328
Co-polymer of polymethyloctyl siloxane, polymethylvinylsiloxane andpolydimethylsiloxane (generic) (Y-86-0170) | 1823887 | 124329
Poly(ethylene terephthalate)-poly(oxy-alkyl glycol)-carboxylate polymer (generic) (Y-86-0174) | 1823889 | 124330
Hydroxy functional acrylic copolymer (generic) (Y-86-0181) | 1823891 | 124331
Polyester of carbomonocyclic acid, sulfonated carbocyclic diester, and alkylene glycols (generic) (Y-86-0182) | 1823893 | 124332
Hydroxy functional acrylic copolymer (generic) (Y-86-0185) | 1823895 | 124333
Acrylic resin (generic) (Y-86-0187) | 1823897 | 124334
Hydroxy functional acrylic copolymer (generic) (Y-86-0188) | 1823899 | 124335
Acrylic polymer (generic) (Y-86-0195) | 1823901 | 124336
Polymer of acrylic acid, bisphenol A, butyl acrylate, epichlorohydrin, 4,4'-isopropylidene dicyclohexanol, linseed fatty acids, styrene and Pamolyn 380 (generic) (Y-86-0196) | 1823903 | 124337
Water reducible alkyd resin (generic) (Y-86-0205) | 1823905 | 124338
Sulfonated polyacrylate, sodium salt (generic) (Y-86-0206) | 1823907 | 124339
Coconut oil polyester (generic) (Y-86-0209) | 1823909 | 124340
Unsaturated polyester polymer (generic) (Y-86-0210) | 1823911 | 124341
Polyamide copolymer (generic) (Y-86-0215) | 1823913 | 124342
Polystyrene acrylate (generic) (Y-86-0217) | 1823915 | 124343
Ketone resin (generic) (Y-86-0218) | 1823917 | 124344
Styrene-acrylic copolymer (generic) (Y-86-0223) | 1823919 | 124345
Hydroxy functional styrenated acrylate methacrylate (generic) (Y-86-0228) | 1823921 | 124346
Water dispersible polyester resin (generic) (Y-86-0229) | 1823923 | 124347
Unsaturated polyester polymer (generic) (Y-86-0232) | 1823925 | 124348
Polyester of carbomonocyclic acid, sulfonated carbomonocyclic ester, alkylene glycol and cycloalkylene glycol (generic) (Y-86-0234) | 1823927 | 124349
Modified tall oil alkyd (generic) (Y-86-0238) | 1823929 | 124350
Polyurethane (generic) (Y-86-0244) | 1823933 | 124352
Aliphatic aromatic polyester (generic) (Y-86-0250) | 1823935 | 124353
Solvent-thinned alkyd resin (generic) (Y-86-0251) | 1823937 | 124354
Styrene, acrylic modified alkyd (generic) (Y-86-0259) | 1823939 | 124355
Polyurethane (generic) (Y-87-0001) | 1823943 | 124357
Polyurethane (generic) (Y-87-0003) | 1823947 | 124359
Solvent-thinned long oil alkyd resin (generic) (Y-87-0004) | 1823949 | 124360
Acrylic polymer (generic) (Y-87-0007) | 1823951 | 124361
Rosin modified alkyd resin (generic) (Y-87-0010) | 1823953 | 124362
Linseed alkyd resin (generic) (Y-87-0011) | 1823955 | 124363
Polyester resin (generic) (Y-87-0014) | 1823957 | 124364
Polyester resin (generic) (Y-87-0015) | 1823959 | 124365
Emulsifier (generic) (Y-87-0019) | 1823961 | 124366
Polyacrylate (generic) (Y-87-0024) | 1823963 | 124367
Polyester resin (generic) (Y-87-0035) | 1823965 | 124368
Polyester polyol (generic) (Y-87-0044) | 1823967 | 124369
Polyacrylic acid-polyethylene glycol copolymer (generic) (Y-87-0046) | 1823969 | 124370
Polyester terminated with isodecanol (generic) (Y-87-0050) | 1823971 | 124371
Polyester polymer (generic) (Y-87-0053) | 1823973 | 124372
Acrylamide acrylate copolymer (generic) (Y-87-0062) | 1823975 | 124373
Alkyd resin (generic) (Y-87-0063) | 1823977 | 124374
Ethylene terpolymer (generic) (Y-87-0066) | 1823979 | 124375
Polyester resin of aryl dicarboxylic acids, alkane diols and ester (generic) (Y-87-0079) | 1823981 | 124376
Aqueous acrylic latex polymer (generic) (Y-87-0080) | 1823983 | 124377
Modified polyamide (generic) (Y-87-0081) | 1823985 | 124378
Modified terephthalic acid, neopentyl glycol polyester resin (generic) (Y-87-0082) | 1823987 | 124379
Polyester (generic) (Y-87-0085) | 1823989 | 124380
Water-reducible methacrylic, styrene copolymer (generic) (Y-87-0086) | 1823991 | 124381
Polyurethane silicon (generic) (Y-87-0091) | 1823993 | 124382
Polyester resin of an alkyl dicarboxylic acid and alkyl diols (generic) (Y-87-0093) | 1823995 | 124383
Alkyd (generic) (Y-87-0094) | 1823997 | 124384
Alkyd (generic) (Y-87-0097) | 1823999 | 124385
Oil modified polyurethane alkyd resin (generic) (Y-87-0100) | 1824001 | 124386
Polyester urethane (generic) (Y-87-0101) | 1824003 | 124387
Polyurethane resin (generic) (Y-87-0103) | 1824005 | 124388
Polyester (generic) (Y-87-0104) | 1824007 | 124389
Acrylic copolymer (generic) (Y-87-0106) | 1824009 | 124390
Polyamide resin (generic) (Y-87-0107) | 1824011 | 124391
Alkyd resin (generic) (Y-87-0111) | 1824013 | 124392
Polyamide copolymer (generic) (Y-87-0113) | 1824015 | 124393
Aliphatic polyether urethane (generic) (Y-87-0115) | 1824017 | 124394
Polyester resin (generic) (Y-87-0116) | 1824019 | 124395
Polyurethane (generic) (Y-87-0118) | 1824021 | 124396
Unsaturated polyester resin (generic) (Y-87-0123) | 1824023 | 124397
Alkyd resin (generic) (Y-87-0124) | 1824025 | 124398
Copolymer of acrylic and methacrylic esters (generic) (Y-87-0125) | 1824027 | 124399
Unsaturated polyester resin (generic) (Y-87-0127) | 1824029 | 124400
Saturated polyester resin (generic) (Y-87-0132) | 1824031 | 124401
Water reducible alkyd resin (generic) (Y-87-0133) | 1824035 | 124403
Polyester of a reaction mixture of carbomonocyclic acid, sulfonatedcarbocyclic diester, and alkylene glycols (generic) (Y-87-0136) | 1824037 | 124404
Adipic acid polyester (generic) (Y-87-0138) | 1824039 | 124405
A vinyl/acrylate polymer (generic) (Y-87-0141) | 1824041 | 124406
Aliphatic polyester urethane (generic) (Y-87-0144) | 1824043 | 124407
Butadiene acrylate polymer (generic) (Y-87-0156) | 1824045 | 124408
Polymer of acrylic acid, methyl methacrylate, 7-oxabicyclo[4.1.0]hept-3-ylmethyl 7-oxabicyclo[4.1.0]heptane-3-carboxylate, tall oil fatty acids, styrene and Pamolyn 380 (generic) (Y-87-0163) | 1824047 | 124409
Alkyd (generic) (Y-87-0164) | 1824049 | 124410
Acrylic resin (generic) (Y-87-0177) | 1824051 | 124411
Water reducible alkyd resin (generic) (Y-87-0178) | 1824053 | 124412
Poly-.alpha.-alkenes (generic) (Y-87-0179) | 1824055 | 124413
Styrene, acrylic polymer (generic) (Y-87-0182) | 1824057 | 124414
Polyacrylate (generic) (Y-87-0192) | 1824059 | 124415
Ethylene acrylic copolymer (generic) (Y-87-0193) | 1824061 | 124416
Alkyd (generic) (Y-87-0194) | 1824063 | 124417
Uralkyd resin (generic) (Y-87-0203) | 1824065 | 124418
Polyether block polyamide copolymer (generic) (Y-87-0204) | 1824067 | 124419
High molecular weight linear saturated polyester (generic) (Y-87-0220) | 1824069 | 124420
Isophthalic alkyd resin (generic) (Y-87-0221) | 1824071 | 124421
Polyester (generic) (Y-87-0222) | 1824073 | 124422
Alkyd resin (generic) (Y-87-0223) | 1824075 | 124423
Alkyd resin (generic) (Y-87-0224) | 1824077 | 124424
Alkyd resin (generic) (Y-87-0226) | 1824079 | 124425
Modified polymer of bisphenol A derivatives and benzene di- and tri-carboxylic acid derivatives (generic) (Y-87-0233) | 1824081 | 124426
Styrene, butadiene, polymer with alkanedioic acid and alkane ester (generic) (Y-87-0237) | 1824083 | 124427
Styrene, butadiene, polymer with alkanedioic acid and alkane ester (generic) (Y-87-0239) | 1824085 | 124428
Alkyd resin (generic) (Y-87-0246) | 1824087 | 124429
Alkyd resin (generic) (Y-87-0247) | 1824089 | 124430
Polyurethane resin (generic) (Y-87-0248) | 1824091 | 124431
Polymer of isophthalic acid, linoleic acid, neopentyl glycol, tall oil fatty acids, trimellitic anhydride, trimethylol propane and Pamolyn 300 (generic) (Y-87-0253) | 1824093 | 124432
Saturated polyester resin (generic) (Y-87-0260) | 1824095 | 124433
Acrylic copolymer (generic) (Y-87-0261) | 1824097 | 124434
Aqueous acrylic copolymer (generic) (Y-87-0263) | 1824099 | 124435
Styrene-acrylic resin (generic) (Y-88-0001) | 1824101 | 124436
Rosin-modified fumaric resin (generic) (Y-88-0005) | 1824103 | 124437
Polymer of alkanediols and aromatic carboxylic acids (generic) (Y-88-0014) | 1824105 | 124438
Substituted aryl dicarboxylic acid/diol copolymer (generic) (Y-88-0016) | 1824107 | 124439
Modified acrylate terpolymer (generic) (Y-88-0017) | 1824109 | 124440
Polyester rosin (generic) (Y-88-0019) | 1824111 | 124441
Acrylate copolymer (generic) (Y-88-0020) | 1824113 | 124442
Alkyd copolymer resin (generic) (Y-88-0025) | 1824115 | 124443
Styrene-2-ethylhexylacrylate copolymer (generic) (Y-88-0038) | 1824117 | 124444
Linoleic epoxy ester resin (generic) (Y-88-0039) | 1824119 | 124445
Salt of acrylic copolymer (generic) (Y-88-0050) | 1824121 | 124446
Salt of acrylic copolymer (generic) (Y-88-0051) | 1824123 | 124447
Salt of acrylic copolymer (generic) (Y-88-0052) | 1824125 | 124448
Salt of acrylic copolymer (generic) (Y-88-0053) | 1824127 | 124449
Acrylic resin solution (generic) (Y-88-0056) | 1824129 | 124450
Norbornene copolymer (generic) (Y-88-0058) | 1824131 | 124451
Fatty acids, C18-unsaturated, dimers, polymers with a dibasic acid and a diol (generic) (Y-88-0061) | 1824133 | 124452
Acrylic copolymer (generic) (Y-88-0064) | 1824135 | 124453
Acrylic copolymer (generic) (Y-88-0065) | 1824137 | 124454
Acrylic copolymer (generic) (Y-88-0066) | 1824139 | 124455
Acrylic copolymer (generic) (Y-88-0067) | 1824141 | 124456
Sodium polyacrylate (generic) (Y-88-0069) | 1824143 | 124457
Acrylic copolymer, ammonium salt (generic) (Y-88-0077) | 1824145 | 124458
Water-dispersible polymeric emulsion (generic) (Y-88-0079) | 1824147 | 124459
Alkyd copolymer (generic) (Y-88-0093) | 1824149 | 124460
Simple homopolymer (generic) (Y-88-0094) | 1824151 | 124461
Acid-terminated long oil alkyd resin (generic) (Y-88-0098) | 1824153 | 124462
2-Oxepanone, polymer with, glycols and 1,1'-methylenebis[isocyanatobenzene] (generic) (Y-88-0101) | 1824155 | 124463
1,3-Benzenedicarboxylic acid, polymer with 2-methyl-1,5-pentanediamine, esters with alkanols (generic) (Y-88-0106) | 1824157 | 124464
Water dispersible epoxy (generic) (Y-88-0108) | 1824159 | 124465
Alkyd resin (generic) (Y-88-0111) | 1824161 | 124466
Substituted phenylamino substituted carbopolycyclesulfonic acid, salt (generic) (Y-88-0129) | 1824163 | 124467
Saturated polyester resin of aryldicarboxylic acids and alkyl diols (generic) (Y-88-0130) | 1824165 | 124468
Terpolymer with polyolefins and carbon monoxide (generic) (Y-88-0134) | 1824167 | 124469
Rosin modified phenolic resin (generic) (Y-88-0135) | 1824169 | 124470
Polymer of aromatic diacid, alkanediol and branched-alkanediol (generic) (Y-88-0139) | 1824171 | 124471
Polymer of acrylic esters, a vinyl monomer, and an acid monomer (generic) (Y-88-0141) | 1824173 | 124472
Carboxylated polyamide (generic) (Y-88-0143) | 1824175 | 124473
Polyester resin of alkyl and aryl dicarboxylic acids and alkyl diols (generic) (Y-88-0148) | 1824177 | 124474
Polyester resin of alkyl and aryl dicarboxylic acids and alkyl diols (generic) (Y-88-0149) | 1824179 | 124475
Polyester resin of alkyl and aryl dicarboxylic acids, and alkyl diols (generic) (Y-88-0150) | 1824181 | 124476
Terephthalic acid, mixed alkyl acids, alkane polyol polymer (generic) (Y-88-0154) | 1824183 | 124477
Aliphatic alicyclic polyester urea urethane (generic) (Y-88-0161) | 1824185 | 124478
Aqueous solutions of acrylic polymer salts (generic) (Y-88-0162) | 1824187 | 124479
Tall oil fatty acid alkyd (generic) (Y-88-0167) | 1824189 | 124480
Polyether - type polyurethane (generic) (Y-88-0169) | 1824191 | 124481
Unsaturated polyester resin (generic) (Y-88-0170) | 1824195 | 124483
Random copolymer emulsion (generic) (Y-88-0171) | 1824197 | 124484
Alkyd resin (generic) (Y-88-0173) | 1824201 | 124486
Butadiene containing polymer (generic) (Y-88-0176) | 1824203 | 124487
Aliphatic polyurethane (generic) (Y-88-0179) | 1824205 | 124488
Partially crosslinked saturated polyester with medium number-average molecular weight (generic) (Y-88-0184) | 1824207 | 124489
Prepolymer for thermoplastic polyvinyl alcohol (generic) (Y-88-0185) | 1824209 | 124490
Polyglycol, polymer with 1,1'-methylenebis (4-isocyanatocyclohexane) (generic) (Y-88-0186) | 1824211 | 124491
Polyether ester (generic) (Y-88-0187) | 1824213 | 124492
Styrene-acrylic modified alkyd copolymer (generic) (Y-88-0188) | 1824215 | 124493
Aliphatic polyester urethane (generic) (Y-88-0195) | 1824217 | 124494
Linseed fatty acids, tetrahydroxyalkane, cyclic carboxylic acid andalkanedioic anhydride (generic) (Y-88-0201) | 1824219 | 124495
Water reducible alkyd resin (generic) (Y-88-0203) | 1824221 | 124496
Vinyl acetate/olefins tetrapolymer (generic) (Y-88-0205) | 1824223 | 124497
Vinyl acetate/olefins terpolymer (generic) (Y-88-0207) | 1824225 | 124498
Thermoplastic polyvinyl alcohol resins (generic) (Y-88-0212) | 1824227 | 124499
Norbornene copolymer (generic) (Y-88-0225) | 1824229 | 124500
Aliphatic polyester urethane (generic) (Y-88-0228) | 1824231 | 124501
High solids medium oil alkyd polymer (generic) (Y-88-0250) | 1824235 | 124503
Water reducible alkyd resin (generic) (Y-88-0256) | 1824237 | 124504
Site-limited polyester resin (generic) (Y-88-0260) | 1824239 | 124505
Alkyl acrylates, polymer with styrene and carboxylic acid (generic) (Y-88-0262) | 1824241 | 124506
Polyester resin (generic) (Y-88-0263) | 1824243 | 124507
Unsaturated polyester resin (generic) (Y-88-0264) | 1824245 | 124508
Polyester polyol (generic) (Y-88-0279) | 1824247 | 124509
Alkane diol polymer with alkane polycarbonate diol, alkane triol and alkane dioic acid (generic) (Y-88-0280) | 1824249 | 124510
Alkanedioic acid, polymer with alkanediol, glycol, hydroxy substituted carboxylic acid, isocyanate and dialkene amine (generic) (Y-88-0308) | 1824251 | 124511
Salt of styrene, polymer with alkyl acrylates and alkeneoic acid (generic) (Y-88-0309) | 1824253 | 124512
Styrenated acrylic modified polyester (generic) (Y-88-0318) | 1824255 | 124513
Polyester resin (generic) (Y-88-0319) | 1824257 | 124514
Saturated polyester resin (generic) (Y-88-0320) | 1824259 | 124515
Polyester resin (generic) (Y-88-0321) | 1824261 | 124516
Polyester resin (generic) (Y-88-0322) | 1824263 | 124517
Polyester resin (generic) (Y-88-0323) | 1824265 | 124518
Polyester resin (generic) (Y-88-0325) | 1824267 | 124519
Polyester resin (generic) (Y-88-0326) | 1824269 | 124520
Alkanedioic acid, polymer with alkanediol, hydroxy substituted alkane, alkanediols, aromatic dibasic acid, cyclic carboxylic acid, hydroxy substituted carboxylic acid and cyclic isocyanate (generic) (Y-88-0339) | 1824271 | 124521
Polyester resin (generic) (Y-89-0004) | 1824273 | 124522
Polyester resin, carboxylated (generic) (Y-89-0010) | 1824275 | 124523
Polyether, polycarbonate polyurethane polymer (generic) (Y-89-0019) | 1824279 | 124525
Polyimide (generic) (Y-89-0020) | 1824281 | 124526
Aromatic polyester based thermoplastic polyurethane polymer (generic) (Y-89-0024) | 1824283 | 124527
Polyester of aryl and alkyl dicarboxylic acids and alkyl diols (generic) (Y-89-0030) | 1824285 | 124528
Polyether polyurethane polymer (generic) (Y-89-0035) | 1824287 | 124529
Aralkyl polyester diol (generic) (Y-89-0040) | 1824289 | 124530
Aromatic polyester urethane (generic) (Y-89-0041) | 1824291 | 124531
Alkyd resin (generic) (Y-89-0049) | 1824293 | 124532
Intaglio varnish (generic) (Y-89-0050) | 1824295 | 124533
Intaglio varnish (generic) (Y-89-0051) | 1824297 | 124534
Acrylic polymer (generic) (Y-89-0054) | 1824299 | 124535
Styrene polymer with petroleum distillates, turpene and branched alkene (generic) (Y-89-0056) | 1824301 | 124536
Styrene, butadiene, acrylic polymer (generic) (Y-89-0058) | 1824303 | 124537
Aliphatic polyester (generic) (Y-89-0060) | 1824305 | 124538
Copolymer alkyd resin (generic) (Y-89-0063) | 1824307 | 124539
Water reducible acrylic polymer (generic) (Y-89-0065) | 1824309 | 124540
Styrene, acrylic polymer salt (generic) (Y-89-0066) | 1824311 | 124541
Styrene acrylic copolymer salt (generic) (Y-89-0067) | 1824313 | 124542
Alkyd resin (generic) (Y-89-0071) | 1824315 | 124543
Chain-terminated alkyd resin (generic) (Y-89-0072) | 1824317 | 124544
Polyester resin (generic) (Y-89-0081) | 1824319 | 124545
Aliphatic polyester urethane (generic) (Y-89-0082) | 1824321 | 124546
Acrylated cellulose acetate butyrate (generic) (Y-89-0084) | 1824323 | 124547
Polymer of alkyl acrylates and lactone (generic) (Y-89-0089) | 1824325 | 124548
Polymer of alkyl acrylates and lactone (generic) (Y-89-0090) | 1824327 | 124549
Polymer of alkyl acrylates and lactone (generic) (Y-89-0091) | 1824329 | 124550
Polymer of alkyl acrylates and lactone (generic) (Y-89-0092) | 1824331 | 124551
Polymer of alkyl acrylates and lactone (generic) (Y-89-0093) | 1824333 | 124552
Polymers of alkyl acrylates, lactone (generic) (Y-89-0094) | 1824335 | 124553
Polymers of alkyl acrylates, lactone (generic) (Y-89-0095) | 1824337 | 124554
Polymers of alkyl acrylates, lactone (generic) (Y-89-0096) | 1824339 | 124555
Polymers of alkyl acrylates, lactone (generic) (Y-89-0097) | 1824341 | 124556
Polymers of alkyl acrylates, lactone (generic) (Y-89-0098) | 1824343 | 124557
Polymers of alkyl acrylates, vinylbenzene (generic) (Y-89-0099) | 1824345 | 124558
Polyethylene (generic) (Y-89-0106) | 1824347 | 124559
Oxidized polyethylene (generic) (Y-89-0107) | 1824349 | 124560
Polyester polyurethane acrylic graft copolymer (generic) (Y-89-0114) | 1824351 | 124561
Acrylic resin solution (generic) (Y-89-0115) | 1824353 | 124562
Saturated, oil-free polyester resin (generic) (Y-89-0117) | 1824355 | 124563
Polyurethane (generic) (Y-89-0118) | 1824357 | 124564
Polyester-graft-styrene-acrylic copolymer (generic) (Y-89-0121) | 1824359 | 124565
Polyester resin (generic) (Y-89-0126) | 1824361 | 124566
Polyethylene glycol ester (generic) (Y-89-0132) | 1824363 | 124567
An aqueous solution of a polyacrylate (generic) (Y-89-0133) | 1824365 | 124568
Polyester resin of alkyl and aryl dibasic acids and alkyl polyols (generic) (Y-89-0136) | 1824367 | 124569
Copolymer of butadiene and methacrylic monomers (generic) (Y-89-0140) | 1824369 | 124570
Modified polypropylene (generic) (Y-89-0144) | 1824371 | 124571
Aliphatic polyester urethane (generic) (Y-89-0145) | 1824373 | 124572
Propanoic acid, 3-hydroxy-2-(hydroxyalkyl)-2-alkyl-, polymer with substituted 1,2-ethanediamine, substituted 1-methylethylbenzene, alkyldiamine and substituted poly[oxy(methyl-1,2-ethanediyl)] compd. with substituted alkylamine (generic) (Y-89-0149) | 1824375 | 124573
Tall oil fatty acid modified polyester (generic) (Y-89-0154) | 1824377 | 124574
Modified polypropylene (generic) (Y-89-0155) | 1824379 | 124575
Polyester polyurethane methacrylic graft copolymer (generic) (Y-89-0157) | 1824381 | 124576
Polyurethane polycarbonate (generic) (Y-89-0161) | 1824383 | 124577
Polyurethane polycarbonate (generic) (Y-89-0162) | 1824385 | 124578
Polycarbonate polyurethane (generic) (Y-89-0163) | 1824387 | 124579
Polycarbonate polyurethane (generic) (Y-89-0164) | 1824389 | 124580
Polycarbonate polyether polyurethane (generic) (Y-89-0165) | 1824391 | 124581
Polyether polyurethane (generic) (Y-89-0166) | 1824393 | 124582
Polyester polycarbonate polyurethane (generic) (Y-89-0167) | 1824395 | 124583
Polyether polyurethane (generic) (Y-89-0168) | 1824397 | 124584
Polyester polyurethane (generic) (Y-89-0169) | 1824399 | 124585
Styrene, acrylic copolymer (generic) (Y-89-0170) | 1824401 | 124586
Polyester (generic) (Y-89-0171) | 1824403 | 124587
Epoxy resin modified polyester-imide polymer (generic) (Y-89-0175) | 1824405 | 124588
Aqueous acrylic copolymer and salts (generic) (Y-89-0177) | 1824407 | 124589
Aqueous emulsion copolymer (generic) (Y-89-0178) | 1824409 | 124590
Aqueous emulsion copolymer (generic) (Y-89-0179) | 1824411 | 124591
Aqueous emulsion copolymer (generic) (Y-89-0180) | 1824413 | 124592
Aqueous emulsion copolymer (generic) (Y-89-0181) | 1824415 | 124593
Aqueous emulsion copolymer (generic) (Y-89-0182) | 1824417 | 124594
Aqueous emulsion copolymer (generic) (Y-89-0183) | 1824419 | 124595
Aqueous emulsion copolymer (generic) (Y-89-0184) | 1824421 | 124596
Aqueous emulsion copolymer (generic) (Y-89-0185) | 1824423 | 124597
Aqueous emulsion copolymer (generic) (Y-89-0186) | 1824425 | 124598
Aqueous emulsion copolymer (generic) (Y-89-0187) | 1824427 | 124599
Acrylic copolymer (generic) (Y-89-0189) | 1824429 | 124600
Aqueous emulsion copolymer (generic) (Y-89-0190) | 1824431 | 124601
Aqueous emulsion copolymer (generic) (Y-89-0191) | 1824433 | 124602
Aqueous emulsion copolymer (generic) (Y-89-0192) | 1824435 | 124603
Aqueous emulsion copolymer (generic) (Y-89-0193) | 1824437 | 124604
Aqueous emulsion copolymer (generic) (Y-89-0194) | 1824439 | 124605
Aqueous emulsion copolymer (generic) (Y-89-0195) | 1824441 | 124606
Aqueous emulsion copolymer (generic) (Y-89-0196) | 1824443 | 124607
Aqueous emulsion copolymer (generic) (Y-89-0197) | 1824445 | 124608
Aqueous emulsion copolymer (generic) (Y-89-0198) | 1824447 | 124609
Aqueous emulsion copolymer (generic) (Y-89-0199) | 1824449 | 124610
Acrylic copolymer and salts (generic) (Y-89-0201) | 1824451 | 124611
Aqueous emulsion copolymer (generic) (Y-89-0202) | 1824453 | 124612
Aqueous emulsion copolymer (generic) (Y-89-0203) | 1824455 | 124613
Aqueous emulsion copolymer (generic) (Y-89-0204) | 1824457 | 124614
Aqueous emulsion copolymer (generic) (Y-89-0205) | 1824459 | 124615
Aqueous emulsion copolymer (generic) (Y-89-0206) | 1824461 | 124616
Aqueous emulsion copolymer (generic) (Y-89-0207) | 1824463 | 124617
Aqueous emulsion copolymer (generic) (Y-89-0208) | 1824465 | 124618
Aqueous emulsion copolymer (generic) (Y-89-0209) | 1824467 | 124619
Aqueous emulsion copolymer (generic) (Y-89-0210) | 1824469 | 124620
Acrylic polymer and salts (generic) (Y-89-0211) | 1824471 | 124621
Aqueous emulsion copolymer (generic) (Y-89-0212) | 1824473 | 124622
Aqueous emulsion copolymer (generic) (Y-89-0213) | 1824475 | 124623
Salt of an acrylic-styrene copolymer (generic) (Y-89-0214) | 1824477 | 124624
Alkyldicarboxylic acid, polymer with bis(hydroxy)ethers (generic) (Y-89-0223) | 1824479 | 124625
Polyethyleneglycol, polymer with bis(aryl ether) and alkyl aryldicarboxylic acid (generic) (Y-89-0224) | 1824481 | 124626
Polymeric sulfonic acid ester (generic) (Y-89-0226) | 1824483 | 124627
Copolymer of acrylic and methacrylic esters (generic) (Y-89-0227) | 1824485 | 124628
Flexible unsaturated polyester polymer (generic) (Y-90-0002) | 1824487 | 124629
Styrene-butyl acrylate-butyl methacrylate-maleic acid monobutyl ester copolymer (generic) (Y-90-0005) | 1824489 | 124630
Acrylic polymer (generic) (Y-90-0007) | 1824491 | 124631
Rosin-modified phenolic resin (generic) (Y-90-0008) | 1824493 | 124632
Acrylic polymer, sodium salt, compound with morpholine (generic) (Y-90-0011) | 1824495 | 124633
Acrylic dispersion (generic) (Y-90-0013) | 1824497 | 124634
Acrylic polymer (generic) (Y-90-0017) | 1824499 | 124635
Polyester ester elastomer (generic) (Y-90-0018) | 1824501 | 124636
Styrene-acrylic acid polymer (generic) (Y-90-0019) | 1824503 | 124637
Styrene-acrylate polymer salt (generic) (Y-90-0020) | 1824505 | 124638
Blocked polyether polyurethane (generic) (Y-90-0025) | 1824507 | 124639
Styrene/acrylic copolymer (generic) (Y-90-0039) | 1824509 | 124640
Aqueous acrylic copolymer (generic) (Y-90-0041) | 1824511 | 124641
Aqueous emulsion copolymer (generic) (Y-90-0042) | 1824513 | 124642
Aqueous emulsion copolymer (generic) (Y-90-0043) | 1824515 | 124643
Aqueous emulsion copolymer (generic) (Y-90-0046) | 1824517 | 124644
Aqueous emulsion copolymer (generic) (Y-90-0047) | 1824519 | 124645
Aqueous emulsion copolymer (generic) (Y-90-0048) | 1824521 | 124646
Aqueous emulsion copolymer (generic) (Y-90-0049) | 1824523 | 124647
Aqueous emulsion copolymer (generic) (Y-90-0050) | 1824525 | 124648
Aqueous emulsion copolymer (generic) (Y-90-0051) | 1824527 | 124649
Modified soya fatty acid isophthalate alkyd (generic) (Y-90-0052) | 1824529 | 124650
Copolymer of styrene, ethylene oxide and an acrylate ester (generic) (Y-90-0053) | 1824531 | 124651
Aqueous emulsion copolymer (generic) (Y-90-0058) | 1824533 | 124652
Aqueous emulsion copolymer (generic) (Y-90-0066) | 1824535 | 124653
Aqueous emulsion copolymer (generic) (Y-90-0067) | 1824537 | 124654
Aqueous emulsion copolymer (generic) (Y-90-0068) | 1824539 | 124655
Aqueous emulsion copolymer (generic) (Y-90-0070) | 1824541 | 124656
Aqueous emulsion copolymer (generic) (Y-90-0071) | 1824543 | 124657
Aqueous emulsion copolymer (generic) (Y-90-0072) | 1824545 | 124658
Aqueous emulsion copolymer (generic) (Y-90-0073) | 1824547 | 124659
Aqueous emulsion copolymer (generic) (Y-90-0074) | 1824549 | 124660
Aqueous emulsion copolymer (generic) (Y-90-0075) | 1824551 | 124661
Aqueous emulsion copolymer (generic) (Y-90-0076) | 1824553 | 124662
Aqueous emulsion copolymer (generic) (Y-90-0077) | 1824555 | 124663
Aqueous emulsion copolymer (generic) (Y-90-0080) | 1824557 | 124664
Aqueous emulsion copolymer (generic) (Y-90-0081) | 1824559 | 124665
Aqueous emulsion copolymer (generic) (Y-90-0082) | 1824561 | 124666
Aqueous emulsion copolymer (generic) (Y-90-0083) | 1824563 | 124667
Maleic anhydride styrene copolymer, half ester ammonium salt (generic) (Y-90-0087) | 1824565 | 124668
Maleic anhydride styrene copolymer, half ester morpholine salt (generic) (Y-90-0088) | 1824567 | 124669
Polyester (generic) (Y-90-0093) | 1824569 | 124670
Reaction product of modified starch and acetic acid ester (generic) (Y-90-0098) | 1824571 | 124671
Long oil sunflower alkyd resin solution (generic) (Y-90-0100) | 1824575 | 124673
Polyester (generic) (Y-90-0101) | 1824577 | 124674
Copolymer of styrene and acrylic esters (generic) (Y-90-0103) | 1824579 | 124675
Epoxy ester, polymer (generic) (Y-90-0116) | 1824581 | 124676
Modified polybutylene terephthalate (generic) (Y-90-0117) | 1824583 | 124677
Polyester polyol (generic) (Y-90-0124) | 1824585 | 124678
Modified polybutylene terephthalate (generic) (Y-90-0125) | 1824587 | 124679
Hydroxy functional acrylic polymer (generic) (Y-90-0135) | 1824589 | 124680
Disubstituted heterocycle, polymer with unsaturated hydrocarbon (generic) (Y-90-0136) | 1824591 | 124681
Hydroxy functional acrylic polymer (generic) (Y-90-0145) | 1824593 | 124682
Aqueous acrylic copolymer and butyl mercaptopropionate (generic) (Y-90-0149) | 1824595 | 124683
Aqueous acrylic copolymer and ammonium hydroxide (generic) (Y-90-0150) | 1824597 | 124684
Aqueous acrylic copolymer and sodium hydroxide (generic) (Y-90-0151) | 1824599 | 124685
Polyester graft copolymer (generic) (Y-90-0152) | 1824601 | 124686
Acrylic resin salt (generic) (Y-90-0155) | 1824603 | 124687
Aqueous acrylic polymer (generic) (Y-90-0176) | 1824605 | 124688
Tall oil fatty acid modified alkyd (generic) (Y-90-0182) | 1824607 | 124689
Unsaturated polyester resin (generic) (Y-90-0184) | 1824609 | 124690
Polyalkylaryl ether (generic) (Y-90-0192) | 1824611 | 124691
Polyester resin (generic) (Y-90-0193) | 1824613 | 124692
Polymerized olefin polyester (generic) (Y-90-0194) | 1824615 | 124693
Oxyalkylated resin ester (generic) (Y-90-0196) | 1824617 | 124694
Polyolefin (generic) (Y-90-0199) | 1824619 | 124695
Acrylic copolymer (generic) (Y-90-0202) | 1824621 | 124696
Propylene glycol, polymer with alkyl substituted propanediol, phthatic anhydride and maleic anhydride (generic) (Y-90-0208) | 1824623 | 124697
Acrylic polymer (generic) (Y-90-0209) | 1824625 | 124698
Alkyd resin (generic) (Y-90-0210) | 1824627 | 124699
Polyurethane (generic) (Y-90-0225) | 1824629 | 124700
Alkanediols, polymer with polyethylene terephthalate and alkenedioic anhydride (generic) (Y-90-0236) | 1824633 | 124702
Alkene dioic anhydride, polymer with alkane diol, and poly(ethyleneterephthalate) (generic) (Y-90-0237) | 1824635 | 124703
Polycycloaliphatic alkyl esters (generic) (Y-90-0239) | 1824637 | 124704
Acrylic polymer (generic) (Y-90-0241) | 1824639 | 124705
Polyester polyol (generic) (Y-90-0243) | 1824641 | 124706
Hydroxy acrylic resin (generic) (Y-90-0245) | 1824643 | 124707
Unsaturated polyester (generic) (Y-90-0247) | 1824645 | 124708
Alkyl acrylate copolymer (generic) (Y-90-0248) | 1824647 | 124709
Acrylic polymer (generic) (Y-90-0250) | 1824649 | 124710
Modified ethylene-vinyl acetate polymer (generic) (Y-90-0253) | 1824651 | 124711
Polyurethane polyol (generic) (Y-90-0257) | 1824653 | 124712
Aromatic/aliphatic copolyester with 5-sodium sulfoisophthalic acid (generic) (Y-90-0259) | 1824655 | 124713
Modified soya fatty acid isophthalate alkyd (generic) (Y-90-0262) | 1824657 | 124714
Hydroxy acrylic resin (generic) (Y-90-0264) | 1824659 | 124715
Glycerides C16-18 and C18-unsaturated, polymer with tetrahydroxy alkane, alkyl carboxylic acid, isocyanate, and alcohol (generic) (Y-90-0270) | 1824661 | 124716
C16-18 and C18-unsaturated fatty acids, polymer with acrylic acid, tetrahydroxy alkane, glycol, carboxylic acid anhydride, alkenyl benzene and cyclic carboxylic acid anhydride (generic) (Y-90-0271) | 1824663 | 124717
Polyester (generic) (Y-90-0273) | 1824665 | 124718
Fatty acids, polymer with alkane diol carboxylic acid and anhydride, tetrahydroxy alkane, alkenyl benzene, cyclic carboxylic acid anhydride and alkenoic acid (generic) (Y-90-0277) | 1824667 | 124719
C16-18 and C18 unsaturated fatty acids, polymer with alkanetriol, cyclic carboxylic acid anhydride, cyclic carboxylic acid and cycloaliphatic glycol (generic) (Y-90-0279) | 1824669 | 124720
C16-18 and C18 unsaturated fatty acids, polymer with alkanetriol, tetrahydroxyalilane, carboxylic acid anhydride, cyclic carboxylic acid, glycol and aliphatic acids (generic) (Y-90-0280) | 1824671 | 124721
C16-18 and C18 unsaturated fatty acids, polymer with alkanetriol, cyclic carboxylic acid anhydride, glycol, alicyclic alcohol and cyclic carboxylic acid (generic) (Y-90-0281) | 1824673 | 124722
Sunflower-safflower alkyd resin (generic) (Y-90-0284) | 1824675 | 124723
Alkene dioic anhydride, polymer with branched diol, alkane dioic acid and cyclic carboxylic acid (generic) (Y-90-0286) | 1824677 | 124724
Acrylate-benzene derivs. copolymer (generic) (Y-90-0288) | 1824679 | 124725
Polyester resin (generic) (Y-90-0289) | 1824681 | 124726
Polyurethane resin (generic) (Y-90-0292) | 1824683 | 124727
Polyester (generic) (Y-90-0293) | 1824685 | 124728
Styrene-acrylic polymer (generic) (Y-91-0001) | 1824687 | 124729
Styrene-acrylic polymer, ammonium salt (generic) (Y-91-0002) | 1824689 | 124730
Styrene-acrylic polymer, N,N-dimethylethanolamine salt (generic) (Y-91-0003) | 1824691 | 124731
Styrene-acrylic polymer, 2-amino-2-methylpropanol salt (generic) (Y-91-0004) | 1824693 | 124732
Styrene-acrylic polymer, 2-aminoethanol salt (generic) (Y-91-0005) | 1824695 | 124733
Styrene-acrylic polymer, sodium salt (generic) (Y-91-0006) | 1824697 | 124734
Styrene acrylic modified polyester (generic) (Y-91-0007) | 1824699 | 124735
Aqueous acrylic polymer (generic) (Y-91-0009) | 1824701 | 124736
Polyester resin (generic) (Y-91-0015) | 1824703 | 124737
Linseed alkyd resin (generic) (Y-91-0016) | 1824705 | 124738
Diepoxide polyol (generic) (Y-91-0031) | 1824707 | 124739
Adipic acid polyester (generic) (Y-91-0039) | 1824709 | 124740
Acrylic resin solution (generic) (Y-91-0040) | 1824711 | 124741
Fatty acid isophthalate alkyd (generic) (Y-91-0041) | 1824713 | 124742
Amine salt of fatty acids, polymer with epoxy resin, glycol ether acrylate, alkenyl benzene, alkyl acrylate, carboxylic acid and organic peroxide (generic) (Y-91-0042) | 1824715 | 124743
Polyester polyurethane with 5-sulfo-1,3-benzenedicarboxylic acid monosodium salt (generic) (Y-91-0044) | 1824717 | 124744
Aqueous acrylic polymer and aqueous acrylic polymer salts (generic) (Y-91-0046) | 1824719 | 124745
Aqueous acrylic polymer and aqueous acrylic polymer salts (generic) (Y-91-0047) | 1824721 | 124746
Aqueous acrylic polymer and aqueous acrylic polymer salts (generic) (Y-91-0048) | 1824723 | 124747
Polyester resin (generic) (Y-91-0053) | 1824725 | 124748
Short oil alkyd (generic) (Y-91-0061) | 1824727 | 124749
Aqueous acrylic polymer (generic) (Y-91-0062) | 1824729 | 124750
Aqueous acrylic polymer (generic) (Y-91-0063) | 1824731 | 124751
Polyester polyurethane (generic) (Y-91-0065) | 1824733 | 124752
Hydroxy functional acrylic resin (generic) (Y-91-0069) | 1824735 | 124753
Aromatic polyamic acid (generic) (Y-91-0076) | 1824737 | 124754
Aromatic polyamic acid (generic) (Y-91-0077) | 1824739 | 124755
Polyester polyurethane with 5-sulfo-1,3-benzenedicarboxylic acid monosodium salt and polycaprolactone (generic) (Y-91-0080) | 1824741 | 124756
Polymer of aliphatic acids, aromatic acids, aliphatic diols and lactones (generic) (Y-91-0083) | 1824743 | 124757
Polyester polyurethane with 5-sulfo-1,3-benzene-dicarboxylic acid monosodium salt and aromatic dicarboxylic acid (generic) (Y-91-0088) | 1824745 | 124758
C6-18 monobasic acids and C4-C15 dibasic acids esterified with propylene glycol (generic) (Y-91-0089) | 1824747 | 124759
Alkyl acrylates, styrene polymers (generic) (Y-91-0102) | 1824749 | 124760
Aqueous polyurethane dispersion (generic) (Y-91-0103) | 1824751 | 124761
Salt of an acrylic polymer (generic) (Y-91-0105) | 1824753 | 124762
Aqueous acrylic emulsion (generic) (Y-91-0109) | 1824755 | 124763
Aromatic glyceride polyurethane (generic) (Y-91-0110) | 1824757 | 124764
Grafted acrylic copolymer (generic) (Y-91-0116) | 1824759 | 124765
Polycaprolactone-based polyurethane-urea (generic) (Y-91-0120) | 1824761 | 124766
Aqueous acrylic polymer (generic) (Y-91-0122) | 1824763 | 124767
Aqueous acrylic polymer (generic) (Y-91-0123) | 1824765 | 124768
Acrylic acid, acrylate copolymer (generic) (Y-91-0130) | 1824767 | 124769
High solids long oil alkyd resin (generic) (Y-91-0144) | 1824769 | 124770
Styrene-acrylic copolymer (generic) (Y-91-0149) | 1824771 | 124771
Polymer of phthalic acid, fatty acid, polystyrene allyl alcohol (generic) (Y-91-0153) | 1824773 | 124772
Aqueous acrylic polymer (generic) (Y-91-0154) | 1824775 | 124773
Carboxylated styrene acrylic copolymer salt (generic) (Y-91-0156) | 1824777 | 124774
Carboxylated styrene acrylic copolymer salt (generic) (Y-91-0157) | 1824779 | 124775
Carboxylated styrene acrylic copolymer salt (generic) (Y-91-0158) | 1824781 | 124776
Carboxylated styrene acrylic copolymer salt (generic) (Y-91-0159) | 1824783 | 124777
Carboxylated styrene acrylic copolymer salt (generic) (Y-91-0160) | 1824785 | 124778
Polyurethane resin (generic) (Y-91-0163) | 1824787 | 124779
Phthalic alkyd resin (generic) (Y-91-0164) | 1824789 | 124780
Carboxylic acid anhydride, polymer with alkanedioic acid, alkanediol, polyether substituted phenolic and polyglycol (generic) (Y-91-0166) | 1824791 | 124781
Aqueous acrylic polymer (generic) (Y-91-0169) | 1824793 | 124782
Rosin polymer, glycol ester (generic) (Y-91-0170) | 1824795 | 124783
Poly(methyl methacrylate-coimide) (generic) (Y-91-0177) | 1824797 | 124784
Crosslinked rubber (generic) (Y-91-0184) | 1824799 | 124785
Polyester (generic) (Y-91-0187) | 1824801 | 124786
Aliphatic-aromatic polyurethane (generic) (Y-91-0188) | 1824803 | 124787
Styrenated acrylic copolymer (generic) (Y-91-0189) | 1824805 | 124788
Styrenated acrylic copolymer (generic) (Y-91-0190) | 1824807 | 124789
Aqueous acrylic polymer (generic) (Y-91-0192) | 1824809 | 124790
Aqueous acrylic polymer (generic) (Y-91-0193) | 1824811 | 124791
Aqueous acrylic polymer (generic) (Y-91-0194) | 1824813 | 124792
Aqueous acrylic polymer (generic) (Y-91-0195) | 1824815 | 124793
Aqueous acrylic polymer (generic) (Y-91-0196) | 1824817 | 124794
Aqueous acrylic polymer (generic) (Y-91-0197) | 1824819 | 124795
Aqueous acrylic polymer (generic) (Y-91-0198) | 1824821 | 124796
Siloxanes and Silicones, dimethyl, methyl alkyl (generic) (Y-91-0199) | 1824823 | 124797
Dimer fatty acid isophthalate polymer (generic) (Y-91-0200) | 1824825 | 124798
Olefin copolymer (generic) (Y-91-0218) | 1824827 | 124799
Poly-alpha-alkenes (generic) (Y-91-0219) | 1824829 | 124800
Aqueous acrylic polymer (generic) (Y-91-0221) | 1824831 | 124801
Aqueous acrylic polymer (generic) (Y-91-0222) | 1824833 | 124802
Aqueous acrylic polymer (generic) (Y-91-0223) | 1824835 | 124803
Aqueous acrylic polymer (generic) (Y-91-0225) | 1824837 | 124804
Aqueous acrylic polymer (generic) (Y-91-0226) | 1824839 | 124805
Aqueous acrylic polymer (generic) (Y-91-0227) | 1824841 | 124806
Aqueous acrylic polymer (generic) (Y-91-0228) | 1824843 | 124807
Acrylic copolymer (generic) (Y-91-0230) | 1824845 | 124808
Carboxylated acrylic copolymer (generic) (Y-91-0231) | 1824847 | 124809
Polyester polymer (generic) (Y-91-0236) | 1824849 | 124810
Polyvinylacetal (generic) (Y-91-0238) | 1824851 | 124811
Acrylic graft copolymer (generic) (Y-91-0241) | 1824853 | 124812
Coconut based polyester (generic) (Y-91-0242) | 1824855 | 124813
Sunflower oil, polymer with tetrahydroxy alkane, alkane triol, carboxylic acid anhydride, cyclic carboxylic acid and aromatic carboxylic acid (generic) (Y-92-0019) | 1824857 | 124814
Aqueous polyurethane dispersion (generic) (Y-92-0025) | 1824859 | 124815
Polyurethane, N,N-dimethylaminoethanol salt (generic) (Y-92-0028) | 1824861 | 124816
Aromatic polyurea (generic) (Y-92-0029) | 1824863 | 124817
Dibasic acid glycol polyester (generic) (Y-92-0031) | 1824865 | 124818
Modified polyalkylene terephthalate (generic) (Y-92-0032) | 1824867 | 124819
Polymer of styrene, alkyl acrylate, and sulfoalkyl acrylate (generic) (Y-92-0052) | 1824869 | 124820
Aqueous acrylic polymer (generic) (Y-92-0053) | 1824871 | 124821
Aqueous acrylic polymer (generic) (Y-92-0054) | 1824873 | 124822
Aqueous acrylic polymer (generic) (Y-92-0058) | 1824875 | 124823
Polyester resin-carboxylated (generic) (Y-92-0073) | 1824877 | 124824
Olefin copolymer (generic) (Y-92-0078) | 1824879 | 124825
Modified phthalate polyester resin (generic) (Y-92-0081) | 1824881 | 124826
Aqueous acrylic polymer (generic) (Y-92-0087) | 1824883 | 124827
Styrene copolymer (generic) (Y-92-0100) | 1824885 | 124828
Ester of styrene/allyl alcohol copolymer (generic) (Y-92-0101) | 1824887 | 124829
Polyurethane polymer (generic) (Y-92-0106) | 1824889 | 124830
Acrylic copolymer (generic) (Y-92-0107) | 1824891 | 124831
Substituted arylcarboxylate, salt, polymer with 1,4-cyclohexanedimethanol, dimethyl 1,3-benzenedicarboxylate and 2,2'-oxybis[ethanol] (generic) (Y-92-0109) | 1824893 | 124832
Liquid crystalline polymer (generic) (Y-92-0126) | 1824895 | 124833
Non-volatile acrylic copolymer (generic) (Y-92-0128) | 1824897 | 124834
Non-volatile acrylic copolymer (generic) (Y-92-0129) | 1824899 | 124835
Non-volatile acrylic copolymer (generic) (Y-92-0133) | 1824901 | 124836
Saturated oil-free polyester resin (generic) (Y-92-0139) | 1824903 | 124837
Styrene-acrylic copolymer (generic) (Y-92-0140) | 1824905 | 124838
Polymeric modified rosin ester (generic) (Y-92-0146) | 1824907 | 124839
Short oil alkyd resin (generic) (Y-92-0156) | 1824909 | 124840
Short oil alkyd resin (generic) (Y-92-0158) | 1824911 | 124841
Hydroxy substituted alkane, polymer with polyethylene terephthalateand aromatic dibasic acid (generic) (Y-92-0163) | 1824913 | 124842
Polymer of acrylic acid, alkyl acrylates, alkyl methacrylate and substituted alkyl methacrylate (generic) (Y-92-0169) | 1824915 | 124843
Alkenediol, polymer with hydroxy substituted alkane, aromatic dibasic acid and aromatic dibasic ester (generic) (Y-92-0173) | 1824917 | 124844
Non-volatile acrylic copolymer (generic) (Y-92-0174) | 1824919 | 124845
Vegetable oils, polymer with alkenediol, tetra hydroxy alkane and carboxylic acid anhydride (generic) (Y-92-0177) | 1824921 | 124846
Modified acrylic resin (generic) (Y-92-0185) | 1824923 | 124847
Alkenediol, polymer with cyclic carboxylic acid, hydroxy substituted alkane, decanedioic acid, aromatic dibasic acid, and cyclic carboxylic acid anhydride (generic) (Y-92-0188) | 1824925 | 124848
Polypropylene (generic) (Y-92-0192) | 1824927 | 124849
Polyester polymer (generic) (Y-92-0194) | 1824929 | 124850
Styrene/acrylic copolymer, sodium salt (generic) (Y-92-0200) | 1824931 | 124851
Polycarboxylic acid, amine salt (generic) (Y-92-0203) | 1824933 | 124852
Hydroxy functional acrylic polymer (generic) (Y-93-0003) | 1824935 | 124853
Fatty acid isophthalate alkyd polymer (generic) (Y-93-0004) | 1824937 | 124854
Acrylated, styrenated alkyd polymer (generic) (Y-93-0005) | 1824939 | 124855
Liquid crystalline polymer (generic) (Y-93-0011) | 1824941 | 124856
Epoxy ester (generic) (Y-93-0016) | 1824943 | 124857
Styrene acrylic copolymer (generic) (Y-93-0017) | 1824945 | 124858
Hydroxy substituted alkane, polymer with alkane triol, aromatic dibasic acids, cyclic carboxylic anhydride and polyethylene terephthalate (generic) (Y-93-0018) | 1824949 | 124860
Saturated polyester resin (generic) (Y-93-0027) | 1824951 | 124861
Polyester polyurethane (generic) (Y-93-0035) | 1824953 | 124862
Alkyl acrylate-maleate copolymer dispersion (generic) (Y-93-0037) | 1824955 | 124863
Acrylic graft polymer (generic) (Y-93-0041) | 1824957 | 124864
2-Oxepanone, polymer with 1,4-butanediol and diisocyanate (generic) (Y-93-0044) | 1824959 | 124865
Linoleic alkyd polymer (generic) (Y-93-0045) | 1824961 | 124866
Vinyl toluene acrylic polymer (generic) (Y-93-0046) | 1824963 | 124867
Copolymer of methacrylic esters (generic) (Y-93-0047) | 1824965 | 124868
Styrene-acrylic copolymer (generic) (Y-93-0051) | 1824967 | 124869
Dimethyl carbonate, polymer with poly(oxyalkylene)monomethyl ether (generic) (Y-93-0052) | 1824969 | 124870
Sorbitol hexakis[poly(oxyalkene)]ether (terminal OH), polymer with bis[2-(2-methoxy-1-propoxy)-1-alkyl]carbonate (generic) (Y-93-0053) | 1824971 | 124871
Polymer of modified bisphenol A and aliphatic anhydrides (generic) (Y-93-0055) | 1824973 | 124872
Oil free isophthalic polyester (generic) (Y-93-0056) | 1824975 | 124873
Oil free isophthalic polyester (generic) (Y-93-0057) | 1824977 | 124874
Carboxylic polybutadiene (generic) (Y-93-0065) | 1824979 | 124875
Ethylene copolymer (generic) (Y-93-0067) | 1824981 | 124876
Styrene acrylic copolymer (generic) (Y-93-0069) | 1824983 | 124877
Styrenated acrylic graft copolymer with fumaric resin (generic) (Y-93-0070) | 1824985 | 124878
Styrenated acrylic graft copolymer with fumaric resin, amine salt (generic) (Y-93-0071) | 1824987 | 124879
Hydroxyl functional polycarbamoyl(polyalkylene oxide) oligomer (generic) (Y-93-0072) | 1824991 | 124881
Unsaturated polyester resin (generic) (Y-93-0078) | 1824993 | 124882
Polyester resin (generic) (Y-93-0090) | 1824995 | 124883
Polyester polyurethane (generic) (Y-93-0093) | 1824997 | 124884
Crosslinked polyol (generic) (Y-93-0095) | 1824999 | 124885
Polyester (generic) (Y-93-0098) | 1825001 | 124886
Polyurethane polyol (generic) (Y-93-0099) | 1825003 | 124887
Carboxylic saturated polyester (generic) (Y-93-0128) | 1825005 | 124888
Polymer of aliphatic acids, aromatic acids and aliphatic diols (generic) (Y-93-0133) | 1825007 | 124889
Polyethermodified polysiloxane (generic) (Y-93-0134) | 1825009 | 124890
Polyolefinic copolymer (generic) (Y-93-0135) | 1825011 | 124891
Polyethermodified polysiloxane (generic) (Y-93-0136) | 1825013 | 124892
Neutralized acrylic polymer (generic) (Y-93-0140) | 1825015 | 124893
1,3-Isobenzofurandione, polymer with 2,5-furandione and alkanediols (generic) (Y-93-0142) | 1825017 | 124894
Water-reducible alkyd resin (generic) (Y-93-0147) | 1825019 | 124895
Solvent free modified polysiloxane (generic) (Y-93-0151) | 1825021 | 124896
Acrylate-vinyl acetate copolymer (generic) (Y-93-0152) | 1825023 | 124897
Methacrylic copolymer (generic) (Y-93-0156) | 1825025 | 124898
Polyol ester (generic) (Y-93-0157) | 1825027 | 124899
Fatty-acids, tall-oil, polymer with cyclic carboxylic acids, tetrahydroxy alkane, alkane diol and cyclic carboxylic acid anhydride (generic) (Y-93-0172) | 1825029 | 124900
Alkenoic alkylester, 2-methyl-2-propenoic acid polymer salt (generic) (Y-93-0177) | 1825031 | 124901
Segmented polyurethane-urea (generic) (Y-93-0193) | 1825033 | 124902
Blocked polyester polyurethane (generic) (Y-93-0194) | 1825035 | 124903
Thermoplastic polyester (generic) (Y-93-0195) | 1825037 | 124904
Unsaturated polyester (generic) (Y-93-0200) | 1825039 | 124905
Water reducible alkyd resin (generic) (Y-93-0201) | 1825041 | 124906
Modified acrylic resin (generic) (Y-93-0205) | 1825043 | 124907
Polyester of an aromatic dicarboxylic acid and alicyclic diol (generic) (Y-93-0206) | 1825045 | 124908
Polyamic acid (generic) (Y-94-0002) | 1825047 | 124909
Carboxylated, vinyl acetate, acrylic ester copolymer (generic) (Y-94-0004) | 1825049 | 124910
Polyester resin (generic) (Y-94-0005) | 1825051 | 124911
Ethylene copolymer (generic) (Y-94-0006) | 1825053 | 124912
Acrylic terpolymer (generic) (Y-94-0010) | 1825055 | 124913
Modified polyester (generic) (Y-94-0015) | 1825057 | 124914
Saturated polyester (generic) (Y-94-0024) | 1825059 | 124915
Polymeric modified rosin ester (generic) (Y-94-0029) | 1825061 | 124916
Substituted polyvinyl acetal (generic) (Y-94-0030) | 1825063 | 124917
Polyester (generic) (Y-94-0048) | 1825065 | 124918
C18-unsaturated fatty acid, polymer with cyclic carboxylic acids, cyclic carboxylic acid anhydride and alkanetriol (generic) (Y-94-0051) | 1825067 | 124919
C18-unsaturated fatty acid, polymer with cycloaliphatic glycol, cyclic carboxylic acid, cyclic carboxylic acid anhydride and alkanetriol (generic) (Y-94-0056) | 1825069 | 124920
C18-unsaturated fatty acids, polymer with alicyclic alcohol, cycliccarboxylic acid, hydroxy substituted alkane, cyclic carboxylic acid anhydride and alkanetriol (generic) (Y-94-0058) | 1825071 | 124921
Linoleic acid polymer with isophthalic acid, benzoic acid, branchedalkane glycol, phenolic polymer and carboxy substituted aromatic acid anhydride (generic) (Y-94-0060) | 1825073 | 124922
Alkyd bisphenyl, polymer with oxirane reaction product with cycloaliphatic glycol, cyclic carboxylic acid and cyclic carboxylic acid (generic) (Y-94-0062) | 1825075 | 124923
Acrylic acid/vinyl ester copolymer (generic) (Y-94-0068) | 1825077 | 124924
Epoxy ester resin (generic) (Y-94-0071) | 1825079 | 124925
Styrenated acrylic copolymer (generic) (Y-94-0077) | 1825081 | 124926
Styrenated acrylic copolymer (generic) (Y-94-0078) | 1825083 | 124927
Carbomonocyclic carbopolycyclic polyester (generic) (Y-94-0080) | 1825085 | 124928
Polyurethane (generic) (Y-94-0081) | 1825087 | 124929
Polyurethane-acrylic grafted polymer, dimethylaminoethanol salt (generic) (Y-94-0084) | 1825089 | 124930
Polyurethane alkyd (generic) (Y-94-0087) | 1825091 | 124931
Fatty acids, tall-oil, maleated esters with a mixture of C10-C15 alkyl and alkoxylated (generic) (Y-94-0088) | 1825093 | 124932
Acrylate/methacrylate copolymer (generic) (Y-94-0089) | 1825095 | 124933
Polyester resin (generic) (Y-94-0093) | 1825097 | 124934
Crosslinked product of substituted benzenes (generic) (Y-94-0096) | 1825099 | 124935
Water reducible alkyd (generic) (Y-94-0101) | 1825101 | 124936
Dihydroxy allyl ether, polymer with cyclic carboxylic acid, alkenedioic anhydride and alkanediol (generic) (Y-94-0105) | 1825103 | 124937
Poly(alkylmethacrylate) (generic) (Y-94-0109) | 1825105 | 124938
Emulsion polymer (generic) (Y-94-0110) | 1825107 | 124939
Emulsion polymer (generic) (Y-94-0111) | 1825109 | 124940
Emulsion polymer (generic) (Y-94-0112) | 1825111 | 124941
Acrylic copolymer (generic) (Y-94-0113) | 1825113 | 124942
Polyester (generic) (Y-94-0114) | 1825115 | 124943
Saturated polyester (generic) (Y-94-0115) | 1825117 | 124944
Polyamide graft copolymer (generic) (Y-94-0116) | 1825119 | 124945
1,3-Isobenzofurandione, polymer with 2,5-furandione and alkanediols (generic) (Y-94-0121) | 1825121 | 124946
Styrenated alkyd resin (generic) (Y-94-0138) | 1825123 | 124947
Polyester resin (generic) (Y-94-0141) | 1825125 | 124948
Polyester resin (generic) (Y-94-0142) | 1825127 | 124949
Saturated, oil-free polyester resin (generic) (Y-94-0163) | 1825129 | 124950
Alkyl/aryl polyester resin (generic) (Y-94-0164) | 1825131 | 124951
Saturated polyester (generic) (Y-94-0166) | 1825133 | 124952
Copolymer of acrylic and methacrylic esters (generic) (Y-94-0169) | 1825135 | 124953
Styrene/acrylic copolymer, sodium salt (generic) (Y-94-0180) | 1825137 | 124954
Water dispersible polyester (generic) (Y-94-0184) | 1825139 | 124955
Water reducible alkyd (PROVISIONAL (generic) (Y-94-0186) | 1825141 | 124956
Unsaturated polyester (generic) (Y-95-0007) | 1825143 | 124957
Oil modified alkyd resin (generic) (Y-95-0026) | 1825145 | 124958
Copolymer of acrylic and methacrylic esters (generic) (Y-95-0027) | 1825147 | 124959
Polyester powder resin (generic) (Y-95-0032) | 1825149 | 124960
Polyester powder resin (generic) (Y-95-0034) | 1825151 | 124961
Polyester powder resin (generic) (Y-95-0035) | 1825153 | 124962
Polyester powder resin (generic) (Y-95-0037) | 1825155 | 124963
Alkali-swellable polyacrylate thickener (generic) (Y-95-0038) | 1825157 | 124964
Styrene/acrylic ester multipolymer (generic) (Y-95-0039) | 1825159 | 124965
Isophthalic acid polymer with cyclicalcohol and alkylamine (generic) (Y-95-0042) | 1825161 | 124966
Organically modified polysiloxane (generic) (Y-95-0048) | 1825163 | 124967
Silicone polyester (generic) (Y-95-0052) | 1825165 | 124968
Modified polyurethane (generic) (Y-95-0059) | 1825167 | 124969
Polyester resin (generic) (Y-95-0081) | 1825169 | 124970
Thermoplastic polyester urethane elastomer (generic) (Y-95-0092) | 1825171 | 124971
Water-dispersible sulfopolyester (generic) (Y-95-0094) | 1825173 | 124972
Acrylic emulsion polymer (generic) (Y-95-0096) | 1825175 | 124973
Copolymer of methacrylic acid and dimethyl siloxane (generic) (Y-95-0101) | 1825177 | 124974
Polyester resin (generic) (Y-95-0102) | 1825179 | 124975
Cyclic carboxylic acid polyester with alkanedioic acid and alkane diol polymer with polyol-polyether polyester, cyclic isocyanate, cyclic isocyanate polyurethane and glycol ether (generic) (P-90-0636) | 1825181 | 124976
Polyurethane (generic) (P-90-0636) | 1825183 | 124977
2,7-Naphthalenedisulfonic acid, 5-[[substituted]amino]-4-hydroxy-3-[[4-[[-2-(sulfooxy)ethyl]sulfonyl]phenyl]azo]-, salt (generic) (P-99-0277) | 1825185 | 124978
Aryloxyalkyl amine (generic) (P-14-0875) | 1825187 | 124979
Butyl-[butyl(dimethyl)silyl]oxy-dimethylsilane | 1825189 | 124980
3-[(2S,3R)-1,1,1,4,4,4-Hexafluoro-3-(3-hydroxyphenyl)butan-2-yl]phenol | 1825191 | 124981
2-Oxiranemethanaminium, N,N,N-trimethyl-, bromide (1:1) | 1825193 | 124982
Oxirane, 2-methyl-, polymer with oxirane, monohexadecyl ether, phosphate, potassium salt | 1825195 | 124983
Oxirane, 2-methyl-, polymer with oxirane, monohexadecyl ether, phosphate, ammonium salt | 1825197 | 124984
Ethanol, 2,2',2''-nitrilotris-, compd. with 2-methyloxirane polymer with oxirane monohexadecyl ether phosphate | 1825199 | 124985
Oxirane, 2-methyl-, polymer with oxirane, monohexadecyl ether, phosphate, sodium salt | 1825201 | 124986
Phenol, styrenated, reaction products with polyethylene glycol and 2-[(2-propen-1-yloxy)methyl]oxirane | 1825203 | 124987
Oxirane, 2-methyl-, polymer with oxirane, monohexadecyl ether, phosphate | 1825207 | 124989
Buckminsterfullerene (P-09-0054) | 1825213 | 124992
Fullerene C70 (P-09-0055) | 1825215 | 124993
Partially fluorinated alcohol substituted glycol (generic) (P-10-0058) | 1825227 | 124999
Partially fluorinated alcohol substituted glycol (generic) (P-10-0059) | 1825229 | 125000
Carbide derived nanocarbon (generic) (P-11-0290) | 1825235 | 125003
Hexanedioic acid, polymer with .alpha.-hydro-.omega.-hydroxypoly[oxy(methyl-1,2-ethanediyl)],1,1'-methylenebis[4- isocyanatobenzene], dihydroxydialkylether and dialkanol ether (generic) (P-11-0311) | 1825237 | 125004
Hexanedioic acid, polymer with .alpha.-hydro-.omega.-hydroxypoly[oxy(methyl-1,2-ethanediyl)],1,1'-methylenebis[isocyanatobenzene], dihydroxydialkyl ether and dialkanol ether (generic) (P-11-0312) | 1825239 | 125005
Hexanedioic acid, polymer with .alpha.-hydro-.omega.-hydroxypoly[oxy(methyl-1,2-ethanediyl)],1,1'-methylenebis[4-isocyanatobenzene], dihydroxydialkyl ether, reaction products with dialkylcarbinol (generic) (P-11-0313) | 1825241 | 125006
Fatty acids compound with cyclohexanamine (generic) (P-12-0069) | 1825243 | 125007
Fatty acids compound with cyclohexanamine (generic) (P-12-0070) | 1825245 | 125008
Siloxanes and Silicones, alkyl, alky propoxy ethyl, methyl octyl, alkyl polyfluorooctyl (generic) (P-12-0351) | 1825247 | 125009
Partially fluorinated alcohol, reaction products with phosphorus oxide (P2O5), amine salts (generic) (P-12-0451) | 1825257 | 125014
Fatty acids amine salt (generic) (P-12-0520) | 1825259 | 125015
Fatty acids, satd. and unsatd alkyl-, esters with polyol (generic) (P-13-0139) | 1825263 | 125017
Organophosphorus polymer (generic) (P-13-0292) | 1825269 | 125020
Benzenesulfonic acid, dimethyl-, alkyl derivatives, sodium salt (generic) (P-13-0568) | 1825271 | 125021
Alkyl triazine (generic) (P-13-0872) | 1825275 | 125023
Substituted bis 2,6-xylenol (generic) (P-13-0930) | 1825277 | 125024
Fatty acid amide (generic) (P-14-0158) | 1825285 | 125028
Fatty acid amide (generic) (P-14-0159) | 1825287 | 125029
Fatty acid amide (generic) (P-14-0161) | 1825289 | 125030
Fatty acid amide (generic) (P-14-0162) | 1825291 | 125031
Fatty acid amide (generic) (P-14-0163) | 1825293 | 125032
Fatty acid amide acetate (generic) (P-14-0173) | 1825295 | 125033
Fatty acid amide acetate (generic) (P-14-0175) | 1825297 | 125034
Fatty acid amide acetate (generic) (P-14-0176) | 1825299 | 125035
Fatty acid amide acetate (generic) (P-14-0177) | 1825301 | 125036
Fatty acid amide acetate (generic) (P-14-0178) | 1825303 | 125037
Fatty acid amide acetate (generic) (P-14-0179) | 1825305 | 125038
Fatty acid amide acetate (generic) (P-14-0180) | 1825307 | 125039
Fatty acid amide acetate (generic) (P-14-0181) | 1825309 | 125040
Fatty acid amide acetate (generic) (P-14-0182) | 1825311 | 125041
Fatty acid amide acetate (generic) (P-14-0183) | 1825313 | 125042
Fatty acid amide acetate (generic) (P-14-0184) | 1825315 | 125043
Fatty acid amide acetate (generic) (P-14-0185) | 1825317 | 125044
Fatty acid amide acetate (generic) (P-14-0186) | 1825319 | 125045
Fatty acid amide acetate (generic) (P-14-0187) | 1825321 | 125046
Fatty acid amide acetate (generic) (P-14-0188) | 1825323 | 125047
Fatty acid amide acetate (generic) (P-14-0190) | 1825325 | 125048
Fatty acid amide acetate (generic) (P-14-0191) | 1825327 | 125049
Fatty acid amide acetate (generic) (P-14-0192) | 1825329 | 125050
Fatty acid amide acetate (generic) (P-14-0193) | 1825331 | 125051
Dimethylaminoalkyl alkene amide (generic) (P-14-0209) | 1825339 | 125055
Quaternary ammonium compounds, tri-C8-10-alkylmethyl, hydrogen sulfates (generic) (P-14-0382) | 1825341 | 125056
Alkylpolycarboxylic acid, derivative, tris(fluorinatedalkoxy)alkyl ester salt (generic) (P-14-0473) | 1825343 | 125057
Sulfosuccinic acid ester, alkylamine derivs., sodium salt (generic) (P-14-0510) | 1825345 | 125058
Quaternary alkyl methyl amine ethoxylate methyl chloride (generic) (P-14-0563) | 1825347 | 125059
Brominated filtration residue (generic) (P-14-0594) | 1825349 | 125060
Fatty acids reaction products with polyethylenepolyamine and naphthenic acids (generic) (P-14-0616) | 1825351 | 125061
Fatty acids reaction products with polyethylenepolyamine and naphthenic acids (generic) (P-14-0617) | 1825353 | 125062
Cyclooctadiene metal derivatives (generic) (P-14-0640) | 1825355 | 125063
Substituted amide aromatic carboxylic acid, metal salt (generic) (P-14-0666) | 1825357 | 125064
Graphene nanoplatelets having a predominant thickness of 1?10 layers with lateral dimension predominantly less than 2 microns (P-14-0763) | 1825359 | 125065
1,2,3-Propanetriol, homopolymer, alkanoates (generic) (P-14-0793) | 1825361 | 125066
1,2,3-Propanetriol, homopolymer, alkanoates (generic) (P-14-0794) | 1825363 | 125067
Xanthylium, x-[2-(alcoxycarbonyl)phenyl]-bis(alkylamino)-dimethyl-, x?-[x?-[hydroxy-x??-[[[[hydroxy-x??-(phenyldiazenyl)-sulfo-2-naphthalenyl]amino]carbonyl]amino]sulfo-naphthalenyl]diazenyl]benzoate, sodium salt (generic) (P-14-0800) | 1825365 | 125068
Nitrile amine (generic) (P-15-0025) | 1825367 | 125069
1,3-Propanediamine, N1, N1-alkyl (generic) (P-15-0026) | 1825369 | 125070
Alkylalkenoic acid copolymer (generic) (P-15-0136) | 1825371 | 125071
D-Glucitol, alkylamino-N-acyl derivs. (generic) (P-15-0141) | 1825373 | 125072
Cyclohexanedicarboxylic acid, dialkyl ester (generic) (P-15-0150) | 1825375 | 125073
Isocyanate prepolymer (generic) (P-15-0221) | 1825377 | 125074
Methylene diisocyanate polymer with diols and triols (generic) (P-15-0247) | 1825379 | 125075
Silane, (1,1-dimethylethoxy) dimethoxy(2-methyl propyl)- (generic) (P-89-0906) | 1825409 | 125090
.alpha;-Olefin sulfonate, potassium salts (generic) (P-91-0100) | 1825423 | 125097
1,4-Bis(3-hydroxy-4-benzoylphenoxy)butane (generic) (P-93-0483) | 1825471 | 125121
Phosphonocarboxylate salt (generic) (P-93-0722) | 1825473 | 125122
Phosphonocarboxylate salt (generic) (P-93-0723) | 1825475 | 125123
Phosphonocarboxylate salt (generic) (P-93-0724) | 1825477 | 125124
Triethylene glycol ditosylate (P-93-1195) | 1825479 | 125125
Alkyltri, tetra, and pentaamines (generic) SHOULD THIS BE Alkyltriamines (generic) (P-96-0406) | 1825507 | 125139
Alkyltri, tetra, and pentaamines (generic) SHOULD THIS BE Alkyltetraamines (generic) (P-96-0407) | 1825509 | 125140
Alkyltri, tetra, and pentaamines (generic) SHOULD THIS BE Alkylpentaamines (generic) (P-96-0408) | 1825511 | 125141
Alkyl polycarboxylic acids, esters with ethoxylated fatty alcohols (generic) (P-96-0556) | 1825517 | 125144
Ethanol, 2-amino-, compd. with 2-methyloxirane polymer with oxirane monohexadecyl ether phosphate | 1825533 | 125152
Waterborne polyurethanes from polyisocyanates polyols and polyamines (generic) (P-89-0605) | 1825535 | 125153
Poly carboxylate, sodium salt (generic) (P-97-1016) | 1825537 | 125154
Alkyl polyoxyalkylene phosphate (generic) (P-84-0263) | 1825539 | 125155
Octanoic acid, 2,2,3,3,4,4,5,5,6,6,7,7,8,8,8-pentadecafluoro-, potassium salt (1:1) | 1825543 | 125157
Hydroxy functional amino ester (generic) (P-00-1105) | 1825545 | 125159
Modified ethylene vinyl alcohol polymer (generic) (P-03-0115) | 1825547 | 125160
Substituted pyridinium salt (generic) (P-12-0118) | 1825549 | 125161
Modified polyester (generic) (P-12-0549) | 1825551 | 125162
Alkylphenol (generic) (P-13-0879) | 1825553 | 125163
Polyol esters (generic) (P-14-0079) | 1825557 | 125165
Substituted polysiloxane (generic) (P-14-0300) | 1825559 | 125166
Fatty ester derivatives, reaction products with alkanolamine, hydroxylated, borated (generic) (P-14-0324) | 1825561 | 125167
Reaction products of acidic polymers with amino silanes (generic) (P-14-0377) | 1825563 | 125168
Cashew modified hydrocarbon (generic) (P-14-0490) | 1825565 | 125169
Methacrylic acid, polymer with butyl methacrylate, substituted acrylamide, styrene, methyl methacrylate and substituted ethyl methacrylate (generic) (P-14-0499) | 1825567 | 125170
Titanium oxide derivative (generic) (P-14-0643) | 1825571 | 125172
Formic acid salts, compds. with epoxy-cycloalkylamine-polymer-hydrolyzed amino-1,2-alkanediamine-(alkylamino)alcohol reaction products. (generic) (P-14-0750) | 1825573 | 125173
Complex of carboxylic acids and polyamino alcohols (generic) (P-14-0788) | 1825575 | 125174
Modified copolymer of buta-1,3-diene and styrene (generic) (P-14-0838) | 1825577 | 125175
Mixture of aminopropyl-terminated N-methylated polyalkylenepolyamines (generic) (P-15-0065) | 1825579 | 125176
Cashew nutshell liq., polymer with formaldehyde and ethanolamines (generic) (P-15-0073) | 1825581 | 125177
Heterocyclic aromatic polymer with heteropolycycle and substituted aryl diamines (generic) (P-15-0076) | 1825583 | 125178
Heterocyclic aromatic polymer with substituted aryl diamines (generic) (P-15-0077) | 1825585 | 125179
Heterocyclic aromatic polymer with heteropolycycle and substituted aryl diamine (generic) (P-15-0078) | 1825587 | 125180
Cashew nutshell liq., polymer reacted with hydrocarbons (generic) (P-15-0125) | 1825589 | 125181
Phenol, 2,2'-[1,2-disubstituted-1,2-ethanediyl]bis(iminomethylene)bis[substituted- (generic) (P-15-0177) | 1825591 | 125182
Alkanoic acid, bis[substituted-aryleneimino-alkyl-oxo]- (generic) (P-15-0254) | 1825593 | 125183
Heterocyclic aromatic polymer with substituted aryl diamines (generic) (P-15-0255) | 1825595 | 125184
Heterocyclic aromatic polymer with heteropolycycle and substituted aryl diamine (generic) (P-15-0256) | 1825597 | 125185
Heteropolycyclic polymer with substituted aryl diamine and substituted alkyl diamine (generic) (P-15-0257) | 1825599 | 125186
Heteropolycyclic polymer with substituted aryl diamine (generic) (P-15-0258) | 1825601 | 125187
Heteropolycyclic polymer with substituted aryl diamine (generic) (P-15-0260) | 1825603 | 125188
Heterocyclic aromatic polymer with substituted aryl diamines (generic) (P-15-0261) | 1825605 | 125189
Heteropolycyclic polymer with substituted aryl diamine (generic) (P-15-0262) | 1825607 | 125190
Acrylated mixed metals oxide (generic) (P-15-0295) | 1825609 | 125191
Carboxylated styrene butadiene polymer (generic) (P-15-0342) | 1825611 | 125192
Substituted carbopolycycle, polymer with disubstituted alkane, substituted alkyl methacrylate-blocked (generic) (P-15-0373) | 1825613 | 125193
Zinc carboxylate (generic) (P-15-0438) | 1825615 | 125194
Hetero substituted alkyl acrylate polymer (generic) (P-15-0440) | 1825617 | 125195
Bismuth compound (generic) (P-15-0485) | 1825619 | 125196
Perfluorobutanesulfonamide and polyoxyalkylene containing polyurethane (generic) (P-15-0502) | 1825621 | 125197
Tetrahydroalkyl aromatic heterocyclic diketone, polymer with dialkyleneglycol, trialkyleneglycol, heterocyclic diketone and aromatic heterocyclic diketone (generic) (P-15-0550) | 1825623 | 125198
Aromatic heterocyclic diketone, polymer with dialkyleneglycol, trialkyleneglycol and alkenoic acid glycidyl ester (generic) (P-15-0551) | 1825625 | 125199
Alicyclic polycarboxylic acid, polymer with alkyl methacrylate, alkyldiol, alkyldioic acid, polyalkyleneoxide, alkoxy methacrylate, aromatic heterocyclic diketone, aromatic diisocyanate, heterocyclic ketone and dialkyleneglycol (generic) (P-15-0568) | 1825627 | 125200
1,3-Isobenzofurandione, 5,5'-[2,2,2-trifluoro-1-(trifluoromethyl)ethylidene]bis-, polymer with aromatic amines (generic) (P-15-0574) | 1825629 | 125201
L-Amino acid, homopolymer, carboxylate (generic) (P-15-0581) | 1825631 | 125202
Butanedioic acid, 2-[[(alkyl)amino]methyl]-, 1,4-bis(alkyl) ester (generic) (P-15-0583) | 1825633 | 125203
Methyl arkaryl methyl hydrogen cyclosiloxanes (generic) (P-15-0596) | 1825635 | 125204
Polymer of humic acid salt, acrylamide and substituted sulfonic acid (generic) (P-15-0601) | 1825637 | 125205
Copolymer of tetrafluoroethene and perfluorosulfonylvinylether (generic) (P-15-0602) | 1825639 | 125206
Polymer of an aromatic olefin and one or more substituted aromatic olefins (generic) (P-15-0635) | 1825641 | 125207
Alkylamino alcohol (generic) (P-15-0648) | 1825645 | 125209
Siloxanes and silicones, di-methyl, polyether modified (generic) (P-15-0651) | 1825647 | 125210
Quarternary aminosilicone-polyether copolymer (generic) (P-15-0664) | 1825649 | 125211
Polyester adduct (generic) (P-15-0687) | 1825651 | 125212
Urethane acrylate (generic) (P-15-0696) | 1825653 | 125213
Polymer of aliphatic dicarboxylc acid, alkanediol and cycloaliphatic diol (generic) (P-15-0698) | 1825655 | 125214
Vegtable oil polymer with 1,1'-methylene[isocyanatobenzene], oxepanone and trimethylolpropane (generic) (P-15-0700) | 1825657 | 125215
Modified polyethyleneglycol diacrylate salt with acidic polyethylene ester (generic) (P-15-0702) | 1825659 | 125216
Carboxylic acid polymer ester with .alpha.-methyl-.omega.-hydroxypoly (oxy-1,2-ethanediyl) (generic) (P-15-0710) | 1825661 | 125217
Cellulose, polymer with substituted oxirane, 2-(diethylamino) ethylether (generic) (P-15-0713) | 1825663 | 125218
Castor oil, polymer with substituted alkanoic acid, substituted carbomonocycle, dialkyl substituted alkanediol and TDI, substituted alkanone-blocked (generic) (P-15-0736) | 1825665 | 125219
Disubstituted alkanedioic acid, polymer with substituted carbomonocycle, dialkyl carbonate, alkanediol and (alkylimino)bis[alkanol], acetate (salt) (generic) (P-15-0740) | 1825667 | 125220
Modified compolymer of buta-1,3-diene and styrene (generic) (P-15-0742) | 1825669 | 125221
Polysiloxane, di-Me, epoxyfunctional (generic) (P-15-0752) | 1825671 | 125222
Alkanedial, polymer with alkyleneurea and alkyl-alkanediol (generic) (P-15-0768) | 1825673 | 125223
Substituted carbomonocycle, polymer with alkanediol, substituted-alkanediol, substituted heteropolycycle and heteropolycycle (generic) (P-16-0002) | 1825675 | 125224
Alkyldioic acid, polymer with alkylamine, alkyldiol and 1,3-isobenzofurandione, reaction products with fatty acid (generic) (P-16-0005) | 1825677 | 125225
Alkyl alkenoic acid, polymer with cycloalkyl alkyl alkenoate, substituted alkyl alkenoate, alkyl alkyl alkenoate and substituted alkyl alkenoate (generic) (P-16-0006) | 1825679 | 125226
Silicon, tris[dialkyl phenyl]-dialkyl-dioxoalkane-naphthalene disulfonate (generic) (P-16-0014) | 1825681 | 125227
Polyethyleneglycol modified polyacrylate, compd. with alcohol amine(PROVISIONAL) (generic) (P-16-0018) | 1825683 | 125228
Polyethyleneglycol modified polyacrylate, compd. with alcohol amine(PROVISIONAL) (generic) (P-16-0019) | 1825685 | 125229
Polyethylene glycol modified polyacrylate, compd. with alcohol amine (generic) (P-16-0020) | 1825687 | 125230
2-Propenenitrile, reaction products with polyalkylenepolyamine, hydrogenated (generic) (P-16-0023) | 1825689 | 125231
Alkylamine - modifided silane (generic) (P-16-0024) | 1825691 | 125232
Alkyl acrylate-alkyl acrylamide copolymer (generic) (P-16-0039) | 1825693 | 125233
Alkylakolol alkoxylate (generic) (P-16-0041) | 1825695 | 125234
High oleic algae oil ethoxylate (generic) (P-16-0049) | 1825697 | 125235
High lauric algae oil ethoxylate- (generic) (P-16-0050) | 1825699 | 125236
Dialkylol amine, polymer with succinic anhydride and aromatic carboxylic acid (generic) (P-16-0052) | 1825701 | 125237
Acrylated polycarbonate polyol (generic) (P-16-0053) | 1825703 | 125238
Styrene-acrylate polymer (generic) (P-16-0073) | 1825705 | 125239
Dicarboxylic acid, polymer with aminoalkanoic acid and polyether polyol (generic) (P-16-0087) | 1825707 | 125240
Alkyl polyol salt (generic) (P-16-0105) | 1825709 | 125241
1,3-Diazetidine-2,4-dione, 1,3-bis[(isocyanatophenyl)methyl]phenyl]-, polymer with 2-(chloromethyl)oxirane and 4,4'-(1-methylethylidene)bis[phenol], alkoxypropanol-blocked (generic) (P-16-0106) | 1825711 | 125242
Fatty acids, reaction products with alkylamine, polymers with substituted carbomonocycle, substituted alkylamines, heteromonocycle and substitutedalkanoate, acetates (salts) (generic) (P-16-0111) | 1825713 | 125243
Substituted heteromonocycle, polymer with substituted carbomonocycle and alkyl (hydroxyalkyl)alkanediol, alkoxyalkanol-blocked (generic) (P-16-0112) | 1825715 | 125244
Amine salt of polymer of isocyanates with alkanedioic acid, cyclic carboxylic acid, alkanediol, hydroxy substituted carboxylic acid, cycloaliphatic glycol, alkanetriol and hydrazine (generic) (Y-91-0135) | 1825717 | 125245
Benzoic acid, 4-(benzoylamino)- | 1825725 | 125249
1,3-Propanediol, 2-(dimethylamino)-2-(hydroxymethyl)- | 1825727 | 125250
Benzenemethanol, 3-ethoxy-4-hydroxy- | 1825729 | 125251
Silane, (3-chloropropyl)diethoxymethyl- | 1825731 | 125252
2-Furancarboxylic acid, tetrahydro-, ethyl ester | 1825733 | 125253
Carbon silicon oxide | 1825735 | 125254
5-Octenoic acid, methyl ester, (5Z)- | 1825737 | 125255
Ethanaminium, N,N-diethyl-N-methyl-, tetrafluoroborate(1-) (1:1) | 1825739 | 125256
1-Propanamine, 3-(diethoxymethylsilyl)-N,N-dimethyl- | 1825741 | 125257
5-Isobenzofurancarboxylic acid, 1,3-dihydro-1,3-dioxo-, polymer with 2-aminoethanol, 2,2-dimethyl-1,3-propanediol, 2,5-furandione and 3a,4,7,7a-tetrahydro-1,3-isobenzofurandione | 1825743 | 125258
Hexanedioic acid, polymer with 1,6-hexanediol and 1-isocyanato-2-[(4-isocyanatophenyl)methyl]benzene | 1825745 | 125259
Butanenitrile, 4-(dimethoxymethylsilyl)-2-methyl- | 1825751 | 125260
Fatty acids, C18-unsatd., polymers with diethylenetriamine and maleic anhydride | 1825753 | 125261
Phenol, 4-polyisobutylene derivs. | 1825755 | 125262
Aziridine, polymer with 1,6-diisocyanatohexane and 1,1'-methylenebis[4-isocyanatocyclohexane] | 1825757 | 125263
Oxirane, 2-methyl-, polymer with .alpha.-hydro-.omega.-hydroxypoly[oxy(methyl-1,2-ethanediyl)], oxirane and 2-[[3-(triethoxysilyl)propoxy]methyl]oxirane, diester with .alpha.-butyl-.omega.-hydroxypoly[oxy(methyl-1,2-ethanediyl)] monoester with N-[3-[(carboxyamino)methyl]-3,5,5-trimethylcyclohexyl]carbamic acid | 1825759 | 125264
Oxirane, 2-methyl-, polymer with .alpha.-hydro-.omega.-hydroxypoly[oxy(methyl-1,2-ethanediyl)] and 2-[[3-(triethoxysilyl)propoxy]methyl]oxirane, diester with .alpha.-butyl-.omega.-hydroxypoly[oxy(methyl-1,2-ethanediyl)] monoester with N-[3-[(carboxyamino)methyl]-3,5,5-trimethylcyclohexyl]carbamic acid | 1825761 | 125265
2-Propenoic acid, 2-methyl-, heptadecyl ester, branched | 1825763 | 125266
D-Glucitol, 1-deoxy-1-(methylamino)-, N-coco acyl derivs. | 1825765 | 125267
Rosin, polymer with dicyclopentadiene, glycerol, maleic anhydride, pentaerythritol, soybean oil and 1-tetradecene | 1825767 | 125268
Hexanedioic acid, polymer with 1,4-butanediol, 1,3-diisocyanatomethylbenzene, 1,2-ethanediamine and 3-hydroxy-2-(hydroxymethyl)-2-methylpropanoic acid, diethanolamine-blocked | 1825769 | 125269
Erbium gadolinium ytterbium oxide | 1825771 | 125270
Cyclopropanemethanol, .alpha.,1-dimethyl-2-(1-phenylethyl)- | 1825773 | 125271
Siloxanes and Silicones, di-Me, polymers with octyl silsesquioxanes and silicic acid (H4SiO4) tetra-Et ester | 1825775 | 125272
2-Propenoic acid, 2-methyl-, 2-dodecylhexadecyl ester, polymer with methyl 2-methyl-2-propenoate and 2-tetradecyloctadecyl 2-methyl-2-propenoate | 1825777 | 125273
Hydrocarbons, C5-rich, polymers with (6E)-7,11-dimethyl-3-methylene-1,6,10-dodecatriene, 2-methylbutene and methylstyrene | 1825779 | 125274
Hydrocarbons, C5-rich, polymers with (6E)-7,11-dimethyl-3-methylene-1,6,10-dodecatriene, 2-methylbutene and methylstyrene, manuf. of, by-products from, C20-40 fraction | 1825781 | 125275
Poly[oxy(methyl-1,2-ethanediyl)], .alpha.,.alpha.',.alpha.''-1,2,3-propanetriyltris[.omega.-hydroxy-, polymer with .alpha.-hydro-.omega.-hydroxypoly[oxy(methyl-1,2-ethanediyl)], 5-isocyanato-1-(isocyanatomethyl)-1,3,3-trimethylcyclohexane and 1,1'-methylenebis[isocyanatobenzene] | 1825783 | 125276
Carbonic acid, dimethyl ester, polymer with bis(isocyanatomethyl)cyclohexane and 1,6-hexanediol | 1825785 | 125277
2-Oxepanone, polymer with 1,4-diisocyanatobenzene, 2,2-dimethyl-1,3-propanediol and 2,2'-[1,4-phenylenebis(oxy)]bis[ethanol] | 1825787 | 125278
Butanedioic acid, 2-methylene-, polymer with 2-propenoic acid and sodium 2-methyl-2-[(1-oxo-2-propen-1-yl)amino]-1-propanesulfonate (1:1), sodium salt | 1825789 | 125279
D-Glucitol, 1-deoxy-1-(methylamino)-, N-C12-14 acyl derivs. | 1825791 | 125280
Ruthenium, [1,3-bis(2,4,6-trimethylphenyl)-2-imidazolidinylidene]dichloro[[2-(1-methylethoxy-.kappa.O)phenyl]methylene-.kappa.C]-, (SP-5-41)- | 1825793 | 125281
Propanoic acid, 2-oxo-, calcium salt (2:1) | 1825795 | 125282
2-Propenoic acid, [1,1'-biphenyl]-4-ylmethyl ester | 1825809 | 125289
Polyitaconic acid, sodium zinc salt (generic) (P-15-0382) | 1825811 | 125290
Ethane, 1-(trifluoromethoxy)-1-(trifluoromethyl)-2-[(trifluoromethoxy)difluoromethoxy]-1,2,2-trifluoro- | 1825813 | 125291
Naphthalene, 1,1,2,2,3,3,4,4,4a,5,5,6,6,7,7,8,8,8a-octadecafluorodecahydro-, cis- | 1825815 | 125292
Naphthalene, 1,1,2,2,3,3,4,4,4a,5,5,6,6,7,7,8,8,8a-octadecafluorodecahydro-, trans- | 1825817 | 125293
Butane, 1,1,1,2,2,3,3,4,4-nonafluoro- | 1825819 | 125294
Propane, 1,1,1,2,2-pentafluoro- | 1825821 | 125295
Ethane, 1,1,1,2,2-pentafluoro-2-(1,1,2,2-tetrafluoroethoxy)- | 1825823 | 125296
Propane, 1,1,1,2,3,3-hexafluoro-3-(trifluoromethoxy)- | 1825825 | 125297
Ethane, 1,1,1,2,2-pentafluoro-2-(2,2,2-trifluoroethoxy)- | 1825827 | 125298
Propane, 2-(difluoromethoxy)-1,1,1,3,3,3-hexafluoro- | 1825829 | 125299
Ethane, 1,2-bis(difluoromethoxy)-1,1,2,2-tetrafluoro- | 1825831 | 125300
Ethane, 1,1'-oxybis[2-(difluoromethoxy)-1,1,2,2-tetrafluoro- | 1825833 | 125301
2,5,8,11-Tetraoxadodecane, 1,1,3,3,4,4,6,6,7,7,9,9,10,10,12,12-hexadecafluoro- | 1825835 | 125302
Methane, oxybis[(difluoromethoxy)difluoro- | 1825837 | 125303
2,4,6,9-Tetraoxadecane, 1,1,3,3,5,5,7,7,8,8,10,10-dodecafluoro- | 1825839 | 125304
Ethane, 1-(difluoromethoxy)-2-[(difluoromethoxy)difluoromethoxy]-1,1,2,2-tetrafluoro- | 1825841 | 125305
2,5,8,11,14-Pentaoxapentadecane, 1,1,3,3,4,4,6,6,7,7,9,9,10,10,12,12,13,13,15,15-eicosafluoro- | 1825843 | 125306
Ethane, 1,1,2-trifluoro-2-(trifluoromethoxy)- | 1825845 | 125307
Methane, trifluoro(fluoromethoxy)- | 1825847 | 125308
Ethane, 1-(2,2-difluoroethoxy)-1,1,2,2,2-pentafluoro- | 1825849 | 125309
Propane, 1,1,1,2,3,3,3-heptafluoro-2-methoxy- | 1825851 | 125310
Propane, 1,1,1,2,3,3-hexafluoro-3-methoxy- | 1825853 | 125311
Ethane, 1,1'-oxybis[2,2,2-trifluoro- | 1825855 | 125312
Propane, 1,1,1,3,3,3-hexafluoro-2-methoxy- | 1825857 | 125313
Propane, 1,1,2,2,3,3-hexafluoro-1-methoxy- | 1825859 | 125314
Ethane, 1-(2,2-difluoroethoxy)-1,1,2,2-tetrafluoro- | 1825861 | 125315
Propane, 3-(difluoromethoxy)-1,1,2,2-tetrafluoro- | 1825863 | 125316
Ethane, 1-ethoxy-1,1,2,2,2-pentafluoro- | 1825865 | 125317
Propane, 1,1,1,2,2-pentafluoro-3-methoxy- | 1825867 | 125318
Ethane, 1,1,2,2-tetrafluoro-1,2-dimethoxy- | 1825869 | 125319
Ethane, 1,1'-oxybis[1,1,2,2-tetrafluoro-2-methoxy- | 1825871 | 125320
2,5,8,11-Tetraoxadodecane, 3,3,4,4,6,6,7,7,9,9,10,10-dodecafluoro- | 1825873 | 125321
Methane, difluoromethoxy- | 1825875 | 125322
Ethane, 2-chloro-1,1,2-trifluoro-1-methoxy- | 1825877 | 125323
Propane, 1-ethoxy-1,1,2,2,3,3,3-heptafluoro- | 1825879 | 125324
Furan, 2-ethoxy-3,3,4,4,5-pentafluorotetrahydro-2,5-bis[1,2,2,2-tetrafluoro-1-(trifluoromethyl)ethyl]- | 1825881 | 125325
Propane, 1-ethoxy-1,1,2,3,3,3-hexafluoro- | 1825883 | 125326
Methane, fluoromethoxy- | 1825885 | 125327
Propane, 1,1,2,2-tetrafluoro-3-methoxy- | 1825887 | 125328
Methane, difluoro(fluoromethoxy)- | 1825889 | 125329
Methane, oxybis[fluoro- | 1825891 | 125330
Methanol, 1,1,1-trifluoro-, 1-formate | 1825893 | 125331
Ethanol, 1,1,2,2,2-pentafluoro-, 1-formate | 1825895 | 125332
Ethanol, 1,2,2,2-tetrafluoro-, 1-formate | 1825897 | 125333
1-Butanol, 1,1,2,2,3,3,4,4,4-nonafluoro-, 1-formate | 1825899 | 125334
1-Propanol, 1,1,2,2,3,3,3-heptafluoro-, 1-formate | 1825901 | 125335
2-Propanol, 1,1,1,3,3,3-hexafluoro-, 2-formate | 1825903 | 125336
Ethanol, 2,2,2-trifluoro-, 1-formate | 1825905 | 125337
1-Propanol, 3,3,3-trifluoro-, 1-formate | 1825907 | 125338
Acetic acid, 2,2,2-trifluoro-, 1,1-difluoroethyl ester | 1825909 | 125339
Acetic acid, 2,2,2-trifluoro-, difluoromethyl ester | 1825911 | 125340
Acetic acid, 2,2,2-trifluoro-, 2,2,2-trifluoroethyl ester | 1825913 | 125341
Acetic acid, 2,2-difluoro-, methyl ester | 1825915 | 125342
Ethanol, 1,1,2,2,2-pentafluoro-, 1-acetate | 1825917 | 125343
Methanol, 1,1,1-trifluoro-, 1-acetate | 1825919 | 125344
1-Propanol, 1,1,2,2,3,3,3-heptafluoro-, 1-acetate | 1825921 | 125345
1-Butanol, 1,1,2,2,3,3,4,4,4-nonafluoro-, 1-acetate | 1825923 | 125346
Carbonofluoridic acid, methyl ester | 1825925 | 125347
Carbonofluoridic acid, 1,1-difluoroethyl ester | 1825927 | 125348
Ethanol, 2,2-difluoro- | 1825929 | 125349
1-Butanol, 4,4,4-trifluoro- | 1825931 | 125350
1-Butene, 1,1,2,3,3,4,4,4-octafluoro- | 1825933 | 125351
1-Propene, 1,2,3,3,3-pentafluoro-, (1E)- | 1825935 | 125352
1-Propene, 1,3,3,3-tetrafluoro- | 1825937 | 125353
1-Butene, 3,3,4,4,4-pentafluoro- | 1825939 | 125354
1-Heptanol, 3,3,4,4,5,5,6,6,7,7,7-undecafluoro- | 1825941 | 125355
1-Propanol, 3,3,3-trifluoro- | 1825943 | 125356
1-Nonanol, 3,3,4,4,5,5,6,6,7,7,8,8,9,9,9-pentadecafluoro- | 1825945 | 125357
1-Undecanol, 3,3,4,4,5,5,6,6,7,7,8,8,9,9,10,10,11,11,11-nonadecafluoro- | 1825947 | 125358
(Octafluorotetramethy-lene) hydroxymethyl group | 1825949 | 125359
Bimodal mixture consisting of multi-walled and other classes of carbon nanotubes (generic) (P-11-0482) | 1825971 | 125371
Coke (coal), secondary pitch (P-12-0292) | 1825973 | 125372
Perfluoro epoxide copolymer (generic) (P-13-0175) | 1825975 | 125373
Poly(oxy-1,2-ethanediyl), .alpha.,.alpha.?-[(1-methylethylidene)di-4,1-phenylene]bis[.omega.-[[6-(2,5-dihydro-2,5-dioxo-1H-pyrrol-1-yl)-1-oxohexyl]oxy]- (P-13-0455) | 1825977 | 125374
Single walled carbon nanotubes (generic) (P-13-0706) | 1825979 | 125375
Single walled carbon nanotubes (generic) (P-13-0707) | 1825981 | 125376
Single walled carbon nanotubes (generic) (P-13-0715) | 1825983 | 125377
Single walled carbon nanotubes (generic) (P-13-0716) | 1825985 | 125378
Single walled carbon nanotubes (generic) (P-13-0718) | 1825987 | 125379
Single walled carbon nanotubes (generic) (P-13-0719) | 1825989 | 125380
Single walled carbon nanotubes (generic) (P-13-0720) | 1825991 | 125381
Single walled carbon nanotubes (generic) (P-13-0721) | 1825993 | 125382
Polyfluorinatedalkylsulfonyl substituted alkane derivative (generic) (P-14-0067) | 1825995 | 125383
Surface modified clay (generic) (P-14-0413) | 1825997 | 125384
Fluorinated acrylic copolymers (generic) (P-14-0524) | 1825999 | 125385
Fluorinated acrylic copolymers (generic) (P-14-0525) | 1826001 | 125386
Fluorinated acrylic copolymers (generic) (P-14-0526) | 1826003 | 125387
Fluorinated acrylic copolymers (generic) (P-14-0527) | 1826005 | 125388
Alkenoic acid, polymer with alkyl alkenoate, alkylalkylalkenoate, alkenoic acid and tridecenhalogenic alkylalkenoate, compds. with alkylamino alcanol (generic) (P-14-0580) | 1826007 | 125389
Single walled carbon nanotubes (generic) (P-14-0655) | 1826009 | 125390
Single walled carbon nanotubes (generic) (P-14-0656) | 1826011 | 125391
Single walled carbon nanotubes (generic) (P-14-0657) | 1826013 | 125392
Single walled carbon nanotubes (generic) (P-14-0658) | 1826015 | 125393
Plastics, wastes, pyrolyzed, bulk pyrolysate (generic) (P-14-0712) | 1826017 | 125394
Plastics, wastes, pyrolyzed, light distillate (generic) (P-14-0713) | 1826019 | 125395
Plastics, wastes, pyrolyzed, middle distillate (generic) (P-14-0714) | 1826021 | 125396
Plastics, wastes, pyrolyzed, heavy distillate (generic) (P-14-0715) | 1826023 | 125397
Oxiranemethanaminium, N,N,N-trimethyl-, bromide | 1826025 | 125398
Hydrochlorofluorocarbon (generic) (P-15-0098) | 1826029 | 125400
Formaldehyde, polymer with aliphatic polyamines (generic) (P-15-0121) | 1826033 | 125402
Sulfonated alkylbenzene salts (generic) (P-15-0149) | 1826035 | 125403
Fluoroalkyl acrylate copolymer (generic) (P-15-0154) | 1826037 | 125404
Substituted alkanolamine ether (generic) (P-15-0409) | 1826039 | 125405
Carbon nanotubes (generic) (P-15-0672) | 1826041 | 125406
1,2-Propanediol, 3-(2-propenyloxy)-, bis(4-methylbenzene sulfonate) (P-93-1198) | 1826043 | 125407
Modified Synechococcus for the production of ethanol (J-12-0006) | 1826045 | 125408
Reaction product of cyclicdiamine and a dialkyl phosphoric acid (generic) (P-01-0558) | 1826051 | 125411
2-Propenoic acid, 2-methyl-, methyl ester, polymer with butyl 2-propenoate, ethyl 2-propenoate, zinc 2-methyl-2-propenoate (1:2) and zinc 2-propenoate (1:2), 2,2?-(1,2-diazenediyl)bis[2-methylbutanenitrile]- and 2,2?-(1,2-diazenediyl)bis[2-methylpropanenitrile]-initiated (P-03-0458) | 1826053 | 125412
Phenol, 2-ethoxy-4-(ethoxymethyl)- | 1826059 | 125415
Disiloxane, 1,3-dibutyl-1,1,3,3-tetramethyl- | 1826061 | 125416
Alkali transition metal oxide (generic) (P-11-0150) | 1826063 | 125417
Fatty acids with butanamine (generic) (P-12-0070) | 1826139 | 125455
Fluorene-containing diaromatic amines (generic) (P-89-0998) | 1826141 | 125457
Phosphoric acid, mixed Bu and decyl and octyl and 2-(2-phenoxyethoxy)ethyl and 2-phenoxyethyl esters | 1826143 | 125459
Phosphoric acid, mixed Bu and decyl and octyl and 2-(2-phenoxyethoxy)ethyl and 2-phenoxyethyl esters, potassium salts | 1826145 | 125460
2-Furancarboxyaldehyde, 5-(chloromethyl)- | 1826147 | 125461
1-Hexanol, 6-mercapto- | 1826149 | 125462
1-Octadecanaminium, N-(3-chloro-2-hydroxypropyl)-N,N-dimethyl-, chloride (1:1) | 1826151 | 125463
Quaternary ammonium compounds, (3-chloro-2-hydroxypropyl)coco alkyldimethyl, chlorides | 1826153 | 125464
Fatty acid amide (generic) (P-14-0153) | 1826155 | 125465
Fatty acid amide (generic) (P-14-0154) | 1826157 | 125466
Fatty acid amide (generic) (P-14-0155) | 1826159 | 125467
Fatty acid amide (generic) (P-14-0156) | 1826161 | 125468
Fatty acid rxn products with aminoalkylhydroxyamines (generic) (P-15-0079) | 1826163 | 125469
Fatty acid rxn products with aminoalkylamines (generic) (P-15-0080) | 1826165 | 125470
Alkyl silicate, polymer with 2-(chloromethyl)oxirane and 4,4'-(1-methylethylidene)bis[phenol], alkoxylated (generic) (P-15-0081) | 1826167 | 125471
Reaction product of a mixture of aromatic dianhydrides and aliphatic esters with an aromatic diamine (generic) (P-15-0109) | 1826169 | 125472
Substituted benzyl acrylate (generic) (P-15-0120) | 1826171 | 125473
Halogenated alkyl trimethylaminium halide (generic) (P-15-0190) | 1826173 | 125474
Functionalized carbon nanotubes (generic) (P-15-0276) | 1826175 | 125475
Phenol, 1,1-dimethylalkyl derivatives (generic) (P-15-0306) | 1826177 | 125476
Aliphatic acrylate (generic) (P-15-0363) | 1826179 | 125477
2,7-Naphthalenedisulfonic acid, 4-amino-3-[substituted]-5-hydroxy-6-[(1E)-2-phenyldiazenyl]-, lithium salt (1:3) (generic) (P-15-0435) | 1826181 | 125478
1,2,4,5,7,8-Hexoxonane, 3,6,9-trimethyl-, 3,6,9-tris(alkyl) derivs. (generic) (P-15-0607) | 1826183 | 125479
Vegetable fatty acid alkyl esters (generic) (P-15-0689) | 1826185 | 125480
Vegetable fatty acid alkyl esters (generic) (P-15-0690) | 1826187 | 125481
Octanoic acid, pentadecafluoro-, branched | 1826189 | 125482
Tetradecanoic acid, heptacosafluoro-, branched | 1826191 | 125483
Tetradecanoic acid, heptacosafluoro-, branched and linear | 1826193 | 125484
Tridecanoic acid, pentacosafluoro-, branched | 1826195 | 125485
Tridecanoic acid, pentacosafluoro-, branched and linear | 1826197 | 125486
Dodecanoic acid, tricosafluoro-, branched | 1826199 | 125487
Dodecanoic acid, tricosafluoro-, branched and linear | 1826201 | 125488
Undecanoic acid, heneicosafluoro-, branched | 1826203 | 125489
Undecanoic acid, heneicosafluoro-, branched and linear | 1826205 | 125490
Decanoic acid, nonadecafluoro-, branched | 1826207 | 125491
Decanoic acid, nonadecafluoro-, branched and linear | 1826209 | 125492
Nonanoic acid, heptadecafluoro-, branched | 1826211 | 125493
Nonanoic acid, heptadecafluoro-, branched and linear | 1826213 | 125494
Octanoic acid, pentadecafluoro-, branched and linear | 1826215 | 125495
Heptanoic acid, tridecafluoro-, branched | 1826217 | 125496
Heptanoic acid, tridecafluoro-, branched and linear | 1826219 | 125497
Hexanoic acid, undecafluoro-, branched | 1826221 | 125498
Hexanoic acid, undecafluoro-, branched and linear | 1826223 | 125499
Pentanoic acid, nonafluoro-, branched | 1826225 | 125500
Pentanoic acid, nonafluoro-, branched and linear | 1826227 | 125501
1-Decanesulfonic acid, heneicosafluoro-, branched | 1826229 | 125502
1-Decanesulfonic acid, heneicosafluoro-, branched and linear | 1826231 | 125503
Nonanesulfonic acid, nonadecafluoro-, branched | 1826233 | 125504
Nonanesulfonic acid, nonadecafluoro-, branched and linear | 1826235 | 125505
Octanesulfonic acid, heptadecafluoro-, branched | 1826237 | 125506
Octanesulfonic acid, heptadecafluoro-, branched and linear | 1826239 | 125507
Heptanesulfonic acid, pentadecafluoro-, branched | 1826241 | 125508
Heptanesulfonic acid, pentadecafluoro-, branched and linear | 1826243 | 125509
Hexanesulfonic acid, tridecafluoro-, branched | 1826245 | 125510
Hexanesulfonic acid, tridecafluoro-, branched and linear | 1826247 | 125511
Pentanesulfonic acid, undecafluoro-, branched | 1826249 | 125512
Pentanesulfonic acid, undecafluoro-, branched and linear | 1826251 | 125513
Butanesulfonic acid, nonafluoro-, branched | 1826253 | 125514
Butanesulfonic acid, nonafluoro-, branched and linear | 1826255 | 125515
Octanesulfonamide, heptadecafluoro-, branched | 1826257 | 125516
Octanesulfonamide, heptadecafluoro-, branched and linear | 1826259 | 125517
1-Decanesulfonic acid, 3,3,4,4,5,5,6,6,7,7,8,8,9,9,10,10,10-heptadecafluoro- | 1826299 | 125536
1-Hexanesulfonic acid, 3,3,4,4,5,5,6,6,6-nonafluoro- | 1826301 | 125537
Nitrites of Alkali Metals (Group lA elements) | 1826303 | 125539
1H-Pyrazole-4-carbonitrile, 1-(3-chloro-4,5,6,7-tetrahydropyrazolo[1,5-a]pyridin-2-yl)-5-(methyl-2-propyn-1-ylamino)- | 1826419 | 125541
7,9,11-Dodecatrien-1-ol, formate, (7Z,9E)- | 1826421 | 125542
Cyclohexanecarboxylic acid, 4-(cyclopropylcarbonyl)-3,5-dioxo- | 1826423 | 125543
10H-Phenoxarsine, 10-hydroxy-, 10-oxide | 1826425 | 125544
Propanoic acid, 3-[1-carboxy-2-(5,5-dimethyl-4,5-dihydroisoxazol-3-ylthio)ethylamino]-3-oxo- | 1826427 | 125545
2-Pyridinecarboxylic acid, 3-chloro-5-(trifluoromethyl)- | 1826431 | 125547
Benzoic acid, 4-(5-chloro-2-cyano-1H-imidazol-4-yl)- | 1826433 | 125548
1H-Imidazole-2-carboxamide, 5-chloro-4-(4-methylphenyl)- | 1826435 | 125549
1H-Imidazole-2-carboxylic acid, 5-chloro-4-(4-methylphenyl)- | 1826437 | 125550
Ethanamine, N,N-diethyl-2-[(4-methylphenyl)methoxy]- | 1826439 | 125551
Benzonitrile, 4-[2,3,4,5-tetrahydro-5-hydroxy-3-oxo-4-[4-(trifluoromethoxy)phenyl]-6-[3-(trifluoromethyl)phenyl]-1,2,4-triazin-5-yl]- | 1826441 | 125552
4(3H)-Quinazolinone, 3-(2,4-dichlorophenyl)-6-fluoro-2-(1H-1,2,4-triazol-1-yl)- | 1826443 | 125553
1H-Pyrrole-2-carboxylic acid, 3-bromo-5-(4-chlorophenyl)-4-cyano- | 1826445 | 125554
2(5H)-Furanone, 4-[[(6-chloro-3-pyridinyl)methyl](2,2-difluoroethyl)amino]- | 1826447 | 125555
Silanol, 1,1-bis(4-fluorophenyl)-1-methyl- | 1826449 | 125556
Phenol, 4-[(4,6-dimethyl-2-pyrimidinyl)amino]- | 1826451 | 125557
1-Azaspiro[4.5]dec-3-en-2-one, 3-(2,5-dimethylphenyl)-4-hydroxy-8-methoxy-, cis- | 1826453 | 125558
Glycine, N-[(4-methoxyphenoxy)carbonyl]-N-[[4-[2-(5-methyl-2-phenyl-4- oxazolyl)ethoxy]phenyl]methyl]- | 1826455 | 125559
Butanoic acid, 4-oxo-4-[(2-phenylethyl)amino]- | 1826457 | 125560
Urea, N-cyano-N'-phenyl- | 1826459 | 125561
Urea, N-phenyl-N'-1,2,5-thiadiazol-3-yl- | 1826461 | 125562
5-Pyrimidinol, 4,6-dimethyl-2-(phenylamino)- | 1826463 | 125563
2,4-Decadien-1-one, 1-(1-pyrrolidinyl)-, (2E,4E)- | 1826465 | 125564
1-Azaspiro[4.5]dec-3-en-2-one, 3-(2,5-dimethylphenyl)-4-(.beta.-D-glucopyranosyloxy)-8-methoxy-, cis- | 1826467 | 125565
2(1H)-Quinazolinone, 1-acetyl-3,4-dihydro-3-[(3-pyridinylmethyl)amino]-6-[1,2,2,2-tetrafluoro-1-(trifluoromethyl)ethyl]- | 1826469 | 125566
Guanidine, N-methyl-N'-[(tetrahydro-3-furanyl)methyl]- | 1826471 | 125567
Urea, N-methyl-N'-[(tetrahydro-3-furanyl)methyl]- | 1826473 | 125568
Propanoic acid, 2-(4-((6-chloro-2-benzoxazolyl)oxy)phenoxy)-, (+-)- | 1826475 | 125569
Phosphoric acid, 2-(1,1-dimethylethyl)-5-pyrimidinyl ethyl 1-methylethyl ester | 1826477 | 125570
1H-Indeno[5,4-f]quinoline-7-carboxamide, N-(1,1-dimethylethyl)-2,4a,4b,5,6,6a,7,8,9,9a,9b,10,11,11a-tetradecahydro-4a,6a-dimethyl-2-oxo-, (4aR,4bS,6aS,7S,9aS,9bS,11aR)- | 1826479 | 125571
Carbamic acid, N-(3,4-diethoxyphenyl)-, 1-methylethyl ester | 1826481 | 125572
Methanone, (5-chloro-2-methoxy-4-methyl-3-pyridinyl)(2,3,4-trimethoxy-6-methylphenyl)- | 1826483 | 125573
11H-Pyrido[2,1-b]quinazolin-11-one, 2,6-dichloro-4-methyl- | 1826485 | 125574
D-Alanine, N-(2,6-dimethylphenyl)-N-(2-phenylacetyl)-, methyl ester | 1826487 | 125575
1H-Benzimidazole, 1-(1-ethylpropyl)-5,6-dimethyl-7-nitro- | 1826489 | 125576
Benzoic acid, 3,5-diethyl-4-(hexahydro-7,9-dioxo-7H-pyrazolo[1,2-d][1,4,5]oxadiazepin-8-yl)- | 1826491 | 125577
Acetamide, 2-chloro-N-(2-ethyl-6-methylphenyl)-N-[(1R)-2-methoxy-1-methylethyl]- | 1826493 | 125578
Ethanesulfonic acid, 2-[(2,6-diethylphenyl)(methoxymethyl)amino]-2-oxo-, sodium salt (1:1) | 1826495 | 125579
Propanoic acid, 2-(4-chloro-2-methylphenoxy)-, 2-ethylhexyl ester, (2R)- | 1826497 | 125580
3,13-Octadecadien-1-ol, (3Z,13E)- | 1826499 | 125581
2-Cyclohexen-1-one, 5-(1,3-benzodioxol-5-yl)-3-hexyl- | 1826501 | 125582
Carbamothioic acid, (2-hydroxypropyl)propyl-, S-ethyl ester | 1826503 | 125583
4(3H)-Quinazolinone, 2-propoxy-3-propyl- | 1826505 | 125584
4(3H)-Quinazolinone, 6-iodo-2-propoxy-3-propyl- | 1826507 | 125585
Benzeneacetic acid, 2,4-dichloro-, 1-(ethoxycarbonyl)cyclohexyl ester | 1826509 | 125586
Benzamide, N-(1-(4-(1,1-dimethylethyl)-2-ethoxyphenyl)-2-hydroxyethyl)-2,6-difluoro- | 1826511 | 125587
1H-Pyrazole-3-carbonitrile, 5-amino-1-[2,6-dichloro-4-trifluoromethyl)phenyl]-4-(ethylsulfonyl)- | 1826513 | 125588
1H-Pyrazole-3-carboxamide, 5-amino-1-[2,6-dichloro-4-(trifluoromethyl)phenyl]-4-(ethylsulfinyl)- | 1826515 | 125589
1,2-Propanediol, 2-(1-chlorocyclopropyl)-3-(2-chlorophenyl)- | 1826517 | 125590
4(3H)-Quinazolinone, 2-[3-bromo-1-(3-chloro-2-pyridinyl)-1H-pyrazol-5-yl]-6-chloro-3,8-dimethyl- | 1826519 | 125591
1H-Pyrazole-4-carboxamide, 3-(difluoromethyl)-1-methyl- | 1826521 | 125592
Guanidine, N-methyl-N'-nitro- | 1826523 | 125593
1H-Pyrazole-3-carboxamide, 5-bromo-N-methyl- | 1826525 | 125594
8-Quinolinecarboxylic acid, 3,7-dichloro-, methyl ester | 1826527 | 125595
Benzoic acid, 3-bromo-6-methoxy-2-methyl- | 1826529 | 125596
Benzamide, N-[[4-(aminocarbonyl)phenyl]sulfonyl]-2-methoxy- | 1826531 | 125597
Acetonitrile, 2-[[2-fluoro-5-(trifluoromethyl)phenyl]thio]-2-[3-(2-methoxyphenyl)-2-thiazolidinylidene]-, (2Z)- | 1826533 | 125598
[1,2,4]Triazolo[1,5-c]pyrimidin-5(6H)-one, 2-amino-8-methoxy- | 1826535 | 125599
[1,2,4]Triazolo[1,5-c]pyrimidin-2-amine, 5,8-dimethoxy- | 1826537 | 125600
1,3,5-Triazine-1,3(2H,4H)-diethanol, dihydro-5-(3-methoxypropyl)- | 1826539 | 125601
Thiazole, 5-chloro-2-(methylsulfonyl)- | 1826541 | 125602
3H-1,2,4-Triazol-3-one, 2,4-dihydro-5-methoxy-2-methyl-4-[2-[[[(E)-[1-[3- (trifluoromethyl)phenyl]ethylidene]amino]oxy]methyl]phenyl]- | 1826543 | 125603
3-Pyridinemethanol, ?-methyl-6-(trifluoromethyl)- | 1826545 | 125604
Benzoic acid, 2-(trifluoromethyl)- | 1826547 | 125605
Benzamide, 2-(trifluoromethyl)- | 1826549 | 125606
Glycine, N-[[4-(trifluoromethyl)-3-pyridinyl]carbonyl]- | 1826551 | 125607
2(5H)-Furanone, 4-[(2,2-difluoroethyl)amino]- | 1826553 | 125608
Benzenesulfonic acid, 2-(2,2-difluoroethoxy)-6-(trifluoromethyl)- | 1826555 | 125609
1H-1,2,4-Triazole-3-carboxylic acid, 5-[[[2-(2,2-difluoroethoxy)-6-trifluoromethyl)phenyl]sulfonyl]amino]- | 1826557 | 125610
2-Pyridinecarboxylic acid, 4-amino-3-chloro-6-(4-chloro-2-fluoro-3-methoxyphenyl)-, methyl ester | 1826559 | 125611
2H-Benzimidazol-2-one, 1,3-dihydro-5-(trifluoromethoxy)- | 1826561 | 125612
2(1H)-Pyridinone, 5-chloro-3-fluoro- | 1826563 | 125613
1H-Imidazole, 2-[(1S)-1-(2,3-dimethylphenyl)ethyl]- | 1826565 | 125614
1,2-Propanediol, 2-(1-chlorocyclopropyl)-1-(2-chlorophenyl)-3-(1H-1,2,4-triazol-1-yl)- | 1826567 | 125615
1H-Pyrazole-5-carboxamide, 4-chloro-3-ethyl-1-methyl- | 1826569 | 125616
Benzamide, 2-hydroxy-N-phenyl-, sodium salt (1:1) | 1826571 | 125617
3-Pyridinecarboxamide, 4-(trifluoromethyl)- | 1826573 | 125618
3-Pyridinecarboxamide, N-(2-amino-2-oxoethyl)-4-(trifluoromethyl)- | 1826575 | 125619
Benzoic acid, 2-[[(aminocarbonyl)amino]sulfonyl]-, methyl ester | 1826577 | 125620
3(2H)-Pyridazinone, 5-amino-4-chloro- | 1826579 | 125621
[1,1'-Biphenyl]-2-amine, 3',4',5'-trifluoro- | 1826581 | 125622
1,3,5-Triazine-2-methanamine, 4-methoxy-6-methyl- | 1826583 | 125623
Benzamide, 4-(aminosulfonyl)-N-cyclopropyl- | 1826585 | 125624
1,3-Cyclohexanedione, 2-[2-nitro-4-(trifluoromethyl)benzoyl]- | 1826587 | 125625
7,11-Hexadecadienal, (7Z,11Z)- | 1826589 | 125626
Mandelic acid, 2,4-dichloro- | 1826591 | 125627
3-Pyridinecarboxylic acid, 1,6-dihydro-6-oxo-4-(trifluoromethyl)- | 1826593 | 125628
3-Pyridinecarboxylic acid, 4-(trifluoromethyl)- | 1826595 | 125629
2-Pyridinecarboxylic acid, 3-(methylsulfinyl)-5-(trifluoromethyl)- | 1826597 | 125630
1H-1,2,3-Triazole-5-acetic acid | 1826599 | 125631
2-Pyridineacetic acid, 3-chloro-5-(trifluoromethyl)- | 1826601 | 125632
Cholan-3-one, 7,12-dihydroxy-24-(sulfooxy)-, (5.alpha.,7.alpha.,12.alpha.)- | 1826603 | 125633
Cholane-3,7,12,24-tetrol, 24-(hydrogen sulfate), (3.alpha.,5.alpha.,7.alpha.,12.alpha.)- | 1826605 | 125634
2-Thiophenecarboxamide, N-[1,1-dimethyl-2-[2-methyl-4-(1-methylethoxy)phenyl]-2-oxoethyl]-3-methyl- | 1826607 | 125635
Isoxazole, 5-[[(2,6-difluorophenyl)methoxy]methyl]-4,5-dihydro-5-methyl-3-(3-methyl-2-thienyl)- | 1826609 | 125636
Pyridinium, 3-[[(dimethylamino)carbonyl]oxy]-1-methyl-, bromide (1:1) | 1826611 | 125637
2-Pyridinecarboxylic acid, 3,6-dichloro-, compd. with 2,2',2''-nitrilotris[ethanol] (1:1) | 1826613 | 125638
1H-Imidazol-2-amine, 1-[(6-chloro-3-pyridinyl)methyl]-4,5-dihydro-, hydrochloride (1:1) | 1826615 | 125639
D-Glucaric acid, compd. with (.alpha.S)-.alpha.-methylbenzeneethanamine | 1826617 | 125640
Glycine, N-(phosphonomethyl)-, compd. with 2-aminoethanol (1:1) | 1826619 | 125641
Ivermectin | 1826621 | 125642
Essential oils, oregano | 1826623 | 125643
Spinetoram | 1826625 | 125644
Substituted benzyl acrylate (generic) | 1826664 | 125659
13-Docosenoic acid, magnesium salt (2:1), (13Z)- | 1826669 | 125661
Canola oil, reaction products with 1-butene | 1826671 | 125662
Canola oil, reaction products with 1-butene, distn. residues | 1826673 | 125663
Canola oil, reaction products with 1-butene, distn. residues, Me esters | 1826675 | 125664
2-Pyridinecarboxylic acid, 3-chloro-5-(trifluoromethyl)-, ethyl ester | 1826677 | 125665
Ethanamine, N,N-diethyl-2-[(4-methylphenyl)methoxy]-, hydrochloride (1:1) | 1826679 | 125666
Guanidine, N'-methyl-N-nitro-N-nitroso- | 1826681 | 125667
2-Pyrimidinamine, 5-chloro-4,6-dimethyl- | 1826683 | 125668
Red pepper | 1826685 | 125669
N-[1-(4-tert-butyl-2-ethoxyphenyl)-2-hydroxyethyl]-2,6-difluorobenzamide | 1826687 | 125670
1-Methyl-3-(tetrahydro-3-furylmethyl)guanidine (Metabolite of dinotefuran) | 1826689 | 125671
Cinnamon | 1826691 | 125672
Benzamide, 2-hydroxy-, sodium salt (1:1) | 1826695 | 125674
Endothal N,N-dimethyl alkylamine salt (1:1) | 1826699 | 125675
Harpin alpha beta protein | 1826704 | 125676
IKF-1216 Metabolite-AMPA | 1826706 | 125677
Bacillus firmus strain I-1582 | 1826708 | 125678
Coyote Urine | 1826710 | 125679
Gonadotropin Releasing Hormone | 1826712 | 125680
Green alder bark shavings | 1826714 | 125681
Ground corn cobs | 1826716 | 125682
Polyhedral occlusion bodies (OBs) of the nuclear polyhedrosis virus of Helicoverpa zea (corn earworm) | 1826719 | 125683
Hop beta acids resin | 1826721 | 125684
Egg solids | 1826723 | 125685
Brewer's yeast extract hydrolysate from Saccharomyces cerevisiae | 1826725 | 125686
Fox urine | 1826729 | 125688
Clarified hydrophobic neem oil | 1826731 | 125689
Dead Sea Lamprey Odor | 1826733 | 125690
BLAD (banda de Lupinue albus doce) | 1826735 | 125691
Organic acids derived from leonardite | 1826737 | 125692
Polybrominated Diphenyl Ethers Category | 1826739 | 125693
Coat Protein Gene of Plum Pox Virus | 1826741 | 125695
Bacillus thuringiensis ssp. tenebrionis | 1826743 | 125696
Bacillus thuringiensis ssp. kurstaki strain HD1 delta-endotoxin as produced in corn by a cry1A(b) gene and its controlling sequences | 1826745 | 125697
Bacillus thuringiensis ssp. tenebrionis delta endotoxin as produced in potato by Cry IIIA gene and its controlling sequences and found in the following constructs:PV-STBT02, PV-STBT04, and PV-STMT01, IR-22, | 1826747 | 125698
Bacillus thuringiensis ssp. tenebrionis delta endotoxin as produced in potato by Cry IIIA gene and its controlling sequences and found in the following constructs: PV-STMT02, PV-STMT04, PV-STMT10, PV-STMT11, (Continued on qualification) | 1826749 | 125699
Bacillus thuringiensis ssp. tenebrionis delta endotoxin as produced in potato by Cry IIIA gene and its controlling sequences and found in the following contructs: PVSTMT15, PVSTBT02 in combination with PV-STPY01, IR-22, | 1826751 | 125700
IR-23, Bacillus thuringiensis ssp. tenebrionis delta endotoxin as produced in potato by an expression enhancer-CryIIIA fusion product and its controlling sequences and found in the following construct:PV-STBT05 | 1826753 | 125701
Bacillus thuringiensis ssp. kurstaki, delta-endotoxin as produced in corn by an HD-1 gene, and its controlling sequences and found on plasmid vector, pZO1502. | 1826755 | 125702
Bacillus thuringiensis var. kurstaki delta endotoxin protein as produced by the Cry1A(c) gene and its controlling sequences | 1826757 | 125703
Bacillus thuringiensis CryIA(b) delta-endotoxin and the genetic material necessary for its production (plasmid vector pZ01502) in corn, when used as a plant pesticide in all raw agricultural commodities of field corn, sweet corn and popcorn. | 1826759 | 125704
Bacillus thuringiensis ssp. kurstaki CryIA (c) delta-endotoxin and the genetic material necessary for its production in corn | 1826761 | 125705
Bacillus thuringiensis ssp. tolworthi Cry9C protein and the genetic material necessary for its production (pRVA9909) in corn plants | 1826763 | 125706
Bacillus thuringiensis Cry1F protein and the genetic material necessary for its production (plasmid insert PHI8999) in corn | 1826765 | 125707
Bacillus thuringiensis Cry3B1 protein and the genetic material necessary for its production (Vector ZMIR 13L) in corn | 1826767 | 125708
Bacillus thuringiensis Cry2Ab protein and the genetic material necessary for its production (vector GHBK11) in cotton | 1826769 | 125709
Bacillus thuringiensis Cry34Ab1 and Cry35Ab1 proteins and the genetic material necessary for their production in corn | 1826771 | 125710
Bacillus thuringiensis moCry 1F insecticidal protein and the genetic material necessary for its production in maize | 1826773 | 125711
Bacillus thuringiensis var. kurstaki strain HD73(Cry1AC (synpro))insecticidal crystal protein and the genetic material necessary for its production in cotton | 1826775 | 125712
Bacillus thuringiensis Cry3Bb1 protein and the genetic material necessary (vector ZMIR39) for its production in corn | 1826777 | 125713
Bacillus thuringiensis VIP3A protein and the genetic material necessary for its production (pCOT1 in cotton) | 1826779 | 125714
Bacillus thuringiensis Cry3Bb1 protein & the genetic material necessary (vector PV-ZMIR39) for its production in ZMIR39 corn (USE PC CODE 006498) | 1826781 | 125715
Bacillus thuringiensis Cry1Ab protein and the genetic material necessary for its production (via elements of p2062) in Event 3243M corn | 1826783 | 125716
Modified Cry3A protein and the genetic material necessary for its production (via elements of pZM26) in Event MIR604 corn | 1826785 | 125717
Bacillus thuringiensis VIP3A Protein and the genetic material necessary for its production (p1988 in cotton) | 1826787 | 125718
Bacillus thuringiensis var. aizawai Cry1F (synpro) and the genetic material (from the insert of plasmid pGMA281) necessary for its production in cotton | 1826789 | 125719
Bacillus thuringiensis var. kurstaki Cry1Ac (synpro) and the genetic material (from the insert of plasmid pMYC3006) necessary for its production in cotton | 1826791 | 125720
Bacillus thuringiensis Cry1A.105 protein and genetic material necessary (vector PV-ZMIR245) for its production in corn | 1826793 | 125721
Bacillus thuringiensis Cry2Ab2 protein and the genetic material necessary (vector PV-ZMIR245) for its production in corn | 1826795 | 125722
Bacillus thuringiensis Cry1Ab protein and the genetic material necessary for its production (pTDL004 or pTDL008) in Event T303-3 or T304-40 cotton plants | 1826797 | 125723
Bacillus thuringiensis Cry1Ac protein and the genetic material (Vector pDAB9582) necessary for its production in DAS-81419-2 soybean | 1826799 | 125724
Bacillus thuringiensis Cry1F protein and the genetic material (Vector pDAB9582) necessary for its production in DAS-81419-2 soybean | 1826801 | 125725
Bacillus thuringiensis Cry1F protein and the genetic material (PHP27118 T-DNA) necessary for its production in corn event DP-4114-3 | 1826807 | 125728
Bacillus thuringiensis Cry34Ab1and Cry35Ab1 proteins and the genetic material (PHP27118 T-DNA) necessary for its production in corn event DP-4114-3 | 1826809 | 125729
Bacillus thuringiensis Vip3Aa20 protein encoded by vector pNOV1300 in event MIR162 corn (SYN-IR162-4), % dw | 1826811 | 125730
Bacillus thuringiensis Cry2Ae protein and the genetic material necessary for its production (pTEM 12) in event GHB119 or GHB714 cotton seeds. | 1826813 | 125731
Bacillus Thuringiensis eCry3.1Ab protein and the genetic material necessary for its production (vector pSYN12274) in Event 5307 corn (SYN-05307-1) | 1826815 | 125732
Bacillus thuringiensis Vip3Aa19 protein and the genetic material necessary for its production (vector pCOT1) in Event COT102 cotton (SYN-IR102-7) | 1826817 | 125733
Bacillus thuringiensis FLCry1Ab protein and the genetic material necessary for its production (vector pNOV4641/pNOV1914) in Event COT67B cotton (SYN-IR67B-1) | 1826819 | 125734
HD-1 Protein as encoded by Bacillus thuringiensis ssp. kurstaki gene and produced in corn | 1826821 | 125735
Mixed Metallic Oxide (generic) (P-12-0377) | 1826823 | 125737
Phenol, 2,4,6-tris[(dimethylamino)methyl]-, reaction products with benzyl chloride | 1826825 | 125739
.beta.-D-Fructopyranose, 2,3:4,5-bis-O-(1-methylethylidene)-, 1-sulfamate | 1826827 | 125741
.beta.-D-Glucopyranosiduronic acid, (16?,17?)-16,17-dihydroxyestra-1,3,5(10)-trien-3-yl | 1826829 | 125742
.beta.-D-Glucopyranosiduronic acid, (17?)-3-hydroxyestra-1,3,5(10)-trien-17-yl | 1826831 | 125743
.beta.-D-Glucopyranosiduronic acid, (3?,5?)-17-oxoandrostan-3-yl | 1826833 | 125744
.beta.-D-Glucopyranosiduronic acid, 17-oxoestra-1,3,5(10)-trien-3-yl | 1826835 | 125745
.beta.-D-Glucopyranosiduronic acid, 4-[(1E)-1-ethyl-2-(4-hydroxyphenyl)-1-buten-1-yl] | 1826837 | 125746
.beta.-D-Glucopyranosiduronic acid, ethyl | 1826839 | 125747
.beta.-D-Glucopyranosiduronic acid, phenyl | 1826841 | 125748
[(methylamino)carbonyl]benzoyl]amino]acetyl]amino]-5-[[(2-hydroxyethyl)amino]carbonyl]-2,4,6-triiodo- | 1826843 | 125749
[1,1'-Biphenyl]-4-acetic acid, 2-fluoro-?-methyl- | 1826845 | 125750
[1,1'-Biphenyl]-4-ol, 2,2',3,4',5,5',6-heptachloro- | 1826847 | 125751
[1,1'-Biphenyl]-4-ol, 2,2',3,4',5,5'-hexachloro- | 1826849 | 125752
[1,1'-Biphenyl]-4-ol, 2,3,3',4',5-pentachloro- | 1826851 | 125753
1,1'-Biphenyl, 2,2'-difluoro- | 1826853 | 125754
1,1'-Biphenyl-1,1',2,2',3,3',4,4',5,5',6,6'-13C12,2,2',3,3',5,5',6,6'-octachloro- | 1826855 | 125755
1,2,4,5-Tetrazine | 1826857 | 125756
1,2-Aceanthrylenedione | 1826859 | 125757
1,3,5-Benzenetricarbonitrile, 2,4-dichloro-6-[(3-chloro-2-methylphenyl)amino]- | 1826861 | 125758
1,3,5-Triazin-2(1H)-one, 4-amino-6-[(1-methylethyl)amino]- | 1826863 | 125759
1,3,5-Triazine, hexahydro-1,3,5-trinitroso- | 1826865 | 125760
1,3,5-Triazine, hexahydro-1,3-dinitro-5-nitroso- | 1826867 | 125761
1,3,5-Triazine, hexahydro-1-nitro-3,5-dinitroso- | 1826869 | 125762
1,3,5-Triazine-2,4(1H,3H)-dione, 3-(4-hydroxycyclohexyl)-1-methyl-6-(methylamino)- | 1826871 | 125763
1,3,5-Triazine-2,4(1H,3H)-dione, 3-cyclohexyl-1-methyl-6-(methylamino)- | 1826873 | 125764
1,3,5-Triazine-2,4(1H,3H)-dione, 6-(dimethylamino)-3-(4-hydroxycyclohexyl)-1-methyl- | 1826875 | 125765
1,3,5-Triazine-2,4(1H,3H)-dione, 6-[(1-methylethyl)amino]- | 1826877 | 125766
1,3,5-Triazine-2,4(1H,3H)-dione, 6-amino- | 1826879 | 125767
1,3,5-Triazine-2,4,6(1H,3H,5H)-trione, 1-(4-hydroxycyclohexyl)-3-methyl- | 1826881 | 125768
1,3,5-Triazine-2,4,6(1H,3H,5H)-trione, 1-cyclohexyl-3-methyl- | 1826883 | 125769
1,3,5-Triazine-2,4-diamine, N2-(1-methylethyl)-6-(methylthio)- | 1826885 | 125770
1,3-Benzenediamine, 2-methyl-5-nitro- | 1826887 | 125771
1,3-Benzenediamine, 4-methyl-5-nitro- | 1826889 | 125772
1,3-Benzenedicarbonitrile, 2,4,5-trichloro-6-hydroxy- | 1826891 | 125773
1,3-Benzenedicarboxamide, 2,4,5,6-tetrachloro- | 1826893 | 125774
1,3-Benzenedicarboxamide, 5,5'-[(2-hydroxy-1,3-propanediyl)bis(acetylimino)]bis[N,N'-bis(2,3-dihydroxypropyl)-2,4,6-triiodo- | 1826895 | 125775
1,3-Benzenedicarboxamide, 5-[acetyl(2,3-dihydroxypropyl)amino]-N1-(2,3-dihydroxypropyl)-N3-(2-hydroxyethyl)-2,4,6-triiodo- | 1826897 | 125776
1,3-Benzenedicarboxamide, N1,N3-bis(2,3-dihydroxypropyl)-5-[(2-hydroxyacetyl)methylamino]-2,4,6-triiodo- | 1826899 | 125777
1,3-Benzenedimethanol, ?1-[[[1,1-di(methyl-d3)ethyl-2,2,2-d3]amino]methyl]-4-hydroxy-, (?1R)- | 1826901 | 125778
1,3-Benzenedisulfonamide, 4,5-dichloro- | 1826903 | 125779
1,3-Diazaspiro[4.4]non-1-en-4-one, 2-butyl-3-[[2'-(2H-tetrazol-5-yl)[1,1'-biphenyl]-4-yl]methyl]- | 1826905 | 125780
1,4-Anthracenedione | 1826907 | 125781
1,4-Benzenedicarboxylic acid, 2,3,5,6-tetrachloro-, di(methyl-d3) ester | 1826909 | 125782
1,4-Phenanthrenedione | 1826911 | 125783
1,5-Benzothiazepin-4(5H)-one, 3-(acetyloxy)-5-[2-(dimethylamino)ethyl]-2,3-dihydro-2-(4-methoxyphenyl)-, (2S,3S)- | 1826913 | 125784
11H-Benzo[a]fluoren-11-one | 1826915 | 125785
19-Norpregna-1,3,5(10)-trien-20-yne-2,4,16,16-d4-3,17-diol, (17?)- | 1826917 | 125786
19-Norpregna-1,3,5(10)-trien-20-yne-3,17-diol, 3-(hydrogen sulfate), (17?)- | 1826919 | 125787
1-Butanone, 3-amino-1-[5,6-dihydro-3-(trifluoromethyl)-1,2,4-triazolo[4,3-a]pyrazin-7(8H)-yl]-4-(2,4,5-trifluorophenyl)-, (3R)- | 1826921 | 125788
1-Cyclohexene-1-carboxamide, 4-(1,3-dihydro-4,5-dihydroxy-9-methyl-3-oxonaphtho[2,3-c]furan-1-yl)-3-(dimethylamino)-2,5-dihydroxy-6-oxo- | 1826923 | 125789
1-Cyclohexene-1-carboxamide, 4-(1,3-dihydro-4,5-dihydroxy-9-methyl-3-oxonaphtho[2,3-c]furan-1-yl)-3-(dimethylamino)-2,5-dihydroxy-6-oxo-, stereoisomer | 1826925 | 125790
1-Cyclohexene-1-carboxylic acid, 4-(acetylamino)-5-amino-3-(1-ethylpropoxy)-, (3R,4R,5S)- | 1826927 | 125791
1-Cyclohexene-1-carboxylic acid, 4-(acetylamino)-5-amino-3-(1-ethylpropoxy)-, ethyl ester, (3R,4R,5S)- | 1826929 | 125792
1H-1,2,4-Triazole, 1-[[(2R,4R)-2-(2,4-dichlorophenyl)-4-propyl-1,3-dioxolan-2-yl]methyl]-, rel- | 1826931 | 125793
1H-1,2,4-Triazole, 1-[[(2R,4S)-2-(2,4-dichlorophenyl)-4-propyl-1,3-dioxolan-2-yl]methyl]-, rel- | 1826933 | 125794
1H-2,6-Dioxacyclopent[cd]inden-1-one, 4-[(acetyloxy)methyl]-5-(?-D-glucopyranosyloxy)-2a,4a,5,7b-tetrahydro-, (2aS,4aS,5S,7bS)- | 1826935 | 125795
1H-Azepine-1-carbothioic acid, hexahydro-2-oxo-, S-ethyl ester | 1826937 | 125796
1H-Azepine-1-carbothioic acid, hexahydro-4-hydroxy-, S-ethyl ester | 1826939 | 125797
1H-Azepine-1-carbothioic acid, hexahydro-4-oxo-, S-ethyl ester | 1826941 | 125798
1H-Imidazol-2-amine, N-(2,6-dichlorophenyl)-4,5-dihydro- | 1826943 | 125799
1H-Imidazole-5-methanol, 2-butyl-4-chloro-1-[[2'-(2H-tetrazol-5-yl)[1,1'-biphenyl]-4-yl]methyl]- | 1826945 | 125800
1H-Indene-3-acetic acid, 5-fluoro-2-methyl-1-[[4-(methylsulfinyl)phenyl]methylene]-, (1Z)- | 1826947 | 125801
1H-Indole-3-ethanamine, N,N-dimethyl-5-(1H-1,2,4-triazol-1-ylmethyl)- | 1826949 | 125802
1H-Purine-2,6-dione, 3,7-dihydro-1,3,7-tri(methyl-d3)- | 1826951 | 125803
1H-Purine-2,6-dione, 3,7-dihydro-3,7-dimethyl-1-(5-oxohexyl)- | 1826953 | 125804
1H-Pyrrole-1-carboxamide, 3-ethyl-2,5-dihydro-4-methyl-N-[2-[4-[[[[(trans- 4-methylcyclohexyl)amino]carbonyl]amino]sulfonyl]phenyl]ethyl]-2-oxo- | 1826955 | 125805
1H-Pyrrole-1-heptanoic acid, 2-(4-fluorophenyl)-?,?-dihydroxy-5-(1-methylethyl)-3-phenyl-4-[(phenylamino)carbonyl]-, (?R,?R)- | 1826957 | 125806
1H-Pyrrole-2-acetic acid, 1-methyl-5-(4-methylbenzoyl)- | 1826959 | 125807
1H-Pyrrolizine-1-carboxylic acid, 5-benzoyl-2,3-dihydro- | 1826961 | 125808
1-Imidazolidinecarboxamide, 3-(3,5-dichlorophenyl)-2,4-dioxo- | 1826963 | 125809
1-Imidazolidinecarboxamide, N-(3,5-dichlorophenyl)-3-(1-methylethyl)-2,4-dioxo- | 1826965 | 125810
1-Imidazolidinecarboxamide, N-(3,5-dichlorophenyl)-3-(1-methylethyl)-2,5-dioxo- | 1826967 | 125811
1-Naphthalen-2,3,4,5,6,7,8-d7-ol, 1-methylcarbamate | 1826969 | 125812
1-Naphthalenamine, 4-(3,4-dichlorophenyl)-1,2,3,4-tetrahydro-, hydrochloride (1:1), (1R,4R)-rel- | 1826971 | 125813
1-Naphthaleneacetic acid, 4-cyclohexyl-.alpha.-methyl- | 1826973 | 125814
1-Naphthaleneheptanoic acid, 1,2,6,7,8,8a-hexahydro-.beta.,.delta.,6-trihydroxy-2-methyl-8-[(2S)-2-methyl-1-oxobutoxy]-, (.beta.R,.delta,R,1S,2S,6S,8S,8aR)- | 1826975 | 125815
1-Naphthaleneheptanoic acid, 8-(2,2-dimethyl-1-oxobutoxy)-1,2,6,7,8,8a-hexahydro-?,?-dihydroxy-2,6-dimethyl-, (?R,?R,1S,2S,6R,8S,8aR)- | 1826977 | 125816
1-Octan-1,1,2,2,3,3,4,4,5,5,6,6,7,7,8,8,8-d17-ol | 1826979 | 125817
1-Oxa-6-azacyclopentadecan-15-one, 13-[(2,6-dideoxy-3-C-methyl-3-O-methyl-?-L-ribo-hexopyranosyl)oxy]-2-ethyl-3,4,10-trihydroxy-3,5,6,8,10,12,14-heptamethyl-11-[[3,4,6-trideoxy-3-(dimethylamino)-?-D-xylo-hexopyranosyl]oxy]-, dihydrate, (2R,3S,4R,5R,8R,10R,11R,12S,13S,14R)- | 1826981 | 125818
1-Oxa-6-azacyclopentadecan-15-one, 13-[(2,6-dideoxy-3-C-methyl-3-O-methyl-?-L-ribo-hexopyranosyl)oxy]-2-ethyl-3,4,10-trihydroxy-3,5,8,10,12,14-hexamethyl-6-(methyl-d3)-11-[[3,4,6-trideoxy-3-(dimethylamino)-?-D-xylo-hexopyranosyl]oxy]-, (2R,3S,4R,5R,8R,10R,11R,12S,13S,14R)- | 1826983 | 125819
1-Propan-3,3,3-d3-ol, 2-(methyl-d3)- | 1826985 | 125820
1-Propanol, 2-[(2-ethyl-6-methylphenyl)amino]- | 1826987 | 125821
2(1H)-Pyrimidinone, 4-amino-1-[(2R,5S)-2-(hydroxymethyl)-1,3-oxathiolan-5-yl]- | 1826989 | 125822
2,3-Naphthalenediol, 5-[3-[(1,1-dimethylethyl)amino]-2-hydroxypropoxy]-1,2,3,4-tetrahydro- | 1826991 | 125823
2,4,6(1H,3H,5H)-Pyrimidinetrione, 5-(1-cyclohexen-1-yl)-5-ethyl-, calcium salt (2:1) | 1826993 | 125824
2,4,6(1H,3H,5H)-Pyrimidinetrione, 5-(2-methylpropyl)-5-(2-propenyl-1,1,2,3,3-d5)- | 1826995 | 125825
2,4,6(1H,3H,5H)-Pyrimidinetrione, 5-(ethyl-d5)-5-(1-methylbutyl)- | 1826997 | 125826
2,4,6(1H,3H,5H)-Pyrimidinetrione, 5,5-di-2-propen-1-yl- | 1826999 | 125827
2-[[4,6-Bis(trideuteriomethoxy)pyrimidin-2-yl]carbamoylsulfamoyl]-N,N-dimethylpyridine-3-carboxamide | 1827001 | 125828
2-[[4,6-Bis(trideuteriomethoxy)pyrimidin-2-yl]carbamoylsulfamoyl]-N,N-dimethylpyridine-3-carboxamide | 1827003 | 125829
2-Azetidinone, 1-(4-fluorophenyl)-3-[(3S)-3-(4-fluorophenyl)-3-hydroxypropyl]-4-(4-hydroxyphenyl)-, (3R,4S)- | 1827005 | 125830
2-Butanone, 3-(methylsulfinyl)-, O-[(methylamino)carbonyl]oxime | 1827007 | 125831
2-Butanone, 3-(methylthio)-, O-[(methylamino)carbonyl]oxime | 1827009 | 125832
2-Butanone, 3,3-dimethyl-1-(methylsulfinyl)-, O-[(methylamino)carbonyl]oxime | 1827011 | 125833
2-Butanone, 3,3-dimethyl-1-(methylsulfonyl)-, O-[(methylamino)carbonyl]oxime | 1827013 | 125834
2-Chloro-N-(ethoxymethyl)-N-[3,4,5-trideuterio-2-(1,1,2,2,2-pentadeuterioethyl)-6-(trideuteriomethyl)phenyl]acetamide | 1827015 | 125835
2-Cyclopentene-1-methanol, 4-[2-amino-6-(cyclopropylamino)-9H-purin-9-yl]-, (1S,4R)- | 1827017 | 125836
2H-1,2,4-Benzothiadiazine-7-sulfonamide, 3,4-dihydro-3-(phenylmethyl)-6-(trifluoromethyl)-, 1,1-dioxide | 1827019 | 125837
2H-1,2,4-Benzothiadiazine-7-sulfonamide, 3,4-dihydro-6-(trifluoromethyl)-, 1,1-dioxide | 1827021 | 125838
2H-1,2,4-Benzothiadiazine-7-sulfonamide, 3-bicyclo[2.2.1]hept-5-en-2-yl-6-chloro-3,4-dihydro-, 1,1-dioxide | 1827023 | 125839
2H-1,2,4-Benzothiadiazine-7-sulfonamide, 6-chloro-3-(chloromethyl)-3,4-dihydro-2-methyl-, 1,1-dioxide | 1827025 | 125840
2H-1,2,4-Benzothiadiazine-7-sulfonamide, 6-chloro-3-(cyclopentylmethyl)-3,4-dihydro-, 1,1-dioxide | 1827027 | 125841
2H-1,2,4-Benzothiadiazine-7-sulfonamide, 6-chloro-3,4-dihydro-3-[(2-propen-1-ylthio)methyl]-, 1,1-dioxide | 1827029 | 125842
2H-1,2,4-Benzothiadiazine-7-sulfonamide, 6-chloro-3-[[(phenylmethyl)thio]methyl]-, 1,1-dioxide | 1827031 | 125843
2H-1,2-Benzothiazine-3-carboxamide, 4-hydroxy-2-methyl-N-(5-methyl-2-thiazolyl)-, 1,1-dioxide | 1827033 | 125844
2H-1,2-Benzothiazine-3-carboxamide, 4-hydroxy-2-methyl-N-2-pyridinyl-, 1,1-dioxide | 1827035 | 125845
2H-1,4-Benzodiazepin-2-one, 7-chloro-1,3-dihydro-3-hydroxy-1-methyl-5-(phenyl-d5)- | 1827037 | 125846
2H-1,4-Benzodiazepin-2-one, 7-chloro-1,3-dihydro-5-phenyl- | 1827039 | 125847
2H-1-Benzothiopyran-7-sulfonamide, 3,4-dihydro-6-methyl-, 1,1-dioxide | 1827041 | 125848
2H-3,1-Benzoxazin-2-one, 6-chloro-4-(2-cyclopropylethynyl)-1,4-dihydro-4-(trifluoromethyl)-, (4S)- | 1827043 | 125849
2-Imidazolidinone, 1-[(6-chloro-3-pyridinyl)methyl]- | 1827045 | 125850
2-Naphthacenecarboxamide, 4-(dimethylamino)-1,4,4a,5,12,12a-hexahydro-3,10,11,12a-tetrahydroxy-6-methyl-1,12-dioxo-, (4S,4aS,12aS)- | 1827047 | 125851
2-Naphthacenecarboxamide, 4-(dimethylamino)-1,4,4a,5,12,12a-hexahydro-3,10,11,12a-tetrahydroxy-6-methyl-1,12-dioxo-, hydrochloride (1:1), (4R,4aS,12aS)- | 1827049 | 125852
2-Naphthacenecarboxamide, 4-(dimethylamino)-1,4,4a,5,12,12a-hexahydro-3,10,11,12a-tetrahydroxy-6-methyl-1,12-dioxo-, hydrochloride (1:1), (4S,4aS,12aS)- | 1827051 | 125853
2-Naphthacenecarboxamide, 4-(dimethylamino)-1,4,4a,5,5a,6,11,12a-octahydro-3,5,6,10,12,12a-hexahydroxy-6-methyl-1,11-dioxo-, (4S,4aR,5R,5aR,6S,12aS)- | 1827053 | 125854
2-Naphthacenecarboxamide, 4-(dimethylamino)-1,4,4a,5,5a,6,11,12a-octahydro-3,6,10,12,12a-pentahydroxy-6-methyl-1,11-dioxo-, hydrochloride (1:1), (4R,4aS,5aS,6S,12aS)- | 1827055 | 125855
2-Naphthacenecarboxamide, 7-chloro-4-(dimethylamino)-1,4,4a,5,12,12a-hexahydro-3,10,11,12a-tetrahydroxy-6-methyl-1,12-dioxo-, (4S,4aS,12aS)- | 1827057 | 125856
2-Naphthacenecarboxamide, 7-chloro-4-(dimethylamino)-1,4,4a,5,12,12a-hexahydro-3,10,11,12a-tetrahydroxy-6-methyl-1,12-dioxo-, hydrochloride(1:1), (4R,4aS,12aS)- | 1827059 | 125857
2-Naphthacenecarboxamide, 7-chloro-4-(dimethylamino)-1,4,4a,5,5a,6,11,12a-octahydro-3,6,10,12,12a-pentahydroxy-6-methyl-1,11-dioxo-, (4R,4aS,5aS,6S,12aS)- | 1827061 | 125858
2-Naphthacenecarboxamide, 7-chloro-4-(dimethylamino)-4,4a,5,5a,6,11,12a-octahydro-3,6,10,12,12a-pentahydroxy-1,11-dioxo-, hydrochloride (1:1), (4S,4aS,5aS,6S,12aS)- | 1827063 | 125859
2-Naphthalenecarboxamide, 6-[(1S)-7-chloro-1,3-dihydro-4-hydroxy-1-methyl-3-oxo-1-isobenzofuranyl]-4-(dimethylamino)-1,4,4a,5,6,7,8,8a-octahydro-3,8a-dihydroxy-1,8-dioxo-, (4S,4aS,6S,8aS)- | 1827065 | 125860
2-Oxazolepropanoic acid, 4,5-diphenyl- | 1827067 | 125861
2-Oxazolidinone, 5-[(3,5-dimethylphenoxy)methyl]- | 1827069 | 125862
2-Piperidineacetic acid, ?-phenyl-, methyl ester | 1827071 | 125863
2-Propen-1-one, 3-(4-chlorophenyl)-3-(3,4-dimethoxyphenyl)-1-(4-morpholinyl)-, (2Z)- | 1827073 | 125864
2-Propene-1-sulfonic acid, 2,3,3-trichloro- | 1827075 | 125865
2-Pyrrolidinone, 1-(methyl-d3)-5-(3-pyridinyl)- | 1827077 | 125866
2-Thiophenepropanamine, N-methyl-?-(1-naphthalenyloxy)-, (?S)- | 1827079 | 125867
3(2H)-Benzofuranone, 2,2-dimethyl-7-[[(methylamino)carbonyl]oxy]- | 1827081 | 125868
3,5-Pyrazolidinedione, 4-butyl-1-(4-hydroxyphenyl)-2-phenyl- | 1827083 | 125869
3,6,9,12,15,18,21,24-Octaoxaoctatriacontan-1-ol | 1827085 | 125870
3,6,9,12,15,18,21-Heptaoxapentatriacontan-1-ol | 1827087 | 125871
3,6,9,12,15,18-Hexaoxadotriacontan-1-ol | 1827089 | 125872
3,6,9,12,15,18-Hexaoxaeicosan-1-ol, 20-(4-nonylphenoxy)- | 1827091 | 125873
3,6,9,12,15-Pentaoxahentriacontan-1-ol | 1827093 | 125874
3,6,9,12,15-Pentaoxaheptadecan-1-ol, 17-(4-nonylphenoxy)- | 1827095 | 125875
3,6,9,12,15-Pentaoxanonacosan-1-ol | 1827097 | 125876
3,6,9,12-Tetraoxahexacosan-1-ol | 1827099 | 125877
3-Heptanone, 6-(dimethylamino)-4,4-diphenyl- | 1827101 | 125878
3-Morpholinone, 4-(2-ethyl-6-methylphenyl)-2-hydroxy-5-methyl- | 1827103 | 125879
3-Oxa-9-azoniatricyclo[3.3.1.02,4]nonane, 7-[(2-hydroxy-2,2-di-2-thienylacetyl)oxy]-9,9-dimethyl-, (1?,2?,4?,5?,7?)- | 1827105 | 125880
3-Pyridinecarboxylic acid, 2-[[2-methyl-3-(trifluoromethyl)phenyl]amino]- | 1827107 | 125881
3-Pyridinecarboxylic acid, 2-[[3-(trifluoromethyl)phenyl]amino]- | 1827109 | 125882
3-Pyridinesulfonamide, N-[[(1-methylethyl)amino]carbonyl]-4-[(3-methylphenyl)amino]- | 1827111 | 125883
3-Thiopheneacetic acid, 4-[(2,6-dichlorophenyl)amino]- | 1827113 | 125884
4,6(1H,5H)-Pyrimidinedione, 5-ethyldihydro-5-(1-methylbutyl)-2-thioxo- | 1827115 | 125885
4,7-Methanoisobenzofuran, 4,5,6,7,8,8-hexachloro-1,3,3a,4,7,7a-hexahydro- | 1827117 | 125886
4a(2H)-Naphthalenol, octahydro-4,8a-dimethyl-, (4S,4aS,8aR)- | 1827119 | 125887
4H-1-Benzopyran-4-one, 7-hydroxy-3-(4-methoxyphenyl)- | 1827121 | 125888
4H-Cyclopenta[def]phenanthren-4-one | 1827123 | 125889
4-Hexenoic acid, 6-(1,3-dihydro-4-hydroxy-6-methoxy-7-methyl-3-oxo-5-isobenzofuranyl)-4-methyl-, (4E)- | 1827125 | 125890
4-Thia-1-azabicyclo[3.2.0]heptane-2-carboxylic acid, 6-[[(2R)-2-amino-2-(4-hydroxyphenyl)acetyl]amino]-3,3-dimethyl-7-oxo-, (2S,5R,6R)- | 1827127 | 125891
5H-Dibenz[b,f]azepine | 1827129 | 125892
5H-Dibenz[b,f]azepine-5-carboxamide, 10,11-dihydro-10-oxo- | 1827131 | 125893
5-Thia-1-azabicyclo[4.2.0]oct-2-ene-2-carboxylic acid, 3-[[(aminocarbonyl)oxy]methyl]-7-[[(2Z)-2-(2-furanyl)-2-(methoxyimino)acetyl]amino]-8-oxo-, (6R,7R)- | 1827133 | 125894
5-Thia-1-azabicyclo[4.2.0]oct-2-ene-2-carboxylic acid, 7-[[(2R)-2-amino-2-phenylacetyl]amino]-3-methyl-8-oxo-, (6R,7R)- | 1827135 | 125895
6H-Benzo[cd]pyren-6-one | 1827137 | 125896
6H-Dipyrido[3,2-b:2',3'-e][1,4]diazepin-6-one, 11-cyclopropyl-5,11-dihydro-4-methyl- | 1827139 | 125897
6-Heptenoic acid, 7-[2-cyclopropyl-4-(4-fluorophenyl)-3-quinolinyl]-3,5-dihydroxy-, (3R,5S,6E)- | 1827141 | 125898
6-Heptenoic acid, 7-[3-(4-fluorophenyl)-1-(1-methylethyl)-1H-indol-2-yl]- 3,5-dihydroxy-, (3R,5S,6E)-rel- | 1827143 | 125899
6-Heptenoic acid, 7-[4-(4-fluorophenyl)-5-(methoxymethyl)-2,6-bis(1- methylethyl)-3-pyridinyl]-3,5-dihydroxy-, (3R,5S,6E)- | 1827145 | 125900
6-Heptenoic acid, 7-[4-(4-fluorophenyl)-6-(1-methylethyl)-2-[methyl(methylsulfonyl)amino]-5-pyrimidinyl]-3,5-dihydroxy-, (3R,5S,6E)- | 1827147 | 125901
6H-Purin-6-one, 2-amino-1,9-dihydro-9-[4-hydroxy-3-(hydroxymethyl)butyl]- | 1827149 | 125902
7H-Pyrido[1,2,3-de]-1,4-benzoxazine-6-carboxylic acid, 9-fluoro-2,3-dihydro-3-methyl-10-(4-methyl-1-piperazinyl)-7-oxo-, (3S)- | 1827151 | 125903
8-Azaspiro[4.5]decane-7,9-dione, 8-[4-[4-(2-pyrimidinyl)-1-piperazinyl]butyl]- | 1827153 | 125904
9,10-Anthracenedione-1,2,3,4,5,6,7,8-d8 | 1827155 | 125905
9H-Carbazole-2-acetic acid, 6-chloro-.alpha.-methyl- | 1827157 | 125906
9H-Fluoren-9-one-1,2,3,4,5,6,7,8-d8 | 1827159 | 125907
Acetaldehyde, 2-(1,1-dimethylethoxy)- | 1827161 | 125908
Acetaldehyde, 2-ethoxy- | 1827163 | 125909
Acetamide, 2-chloro-N-(2,6-diethylphenyl)- | 1827165 | 125910
Acetamide, 2-chloro-N-(2-ethyl-6-methylphenyl)- | 1827167 | 125911
Acetamide, 2-chloro-N-[2,6-di(ethyl-1,1,2,2,2-d5)phenyl-3,4,5-d3]-N-(methoxymethyl)- | 1827169 | 125912
Acetamide, N-(2,4-dimethyl-3-thienyl)-N-(2-methoxy-1-methylethyl)- | 1827171 | 125913
Acetamide, N-(2,6-diethylphenyl)-2-hydroxy-N-(methoxymethyl)- | 1827173 | 125914
Acetamide, N-(2,6-diethylphenyl)-N-(methoxymethyl)- | 1827175 | 125915
Acetamide, N-(2-ethyl-6-methylphenyl)-2-hydroxy-N-(2-methoxy-1-methylethyl)- | 1827177 | 125916
Acetamide, N-(2-ethyl-6-methylphenyl)-N-(2-methoxy-1-methylethyl)- | 1827179 | 125917
Acetamide, N-(ethoxymethyl)-N-(2-ethyl-6-methylphenyl)- | 1827181 | 125918
Acetamide, N-[5-(aminosulfonyl)-3-methyl-1,3,4-thiadiazol-2(3H)-ylidene]- | 1827183 | 125919
Acetic acid, (4,6-dichlorophenoxy-2,3,5-d3)-, methyl ester | 1827185 | 125920
Acetic acid, 2-[(2-ethyl-6-methylphenyl)amino]-2-oxo- | 1827187 | 125921
Acetic acid, 2-[[(hexahydro-1H-azepin-1-yl)carbonyl]thio]- | 1827189 | 125922
Acetic acid, 2-[[2-[(2,6-diethylphenyl)(methoxymethyl)amino]-2-oxoethyl]sulfinyl]- | 1827191 | 125923
Acetic acid, 2-[[2-[(ethoxymethyl)(2-ethyl-6-methylphenyl)amino]-2-oxoethyl]sulfinyl]- | 1827193 | 125924
Acetic acid, 2-[2-(4-nonylphenoxy)ethoxy]- | 1827195 | 125925
Acetic acid, 2-[2-[4-[(4-chlorophenyl)phenylmethyl]-1-piperazinyl]ethoxy]- | 1827197 | 125926
Acetic acid, 2-[2-[4-[(4-chlorophenyl)phenylmethyl]-1-piperazinyl]ethoxy]-, hydrochloride (1:2) | 1827199 | 125927
Acetonitrile, 2,2-dibromo-2-chloro- | 1827201 | 125928
Acetonitrile, 2-bromo-2,2-dichloro- | 1827203 | 125929
Alanine, N-(4-amino-6-chloro-1,3,5-triazin-2-yl)-2-methyl- | 1827205 | 125930
Alanine, N-[4-chloro-6-(ethylamino)-1,3,5-triazin-2-yl]-2-methyl- | 1827207 | 125931
Androst-4-en-3-one-16,16,17-d3, 17-hydroxy-, (17.beta.)- | 1827209 | 125932
Androst-4-en-3-one-2,2,4,6,6-d5, 17-hydroxy-, (17?)- | 1827211 | 125933
Androstan-17-one, 3-(sulfooxy)-, (3?,5?)- | 1827213 | 125934
Androstan-17-one-16,16-d2, 3-hydroxy-, (3.alpha.,5.alpha.)- | 1827215 | 125935
Benzamide, 2,3,6-trichloro-5-cyano-4-hydroxy- | 1827217 | 125936
Benzamide, 3-(aminosulfonyl)-4-chloro-N-(2,3-dihydro-2-methyl-1H-indol-1-yl)- | 1827219 | 125937
Benzamide, 3-(aminosulfonyl)-4-chloro-N-[(2R,6S)-2,6-dimethyl-1-piperidinyl]-, rel- | 1827221 | 125938
Benzenamine, 2,6-dinitro-N,N-di(propyl-d7)-4-(trifluoromethyl)- | 1827223 | 125939
Benzene, 1,2(or 1,4)-dichloro- | 1827225 | 125940
Benzene, 1,2,3-trichloro-4,5-dimethoxy- | 1827227 | 125941
Benzene, 1-chloro-4-[(methylsulfonyl)methyl]- | 1827229 | 125942
Benzene, 4-chloro-1-(2,4-dichlorophenoxy)-2-methoxy- | 1827231 | 125943
Benzene-1,2,4,5-d4, 3,3'-(2,2,2-trichloroethylidene)bis[6-chloro- | 1827233 | 125944
Benzene-13C6, 1,1'-(2,2,2-trichloroethylidene)bis[4-chloro- | 1827235 | 125945
Benzeneacetic acid, 2-[(2,6-dichlorophenyl)amino]-, carboxymethyl ester | 1827237 | 125946
Benzeneacetic acid, 2-[(4-hydroxy-2-methylphenoxy)methyl]-?-(methoxyimino)- | 1827239 | 125947
Benzeneacetic acid, 2-[[2-(hydroxymethyl)phenoxy]methyl]-?-(methoxyimino)- | 1827241 | 125948
Benzeneacetic acid, ?-(methoxyimino)-2-[(2-methylphenoxy)methyl]- | 1827243 | 125949
Benzeneacetic acid, ?-(methyl-d3)-4-(2-methylpropyl)- | 1827245 | 125950
Benzeneacetic acid, ?-methyl-3-phenoxy- | 1827247 | 125951
Benzeneethanol, ?-[(1R)-2-(dimethylamino)-1-methylethyl]-?-phenyl-, (?S)- | 1827249 | 125952
Benzeneethanol, ?-[1-methyl-2-(methylamino)ethyl]-?-phenyl-, 1-propanoate | 1827251 | 125953
Benzenemethanol, 2-chloro-?-(4-chlorophenyl)-?-(trichloromethyl)- | 1827253 | 125954
Benzenesulfonamide, 2-chloro-5-(2,3-dihydro-1-hydroxy-3-oxo-1H-isoindol-1-yl)- | 1827255 | 125955
Benzenesulfonamide, 4-[5-(4-methylphenyl)-3-(trifluoromethyl)-1H-pyrazol-1-yl]- | 1827257 | 125956
Benzenesulfonamide, N-[[(hexahydrocyclopenta[c]pyrrol-2(1H)-yl)amino]carbonyl]-4-methyl | 1827259 | 125957
Benzo[c]phenanthrene-1,4-dione | 1827261 | 125958
Benzoic acid, 2-(methylsulfonyl)-4-(trifluoromethyl)-, methyl ester | 1827263 | 125959
Benzoic acid, 2-[(2,6-dichloro-3-methylphenyl)amino]- | 1827265 | 125960
Benzoic acid, 2-[(3-chloro-2-methylphenyl)amino]- | 1827267 | 125961
Benzoic acid, 2-[(aminoethoxyphosphinothioyl)oxy]-, 1-methylethyl ester | 1827269 | 125962
Benzoic acid, 2-[[[[(4,6-dimethyl-2-pyrimidinyl)amino]carbonyl]amino]sulfonyl]- | 1827271 | 125963
Benzoic acid, 3-(aminosulfonyl)-5-(butylamino)-4-phenoxy- | 1827273 | 125964
Benzoic acid, 3,5-bis(acetylamino)-2,4,6-triiodo- | 1827275 | 125965
Benzoic acid, 3-phenoxy- | 1827277 | 125966
Benzoic acid, 5-[(1E)-2-[4-[[(2-carboxyethyl)amino]carbonyl]phenyl]diazenyl]-2-hydroxy- | 1827279 | 125967
Benzonitrile, 4-(5,6,7,8-tetrahydroimidazo[1,5-a]pyridin-5-yl)- | 1827281 | 125968
Bicyclo[2.2.1]heptan-2-ol, 1,2,7,7-tetramethyl-, (1R,2R,4R)-rel- | 1827283 | 125969
Butanedioic acid, 2-[(dimethoxyphosphinothioyl)thio]-, monoethyl ester | 1827285 | 125970
Butanoic acid, 2,2-di(methyl-d3)-, (1S,3R,7S,8S,8aR)-1,2,3,7,8,8a-hexahydro-3,7-dimethyl-8-[2-[(2R,4R)-tetrahydro-4-hydroxy-6-oxo-2H-pyran-2-yl]ethyl]-1-naphthalenyl ester | 1827287 | 125971
Carbamic acid, 1H-benzimidazol-2-yl-4,5,6,7-d4-, methyl ester | 1827289 | 125972
Carbamic acid, N-[3-[[2-methoxy-4-[[[(2-methylphenyl)sulfonyl]amino]carbonyl]phenyl]methyl]-1-methyl-1H-indol-5-yl]-, cyclopentyl ester | 1827291 | 125973
Cesium, isotope of mass 144 | 1827293 | 125974
Cholane, (5.beta.)- | 1827295 | 125975
Cholestane, 4-methyl-, (4?,5?)- | 1827297 | 125976
Cyclohexane-1,2,3,4,5,6-d6, 1,2,3,4,5,6-hexachloro-, (1.alpha.,2.alpha.,3.beta,4.alpha.,5.beta.,6.beta.)- | 1827299 | 125977
Cyclohexane-13C6, 1,2,3,4,5,6-hexachloro-, (1?,2?,3?,4?,5?,6?)- | 1827301 | 125978
Cyclohexane-13C6, 1,2,3,4,5,6-hexachloro-, (1?,2?,3?,4?,5?,6?)- | 1827303 | 125979
Cyclohexanol, 2-[(dimethylamino)methyl]-1-(3-methoxyphenyl)-, (1R,2R)-rel- | 1827305 | 125980
Cyclooctane, 1,2,5,6-tetrabromo-, (1R,2R,5R,6R)-rel- | 1827307 | 125981
Cyclooctane, 1,2,5,6-tetrabromo-, (1R,2R,5S,6S)-rel- | 1827309 | 125982
Cyclopropaneacetic acid, 1-[[[(1R)-1-[3-[(1E)-2-(7-chloro-2-quinolinyl)ethenyl]phenyl]-3-[2-(1-hydroxy-1-methylethyl)phenyl]propyl]thio]methyl]- | 1827311 | 125983
Cyclopropanecarboxylic acid, 3-(2,2-dibromoethenyl)-2,2-dimethyl-, (1R,3R)-rel- | 1827313 | 125984
Cyclopropanecarboxylic acid, 3-(2,2-dibromoethenyl)-2,2-dimethyl-, (R)-cyano(3-phenoxyphenyl)methyl ester, (1R,3R)- | 1827315 | 125985
Cyclopropanecarboxylic acid, 3-(2,2-dibromoethenyl)-2,2-dimethyl-, (S)-cyano(3-phenoxyphenyl)methyl ester, (1R,3S)- | 1827317 | 125986
Cyclopropanecarboxylic acid, 3-(2,2-dichloroethenyl)-2,2-dimethyl-, (1R,3R)-rel- | 1827319 | 125987
Cyclopropanecarboxylic acid, 3-(2,2-dichloroethenyl)-2,2-dimethyl-, (1R,3S)-rel- | 1827321 | 125988
Cyclopropanecarboxylic acid, 3-(2,2-dichloroethenyl)-2,2-dimethyl-, cyano(3-phenoxyphenyl)methyl ester, (1R,3R)-rel- | 1827323 | 125989
Cyclopropanecarboxylic acid, 3-(2,2-dichloroethenyl)-2,2-dimethyl-, cyano(3-phenoxyphenyl)methyl ester, (1R,3S)-rel- | 1827325 | 125990
Decanoic acid, 8-methyl- | 1827327 | 125991
D-erythro-.alpha.-D-galacto-Octopyranoside, methyl 6,8-dideoxy-6-[[[(2S,4R)-1-methyl-4-propyl-2-pyrrolidinyl]carbonyl]amino]-1-thio-, hydrochloride (1:1) | 1827329 | 125992
Diazenecarboxylic acid, 2-(4-methoxy[1,1'-biphenyl]-3-yl)-, 1-methylethyl ester | 1827331 | 125993
Ergosta-5,7,22-trien-3-ol, (3.beta.,22E)- | 1827333 | 125994
Erythromycin, 9-deoxo-6,12-dideoxy-6,9:9,12-diepoxy- | 1827335 | 125995
Estr-4-en-3-one-16,16,17-d3, 17-hydroxy-, (17?)- | 1827337 | 125996
Estra-1,3,5(10),7-tetraen-17-one-2,4,16,16-d4, 3-hydroxy- | 1827339 | 125997
Estra-1,3,5(10)-trien-17-one, 3-(sulfooxy)- | 1827341 | 125998
Estra-1,3,5(10)-triene-2,4-d2-3,16,17-triol, (16?,17?)- | 1827343 | 125999
Estra-1,3,5(10)-triene-2,4-d2-3,17-diol, (17.alpha.)- | 1827345 | 126000
Estra-1,3,5(10)-triene-3,16,17-triol, 17-(hydrogen sulfate), (16?,17?)- | 1827347 | 126001
Estra-1,3,5(10)-triene-3,16,17-triol, 3-(hydrogen sulfate), (6.alpha.,17.beta.)- | 1827349 | 126002
Ethanesulfonic acid, 2-[(2-ethyl-6-methylphenyl)amino]-2-oxo- | 1827351 | 126003
Ethanol, 2,2'-[[(4-methyl-1H-benzotriazol-1-yl)methyl]imino]bis- | 1827353 | 126004
Ethanol, 2-[[4-[(7-chloro-4-quinolinyl)amino]pentyl]ethylamino]- | 1827355 | 126005
Ethanol, 2-[[4-[(7-chloro-4-quinolinyl)amino]pentyl]ethylamino]-, sulfate (1:1) | 1827357 | 126006
Ethanol, 2-[2-(4-octylphenoxy)ethoxy]- | 1827359 | 126007
Ethanol, 2-[2-(tetradecyloxy)ethoxy]- | 1827361 | 126008
Ethanol, 2-[2-[(1,1,3,3-tetramethylbutyl)phenoxy]ethoxy]- | 1827363 | 126009
Formic acid, ion(1-) | 1827365 | 126010
Furan-2,3,4,5-d4, tetrahydro-d4- | 1827367 | 126011
Glycine, N-(2-hydroxybenzoyl)- | 1827369 | 126012
Helium, isotope of mass 3 | 1827371 | 126013
L-Alanine, 3-(methylamino)- | 1827373 | 126014
L-Cysteine, N-acetyl-S-phenyl- | 1827375 | 126015
L-Proline, N-[(1S)-1-carboxy-3-phenylpropyl]-L-alanyl- | 1827377 | 126016
L-Proline, N-[(1S)-1-carboxy-3-phenylpropyl]-L-alanyl-, hydrate (1:2) | 1827379 | 126017
L-Proline, N2-[(1S)-1-carboxy-3-phenylpropyl]-L-lysyl-, hydrate (1:2) | 1827381 | 126018
L-threo-?-D-galacto-Octopyranoside, methyl 7-chloro-6,7,8-trideoxy-6-[[[(2S,4R)-1-methyl-4-propyl-2-pyrrolidinyl]carbonyl]amino]-1-thio- | 1827383 | 126019
L-Valine, 2-[(2-amino-1,6-dihydro-6-oxo-9H-purin-9-yl)methoxy]ethyl ester | 1827385 | 126020
Methane, bromochloronitro- | 1827387 | 126021
Methane, bromodichloronitro- | 1827389 | 126022
Methane, bromodiiodo- | 1827391 | 126023
Methane, chlorodiiodo- | 1827393 | 126024
Methane, dibromochloronitro- | 1827395 | 126025
Methane, dibromoiodo- | 1827397 | 126026
Methane, dichloronitro- | 1827399 | 126027
Methane-d3, iodo- | 1827401 | 126028
Methanesulfonamide, N-(4-nitro-2-phenoxyphenyl)- | 1827403 | 126029
Methanesulfonic acid, 1-[(2,3-dihydro-1,5-dimethyl-3-oxo-2-phenyl-1H-pyrazol-4-yl)methylamino]-, sodium salt (1:1) | 1827405 | 126030
Methanone, (2-butyl-3-benzofuranyl)[4-[2-(diethylamino)ethoxy]-3,5-diiodophenyl]- | 1827407 | 126031
Methanone, [2-[[6-(2-chlorophenoxy)-5-fluoro-4-pyrimidinyl]oxy]phenyl](5,6-dihydro-1,4,2-dioxazin-3-yl)-, O-methyloxime | 1827409 | 126032
Molybdenum, isotope of mass 95 | 1827411 | 126033
Morphinan, 3-methoxy-17-methyl-, (9?,13?,14?)- | 1827413 | 126034
Morphinan-6-ol, 4,5-epoxy-3-methoxy-17-methyl-, (5?,6?)- | 1827415 | 126035
Morphinan-6-ol, 7,8-didehydro-4,5-epoxy-3-methoxy-17-methyl-, labeled with deuterium, (5?,6?)- | 1827417 | 126036
Morphinan-6-one, 4,5-epoxy-3-methoxy-17-(methyl-d3)-, (5?)- | 1827419 | 126037
Morpholine, 4-[(2E)-3-(4-chlorophenyl)-3-(3,4-dimethoxyphenyl)-1-oxo-2-propen-1-yl]- | 1827421 | 126038
Naphthalene, 1,2,3,4,5,6,7-heptachloro- | 1827423 | 126039
Naphthalene, 1,2,3,4,5,6,8-heptachloro- | 1827425 | 126040
Naphthalene, 1,2,3,4,5,7-hexachloro- | 1827427 | 126041
Naphthalene, 1,2,3,4,6,7-hexachloro- | 1827429 | 126042
Naphthalene, 1,2,3,4,6-pentachloro- | 1827431 | 126043
Naphthalene, 1,2,3,5,6,7-hexachloro- | 1827433 | 126044
Naphthalene, 1,2,3,5,6,8-hexachloro- | 1827435 | 126045
Naphthalene, 1,2,3,5,7,8-hexachloro- | 1827437 | 126046
Naphthalene, 1,2,3,5,7-pentachloro- | 1827439 | 126047
Naphthalene, 1,2,3,5,8-pentachloro- | 1827441 | 126048
Naphthalene, 1,2,3,5-tetrachloro- | 1827443 | 126049
Naphthalene, 1,2,3,8-tetrachloro- | 1827445 | 126050
Naphthalene, 1,2,3-trichloro- | 1827447 | 126051
Naphthalene, 1,2,4,5,7,8-hexachloro- | 1827449 | 126052
Naphthalene, 1,2,4,6,7-pentachloro- | 1827451 | 126053
Naphthalene, 1,4,5,8-tetrachloro- | 1827453 | 126054
Nonane, 2,5-dimethyl- | 1827455 | 126055
Pentane, 1-ethoxy- | 1827457 | 126056
Pentanoic acid, 4-(benzoylamino)-5-(dipropylamino)-5-oxo- | 1827459 | 126057
Phen-2,3,5,6-d4-ol, 4,4'-(1-methylethylidene)bis- | 1827461 | 126058
Phen-2,3,5,6-d4-ol-d, 4-nonyl- | 1827463 | 126059
Phenol, 2-[(ethylsulfinyl)methyl]-, 1-(N-methylcarbamate) | 1827465 | 126060
Phenol, 2-[(ethylsulfonyl)methyl]-, 1-(N-methylcarbamate) | 1827467 | 126061
Phenol, 2-amino-4,5-dichloro- | 1827469 | 126062
Phenol, 3,5-dimethyl-, 1-(N-methylcarbamate) | 1827471 | 126063
Phenol, 3-[2-[(dimethylamino)methyl]-1-hydroxycyclohexyl]- | 1827473 | 126064
Phenol, 4-bromo-2-chloro- | 1827475 | 126065
Phosphonic acid, P,P'-(4-amino-1-hydroxybutylidene)bis- | 1827477 | 126066
Phosphonic acid, P,P'-[1-hydroxy-2-(3-pyridinyl)ethylidene]bis- | 1827479 | 126067
Phosphonic acid, P,P'-[1-hydroxy-3-(methylpentylamino)propylidene]bis- | 1827481 | 126068
Phosphoramidic acid, N-(1-methylethyl)-, ethyl 3-methyl-4-(methylsulfinyl)phenyl ester | 1827483 | 126069
Phosphoric acid, dimethyl 3-methyl-4-(methylsulfonyl)phenyl ester | 1827485 | 126070
Phosphorodithioic acid, O-ethyl S-methyl S-propyl ester | 1827487 | 126071
Phosphorothioic acid, O,O-diethyl O-[2-(1-hydroxy-1-methylethyl)-6-methyl-4-pyrimidinyl] ester | 1827489 | 126072
Phosphorothioic acid, O,O-diethyl S-[(ethylsulfinyl)methyl] ester | 1827491 | 126073
Phosphorothioic acid, O,O-diethyl S-[(ethylsulfonyl)methyl] ester | 1827493 | 126074
Phosphorothioic acid, O,O-diethyl S-[2-(ethylsulfinyl)ethyl] ester | 1827495 | 126075
Phosphorothioic acid, O,O-diethyl S-[2-(ethylsulfonyl)ethyl] ester | 1827497 | 126076
Phosphorothioic acid, O,O-dimethyl O-[3-methyl-4-(methylsulfinyl)phenyl] ester | 1827499 | 126077
Phosphorothioic acid, O,O-dimethyl O-[3-methyl-4-(methylsulfonyl)phenyl] ester | 1827501 | 126078
Phosphorothioic acid, S,S'-methylene O,O,O',O'-tetraethyl ester | 1827503 | 126079
Phosphorothioic acid, S-[[(1,1-dimethylethyl)sulfinyl]methyl] O,O-diethyl ester | 1827505 | 126080
Phosphorothioic acid, S-[[(1,1-dimethylethyl)thio]methyl] O,O-diethyl ester | 1827507 | 126081
Pregn-4-ene-3,20-dione, 17-hydroxy-6-(methyl-d3)-, (6?)- | 1827509 | 126082
Pregn-4-ene-3,20-dione-2,2,4,6,6,17,21,21,21-d9 | 1827511 | 126083
Pregn-4-ene-3,20-dione-2,3,4-13C3 | 1827513 | 126084
Propanal, 2-ethoxy-2-methyl- | 1827515 | 126085
Propanal, 2-methoxy-2-methyl- | 1827517 | 126086
Propanamide, 2-[(4-amino-6-chloro-1,3,5-triazin-2-yl)amino]-2-methyl- | 1827519 | 126087
Propanamide, 2-[[4-chloro-6-(ethylamino)-1,3,5-triazin-2-yl]amino]-2-methyl- | 1827521 | 126088
Propane, 2-(methoxy-d3)-2-methyl- | 1827523 | 126089
Propane-1,1,2,2,3,3-d6, 1-bromo-3-chloro- | 1827525 | 126090
Propanenitrile, 2-[(4-amino-6-chloro-1,3,5-triazin-2-yl)amino]-2-methyl- | 1827527 | 126091
Propanenitrile, 2-methyl-2-(methylthio)- | 1827529 | 126092
Propanoic acid, 2-(4-chlorophenoxy)-2-methyl- | 1827531 | 126093
Propanoic acid, 2-[4-(2,2-dichlorocyclopropyl)phenoxy]-2-methyl- | 1827533 | 126094
Propanoic acid, 2-[4-(4-chlorobenzoyl)phenoxy]-2-methyl-, 1-methylethyl ester | 1827535 | 126095
Pyrano[3,4-b]indole-1-acetic acid, 1,8-diethyl-1,3,4,9-tetrahydro- | 1827537 | 126096
Pyridine, 2,3,5-trichloro-6-methoxy- | 1827539 | 126097
Stigmastan-3-ol, (3?,5?)- | 1827541 | 126098
Stigmastane, 4-methyl-, (4.alpha.,5.alpha.)- | 1827543 | 126099
Tellurium, isotope of mass 128 | 1827545 | 126100
Tetrathionate | 1827547 | 126101
Thieno[3,2-c]pyridine, 5-[(2-chlorophenyl)methyl]-4,5,6,7-tetrahydro- | 1827549 | 126102
Urea, N-(4-chloro-2-hydroxyphenyl)- | 1827551 | 126103
Urea, N-(4-chloro-3-hydroxyphenyl)- | 1827553 | 126104
Urea, N-(4-chlorophenyl)-N'-methyl- | 1827555 | 126105
Urea, N-[5-(1,1-dimethylethyl)-1,3,4-thiadiazol-2-yl]-N'-(hydroxymethyl)-N-methyl- | 1827557 | 126106
Urea, N-methyl-N'-[3-(trifluoromethyl)phenyl]- | 1827559 | 126107
Urs-12-en-3-ol, (3.beta.)- | 1827561 | 126108
3-(2-Chloro-5-thiazolylmethyl)tetrahydro-5-methyl-d3-N-nitro-4H-1,3,5-oxadiazin-4-imine | 1827565 | 126110
1-[(2-Chloro-1,3-thiazol-5-yl)methyl]-2-nitro-3-(trideuteriomethyl)guanidine | 1827567 | 126111
6,9-Methano-2,4,3-benzodioxathiepin-1,5-d2, 6,7,8,9,10,10-hexachloro-1,5,5a,6,9,9a-hexahydro-1,5-d2-, 3-oxide, (3.alpha.,5a.beta.,6.alpha.,9.alpha.,9a.beta.)- | 1827569 | 126112
6,9-Methano-2,4,3-benzodioxathiepin-1,5-d2, 6,7,8,9,10,10-hexachloro-1,5,5a,6,9,9a-hexahydro-1,5-d2-, 3-oxide, (3.alpha.,5a.alpha.,6.beta.,9.beta.,9a.alpha.)- | 1827571 | 126113
Acetic acid, (4,6-dichlorophenoxy-2,3,5-d3)- | 1827573 | 126114
Ergostane, (5.alpha.,14.beta.,17.alpha.,24.xi.)- | 1827575 | 126115
Cholestane, (5.alpha.,14.beta.,17.alpha.)- | 1827577 | 126116
1,1'-Biphenyl, 2,2',3,4,4',6,6'-heptabromo- | 1827579 | 126117
Benzo[b]chrysene | 1827581 | 126118
Benzoic acid, 3-(acetylamino)-5-(acetylmethylamino)-2,4,6-triiodo- | 1827585 | 126120
Benzenemethanol, 2-amino-.alpha.,3-dimethyl- | 1827587 | 126121
Stigmastane, (5.alpha.,14.beta.,17.alpha.,20S,24.xi.) | 1827589 | 126122
Stigmastane, (5.alpha.)- | 1827591 | 126123
Fluoranthene, 1-methyl- | 1827593 | 126124
.beta.-D-Glucopyranosiduronic acid, (17.beta.)-3-oxoandrost-4-en-17-yl | 1827595 | 126125
1H-Pyrazole-4-sulfonic acid, 5-amino-3-cyano-1-[2,6-dichloro-4-(trifluoromethyl)phenyl]- | 1827597 | 126126
Ethanesulfonic acid, 2-[(4-fluorophenyl)(1-methylethyl)amino]-2-oxo- | 1827599 | 126127
Sulfamoyl chloride | 1827601 | 126128
Dicamba-[13C6] | 1827603 | 126129
1,1'-Biphenyl, 2,2',3,3',4,4',6,6'-octabromo- | 1827605 | 126130
1H-1,2,4-Triazole-3,5-13C2-1,2,4-15N3 | 1827607 | 126131
1H-Imidazol-4,5-d2-2-amine, 1-[(6-chloro-pyridinyl)methyl]-4,5-dihydro-4,5-d2-N-nitro- | 1827609 | 126132
Pyrene, 4-methyl- | 1827612 | 126134
Hexabromocyclododecane - TRI | 1827615 | 126135
Nonylphenol category - TRI | 1827619 | 126137
Achillea | 1827969 | 126139
Ageratina altissima var. altissima | 1827971 | 126140
Allium sativum var. sativum | 1827973 | 126141
Allium stellatum | 1827975 | 126142
Alnus | 1827977 | 126143
Tetragonia tetragonoides | 1827979 | 126144
Amelanchier humilis | 1827981 | 126145
Amelanchier spicata | 1827983 | 126146
Antennaria spp. | 1827985 | 126147
Apocynum cannabinum var. cannabinum | 1827987 | 126148
Anticlea elegans var. glaucus | 1827989 | 126149
Apocynum cannabinum var. hypericifolium | 1827991 | 126150
Apocynum spp. | 1827993 | 126151
Arabis spp. | 1827995 | 126152
Arctium spp. | 1827997 | 126153
Aristida longespica | 1827999 | 126154
Asplenium viride | 1828001 | 126155
Aureolaria grandiflora ssp. pulchra | 1828003 | 126156
Baptisia lactea | 1828005 | 126157
Baptisia leucophaea | 1828007 | 126158
Barbarea vulgaris | 1828009 | 126159
Bidens spp. | 1828011 | 126160
Krigia biflora ssp. biflora | 1828013 | 126161
Cerastium pumilum | 1828015 | 126162
Cicuta spp. | 1828017 | 126163
Scorzoneroides autumnalis | 1828019 | 126164
Corallorhiza maculata var. maculata | 1828021 | 126165
Corallorhiza maculata var. occidentalis | 1828023 | 126166
Corylus spp. | 1828025 | 126167
Crataegus brainerdii | 1828027 | 126168
Crataegus chrysocarpa var. faxonii | 1828029 | 126169
Crataegus chrysocarpa var. subrotundifolia | 1828031 | 126170
Crataegus coccinea var. coccinea | 1828033 | 126171
Crataegus coccinea var. fulleriana | 1828035 | 126172
Crataegus crus-galli var. crus-galli | 1828037 | 126173
Crataegus formosa | 1828039 | 126174
Crataegus laurentiana | 1828041 | 126175
Crataegus magniflora | 1828043 | 126176
Crataegus margarettae | 1828045 | 126177
Crataegus margarettae var. margarettae | 1828047 | 126178
Crataegus mollis var. incisifolia | 1828049 | 126179
Crataegus mollis var. mollis | 1828051 | 126180
Crataegus monogyna var. monogyna | 1828053 | 126181
Crataegus persimilis | 1828055 | 126182
Crataegus populnea | 1828057 | 126183
Crataegus pruinosa var. dissona | 1828059 | 126184
Crataegus pruinosa var. rugosa | 1828061 | 126185
Crataegus scabrida var. asperifolia | 1828063 | 126186
Crataegus scabrida var. scabrida | 1828065 | 126187
Crataegus schuettei var. cuneata | 1828067 | 126188
Crataegus schuettei var. gigantea | 1828069 | 126189
Crataegus schuettei var. schuettei | 1828071 | 126190
Crataegus stolonifera | 1828073 | 126191
Crataegus succulenta var. succulenta | 1828075 | 126192
Solidago lepida ssp. lepida var. salebrosa | 1828077 | 126193
Crepis pulchra | 1828079 | 126194
Cynoglossum spp. | 1828081 | 126195
Solidago speciosa ssp. speciosa var. rigidiuscula | 1828083 | 126196
Solidago speciosa ssp. speciosa var. speciosa | 1828085 | 126197
Desmodium perplexum | 1828087 | 126198
Dryopteris X slossoniae | 1828089 | 126199
Duchesnea indica var. indica | 1828091 | 126200
Elymus hystrix var. bigeloviana | 1828093 | 126201
Elymus hystrix var. hystrix | 1828095 | 126202
Elymus villosus var. villosus | 1828097 | 126203
Eriophorum russeolum | 1828099 | 126204
Eriophorum russeolum ssp. leiocarpum | 1828101 | 126205
Euonymus obovatus | 1828103 | 126206
Euthamia spp. | 1828105 | 126207
Fragaria virginiana ssp. glauca | 1828107 | 126208
Fragaria virginiana ssp. grayana | 1828109 | 126209
Fragaria virginiana ssp. virginiana | 1828111 | 126210
Heracleum maximum | 1828113 | 126211
Hieracium lachenalii | 1828115 | 126212
Hypopitys monotropa | 1828117 | 126213
Ilex spp. | 1828119 | 126214
Impatiens spp. | 1828121 | 126215
Isoetes echinospora ssp. muricata | 1828123 | 126216
Krigia biflora ssp. glandulifera | 1828125 | 126217
Lactuca hirsuta | 1828127 | 126218
Lamiastrum galeobdolon | 1828129 | 126219
Liatris spp. | 1828131 | 126220
Liatris X gladewitzii | 1828133 | 126221
Linnaea borealis var. longiflora | 1828135 | 126222
Maianthemum spp. | 1828137 | 126223
Malus toringo | 1828139 | 126224
Malva verticillata var. crispa | 1828141 | 126225
Myosotis spp. | 1828143 | 126226
Oxalis acetosella ssp. montana | 1828145 | 126227
Lithospermum occidentale | 1828147 | 126228
Pascopyrum smithii | 1828149 | 126229
Lithospermum parviflorum | 1828151 | 126230
Erysimum hieracifolium | 1828153 | 126231
Petasites frigidus var. vitifolius | 1828155 | 126232
Lobelia cardinalis var. cardinalis | 1828157 | 126233
Valerianella chenopodifolia | 1828159 | 126234
Atocion armeria | 1828161 | 126235
Phyla lanceolata | 1828163 | 126236
Physocarpus intermedius | 1828165 | 126237
Carex echinodes | 1828167 | 126238
Potentilla anserina ssp. anserina | 1828169 | 126239
Prunus serotina var. serotina | 1828171 | 126240
Ranunculus aquatilis var. diffusus | 1828173 | 126241
Ranunculus cymbalaria | 1828175 | 126242
Ranunculus ficaria | 1828177 | 126243
Ranunculus flammula var. reptans | 1828179 | 126244
Ranunculus lapponicus | 1828181 | 126245
Rosa carolina ssp. carolina | 1828183 | 126246
Rosa carolina ssp. subserrulata | 1828185 | 126247
Rosa rubiginosa var. rubiginosa | 1828187 | 126248
Rosa woodsii ssp. woodsii | 1828189 | 126249
Rosa X centifolia | 1828191 | 126250
Rubus caesius | 1828193 | 126251
Homalosorus pycnocarpos | 1828195 | 126252
Rubus idaeus ssp. strigosus | 1828197 | 126253
Rubus pensilvanicus | 1828199 | 126254
Hylodesmum glutinosum | 1828201 | 126255
Hylodesmum nudiflorum | 1828203 | 126256
Quercus X hawkinsii | 1828205 | 126257
Sambucus spp. | 1828207 | 126258
Sanicula odorata | 1828209 | 126259
Sarracenia purpurea ssp. purpurea | 1828211 | 126260
Dendrolycopodium dendroideum | 1828213 | 126261
Dendrolycopodium hickeyi | 1828215 | 126262
Dendrolycopodium obscurum | 1828217 | 126263
Huperzia appressa | 1828219 | 126264
Spinulum annotinum | 1828221 | 126265
Malva verticillata var. verticillata | 1828223 | 126266
Scutellaria parvula var. missouriensis | 1828225 | 126267
Senecio spp. | 1828227 | 126268
Silene regia | 1828229 | 126269
Botrypus virginianus | 1828231 | 126270
Solidago lepida ssp. lepida | 1828233 | 126271
Sceptridium dissectum | 1828235 | 126272
Sceptridium multifidum | 1828237 | 126273
Solidago simplex ssp. simplex | 1828239 | 126274
Solidago simplex ssp. simplex var. simplex | 1828241 | 126275
Sceptridium rugulosum | 1828243 | 126276
Solidago spp. | 1828245 | 126277
Sparganium spp. | 1828247 | 126278
Spergula arvensis | 1828249 | 126279
Spergularia marina | 1828251 | 126280
Penstemon tubaeflorus | 1828253 | 126281
Coleataenia rigidula | 1828255 | 126282
Dichanthelium acuminatum X D. columbianum | 1828257 | 126283
Dichanthelium columbianum X D. oligosanthes var. scribnerianum | 1828259 | 126284
Diplachne fusca ssp. uninervia | 1828261 | 126285
Patis racemosa | 1828263 | 126286
Piptatheropsis canadensis | 1828265 | 126287
Piptatheropsis pungens | 1828267 | 126288
Amelanchier bartramiana X A. laevis | 1828269 | 126289
Crataegus X disperma | 1828271 | 126290
Crataegus X lucorum | 1828273 | 126291
Geum fragarioides | 1828275 | 126292
Rubus allegheniensis X R. setosus | 1828277 | 126293
Rubus canadensis X R. pensilvanicus | 1828279 | 126294
Rubus canadensis X R. sestosus | 1828281 | 126295
Rubus flagellaris X R. hispidus | 1828283 | 126296
Symphyotrichum lateriflorum | 1828285 | 126297
Rubus flagellaris X R. setosus | 1828287 | 126298
Rubus pensilvanicus X R. setosus | 1828289 | 126299
Salix alba f. cv. 'Vitellina' | 1828291 | 126300
Symphyotrichum prenanthoides | 1828293 | 126301
Tanacetum bipinnatum ssp. huronense | 1828295 | 126302
Taraxacum spp. | 1828297 | 126303
Thaspium spp. | 1828299 | 126304
Salix petiolaris X Salix sp. | 1828301 | 126305
Vaccinium cespitosum | 1828303 | 126306
Salix planifolia X Salix sp. | 1828305 | 126307
Salix X fragilis | 1828307 | 126308
Viburnum cassinoides | 1828309 | 126309
Viburnum trilobum | 1828311 | 126310
Vicia tetrasperma | 1828313 | 126311
Viola X palmata | 1828315 | 126312
Agastache scrophulariaefolia | 1828368 | 126313
Alisma spp. | 1828370 | 126314
Asclepias spp. | 1828372 | 126315
Betula pendula f. 'Dalecarlica' | 1828374 | 126316
Brassica spp. | 1828376 | 126317
Calamagrostis epigeios | 1828378 | 126318
Carex spp. | 1828380 | 126319
Helianthus X kellermani | 1828382 | 126320
Isoetes echinospora | 1828384 | 126321
Isoetes lacustris | 1828386 | 126322
Isoetes X hickeyi | 1828388 | 126323
Lactuca spp. | 1828390 | 126324
Lemna spp. | 1828392 | 126325
Salix spp. | 1828394 | 126326
Sphagnum spp. | 1828396 | 126327
Viola spp. | 1828398 | 126328
Acmispon americanus var. americanus | 1828401 | 126329
Agalinis purpurea var. parviflora | 1828403 | 126330
Allium tricoccum var. burdickii | 1828405 | 126331
Botrychium oneidense | 1828407 | 126332
Cakile edentula var. edentula | 1828409 | 126333
Cakile edentula var. lacustris | 1828411 | 126334
Campanula americana | 1828413 | 126335
Chimaphila umbellata ssp. Cisatlantica | 1828415 | 126336
Clinopodium glabrum | 1828417 | 126337
Corydalis sempervirens | 1828419 | 126338
Cynoglossum virginianum var. boreale | 1828421 | 126339
Cypripedium X andrewsii var. favillianum | 1828423 | 126340
Dactylorhiza viridis | 1828425 | 126341
Dichanthelium acuminatum var. acuminatum | 1828427 | 126342
Dichanthelium ovale | 1828429 | 126343
Dichanthelium portoricense | 1828431 | 126344
Diodella teres | 1828433 | 126345
Euphorbia spathulata | 1828435 | 126346
Galearis rotundifolia | 1828437 | 126347
Galeopsis angustifolia | 1828439 | 126348
Galeopsis bifida | 1828441 | 126349
Galium trifidum ssp. brevipes (Fernald & Wiegand) A. Love & D. Love | 1828443 | 126350
Geranium carolinianum var. carolinianum | 1828445 | 126351
Gymnadeniopsis clavellata | 1828447 | 126352
Helianthemum bicknellii | 1828449 | 126353
Helianthemum canadense | 1828451 | 126354
Heracleum sphondylium ssp. montanum | 1828453 | 126355
Hypericum mutilum ssp. Boreale | 1828455 | 126356
Lamium galeobdolon | 1828457 | 126357
Lappula occidentalis var. occidentalis | 1828459 | 126358
Leptochloa fusca ssp. Fascicularis | 1828461 | 126359
Leptochloa fusca ssp. Uninervia | 1828463 | 126360
Lithospermum caroliniense var. croceum | 1828465 | 126361
Lolium multiflorum | 1828467 | 126362
Lycopodium complanatum | 1828469 | 126363
Lycopodium digitatum | 1828471 | 126364
Lycopodium tristachyum | 1828473 | 126365
Lycopodium X habereri | 1828475 | 126366
Lycopodium X zeilleri | 1828477 | 126367
Medicago sativa ssp. Varia | 1828479 | 126368
Mimosa nuttallii | 1828481 | 126369
Monarda fistulosa var. fistulosa | 1828483 | 126370
Mulgedium oblongifolium | 1828485 | 126371
Nepeta racemosa | 1828487 | 126372
Odontites vulgaris | 1828489 | 126373
Osmundastrum cinnamomeum | 1828491 | 126374
Oxalis montana | 1828493 | 126375
Plagiobothrys hispidulus | 1828495 | 126376
Plantago psyllium | 1828497 | 126377
Poa saltuensis ssp. Languida | 1828499 | 126378
Polygala ambigua | 1828501 | 126379
Potamogeton pusillus ssp. Tenuissimus | 1828503 | 126380
Ptelea trifoliata var. trifoliata | 1828505 | 126381
Pteridium aquilinum ssp. Latiusculum | 1828507 | 126382
Puccinellia nutkaensis | 1828509 | 126383
Quercus muehlenbergii | 1828511 | 126384
Rhamnus frangula | 1828513 | 126385
Rhamnus lanceolata ssp. Glabrata | 1828515 | 126386
Rheum rhaponticum | 1828517 | 126387
Rubus sachalinensis var. sachalinensis | 1828519 | 126388
Salix eleagnos | 1828521 | 126389
Salvia sylvestris | 1828523 | 126390
Sambucus racemosa var. pubens | 1828525 | 126391
Samolus valerandi | 1828527 | 126392
Sanguisorba minor ssp. Minor | 1828529 | 126393
Schedonorus arundinaceus | 1828531 | 126394
Schedonorus pratensis | 1828533 | 126395
Scilla siberica | 1828535 | 126396
Senecio suaveolens | 1828537 | 126397
Solidago patula ssp. Patula | 1828539 | 126398
Solidago rugosa var. rugosa | 1828541 | 126399
Solidago simplex var. gillmanii | 1828543 | 126400
Solidago simplex var. simplex | 1828545 | 126401
Stachys pilosa var. arenicola | 1828547 | 126402
Strophostyles helvola | 1828549 | 126403
Synthyris bullii | 1828551 | 126404
Tetragonia tetragonioides | 1828553 | 126405
Thaspium barbinode | 1828555 | 126406
Thaspium trifoliatum var. aureum | 1828557 | 126407
Torreyochloa pallida var. fernaldii | 1828559 | 126408
Triphora trianthophoros | 1828561 | 126409
Triphora trianthophoros var. trianthophoros | 1828563 | 126410
Valeriana edulis var. ciliata | 1828565 | 126411
Valeriana sitchensis ssp. Uliginosa | 1828567 | 126412
Veronica grandis | 1828569 | 126413
Veronica teucrium | 1828571 | 126414
Viburnum opulus var. americanum | 1828573 | 126415
Viburnum opulus var. opulus | 1828575 | 126416
Viburnum rafinesqueanum | 1828577 | 126417
Viburnum rafinesqueanum var. affine | 1828579 | 126418
Viburnum rafinesqueanum var. rafinesqueanum | 1828581 | 126419
Viburnum recognitum | 1828583 | 126420
Viola primulifolia | 1828585 | 126421
Viola sororia var. affinis | 1828587 | 126422
Viola sororia var. novae-angliae | 1828589 | 126423
Vitis aestivalis var. bicolor | 1828591 | 126424
Vulpia octoflora | 1828593 | 126425
Vulpia octoflora var. glauca | 1828595 | 126426
Propanoic acid, 2,2,3-trifluoro-3-[1,1,2,2,3,3-hexafluoro-3-(trifluoromethoxy)propoxy]-, ammonium salt (1:1) | 1828597 | 126427
1-Octanol, 3,3,4,4,5,5,6,6,7,7,8,8,8-tridecafluoro-, 1-(dihydrogen phosphate) | 1828599 | 126428
1-Octanol, 3,3,4,4,5,5,6,6,7,7,8,8,8-tridecafluoro-, 1,1'-(hydrogen phosphate) | 1828601 | 126429
1-Decanol, 3,3,4,4,5,5,6,6,7,7,8,8,9,9,10,10,10-heptadecafluoro-, dihydrogen phosphate | 1828603 | 126430
1-Decanol, 3,3,4,4,5,5,6,6,7,7,8,8,9,9,10,10,10-heptadecafluoro-, 1,1'-(hydrogen phosphate) | 1828605 | 126431
Phosphoric acid, mono(3,3,4,4,5,5,6,6,7,7,8,8,9,9,10,10,10-heptadecafluorodecyl) mono(3,3,4,4,5,5,6,6,7,7,8,8,8-tridecafluorooctyl) ester | 1828607 | 126432
Octanoic acid, 4,4,5,5,6,6,7,7,8,8,8-undecafluoro- | 1828609 | 126433
1-Propene, 2-chloro-3,3,3-trifluoro- | 1828752 | 126506
Sodium tungsten oxide | 1828754 | 126507
2-Butenoic acid, 3-amino-, 1,1'-(thiodi-2,1-ethanediyl) ester | 1828756 | 126508
1-Cyclopentene-1-acetic acid, 3-oxo-2-pentyl-, methyl ester | 1828758 | 126509
Bicyclo[2.2.1]heptane, 2-ethylidene-6-methoxy- | 1828760 | 126510
Butanamide, N,2,3-trimethyl-2-(1-methylethyl)- | 1828762 | 126511
Naphthalene, eicosyl- | 1828764 | 126512
1-Decene, 1-ethoxy- | 1828766 | 126513
2-Propenoic acid, dodecyl ester, polymer with 2-hydroxyethyl 2-propenoate | 1828768 | 126514
3-Cyclopentene-1-butanal, .alpha.,2,2,3-tetramethyl- | 1828770 | 126515
Acetic acid, 2-(cyclohexyloxy)-, methyl ester | 1828772 | 126516
3-Cyclohexene-1-methanethiol, .alpha.,.alpha.,4-trimethyl- | 1828774 | 126517
4-Cycloocten-1-ol, 1-formate | 1828776 | 126518
Ethanol, 2-amino-, reaction products with ammonia, by-products from, distn. residues | 1828778 | 126519
Heptanal, 2-[(4-methylphenyl)methylene]- | 1828780 | 126520
Fatty acids, C10-20-neo- | 1828782 | 126521
1-Pentalenol, octahydro-, 1-formate | 1828784 | 126522
Carbonic acid, methyl octahydro-1-pentalenyl ester | 1828786 | 126523
2-Pentenal, 2-methyl-4-phenyl- | 1828788 | 126524
Sage, Salvia hispanica, ext. | 1828790 | 126525
1-Propanone, 1-[1,1'-biphenyl]-4-yl-2-methyl-2-(4-morpholinyl)- | 1828792 | 126526
1,3'-Bipyridinium, 1'-[3-(dimethylamino)propyl]-6'-hydroxy-4'-methyl-2'-oxo-, inner salt | 1828794 | 126527
Bicyclo[2.2.1]heptane, 2-ethylidene-5-methoxy- | 1828796 | 126528
Tricyclo[3.3.1.13,7]decan-2-ol, 4-methyl-8-methylene-, 2-acetate | 1828798 | 126529
Hexanedioic acid, polymer with 1,6-hexanediol, 1,3-isobenzofurandione, 5-isocyanato-1-(isocyanatomethyl)-1,3,3-trimethylcyclohexane and 1,2,3-propanetriol, 2-hydroxyethyl acrylate-blocked | 1828800 | 126530
1-Propanol, 2-methyl-3-[(1,7,7-trimethylbicyclo[2.2.1]hept-2-yl)oxy]- | 1828802 | 126531
Phenol, 4-(3,6-dihydro-4-methyl-2H-pyran-2-yl)-2-methoxy- | 1828804 | 126532
Phenol, 2-methoxy-4-(tetrahydro-4-methylene-2H-pyran-2-yl)- | 1828806 | 126533
2H-Pyran-4-ol, tetrahydro-4-methyl-2-propyl-, 4-acetate | 1828808 | 126534
Boron sodium oxide (B5NaO8), labeled with boron-10 | 1828810 | 126535
Phenol, 2,2',2''-(1,3,5-triazine-2,4,6-triyl)tris[5-(hexyloxy)-6-methyl- | 1828812 | 126536
Undecanedioic acid, compd. with 2-(2-aminoethoxy)ethanol (1:?) | 1828814 | 126537
Lecithins, soya, hydrogenated | 1828816 | 126538
Benzamide, 2-amino-5-cyano-N,3-dimethyl- | 1828818 | 126539
Isocyanic acid, polymethylenepolyphenylene ester, polymer with methoxylated dehydrochlorinated brominated 2-butyne-1,4-diol-epichlorohydrin polymer | 1828820 | 126540
Acetic acid, 1,1'-anhydride, reaction products with borax and hydrogen peroxide | 1828822 | 126541
Carbonic acid, dimethyl ester, polymer with 1,6-hexanediol, 5-isocyanato-1-(isocyanatomethyl)-1,3,3-trimethylcyclohexane and 2-oxepanone, 2-hydroxyethyl acrylate-blocked | 1828824 | 126542
1,4-Benzenedicarboxylic acid, polymer with 2-methyl-1,8-octanediamine and 1,9-nonanediamine, reaction products with benzoic acid | 1828826 | 126543
Urea, N,N''-1,6-hexanediylbis[N'-[(1S)-1-phenylethyl]- | 1828828 | 126544
Coconut oil, polymer with di-Me malonate, pentaerythritol, phthalic anhydride and trimethylolpropane | 1828830 | 126545
Cyclohexane, 1,1'-methylenebis[4-isocyanato-, homopolymer, 2-butoxyethanol- and polyethylene glycol mono-Me ether-blocked | 1828832 | 126546
Cellulose, carboxymethyl ether, sodium salt, polymer with bis(isocyanatomethyl)benzene, 2,2-dimethoxyacetaldehyde, ethanedial, 2-ethyl-2-(hydroxymethyl)-1,3-propanediol, 2-oxoacetic acid, 1,3,5-triazine-2,4,6-triamine and 1H-1,2,4-triazole-3,5-diamine | 1828834 | 126547
Propanedioic acid, 1,3-diethyl ester, polymer with 2,2-dimethyl-1,3-propanediol and hexahydro-1,3-isobenzofurandione | 1828836 | 126548
Benzene, 2,4-diisocyanato-1-methyl-, homopolymer, N1,N1-dimethyl-1,3-propanediamine- and polyethylene-polypropylene glycol mono-Bu ether-blocked | 1828838 | 126549
Cyclopentanol, 1-ethyl-2-(3-methylbutyl)- | 1828840 | 126550
Neononanoic acid, ethenyl ester, polymer with butyl 2-methyl-2-propenoate, butyl 2-propenoate, ethenylbenzene, 2-hydroxyethyl 2-methyl-2-propenoate, methyl 2-methyl-2-propenoate and rel-(1R,2R,4R)-1,7,7-trimethylbicyclo[2.2.1]hept-2-yl 2-methyl-2-propenoate | 1828842 | 126551
2-Pyridinecarboxylic acid, 4,5-dichloro-6-(4-chloro-2-fluoro-3-methoxyphenyl)- | 1828844 | 126552
Carbonic acid, dimethyl ester, polymer with 1,4-diisocyanatobenzene, 1,6-hexanediol, 1,5-pentanediol and 2,2'-[1,4-phenylenebis(oxy)]bis[ethanol] | 1828846 | 126553
Carbonic acid, dimethyl ester, polymer with 1,4-diisocyanatobenzene, 1,6-hexanediol and 1,5-pentanediol | 1828848 | 126554
2-Propenoic acid, 2-methyl-, 2-(diethylamino)ethyl ester, polymer with butyl 2-propenoate and methyl 2-methyl-2-propenoate, compd. with methyl 4-methylbenzenesulfonate | 1828850 | 126555
1,2,4,5-Benzenetetracarboxylic acid, mixed Et and Me esters, compds. with 4,4'-methylenebis[benzenamine] mixed Et and Me 4,4'-carbonylbis[1,2-benzenedicarboxylate] | 1828852 | 126556
Fatty acids, castor-oil, esters with polyethylene glycol ether with glycerol (3:1) | 1828854 | 126557
Propanol, oxybis-, polymer with bis(isocyanatomethyl)cyclohexane and .alpha.-hydro-.omega.-hydroxypoly(oxy-1,4-butanediyl) | 1828856 | 126558
Siloxanes and Silicones, di-Me, [(butylethenylmethylsilyl)oxy]- and hydrogen-terminated | 1828858 | 126559
Butanedioic acid, 2-methylene-, telomer with phosphinic acid and sodium 4-ethenylbenzenesulfonate (1:1), sodium salt | 1828860 | 126560
2-Butanone, 4-(dodecylthio)-4-[2,6,6-trimethyl-1(or 2)-cyclohexen-1-yl]- | 1828862 | 126561
Carbon, calcination products with sulfur | 1828864 | 126562
Oxirane, 2-methyl-, polymer with .alpha.-hydro-.omega.-hydroxypoly[oxy(methyl-1,2-ethanediyl)], 5-isocyanato-1-(isocyanatomethyl)-1,3,3-trimethylcyclohexane, oxirane and 2-[[3-(triethoxysilyl)propoxy]methyl]oxirane, polyethylene-polypropylene glycol mono-Bu ether monoether with propylene oxide-2-[[3-(triethoxysilyl)propoxy]methyl]oxirane polymer- and polypropylene glycol mono-Bu ether-blocked | 1828866 | 126563
Fatty acids, C18-unsatd., dimers, hydrogenated, polymers with N-[3-(dimethylamino)propyl] coco amides, N1,N1-dimethyl-1,3-propanediamine and epichlorohydrin | 1828868 | 126564
Formaldehyde, polymer with 2-aminocyclopentanemethanamine, 1,4-butanediamine, 1,2-cyclohexanediamine, hexahydro-1H-azepine, 1,6-hexanediamine and 2-methyl-1,5-pentanediamine | 1828870 | 126565
Alkenes, C20-24 .alpha.-, reaction products with 1-hexacosene, 1-octacosene, 1-octadecene and polyethylene distn. residues | 1828872 | 126566
Soybean oil, mixed with hydrogenated soybean oil, interesterified | 1828874 | 126567
Carbonic acid, bicyclo[3.2.1]oct-8-yl methyl ester | 1828876 | 126568
Waste plastics, pyrolyzed, C5-55 fraction | 1828878 | 126569
Acetic acid, 1,1'-anhydride, reaction products with 2-methylbutene dimer | 1828880 | 126570
2-Propanol, reaction products with 5-ethylidenebicyclo[2.2.1]hept-2-ene | 1828882 | 126571
Manganese, tris[.mu.-(2-ethylhexanoato-.kappa.O:.kappa.O')]bis(octahydro-1,4,7-trimethyl-1H-1,4,7-triazonine-.kappa.N1,.kappa.N4,.kappa.N7)di- | 1828884 | 126572
Manganese, [.mu.-(acetato-.kappa.O:.kappa.O')]bis[.mu.-(2-ethylhexanoato-.kappa.O:.kappa.O')]bis(octahydro-1,4,7-trimethyl-1H-1,4,7-triazonine-.kappa.N1,.kappa.N4,.kappa.N7)di- | 1828886 | 126573
Manganese, bis[.mu.-(acetato-.kappa.O:.kappa.O')][.mu.-(2-ethylhexanoato-.kappa.O:.kappa.O')]bis(octahydro-1,4,7-trimethyl-1H-1,4,7-triazonine-.kappa.N1,.kappa.N4,.kappa.N7)di- | 1828888 | 126574
Manganese, tris[.mu.-(acetato-.kappa.O:.kappa.O')]bis(octahydro-1,4,7-trimethyl-1H-1,4,7-triazonine-.kappa.N1,.kappa.N4,.kappa.N7)di- | 1828890 | 126575
Magnesium hydroxide hypochlorite oxide | 1828892 | 126576
Phenol, 2-methoxy-4-(methoxymethyl)- | 1828895 | 126577
Propanoic acid, 2,2,3-trifluoro-3-[1,1,2,2,3,3-hexafluoro-3-(trifluoromethoxy)propoxy]- | 1828897 | 126579
2-Butanol, 1-bromo- | 1832728 | 129459
4-Morpholinepropanoic acid, .alpha.-methyl-, methyl ester | 1832729 | 129460
1-Butanol, 2-bromo- | 1832730 | 129461
Butanedioic acid, 2-methylene-, homopolymer, sodium salt | 1832731 | 129462
Benzene, diethenyl-, polymer with ethenylbenzene and ethenylethylbenzene, chloromethylated, N,N-dibutyl-1-butanamine-quaternized | 1832733 | 129464
Aluminum cobalt lithium nickel oxide | 1832734 | 129465
Cyclohexane, 2-ethoxy-1,3-dimethyl- | 1832735 | 129466
D-Glucitol, 1,4:3,6-dianhydro-, polymer with 1,4-cyclohexanedimethanol and diphenyl carbonate | 1832736 | 129467
Propanoic acid, 3-hydroxy-2-(hydroxymethyl)-2-methyl-, polymer with N1-(2-aminoethyl)-1,2-ethanediamine, hydrazine, .alpha.-hydro-.omega.-hydroxypoly(oxy-1,4-butanediyl) and 1,1'-methylenebis[4-isocyanatocyclohexane], diethanolamine-blocked, compds. with 2-(dimethylamino)ethanol | 1832737 | 129468
Phenol, 4,4'-(1-methylethylidene)bis-, polymer with 1,3-diisocyanatomethylbenzene, 1,1'-methylenebis[4-isocyanatobenzene], 2-methyloxirane and 2-methyloxirane polymer with oxirane ether with 1,2,3-propanetriol (3:1), Me Et ketone oxime-blocked | 1832738 | 129469
Butanedioic acid, 2-methylene-, telomer with sodium phosphinate (1:1), sodium salt | 1832739 | 129470
Barium molybdenum niobium tantalum tellurium vanadium zinc oxide | 1832740 | 129471
Benzoic acid, 4-(benzoylamino)-, lithium salt (1:1) | 1832741 | 129472
Siloxanes and Silicones, Me Ph, Me 3,3,3-trifluoropropyl | 1832742 | 129473
Butanedioic acid, 2-methylene-, telomer with sodium phosphinate (1:1), sodium zinc salt | 1832743 | 129474
Hexanedioic acid, polymer with (2E)-2-butenedioic acid and .alpha.,.alpha.'-[(octahydro-4,7-methano-1H-indene-5,?-diyl)bis(methylene)]bis[.omega.-hydroxypoly(oxy-1,2-ethanediyl)] | 1832744 | 129475
Hexanedioic acid, polymer with (2E)-2-butenedioic acid and .alpha.,.alpha.'-(2,2-dimethyl-1,3-propanediyl)bis[.omega.-hydroxypoly(oxy-1,2-ethanediyl)] | 1832745 | 129476
Cuprate(4-), [.mu.-[[3,3'-[(1-oxido-1,2-diazenediyl)bis[[2-(hydroxy-.kappa.O)-4,1-phenylene]-2,1-diazenediyl-.kappa.N1]]bis[4-(hydroxy-.kappa.O)-2,7-naphthalenedisulfonato]](8-)]]di-, ammonium sodium | 1832746 | 129477
Ethanaminium, N,N,N-trimethyl-2-[(1-oxo-2-propen-1-yl)oxy]-, chloride (1:1), polymer with ethanedial and 2-propenamide | 1832747 | 129478
1,2-Cyclohexanedicarboxylic acid, 1-(2-phenylhydrazide) | 1832748 | 129479
9-Octadecenoic acid, 12-hydroxy-, (9Z,12R)-, homopolymer, potassium salt (1:1) | 1832749 | 129480
Amines, C36-alkylenedi-, polymers with octahydro-4,7-methano-1H-indenedimethanamine and pyromellitic dianhydride, maleated | 1832750 | 129481
Waste plastics, pyrolyzed, C5-12 fraction | 1832751 | 129482
Waste plastics, pyrolyzed, C9-20 fraction | 1832752 | 129483
Waste plastics, pyrolyzed, C20-55 fraction | 1832753 | 129484
Nonanoic acid, C9-11-isoalkyl esters, C10-rich | 1832754 | 129485
1-Butanaminium, N,N,N-tributyl-, propyl carbonate (1:1) | 1832756 | 129487
1-Butanaminium, N,N,N-tributyl-, methyl carbonate (1:1) | 1832757 | 129488
1-Butanaminium, N,N,N-tributyl-, carbonic acid (1:1) | 1832758 | 129489
1-Butanaminium, N,N,N-tributyl-, 1-methylethyl carbonate (1:1) | 1832761 | 129490
1-Butanaminium, N,N,N-tributyl-, ethyl carbonate (1:1) | 1832762 | 129491
Trichoderma reesei modified (generic) (J-16-0026) | 1832763 | 129492
Aromatic ether (generic) (P-03-0614) | 1832764 | 129493
1-Octanesulfonic acid, 3,3,4,4,5,5,6,6,7,7,8,8,8-tridecafluoro-, potassium salt (1:1) (P-12-0079) | 1832768 | 129497
Benzoic acid, 2-hydroxy-3,5-dinitro-, ammonium salt (1:1) (P-12-0082) | 1832769 | 129498
Alkanes, C20-28, chloro (P-12-0277) | 1832770 | 129499
Slack waxes (petroleum), chloro (P-12-0278) | 1832771 | 129500
Alkanes, C24-28, chloro (P-12-0279) | 1832772 | 129501
Hexacosane, chloro derivs. and octacosane, chloro derivs. (P-12-0280) | 1832773 | 129502
Alkanes, C20-24, chloro (P-12-0281) | 1832774 | 129503
Alkanes, C14-16, chloro (P-12-0282) | 1832775 | 129504
Tetradecane, chloro (P-12-0283) | 1832776 | 129505
Octadecane, chloro (P-12-0284) | 1832777 | 129506
Alkanes, C18-20, chloro (P-12-0433) | 1832778 | 129507
Alkanes, C14-17, chloro (P-12-0453) | 1832779 | 129508
Alkanes, C22-30, chloro (P-12-0505) | 1832780 | 129509
Lithium metal phosphate (generic) (P-13-0658) | 1832781 | 129510
Glycolipid (generic) (P-13-0910) | 1832782 | 129511
Glycolipid (generic) (P-13-0911) | 1832783 | 129512
Glycolipid (generic) (P-13-0912) | 1832784 | 129513
Glycolipid (generic) (P-13-0913) | 1832785 | 129514
Polyphosphoric acids, 2-[(2-methyl-1-oxo-2-propen-1-yl)oxy]ethyl esters, compds. with alkyl amines (generic) (P-14-0472) | 1832786 | 129515
Polyphosphoric acids, 2-[(2-methyl-1-oxo-2-propen-1-yl)oxy]ethyl esters, compds. with alkyl amino, polymers with Bu acrylate, N-(hydroxymethyl)-propenamide and styrene (generic) (P-14-0496) | 1832787 | 129516
Bismuth bromide iodide oxide (P-14-0630) | 1832788 | 129517
Tetradecane, chloro derivatives (P-14-0683) | 1832789 | 129518
Alkanes, C14-16, chloro (P-14-0684) | 1832790 | 129519
Pyrolysis oil product (generic) (P-14-0759) | 1832791 | 129520
1,2,4?Benzenetricarboxylic acid, mixed decyl and octyl triesters (P-15-0310) | 1832792 | 129521
Multi-walled carbon nanotubes (generic) (P-15-0487) | 1832793 | 129522
Multi-walled carbon nanotubes (generic) (P-15-0488) | 1832794 | 129523
Multi-walled carbon nanotubes (generic) (P-15-0489) | 1832795 | 129524
Multi-walled carbon nanotubes (generic) (P-15-0490) | 1832796 | 129525
Multi-walled carbon nanotubes (generic) (P-15-0491) | 1832797 | 129526
Alkylarylamine (generic) (P-15-0705) | 1832798 | 129527
Mixture of aliphatic N-alkyl ureas containing substituted cyclohexyl and terminal alkoxysilane groups (generic) (P-15-0706) | 1832799 | 129528
Mixture of aliphatic N-alkyl ureas containing aspartic ester and terminal alkoxysilane groups (generic) (P-15-0707) | 1832800 | 129529
Polyethylene glycol polymer with aliphatic polycarbodiimide Bis(alkoxysilylpropane)amine blocked (generic) (P-16-0099) | 1832801 | 129530
Chloroflurocarbon (generic) (P-16-0150) | 1832802 | 129531
Iron, 2-ethylhexanoate propionate complexes (P-16-0165) | 1832803 | 129532
Nanocarbon (generic) (P-16-0170) | 1832804 | 129533
Fluorinated organopolysilazane (generic) (P-16-0221) | 1832805 | 129534
2-Pyridinecarboxylic acid, 6-(4-chloro-2-fluoro-3-methoxyphenyl)-4,5-difluoro-, phenylmethyl ester (P-16-0246) | 1832806 | 129535
1?Butanaminium, N,N,N?tributyl, carbonic acid (1:1) (P-16-0255) | 1832807 | 129536
1?Butanaminium, N,N,N?tributyl, methyl carbonate (1:1) (P-16-0256) | 1832808 | 129537
1?Butanaminium, N,N,N?tributyl, ethyl carbonate (1:1) (P-16-0257) | 1832809 | 129538
1?Butanaminium, N,N,N?tributyl, propyl carbonate (1:1) (P-16-0258) | 1832810 | 129539
1?Butanaminium, N,N,N?tributyl, methyl ethyl carbonate (1:1) (P-16-0259) | 1832811 | 129540
Alkyl heteromonocycle, polymer with heteromonocycle, carboxyalkyl alkyl ether (generic) (P-16-0273) | 1832812 | 129541
Alkyl heteromonocycle, polymer with heteromonocycle, carboxyalkyl alkyl ether (generic) (P-16-0274 component B) (P-16-0274) | 1832813 | 129542
Alkyl heteromonocycle, polymer with heteromonocycle, carboxyalkyl alkyl ether (generic) (P-16-0274 component A) (P-16-0274) | 1832814 | 129543
Anilino substituted bis-triazinyl derivative of 4,4'-diaminostilbene-2,2'-disulfonic acid, mixed amine sodium salt (generic) (P-16-0284) | 1832815 | 129544
Benzene dicarboxylic acid, polymer with alkane dioic acid and aliphatic diamine (generic) (P-16-0289) | 1832816 | 129545
Bisamide mixture (generic) (P-16-0309) | 1832817 | 129546
Bisamide mixture (generic) (P-16-0310) | 1832818 | 129547
Alkyldiene, polymer, hydroxy terminated alkoxysilylalkylcarbamate (generic) (P-16-0315) | 1832819 | 129548
Manganese cyclic (tri)amine chloride complex (generic) (P-16-0322) | 1832820 | 129549
Alkylaldehyde, reaction products with substituted carbomonocycle-substituted heteromonocycle-alkylene glycol bis[[[substituted(oxoneoalky)oxy]alkyl]amino]alky] ether polymer and alkyl substituted alkanediamine, acetate salts (generic) (P-16-0323) | 1832821 | 129550
Hydroxy functional triglyceride polymer with glycerol mono-ester and 1,1'-methylenebis(4-isocyanatobenzene) (generic) (P-16-0330) | 1832822 | 129551
Hydroxy functional triglyceride polymer with glycerol mono-ester and 1,1'-methylenebis(isocyanatobenzene) (generic) (P-16-0331) | 1832823 | 129552
Xanthylium, (sulfoaryl)- bis-, sulfo derivs., inner salts, metal salts (generic) (P-16-0338) | 1832824 | 129553
Substituted triazinyl metal salt, diazotized, coupled with substituted pyridobenzimidazolesulfonic acids, substituted pyridobenzimidazosulfonic acids, diazotized substituted alkanesulfonic acid, diazotized substituted aromatic sulfonate, diazotized substituted aromatic sulfonate, metal salts (generic) (P-16-0339) | 1832825 | 129554
Polyaralkyl aryl ester of methacrylic acid (generic) (P-16-0350) | 1832826 | 129555
Reaction product of hydroxybenzaldehyde and fatty alkyl amine ether, reaction product of hydroxybenzaldehyde and fatty alkyl amine ether (generic) (P-16-0352) | 1832827 | 129556
Alkyl phenol (generic) (P-16-0358) | 1832829 | 129558
Carbopolycycle-bis(diazonium), dihalo-, chloride (1:2), reaction products with metal hydroxide, 4-[(dioxoalkyl)amino]substituted benzene, 2-[(dioxoalkyl)amino]substituted benzene, 5-[(dioxoalkyl)amino]-2-hydroxy-substituted benzene and oxo-n-phenylalkanamide (generic) (P-16-0359) | 1832830 | 129559
Poly(oxy-1,2-ethanediyl), .alpha.-(1-oxodocosyl)-.omega.-[(1-oxodocosyl)oxy]- | 1832831 | 129560
Pulp, cellulose, reaction products with lignin (P-16-0361) | 1832832 | 129561
Blocked polyester polyurethane, neutralized (generic) (P-16-0363) | 1832833 | 129562
Nitrile-butadiene-acrylate terpolymers (generic) (P-16-0364) | 1832834 | 129563
Alkyl carbonate, polymer with, substituted alkanes and substituted heteromonocycle, substituted alkyl acrylate-blocked (generic) (P-16-0365) | 1832835 | 129564
Substituted heteromonocylce, polymer with substituted alkane and ethoxylated alkane, substituted heteromonocycle substituted alkyl ester blocked (generic) (P-16-0367) | 1832836 | 129565
Substituted heteromonocycle, telomer with substituted carbomonocycles, substituted alkyl ester (generic) (P-16-0369) | 1832837 | 129566
Methoxy-terminated polysiloxane (generic) (P-16-0370) | 1832838 | 129567
Hydroxystyrene resin (generic) (P-16-0376) | 1832839 | 129568
Vinyl functional polymethylalkylpolymer (generic) (P-16-0379) | 1832840 | 129569
Aliphatic polycarboxylic acid, polymer with alicyclic polyhydric alcohol and polyoxyalkylene (generic) (P-16-0387) | 1832841 | 129570
di-Ammonium di-carboxylate (generic) (P-16-0398) | 1832842 | 129571
Starch, polymer with 2-propenoic acid, potassium salt, oxidized (P-16-0399) | 1832843 | 129572
Alkyl ester, 2-({5-acetamido-2-alkoxy-4-[2-(substituted-2,1-benzothiazol-3-yl)azo]phenyl]}(disubstituted)amino) (generic) (P-16-0405) | 1832844 | 129573
3-Pyridinecarbonitrile, 1,2-dihydro-trisubstituted-5-[2-(disubstituted phenyl)azo]-2-oxo (generic) (P-16-0408) | 1832845 | 129574
Silicophosphonate - sodium silicate (generic) (P-16-0410) | 1832846 | 129575
Pentanedioic acid, 2-methyl- (P-16-0430) | 1832847 | 129576
3-Butenenitrile, 2-(acetyloxy)- (P-16-0438) | 1832848 | 129577
Carbon black, (organic acidic carbocyclic)-modified, inorganic salt (generic) (P-16-0439) | 1832849 | 129578
Carbon black, (organic acidic carbocyclic)-modified, metal salt (generic) (P-16-0440) | 1832850 | 129579
Benzenesulfonic acid 1,2-diazenediylbis[6-ethenyl]-3-sulfophenyl diazenyl-2-sulfophenyl ethenyl salt (generic) (P-16-0487) | 1832851 | 129580
2-Pentanol, 4-methyl-, reaction products with phosphorus oxide (P2O5), compounds with alkylamine (generic) (P-16-0495) | 1832852 | 129581
Fatty acids, tall-oil, polymers with alkanoic acid, substituted carbomonocycle, alkyl peroxide-initiated (generic) (P-16-0503) | 1832853 | 129582
Alkyl phenol (generic) (P-16-0513) | 1832854 | 129583
Aminohalocarboxylate (generic) (P-16-0516) | 1832855 | 129584
Alkyl alkenoic acid, polymer with alkenylcarbomonocycle telomer with substituted alkanoic acid hydroxyl alkyl substituted alkenyl substituted alkyl ester, polyalkylene glycol alkyl ether alkyl alkenoate, dialkylene glycol diheteromonocyclic ether and alkylcarbomonocyclic alkenoate, metal salt (generic) (P-16-0534) | 1832856 | 129585
Alkyl alkenoic acid, polymer with alkenylcarbomonocycle telomer with substituted alkanoic acid hydroxyl alkyl substituted alkenyl substituted alkyl ester, alkanediol diheteromonocyclic ether, polyalkylene glycol alkyl ether alkyl alkenoate and alkylcarbomonocyclic alkenoate, metal salt (generic) (P-16-0535) | 1832857 | 129586
Alkyl alkenoic acid, polymer with bis heteromonocyclic substituted alkyl carbomonocycle, alkenylcarbomonocycle telomer with substituted alkanoic acid hydroxyl alkyl substituted alkenyl substituted alkyl ester, polyalkylene glycol alkyl ether alkyl alkenoate and alkylcarbomonocyclic alkenoate, metal salt (generic) (P-16-0536) | 1832858 | 129587
Halogenophosphoric acid metal salt (generic) (P-16-0543) | 1832859 | 129588
Poly methyl methacrylate polymer (generic) (P-16-0549) | 1832860 | 129589
Poly methyl methacrylate polymer (generic) (P-16-0550) | 1832861 | 129590
Poly methyl methacrylate polymer (generic) (P-16-0551) | 1832862 | 129591
Poly methyl methacrylate polymer (generic) (P-16-0553) | 1832863 | 129592
Poly methyl methacrylate polymer (generic) (P-16-0555) | 1832864 | 129593
Poly methyl methacrylate polymer (generic) (P-16-0556) | 1832865 | 129594
Poly methyl methacrylate polymer (generic) (P-16-0557) | 1832866 | 129595
Poly methyl methacrylate polymer (generic) (P-16-0558) | 1832867 | 129596
Poly methyl methacrylate polymer (generic) (P-16-0560) | 1832868 | 129597
Poly methyl methacrylate polymer (generic) (P-16-0561) | 1832869 | 129598
Poly methyl methacrylate polymer (generic) (P-16-0562) | 1832870 | 129599
Poly methyl methacrylate polymer (generic) (P-16-0563) | 1832871 | 129600
Poly methyl methacrylate polymer (generic) (P-16-0564) | 1832872 | 129601
Poly methyl methacrylate polymer (generic) (P-16-0565) | 1832873 | 129602
Poly methyl methacrylate polymer (generic) (P-16-0567) | 1832874 | 129603
how can the generic chemical name be confidential?????? (P-16-0579) | 1832875 | 129604
Alkyl bis-phenol (generic) (P-16-0591) | 1832876 | 129605
Substituted-(hydroxyalkyl)-alkyl-alkanoic acid, hydroxy-(substitutedalkyl)-alkyl-, polymer with alpha-hydroxy-omega-hydroxypoly[oxy(alkylethanediyl)] and isocyanato-(isocyanatoalkyl)-multialkylcycloalkane, salt, alkanol-blocked, compds. (generic) (P-16-0595) | 1832877 | 129606
Alkenoic acid, reaction products with polyethylene glycol ether with hydroxyalkyl substituted alkane (generic) (P-16-0596) | 1832878 | 129607
Alkyl substituted alkenoic acid, alkyl ester, polymer with alkyl substituted alkenoate and alkenoic acid, hydroxy substituted[(oxoalkyl)oxy]alkyl ester, reaction products with alkanoic acid, dipentaerythritil and isocyanate substituted carbomonocycle, com (P-17-0010) | 1832879 | 129608
Heteromonocycle ester with alkanediol (generic) (P-17-0015) | 1832880 | 129609
Substituted carbomonocycle, polymer with (aminoalkyl)-alkanediamine, (haloalkyl)oxirane, dialkyl-alkanediamine and alkyl-alkanamine, reaction products with dialkanolamine and alkyl)oxy]alkyl]oxirane (generic) (P-17-0029) | 1832881 | 129610
Naphthalene sulfonic acid (generic) (P-17-0032) | 1832882 | 129611
Halogenated sodium benzoate salt (generic) (P-17-0033) | 1832883 | 129612
Halogenated sodium benzoate salt (generic) (P-17-0034) | 1832884 | 129613
Halogenated benzoic acid (generic) (P-17-0035) | 1832885 | 129614
Halogenated sodium benzoate salt (generic) (P-17-0036) | 1832886 | 129615
Halogenated benzoic acid (generic) (P-17-0037) | 1832887 | 129616
Halogenated sodium benzoate salt (generic) (P-17-0038) | 1832888 | 129617
Halogenated sodium benzoate salt (generic) (P-17-0039) | 1832889 | 129618
Halogenated benzoic acid (generic) (P-17-0040) | 1832890 | 129619
Halogenated sodium benzoate salt (generic) (P-17-0041) | 1832891 | 129620
Halogenated sodium benzoate salt (generic) (P-17-0042) | 1832892 | 129621
Halogenated sodium benzoate salt (generic) (P-17-0043) | 1832893 | 129622
Halogenated benzoic acid (generic) (P-17-0044) | 1832894 | 129623
Halogenated sodium benzoate salt (generic) (P-17-0045) | 1832895 | 129624
Halogenated benzoic acid (generic) (P-17-0046) | 1832896 | 129625
Halogenated sodium benzoate salt (generic) (P-17-0047) | 1832897 | 129626
Halogenated benzoic acid (generic) (P-17-0048) | 1832898 | 129627
Halogenated sodium benzoate salt (generic) (P-17-0050) | 1832899 | 129628
Halogenated benzoic acid (generic) (P-17-0051) | 1832900 | 129629
Halogenated sodium benzoate salt (generic) (P-17-0052) | 1832901 | 129630
Halogenated benzoic acid (generic) (P-17-0053) | 1832902 | 129631
Halogenated benzoic acid (generic) (P-17-0054) | 1832903 | 129632
Halogenated sodium benzoate salt (generic) (P-17-0055) | 1832904 | 129633
Halogenated benzoic acid (generic) (P-17-0056) | 1832905 | 129634
Halogenated sodium benzoate salt (generic) (P-17-0057) | 1832906 | 129635
Halogenated benzoic acid (generic) (P-17-0058) | 1832907 | 129636
Halogenated sodium benzoate salt (generic) (P-17-0059) | 1832908 | 129637
Halogenated benzoic acid (generic) (P-17-0060) | 1832909 | 129638
Halogenated sodium benzoate salt (generic) (P-17-0061) | 1832910 | 129639
Halogenated sodium benzoate salt (generic) (P-17-0062) | 1832911 | 129640
Halogenated sodium benzoate salt (generic) (P-17-0063) | 1832912 | 129641
Halogenated sodium benzoate salt (generic) (P-17-0064) | 1832913 | 129642
Halogenated sodium benzoate salt (generic) (P-17-0065) | 1832914 | 129643
Halogenated sodium benzoate salt (generic) (P-17-0066) | 1832915 | 129644
Halogenated sodium benzoate salt (generic) (P-17-0067) | 1832916 | 129645
Halogenated benzoic acid (generic) (P-17-0068) | 1832917 | 129646
Halogenated sodium benzoate salt (generic) (P-17-0069) | 1832918 | 129647
Halogenated sodium benzoate salt (generic) (P-17-0070) | 1832919 | 129648
Halogenated sodium benzoate salt (generic) (P-17-0071) | 1832920 | 129649
Halogenated sodium benzoate salt (generic) (P-17-0072) | 1832921 | 129650
Halogenated sodium benzoate salt (generic) (P-17-0073) | 1832922 | 129651
Halogenated benzoic acid (generic) (P-17-0074) | 1832923 | 129652
Halogenated sodium benzoate salt (generic) (P-17-0075) | 1832924 | 129653
Halogenated sodium benzoate salt (generic) (P-17-0076) | 1832925 | 129654
Halogenated benzoic acid (generic) (P-17-0077) | 1832926 | 129655
Halogenated benzoic acid (generic) (P-17-0078) | 1832927 | 129656
Halogenated sodium benzoate salt (generic) (P-17-0079) | 1832928 | 129657
Halogenated sodium benzoate salt (generic) (P-17-0080) | 1832929 | 129658
Halogenated benzoic acid (generic) (P-17-0081) | 1832930 | 129659
Halogenated benzoic acid (generic) (P-17-0082) | 1832931 | 129660
Halogenated sodium benzoate salt (generic) (P-17-0083) | 1832932 | 129661
Halogenated benzoic acid (generic) (P-17-0084) | 1832933 | 129662
Halogenated sodium benzoate salt (generic) (P-17-0085) | 1832934 | 129663
Halogenated sodium benzoate salt (generic) (P-17-0087) | 1832935 | 129664
Halogenated benzoic acid (generic) (P-17-0088) | 1832936 | 129665
Halogenated benzoic acid (generic) (P-17-0089) | 1832937 | 129666
Halogenated sodium benzoate salt (generic) (P-17-0090) | 1832938 | 129667
Halogenated sodium benzoate salt (generic) (P-17-0091) | 1832939 | 129668
Halogenated benzoic acid (generic) (P-17-0092) | 1832940 | 129669
Halogenated sodium benzoate salt (generic) (P-17-0093) | 1832941 | 129670
Halogenated benzoic acid ethyl ester (generic) (P-17-0094) | 1832942 | 129671
Halogenated benzoic acid ethyl ester (generic) (P-17-0095) | 1832943 | 129672
Halogenated benzoic acid ethyl ester (generic) (P-17-0096) | 1832944 | 129673
Halogenated benzoic acid (generic) (P-17-0097) | 1832945 | 129674
Halogenated benzoic acid ethyl ester (generic) (P-17-0098) | 1832946 | 129675
Halogenated benzoic acid ethyl ester (generic) (P-17-0099) | 1832947 | 129676
Halogenated benzoic acid ethyl ester (generic) (P-17-0100) | 1832948 | 129677
Halogenated benzoic acid ethyl ester (generic) (P-17-0101) | 1832949 | 129678
Halogenated benzoic acid ethyl ester (generic) (P-17-0102) | 1832950 | 129679
Halogenated benzoic acid ethyl ester (generic) (P-17-0103) | 1832951 | 129680
Halogenated benzoic acid ethyl ester (generic) (P-17-0104) | 1832952 | 129681
Halogenated benzoic acid ethyl ester (generic) (P-17-0105) | 1832953 | 129682
Halogenated benzoic acid ethyl ester (generic) (P-17-0114) | 1832954 | 129683
Halogenated benzoic acid ethyl ester (generic) (P-17-0122) | 1832955 | 129684
Halogenated benzoic acid ethyl ester (generic) (P-17-0123) | 1832956 | 129685
Halogenated benzoic acid ethyl ester (generic) (P-17-0124) | 1832957 | 129686
Halogenated benzoic acid ethyl ester (generic) (P-17-0125) | 1832958 | 129687
Halogenated benzoic acid ethyl ester (generic) (P-17-0126) | 1832959 | 129688
Halogenated benzoic acid ethyl ester (generic) (P-17-0127) | 1832960 | 129689
Halogenated benzoic acid ethyl ester (generic) (P-17-0128) | 1832961 | 129690
Halogenated benzoic acid ethyl ester (generic) (P-17-0129) | 1832962 | 129691
Halogenated benzoic acid ethyl ester (generic) (P-17-0130) | 1832963 | 129692
Halogenated benzoic acid ethyl ester (generic) (P-17-0131) | 1832964 | 129693
Halogenated benzoic acid ethyl ester (generic) (P-17-0132) | 1832965 | 129694
Halogenated benzoic acid ethyl ester (generic) (P-17-0133) | 1832966 | 129695
Halogenated benzoic acid ethyl ester (generic) (P-17-0134) | 1832967 | 129696
Halogenated benzoic acid ethyl ester (generic) (P-17-0135) | 1832968 | 129697
Halogenated benzoic acid ethyl ester (generic) (P-17-0136) | 1832969 | 129698
Halogenated benzoic acid ethyl ester (generic) (P-17-0137) | 1832970 | 129699
Halogenated benzoic acid ethyl ester (generic) (P-17-0138) | 1832971 | 129700
Halogenated benzoic acid ethyl ester (generic) (P-17-0139) | 1832972 | 129701
Halogenated benzoic acid ethyl ester (generic) (P-17-0140) | 1832973 | 129702
Carboxylic acid amine (1:1) (generic) (P-17-0154) | 1832974 | 129703
Mix fatty acids compd with amine (1:1) (P-17-0155) | 1832975 | 129704
Mix fatty acids compd with amine (1:1) (P-17-0156) | 1832976 | 129705
Sulfurized alkylphenol, calcium salts (generic) (P-17-0172) | 1832977 | 129706
Neodymium aluminum alkyl polymer complexes (generic) (P-17-0198) | 1832978 | 129707
Coke (coal), secondary pitch (P-17-0217) | 1832979 | 129708
Bicyclo[2.2.1]heptane-1-methanesulfonic acid, 7,7-dimethyl-2-oxo-, compd. with N,N-diethylethanamine (1:1) (P-17-0218) | 1832980 | 129709
Manganese(2+), bisoctahydro-1,4,7-trimethyl-1H-1,4,7-triazonine-.kappa.N1,.kappa.N4,.kappa.N7)tri-.mu.-oxidi, hexafluorophosphate(1-) (1:2) (P-17-0226) | 1832981 | 129710
2'-Fluoro-4''-alkyl-4-propyl-1,1':4'1''-terphenyl (generic) (P-17-0228) | 1832982 | 129711
4-ethyl-2'-fluoro-4''-alkyl-1,1':4'1''-terphenyl (generic) (P-17-0229) | 1832983 | 129712
Branched, alkyl (C=17) carboxylic acid (generic) (P-17-0247) | 1832984 | 129713
Branched, alkyl (C=18) alcohol (generic) (P-17-0248) | 1832985 | 129714
Alkoxy silane modified butadiene-styrene copolymer (generic) (P-17-0260) | 1832986 | 129715
Poly(oxy-1,2-ethanediyl),-.alpha.-(2-benzoylbenzoyl)-.omega.-[(2-benzoylbenzoyl)oxy]- (P-17-0261) | 1832987 | 129716
Polymer of phthalic anhydride, ethylene glycol, heptanol, and 2-ethylhexanol (P-79-0021) | 1832988 | 129717
Polymer of phthalic anhydride, 1,2-propylene glycol, 1,4-butanediol, 1-octanol, and 1-decanol (P-79-0022) | 1832989 | 129718
Polymer of phthalic anhydride, ethylene glycol, heptanol, 1-decanol, and 1-octanol (P-79-0023) | 1832990 | 129719
Polymer of phthalic anhydride, 1,2-propylene glycol, 1,4-butanediol, and 2-ethylhexanol (P-79-0024) | 1832991 | 129720
Polymer of phthalic anhydride, 1,3-butylene glycol, 1-octanol, and 1-decanol (P-79-0025) | 1832992 | 129721
Polymer of phthalic anhydride, 1,3-butylene glycol, 2-ethylhexanol (P-79-0026) | 1832993 | 129722
Reaction products with C22-30 alkenes (generic) (P-80-0035) | 1832994 | 129723
Benzoic acid, 2-[[2-amino-5-hydroxy-6-[[6-[[4'-[[1-hydroxy-8-[[(4-methylphenyl)sulfonyl]amino]-3,6-disulfo-2-naphthalenyl]azo]-3,3'-dimethoxy[1,1'-biphenyl]-4-yl]azo]-7-sulfo-1-naphthalenyl-5-nitro-, trisodium salt (P-80-0356) | 1832995 | 129724
Benzoic acid, 2-[[2-amino-6-[[4'-[[5-[2,5-disulfophenyl]azo]-1-hydroxy-6-(phenylamino)-3-sulfo-2-naphthalenyl]azo]-3,3'-dimethoxy[1,1'-biphenyl]-4-yl]-azo]-5-hydroxy-7-sulfo-1-naphthalenyl]azo]-5-nitro-, tetrasodium salt (P-80-0357) | 1832996 | 129725
Chlorinated aromatic azo anthraquinone pigment (generic) (P-82-0678) | 1832997 | 129726
Chlorinated aromatic azo pigment (generic) (P-82-0679) | 1832998 | 129727
Full range, dewaxed dearsenited shale oil (P-83-0129) | 1832999 | 129728
Shale-derived refinery stream (generic) (P-83-0130) | 1833000 | 129729
Shale-derived refinery stream (generic) (P-83-0131) | 1833001 | 129730
Shale-derived refinery stream (generic) (P-83-0132) | 1833002 | 129731
Shale-derived refinery stream (generic) (P-83-0133) | 1833003 | 129732
Aliphatic triol ester methacrylate (generic) (P-84-0176) | 1833004 | 129733
Polyether acrylate ester (generic) (P-84-0180) | 1833005 | 129734
Aliphatic acrylate ester (generic) (P-84-0181) | 1833006 | 129735
Polyether acrylate (generic) (P-84-0182) | 1833007 | 129736
Aliphatic ester methacrylate (generic) (P-84-0183) | 1833008 | 129737
Aliphatic ester methacrylate (generic) (P-84-0184) | 1833009 | 129738
Carboxylated alkane diol (generic) (P-84-0558) | 1833010 | 129739
Urethane acrylate (generic) (P-85-0301) | 1833015 | 129744
Functionally modified urethane (generic) (P-85-0523) | 1833016 | 129745
Polypropylene glycol ether (generic) (P-85-0890) | 1833017 | 129746
Polypropylene glycol ether (generic) (P-85-0891) | 1833018 | 129747
Polypropylene glycol ether (generic) (P-85-0892) | 1833019 | 129748
Benzene, methyltris(1-methylethyl)- (P-86-0124) | 1833020 | 129749
Substituted acrylated alkyoxylated aliphatic polyol (generic) (P-86-0346) | 1833021 | 129750
Acrylate modified alicyclic urethane (generic) (P-86-0549) | 1833022 | 129751
Poly(oxy-1,2-ethanediyl), .alpha.-(2-methyl-1-oxo-2-propenyl)-.omega.-hydroxy-, C10-16-alkyl ethers (P-86-0588) | 1833023 | 129752
Substituted bis(propanol), polymer with polyalkylene glycol polyether, and isophorone diisocyanate, hydroxyalkyl acrylate ester (generic) (P-87-0760) | 1833024 | 129753
Reaction product of a monoalkyl succinic anhydride with an .omega.-hydroxy methacrylate (generic) (P-88-0701) | 1833025 | 129754
Diglycidyl ether of di(substituted) fluorene (generic) (P-88-0997) | 1833026 | 129755
Akyldicarboxylic acids, polymers with alkanepolyol and TDI, alkanol blocked, acrylate (generic) (P-89-0077) | 1833027 | 129756
Polyalkylpolysilazane, bis(substituted acrylate) (generic) (P-89-0423) | 1833028 | 129757
Carbamic acid, (trialkyloxysilyalkyl)-substituted acrylate ester (generic) (P-89-0424) | 1833029 | 129758
Hydroxyalkyl methacrylate, alkyl ester (generic) (P-89-0507) | 1833030 | 129759
Alkylenebis(substituted carbomonocycle), epichlorohydrin, disubstituted heteromonocycle, acrylate polymer (generic) (P-89-0626) | 1833031 | 129760
Substituted ethylene diamine, methyl sulfate quaternized (generic) (P-89-0650) | 1833032 | 129761
Alkenoic acid, trisubstituted-phenylalkyl-disubstituted-phenyl ester (generic) (P-89-0694) | 1833033 | 129762
Caprolactone modified acrylate monomer (generic) (P-90-0584) | 1833034 | 129763
Alkyl carbamic, alkynyl ester (generic) (P-91-0055) | 1833035 | 129764
Polymer of alkanedioic acid, methylenebiscarbomonocyclic diisocyanate, and alkylene glycols, hydroxyalkyl acrylate ester (generic) (P-91-0505) | 1833036 | 129765
Acrylated epoxy phenolic resin (generic) (P-92-0044) | 1833037 | 129766
2-Propenoic acid, C18-26-alkyl ester (P-93-0037) | 1833038 | 129767
2-Propenoic acid, C>20-alkyl ester (P-93-0038) | 1833039 | 129768
Modified polyether polyol (generic) (P-93-0067) | 1833040 | 129769
Rosin phenolic sodium salt (generic) (P-95-0616) | 1833041 | 129770
ar Brominated diphenyl alkane (generic) (S-02-0003) | 1833042 | 129771
1-Butanol, 3-methoxy-3-methyl-, acetate (S-11-0004) | 1833043 | 129772
Organosilane ester (generic) (S-11-0007) | 1833044 | 129773
Tires, wastes, pyrolyzed, carbon black fraction, the residue obtained from the pyrolysis of rubber-based tires. It consists predominately of carbon black and may contain inorganic oxides of silicon, aluminum, titanium, iron, calcium and magnesium (S-13-0005) | 1833045 | 129774
Tires, wastes, pyrolyzed, carbon black fraction, the residue obtained from the pyrolysis of rubber-based tires. It consists predominately of carbon black and may contain inorganic oxides of silicon, aluminum, titanium, iron, calcium and magnesium (S-13-0006) | 1833046 | 129775
Tires, wastes, pyrolyzed, carbon black fraction Definition: The residue obtained from the pyrolysis of rubber-based tires in an inert atmosphere. It consists predominately of carbon black and may contain inorganic oxides of silicon, aluminum, titanium, iron, calcium and magnesium. (S-14-0015) | 1833047 | 129776
Cesium tungsten oxide (S-16-0011) | 1833048 | 129777
Multi wall carbon nanotubes (generic) (S-17-0003) | 1833049 | 129778
1-Propene, 2-chloro-3,3,3-trifluoro- (S-17-0008) | 1833050 | 129779
Propane, 2-chloro-1,1,1,2-tetrafluoro- (S-17-0009) | 1833051 | 129780
Bacteriophage active against pseudomonas syringae pv. tomato | 1833478 | 129781
Bacillus subtilis strain BU1814 | 1833479 | 129782
Phlebiopsis gigantea strain VRA 1992 | 1833480 | 129783
Streptomyces galbus strain QST 6047 | 1833481 | 129784
Aspergillus flavus strain TC16F | 1833482 | 129785
Aspergillus flavus strain TC35C | 1833483 | 129786
Aspergillus flavus strain TC38B | 1833484 | 129787
Aspergillus flavus strain TC46G | 1833485 | 129788
Purpureocillium Lilacinum Strain PL11 | 1833486 | 129789
Bacillus thuringiensis subsp. kurstaki strain BMP123 | 1833487 | 129790
Pseudomonas fluorescens isolate Ps 3732-3-7. Contains delta endotoxin gene from BTK(Bacillus thuringiensis, subsp. kurstaki). Resistant to kanamycin. HOMOLOGOUS RECOMBINATION TECHNOLOGY. | 1833488 | 129791
Pseudomonas fluorescens isolate Ps 3732-3-7. Contains delta endotoxin gene BTK. Sensitive to kanamycin. HOMOLOGOUS RECOMBINATION TECHNOLOGY. | 1833489 | 129792
Pseudomonas fluorescens isolate Ps 3732-3-7. Contains delta endotoxin gene BTK. Resistant to kanamycin. DIRECT TRANSPORTATION TECHNOLOGY. | 1833490 | 129793
Pseudomonas fluorescens isolate 112-12. Contains delta endotoxin gene from BTK. Resistant to kanamycin. HOMOLOGOUS RECOMBINATION TECHNOLOGY. | 1833491 | 129794
Pseudomonas fluorescens isolate 112-2. Contains delta endotoxin gene from BTK. Sensitive to kanamycin. HOMOLOGOUS RECOMBINATION TECHNOLOGY. | 1833492 | 129795
Pseudomonas fluorescens isolate 112-12. Contains delta endotoxin gene from BTK. Resistant to kanamycin. DIRECT TRANSPOSITION TECHNOLOGY. | 1833493 | 129796
Bacillus thuringiensis subsp. kurstaki strain EG2424 | 1833494 | 129797
Bacillus thuringiensis subsp. kurstaki strain EG2348 | 1833496 | 129799
Pseudomonas fluorescens A506 (previously coded 006418) | 1833501 | 129804
Pseudomonas fluorescens 1629RS | 1833502 | 129805
Pseudomonas fluorescens EG-1053 (previously coded 006418) | 1833503 | 129806
Rhizobia leguminosarum biovar viceae containing the cryIII gene from bacillus thuringiengis subsp. tenebrionis | 1833504 | 129807
Pseudomonas syringae, strain ESC-11 | 1833506 | 129809
Burkholderia (pseudomonas) cepacia type Wisconsin isolate/strain J82 | 1833508 | 129811
Burkholderia (Pseudomonas) cepacia type Wisconsin isolate/strain M54 | 1833509 | 129812
Burkholderia(Pseudomonas)cepacia strain AMMD | 1833510 | 129813
Burkholderia cepacia strain Ral-3 | 1833511 | 129814
QST 713 strain of bacillus subtilis | 1833513 | 129816
Listeria specific Bacteriophages | 1833514 | 129817
Muscodor albus strain QST 20799 | 1833515 | 129818
Bacillus thuringiensis kurstaki strain BK | 1833516 | 129819
Bacillus subtilis strain IAB/BS03 | 1833518 | 129821
Pepino mosaic virus, strain CH2, isolate 1906 | 1833519 | 129822
Pseudomonas sp. DSMZ 13134 | 1833520 | 129823
Bacillus subtilis strain FMCH002 | 1833522 | 129825
Pseudomonas chlororaphis strain AFS009 | 1833524 | 129827
Metschnikowia fruticola NRRL Y-27328 | 1833525 | 129828
Pseudomonas fluorescens Strain ACK55 | 1833526 | 129829
Pseudomonas fluorescens strain D7 | 1833527 | 129830
E. coli 0157:H7 Specific Bateriophages | 1833528 | 129831
Pasteuria spp. (Hoplolaimus Nematode) -Ph3 (use PC Code 016457) | 1833529 | 129832
Bacillus amyloliquefaciens subsp. plantarum strain FZB42 | 1833530 | 129833
Bacillus pumilus, strain GHA 180 | 1833531 | 129834
Bacillus amyloliquefaciens strain PTA-4838 | 1833532 | 129835
Bacillus amyloliquefaciens strain F727 | 1833533 | 129836
Clonostachys rosea strain 321U | 1833534 | 129837
Clonostachys rosea strain CR-7 | 1833535 | 129838
Alternaria destruens strain 059 | 1833536 | 129839
Pythium oligandrum DV 74 (ATCC 38472) (A Filamentous Fungus) | 1833537 | 129840
Purpureocillium lilacinum strain 251 | 1833538 | 129841
Lactobacillus buchneri strain 40788 | 1833539 | 129842
Insect protected soybean, MON 87701 | 1833540 | 129843
Duddingtonia flagrans strain IAH 1297 | 1833541 | 129844
Typhula phacorrhiza (isolate 94671) (Reichardt) | 1833542 | 129845
Sclerotinia minor strain IMI 3144141 | 1833543 | 129846
Burkholderia Cepacia AMMD (Use pc code 006468) | 1833545 | 129848
Tobacco mild green mosaic tobamovirus strain U2 | 1833546 | 129849
B-Clade Wolbachia pipientis zap strain intracellular obligate bacteria | 1833547 | 129850
Wolbachia pipientis, wAlbB Strain, intracellular, obligate, and naturally occurring bacteria in male Aedes aegypti WB1 strain mosquitoes and orginating from Ae. albopictus mosquitoes | 1833548 | 129851
Phoma macrostoma strain 94-44B | 1833549 | 129852
Cryptococcus infirmo-miniatus strain YY6 | 1833550 | 129853
Chondrostereum purpureum strain HQ1 | 1833551 | 129854
Pichia deserticola strain NRRLY- 27442 | 1833552 | 129855
Ulocladium oudemansii (U3 Strain) | 1833553 | 129856
Helicoverpa zea ABA-NPV-U | 1833554 | 129857
Lymantria dispar nuclear polyhedrosis virus | 1833555 | 129858
Heliothis Armigera NPV A44EB | 1833556 | 129859
Mamestra configurata nucleopolyhedrovirus (McNPV) | 1833557 | 129860
Helicoverpa armigera nucleopolyhedrovirus, strain BV-0003 | 1833558 | 129861
Indian meal moth granulosis virus | 1833560 | 129863
Indian meal moth granulosis virus and larval parts on milled wheat bran carrier | 1833561 | 129864
Hirsutella tompsonii (Fisher) 300,000 spores per gram of product. | 1833562 | 129865
Isaria fumosorosea (Paecilomyces fumosoroseus) | 1833564 | 129867
Isaria fumosorosea strain FE 9901 | 1833565 | 129868
Bacteriophage active against Xanthomonas citri subsp. citri | 1833567 | 129870
Trichoderma asperelloides strain JM41R | 1833568 | 129871
Pseudozyma flocculosa | 1833569 | 129872
Trichoderma viride sensu Bisby with polysporum Rifai | 1833570 | 129873
Bacillus sphaericus 2362, serotype H5a5b, strain ABTS 1743 solids, spores and insecticidal toxins (See also PC Code 119801) | 1833572 | 129875
Scytalidium FY | 1833574 | 129877
Scytalidium/trichoderma mixture | 1833575 | 129878
Colletotrichum gloeosporioides aeschynomene | 1833576 | 129879
Granulosis virus from plutella xylostella | 1833577 | 129880
Nuclear polyhedrosis virus from plutella xylostella | 1833578 | 129881
Colletotrichum gloeosporiodies | 1833579 | 129882
Colletotrichum gloeosporioides f. sp. malvae | 1833580 | 129883
NPV redhead pine sawfly | 1833581 | 129884
Tipula paludosa virus | 1833583 | 129886
Granulosis virus from choristoneura fumiferana | 1833584 | 129887
Polyhedrosis virus from bombyx mori | 1833585 | 129888
Cydia pomonella granulovirus isolate V22 | 1833586 | 129889
Bacteriophage from pseudomonas | 1833588 | 129891
Beauveria bassiana strain PPRI 5339 | 1833589 | 129892
Leaves of Pennyroyal (Mentha pulegium) | 1833591 | 129894
Leaves of Eucalyptus | 1833592 | 129895
Rosemary Herbs | 1833593 | 129896
Thyme Herbs | 1833594 | 129897
Clove, Crushed | 1833595 | 129898
Trichoderma polysporum (ATCC 20475) | 1833596 | 129899
Harrisina brillians granulosis virus | 1833598 | 129901
Sesame plant, ground | 1833599 | 129902
Clavibacter xyli subspecies cyondontis isolate MD69a producing Bacillus thuringiensis subspecies kurstaki delta-endotoxin protein | 1833600 | 129903
Melanoplus sanguinipes virus | 1833601 | 129904
Gliocladium virens GL-21 | 1833602 | 129905
Oedaleus senegalensis virus | 1833603 | 129906
Streptomyces strain K61 | 1833604 | 129907
Bacillus amyloliquefaciens MBI 600 (antecedent Bacillus subtilis MBI 600) | 1833605 | 129908
Puccinia canaliculate (Schweinitz) Lagerheim (ATCC #40199) | 1833606 | 129909
Cydia pomonella granulosis virus | 1833607 | 129910
Bacillus amyloliquefaciens ENV503 | 1833608 | 129911
Spodoptera frugiperda Multiple Nucleopolyhedrovirus - 3AP2 (TGAI/MUP) ATCC No. SD-6840 | 1833609 | 129912
Cercospora rodmanii Conway | 1833610 | 129913
Beauveria bassiana strain ANT-03 | 1833611 | 129914
Streptomyces microflavus, strain AQ 6121 | 1833612 | 129915
Trichoderma virens strain G-41 (12.1%) (ATCC 20906) | 1833613 | 129916
Zucchini Yellows Mosaic Virus-Weak Strain | 1833615 | 129918
Bacillus thuringiensis subspecies kurstaki strain SA-12 solides, spores, and insecticidal toxins, ATCC # SD - 1323 | 1833616 | 129919
Bacillus thuringiensis subspecies israelensis Strain BMP 144 solids, spores and insecticidal toxins | 1833617 | 129920
Bacillus thuringiensis full length Cry1Ab and the genetic material necessary for its production (pNOV4641) in cotton plants | 1833618 | 129921
Bacillus thuringiensis Cry1Ac and the genetic material necessary for its production (PV-GMIR9) in soybean. | 1833619 | 129922
Bacillus thuringiensis, subspecies kurstaki strain SA - 11 solids, spores and insecticidal toxins, ATCC # SD - 1322 | 1833622 | 129925
GS-omega/kappa-Hxtx-Hv1a | 1833624 | 129927
Rpi-vnt1 (gene that expresses the VNT1 Protein) | 1833625 | 129928
HD-1 Protein as encoded by Bacillus thuringiensis subsp. kurstaki gene and produced in corn | 1833626 | 129929
Delta endotoxin of Bacillus thuringiensis variety kurstaki encapsulated in killed Pseudomonas fluorescens | 1833627 | 129930
Delta endotoxin of Bacillus thuringiensis subsp. san diego encapsulated in killed Pseudomonas fluorescens | 1833628 | 129931
Potato leaf roll virus (PLRV) coat protein as produced in potato by PLRV modCP gene and its controlling sequences and found in the following constructs: PV-STMT02, PV-STMT04, PV-STMT10, PV-STMT11, PV-STMT12, PV-STMT13 and PV-STMT14 | 1833633 | 129936
Potato Y virus (PYV) coat protein as produced in potato by PYV gene and its controlling sequences and found in the following constructs: PV-STMT15, PV-STPY01 in combination with PV-STBT02 | 1833634 | 129937
IR-23, Bacillus thuringiensis subspecies tenebrionis delta endotoxin as produced in potato by an expression enhancer-CryIIIA fusion product and its controlling sequences and found in the following construct:PV-STBT05 | 1833635 | 129938
Watermelon mosaic virus-2 coat protein as produced in cucurbits by the watermelon mosaic virus-2 coat protein gene and its controlling sequences as found in plasmid vector ZYMV72/WMBN22. | 1833636 | 129939
Zucchini yellow mosaic virus coat protein as produced in cucurbits by the zucchini yellow mosaic virus coat protein gene and its controlling sequences as found in plasmid vector ZYMV72/WMBN22. | 1833637 | 129940
Bacillus thuringiensis sub. kurstaki strain EG7673 Lepidopteran active toxin | 1833639 | 129942
Bacillus thuringiensis sub. kurstaki strain EG7673 Coleopteran active toxin | 1833640 | 129943
Bacillus thuringiensis subspecies kurstaki strain EG7841 Lepidopteran active toxin | 1833641 | 129944
Watermelon mosaic virus-2 (WMV2) coat protein and zucchini yellow mosaicvirus (ZYMV) coat protein, as expressed in Asgrow line ZW20 of Cucurbitapepo L. and the genetic material necessary for the production of these proteins in transgenic squash plants | 1833642 | 129945
Plant pesticide bacillus thuringiensis Cry1A(b) delta-endotoxin and the genetic material necessary for its production (plasmid Vector pCIB4431) in corn | 1833644 | 129947
Bacillus thuringiensis subsp. kurstaki delta endotoxin protein as produced by the CryIIA gene and its controlling sequences in cotton | 1833645 | 129948
Bacillus thuringiensis subsp. kurstaki CryIA (c) delta-endotoxin and the genetic material necessary for its production in corn | 1833647 | 129950
Bacillus thuringiensis subsp. tolworthi Cry9C protein and the genetic material necessary for its production (pRVA9909) in corn plants | 1833648 | 129951
Potato leafroll virus (PLRV) replicase protein as produced in potato plants | 1833649 | 129952
Cry1F derived delta endotoxin of Bacillus thuringiensis(B.t.) encapsulated in killed Pseudomonas fluorescens | 1833650 | 129953
Bacillus thuringiensis Cry2Ab protein and the genetic material necessary for its production (Vector ZMBK28) in corn | 1833651 | 129954
Puccinia thlaspeos 'woad strain' on rust-infected pieces of dyer's woad | 1833652 | 129955
Bacillus thuringiensis Cry1Ab protein and the genetic material (PV-ZMBK07) necessary for its production in corn event MON-00810-6; % dry weight | 1833656 | 129959
Bacillus thuringiensis protein Cry1A.105 in cotton | 1833657 | 129960
Bacillus thuringiensis Cry 14Ab-1 protein and the genetic material necessary for its production (vector pSZ8832) in soybean | 1833658 | 129961
dsRNA transcript comprising a Dv49 inverted repeat sequence derived from Diabrotica virgifera, and the genetic material necessary for its production (vector PV -ZMIR10871) in corn event MON 87410 | 1833660 | 129963
Bacillus thuringiensis Cry3Bb1 protein and the genetic material necessary for its procuction (vector PV -ZMIR10871) in corn event MON 87410 | 1833661 | 129964
Bacillus subtilis Strain QST 713 variant Soil | 1833662 | 129965
Bacillus thuringiensis Cry3Bb1 protein and the genetic material necessary for its procuction (vector PV -ZMIR10871) in corn event MON 87411 | 1833663 | 129966
Bacillus thuringiensis strain AB88 VIP3A and genetic material (from plasmid pCOT1) necessary of its production in cotton | 1833664 | 129967
Bacillus thuringiensis Cry1A.105 protein and the genetic material (Vector PV-GMIR1316) necessary for production in Mon 87751 soybean | 1833665 | 129968
Bacillus thuringiensis Cry2Ab2 protein and the genetic material (Vector PV-GMIR1316) necessary for production in Mon 87751 soybean | 1833666 | 129969
Muscodor albus strain SA-13 and spent and unspent fermentation media | 1833667 | 129970
Papaya ringspot virus resistance gene (Papaya ringspot virus coat protein gene) in X17-2 Papaya | 1833668 | 129971
Bacillus thuringiensis mCry51Aa2 protein and the genetic material necessary for its production (vector PV-GHIR508523) in MON 88702 cotton | 1833669 | 129972
Oriental mustard seed (Brassica juncea) | 1833670 | 129973
Spinach Defensin 7 (SoD7) protein | 1833671 | 129974
Spinach Defensin 2 (SoD2) protein | 1833672 | 129975
Bacillus Thuringiensis mCry3A protein and the genetic material necessary for its production (vector pSYN17629) in MZIR098 corn (SYN-00098-3) | 1833673 | 129976
Bacillus Thuringiensis eCry3.1Ab protein and the genetic material necessary for its production (vector pSYN17629) in MZIR098 corn (SYN-00098-3) | 1833674 | 129977
Spores of Bacillus firmus strain-1582 at least 3 times 10 to the ninth power cells per gram | 1833675 | 129978
ECP-100 | 1833676 | 129979
Transplantone (Use code nos. 056001 and 056002) | 1833677 | 129980
Rootone (Use code nos. 046701, 056001 and 056002) | 1833678 | 129981
Trypsin Modulating Oostatic Factor (TMOF) | 1833679 | 129982
Polyhedral inclusion bodies of n. sertifer | 1833680 | 129983
Visco 1153 | 1833681 | 129984
Dried fermentation solids and solubles resulting from fermentation of Trichoderma harzianum isolate T-39, containing T-39 fungus propagules, as either conidia or mycelia | 1833682 | 129985
Chitinolytic enzymes | 1833683 | 129986
Animal gland extract (lion urine) | 1833684 | 129987
Jeffrey pine bark shavings | 1833685 | 129988
Mycoleptodiscus terrestris mycelia | 1833686 | 129989
Wheat germ agglutinin | 1833687 | 129990
Plant extract* (*Derived from quercus falcata, opuntia lindheimer, rhus aromatica, and rhizophoria mangle tissues) | 1833688 | 129991
Plant essences composition (Litsea-Pinus-Cinnamomum-Cymbopogon) | 1833689 | 129992
DPX-Q8U80 | 1833690 | 129993
Bacillus thuringiensis subsp. kurstaki strain EG2371 | 1833708 | 130011
Bacillus thuringiensis subsp. morrisoni, lepidopteran active | 1833710 | 130013
Bacillus thuringiensis subsp. aizawai strain GC-91 | 1833711 | 130014
Clavibacter xyli subsp. cynodontis isolate producing bacillus thuringiensis subsp. kurstaki delta-endotoxin protein | 1833712 | 130015
Bacteriophage (from selected Pseudomonas species) | 1833713 | 130016
Bacteriophage active against xanthomonas campestris pv. vesicatoria | 1833718 | 130021
Bacillus thuringiensis subsp. kurstaki strain EG7826 | 1833720 | 130023
Bacillus thuringiensis subsp. israelensis strain EG2215 | 1833725 | 130028
Bacillus mycoides Isolate J | 1833730 | 130033
Bacillus licheniformis strain FMCH001 | 1833734 | 130037
Bacillus thuringiensis subspecies var. tenebrionis strain SA-10 | 1833736 | 130039
Pythium oligandrum DV 74 (ATCC 38472) (A Filamentous Fungus) | 1833750 | 130053
Bacillus popilliae and B. lentimorbus | 1833757 | 130060
Agrotis ipsilon nucleopolyhedrovirus, strain ABC-V56, DSMZ BV-0050 | 1833772 | 130075
Agrobacterium radiobacter (strain K84) | 1833776 | 130079
Bacteriophage active against Erwinia amylovora | 1833779 | 130082
Flavobacterium sp strain H492 | 1833784 | 130087
Bacillus sphaericus 2362, Serotype H5a5b, strain AML614 | 1833786 | 130089
Anagrapha falcifera multi-nuclear polyhedrosis virus polyhedral inclusion bodies in aqueous suspension | 1833795 | 130098
Autographa californica multiple nucleopolyhedrosis virus strain FV # 11 | 1833800 | 130103
Flowers of Chamomile (Matricaria chamomilla and/or Anthemidis nobilis) | 1833803 | 130106
Bacillus thuringiensis subsp. san diego | 1833810 | 130113
Bacteriophage active against Clavibacter michiganensis subsp. michiganensis | 1833827 | 130130
Arthropod pheremones in retrievably sized polymeric matrix dispensers | 1833836 | 130139
Bacillus thuringiensis subsp. kurstaki strain HD1 delta-endotoxin as produced in corn by a cry1A(b) gene and its controlling sequences | 1833842 | 130145
Bacillus thuringiensis subspecies tenebrionis delta endotoxin as produced in potato by Cry IIIA gene and its controlling sequences and found in the following constructs:PV-STBT02, PV-STBT04, and PV-STMT01, IR-22, | 1833843 | 130146
Bacillus thuringiensis subspecies tenebrionis delta endotoxin as produced in potato by Cry IIIA gene and its controlling sequences and found in the following constructs: PV-STMT02, PV-STMT04, PV-STMT10, PV-STMT11, (Continued on qualification) | 1833844 | 130147
Bacillus thuringiensis subspecies tenebrionis delta endotoxin as produced in potato by Cry IIIA gene and its controlling sequences and found in the following contructs: PVSTMT15, PVSTBT02 in combination with PV-STPY01, IR-22, | 1833845 | 130148
Bacillus thuringiensis subsp. kurstaki, delta-endotoxin as produced in corn by an HD-1 gene, and its controlling sequences and found on plasmid vector, pZO1502. | 1833851 | 130154
A blend of CrylA(c) and CrylC derived*delta endotoxins of Bacillus thuringiensis encapsulated in killed pseudomonas fluorescens (*Patent pending) | 1833856 | 130159
CryIC derived delta endotoxin of Bacillus thuringiensis encapsulated in killed Pseudomonas fluorescens | 1833859 | 130162
Bacillus thuringiensis var. aizawai strain PS81I(Cry1F(synpro))insecticidal crystal protein and the genetic material necessary for its production in cotton | 1833866 | 130169
Bacillus thuringiensis subspecies israelensis strain BK solids, spores, and insecticidal toxins, ATCC number 35646, | 1833867 | 130170
BACILLUS THURINGIENSIS TENEBRIONIS STRAIN CB SOLIDS, SPORES, AND INSECTICIDAL TOXINS,ATCC NUMBER 55177 | 1833868 | 130171
dsRNA transcript comprising a DvSnf7 inverted repeat sequence derived from western corn rootworm (Diabrotica virgifera) and the genetic material necessary for its production MON 87411 corn | 1833872 | 130175
Pythium oligandrum DV 74 (ATCC 38472) (A Filamentous Fungus) | 1833905 | 130208
Aliphatic hydrocarbons, C13-18 | 1833910 | 130213
Residual Range Organics | 1833911 | 130214
Benzene, 1-methyl-3,5-dinitro- | 1833912 | 130215
Aliphatic hydrocarbons, chlorinated | 1833913 | 130216
Tungstate (WO42-), disodium, dihydrate, (T-4)- | 1833914 | 130217
Jet propulsion fuel 5 | 1833915 | 130218
Jet propulsion fuel 8 | 1833916 | 130219
Silica gel, reaction products with chromium oxide (CrO3) and ethoxydiethylaluminum | 1833918 | 130221
2,7-Naphthalenedisulfonic acid, 5-amino-4-hydroxy-3-[2-[4-[[4-[2-[2-hydroxy-4-(phenylamino)phenyl]diazenyl]phenyl]amino]-3-sulfophenyl]diazenyl]-, sodium salt (1:?) | 1833920 | 130223
1,6,10-Dodecatriene, 7,11-dimethyl-3-methylene-, (6E)-, homopolymer, 2-hydroxypropyl-terminated | 1833921 | 130224
1-Octanesulfonamide, N-[3-(dimethylamino)propyl]-3,3,4,4,5,5,6,6,7,7,8,8,8-tridecafluoro-, conjugate acid (1:1) | 1833922 | 130225
1-Decanesulfonamide, N-[3-(dimethylamino)propyl]-3,3,4,4,5,5,6,6,7,7,8,8,9,9,10,10,10-heptadecafluoro-, conjugate acid (1:1) | 1833923 | 130226
1-Propanesulfonic acid, 2-[[3-[(3,3,4,4,5,5,6,6,7,7,8,8,9,9,10,10,10-heptadecafluorodecyl)thio]-1-oxopropyl]amino]-2-methyl-, ion(1-) | 1833924 | 130227
1-Propanesulfonic acid, 2-methyl-2-[[3-[(3,3,4,4,5,5,6,6,6-nonafluorohexyl)thio]-1-oxopropyl]amino]-, ion(1-) | 1833925 | 130228
Heptanoic acid, 2,2,3,3,4,4,5,5,6,7,7,7-dodecafluoro-6-(trifluoromethyl)- | 1833926 | 130229
1-Octanaminium, N-(carboxymethyl)-3,4,4,5,5,6,6,7,7,8,8,8-dodecafluoro-N,N-dimethyl-, inner salt | 1833927 | 130230
1-Decanaminium, N-(carboxymethyl)-3,4,4,5,5,6,6,7,7,8,8,9,9,10,10,10-hexadecafluoro-N,N-dimethyl-, inner salt | 1833928 | 130231
1-Dodecanaminium, N-(carboxymethyl)-3,4,4,5,5,6,6,7,7,8,8,9,9,10,10,11,11,12,12,12-eicosafluoro-N,N-dimethyl-, inner salt | 1833929 | 130232
1-Octanaminium, N-(carboxymethyl)-4,4,5,5,6,6,7,7,8,8,8-undecafluoro-N,N-dimethyl-, inner salt | 1833930 | 130233
1-Decanaminium, N-(carboxymethyl)-4,4,5,5,6,6,7,7,8,8,9,9,10,10,10-pentadecafluoro-N,N-dimethyl-, inner salt | 1833931 | 130234
1-Dodecanaminium, N-(carboxymethyl)-4,4,5,5,6,6,7,7,8,8,9,9,10,10,11,11,12,12,12-nonadecafluoro-N,N-dimethyl-, inner salt | 1833932 | 130235
Decanoic acid, 3,3,4,4,5,5,6,6,7,7,8,8,9,9,10,10,10-heptadecafluoro- | 1833933 | 130236
1-Propanaminium, N-(carboxymethyl)-N,N-dimethyl-3-[[(3,3,4,4,5,5,6,6,7,7,8,8,9,9,10,10,11,11,12,12,13,13,14,14,14-pentacosafluorotetradecyl)sulfonyl]amino]-, inner salt | 1833934 | 130237
Ethanesulfonic acid, 2-[1-[difluoro[(1,2,2-trifluoroethenyl)oxy]methyl]-1,2,2,2-tetrafluoroethoxy]-1,1,2,2-tetrafluoro- | 1833935 | 130238
1-Propanaminium, N-(carboxymethyl)-3-[[(3,3,4,4,5,5,6,6,7,7,8,8,9,9,10,10,10-heptadecafluorodecyl)sulfonyl]amino]-N,N-dimethyl-, inner salt | 1833936 | 130239
1-Propanaminium, N-(carboxymethyl)-3-[[(3,3,4,4,5,5,6,6,7,7,8,8,9,9,10,10,11,11,12,12,12-heneicosafluorododecyl)sulfonyl]amino]-N,N-dimethyl-, inner salt | 1833937 | 130240
Ethanesulfonic acid, 1,1,2,2,2-pentafluoro- | 1833938 | 130241
Acetic acid, 2-[difluoro(trifluoromethoxy)methoxy]-2,2-difluoro- | 1833939 | 130242
Acetic acid, 2-[[difluoro(trifluoromethoxy)methoxy]difluoromethoxy]-2,2-difluoro- | 1833940 | 130243
1-Hexanesulfonic acid, 3,3,4,4,5,5,6,6,6-nonafluoro-, ion(1-) | 1833941 | 130244
1-Propanesulfonic acid, 1,1,2,2,3,3,3-heptafluoro- | 1833942 | 130245
1-Octanesulfonic acid, 3,3,4,4,5,5,6,6,7,7,8,8,8-tridecafluoro-, ion(1-) | 1833943 | 130246
Octanoic acid, 2,2,3,3,4,4,5,5,6,6,7,7,8,8,8-pentadecafluoro-, ion(1-) | 1833944 | 130247
1-Decanesulfonic acid, 3,3,4,4,5,5,6,6,7,7,8,8,9,9,10,10,10-heptadecafluoro-, ion(1-) | 1833945 | 130248
Octanoic acid, 3,3,4,4,5,5,6,6,7,7,8,8,8-tridecafluoro- | 1833946 | 130249
Dodecanoic acid, 3,3,4,4,5,5,6,6,7,7,8,8,9,9,10,10,11,11,12,12,12-heneicosafluoro- | 1833947 | 130250
Cyclohexanesulfonic acid, 1,2,2,3,3,4,5,5,6,6-decafluoro-4-(1,1,2,2,2-pentafluoroethyl)- | 1833948 | 130251
Acetic acid, 2,2-difluoro-2-(trifluoromethoxy)- | 1833949 | 130252
2-Decenoic acid, 3,4,4,5,5,6,6,7,7,8,8,9,9,10,10,10-hexadecafluoro- | 1833950 | 130253
2-Octenoic acid, 3,4,4,5,5,6,6,7,7,8,8,8-dodecafluoro- | 1833951 | 130254
Ethanesulfonic acid, 2-[1-[difluoro(1,2,2,2-tetrafluoroethoxy)methyl]-1,2,2,2-tetrafluoroethoxy]-1,1,2,2-tetrafluoro- | 1833952 | 130255
Cyclohexanesulfonic acid, 1,2,2,3,3,4,5,5,6,6-decafluoro-4-(1,1,2,2,2-pentafluoroethyl)-, ion(1-) | 1833953 | 130256
Decanoic acid, 4,4,5,5,6,6,7,7,8,8,9,9,10,10,10-pentadecafluoro- | 1833954 | 130257
1-Propanaminium, 2-hydroxy-N,N,N-trimethyl-3-[(3,3,4,4,5,5,6,6,7,7,8,8,8-tridecafluorooctyl)thio]- | 1833955 | 130258
1-Propanesulfonic acid, 2-methyl-2-[[1-oxo-3-[(3,3,4,4,5,5,6,6,7,7,8,8,8-tridecafluorooctyl)thio]propyl]amino]-, ion(1-) | 1833956 | 130259
1-Propanesulfonic acid, 1,1,2,3,3,3-hexafluoro-2-(trifluoromethyl)- | 1833957 | 130260
1,2,3-Propanetriol, diacetate propanoate | 1833958 | 130261
Phenol, 2,4,6-tris[(dimethylamino)methyl]-, polymer with N1-(2-aminoethyl)-1,2-ethanediamine and nonylphenol | 1833959 | 130262
Abax parallelepipedus | 1833960 | 130263
Abelia X grandiflora | 1833961 | 130264
Abelmoschus | 1833962 | 130265
Abies balsamea var. phanerolepis | 1833963 | 130266
Abies fraseri | 1833964 | 130267
Ablabesmyia | 1833965 | 130268
Abra nitida | 1833966 | 130269
Acacia catechu | 1833967 | 130270
Acacia cyclops | 1833968 | 130271
Acacia verniciflua | 1833969 | 130272
Acalymma vittatum | 1833970 | 130273
Acalypta nigrina | 1833971 | 130274
Acanthinus | 1833972 | 130275
Acanthochromis polyacanthus | 1833973 | 130276
Acanthocyclops | 1833974 | 130277
Acanthocyclops venustus | 1833975 | 130278
Acanthodactylus | 1833976 | 130279
Acantholyda erythrocephala | 1833977 | 130280
Acanthomysis sculpta | 1833978 | 130281
Acanthopagrus butcheri | 1833979 | 130282
Acanthopagrus latus | 1833980 | 130283
Acanthopagrus schlegelii | 1833981 | 130284
Acanthoscelides obtectus | 1833982 | 130285
Acanthospermum hispidum | 1833983 | 130286
Acartia | 1833984 | 130287
Acartia lillgeborgii | 1833985 | 130288
Acer campestre | 1833986 | 130289
Acer circinatum | 1833987 | 130290
Acer tataricum | 1833988 | 130291
Acetabularia | 1833989 | 130292
Acetes | 1833990 | 130293
Achatina fulica | 1833991 | 130294
Achillea filipendulina | 1833992 | 130295
Achillea millefolium var. occidentalis | 1833993 | 130296
Achipteria coleoptrata | 1833994 | 130297
Achlya flagellata | 1833995 | 130298
Achnanthes | 1833996 | 130299
Achnanthidium minutissimum | 1833997 | 130300
Achromadora | 1833998 | 130301
Acilius | 1833999 | 130302
Acilius semisulcatus | 1834000 | 130303
Acipenser baerii | 1834001 | 130304
Acipenser gueldenstaedtii | 1834002 | 130305
Acipenser persicus | 1834003 | 130306
Acipenser schrenckii | 1834004 | 130307
Acipenser sinensis | 1834005 | 130308
Acolpenteron ureteroecetes | 1834006 | 130309
Acomys cahirinus | 1834007 | 130310
Acorus gramineus | 1834008 | 130311
Acridotheres tristis | 1834009 | 130312
Acris | 1834010 | 130313
Acrobeloides nanus | 1834011 | 130314
Acroneuria | 1834012 | 130315
Acronicta ovata | 1834013 | 130316
Acroperus | 1834014 | 130317
Acropora aspera | 1834015 | 130318
Acropora cervicornis | 1834016 | 130319
Acropora formosa | 1834017 | 130320
Acropora longicyathus | 1834018 | 130321
Acropora millepora | 1834019 | 130322
Acropora surculosa | 1834020 | 130323
Acropora tenuis | 1834021 | 130324
Acropora tumida | 1834022 | 130325
Acropora valida | 1834023 | 130326
Acrosiphonia | 1834024 | 130327
Acrosternum hilare | 1834025 | 130328
Actebia fennica | 1834026 | 130329
Actinidia chinensis | 1834027 | 130330
Actinophrys | 1834028 | 130331
Acyrthosiphon | 1834029 | 130332
Acyrthosiphon kondoi | 1834030 | 130333
Acyrthosiphon pisum | 1834031 | 130334
Adalia bipunctata | 1834032 | 130335
Adelphocoris lineolatus | 1834033 | 130336
Adiantum hispidulum | 1834034 | 130337
Adlafia bryophila | 1834035 | 130338
Adoristes | 1834036 | 130339
Aedes | 1834037 | 130340
Aedes abserratus | 1834038 | 130341
Aedes cantator | 1834039 | 130342
Aedes cinereus | 1834040 | 130343
Aedes diantaeus | 1834041 | 130344
Aedes provocans | 1834042 | 130345
Aedes togoi | 1834043 | 130346
Aegilops lorentii | 1834044 | 130347
Aeschynomene | 1834045 | 130348
Aeschynomene americana | 1834046 | 130349
Aeschynomene indica | 1834047 | 130350
Aeshna | 1834048 | 130351
Aeshna verticalis | 1834049 | 130352
Aethina tumida | 1834050 | 130353
Afrochiltonia subtenuis | 1834051 | 130354
Agalychnis callidryas | 1834052 | 130355
Agama | 1834053 | 130356
Agama aculeata | 1834054 | 130357
Agastache urticifolia | 1834055 | 130358
Agelaius | 1834056 | 130359
Agelaius tricolor | 1834057 | 130360
Agelena labyrinthica | 1834058 | 130361
Ageratum | 1834059 | 130362
Aglenchus | 1834060 | 130363
Agnetina | 1834061 | 130364
Agonum affine | 1834062 | 130365
Agonum cupripenne | 1834063 | 130366
Agonum muelleri | 1834064 | 130367
Agonum placidum | 1834065 | 130368
Agonum retractum | 1834066 | 130369
Agoseris | 1834067 | 130370
Agraylea | 1834068 | 130371
Agriotes | 1834069 | 130372
Agriotes lineatus | 1834070 | 130373
Agromyza frontella | 1834071 | 130374
Agromyzidae | 1834072 | 130375
Agropyron cristatum ssp. pectinatum | 1834073 | 130376
Agropyron fragile | 1834074 | 130377
Agrostis canina | 1834075 | 130378
Agrostis castellana | 1834076 | 130379
Agrostis stolonifera var. palustris | 1834077 | 130380
Agrotis | 1834078 | 130381
Agrotis orthogonia | 1834079 | 130382
Agyneta decora | 1834080 | 130383
Ahasverus advena | 1834081 | 130384
Aimophila carpalis | 1834082 | 130385
Aimophila cassinii | 1834083 | 130386
Aiptasia | 1834084 | 130387
Alabama argillacea | 1834085 | 130388
Alaemon alaudipes | 1834086 | 130389
Alaria | 1834087 | 130390
Alaria esculenta | 1834088 | 130391
Alasmidonta heterodon | 1834089 | 130392
Alasmidonta raveneliana | 1834090 | 130393
Albizia lebbeck | 1834091 | 130394
Alburnus tarichi | 1834092 | 130395
Alectoris | 1834093 | 130396
Alectoris graeca | 1834094 | 130397
Aleurocanthus woglumi | 1834095 | 130398
Aleurotulus | 1834096 | 130399
Alexandrium | 1834097 | 130400
Alexandrium minutum | 1834098 | 130401
Aleyrodidae | 1834099 | 130402
Alisma | 1834100 | 130403
Alitropus typus | 1834101 | 130404
Alleculidae | 1834102 | 130405
Alligator | 1834103 | 130406
Allium | 1834104 | 130407
Allocapnia | 1834105 | 130408
Allocasuarina distyla | 1834106 | 130409
Allolobophora | 1834107 | 130410
Allomengea scopigera | 1834108 | 130411
Allonemobius allardi | 1834109 | 130412
Alloperla | 1834110 | 130413
Allotropa japonica | 1834111 | 130414
Alnus | 1834112 | 130415
Alnus rubra | 1834113 | 130416
Aloe vera | 1834114 | 130417
Alona | 1834115 | 130418
Alona rectangula | 1834116 | 130419
Alonella | 1834117 | 130420
Alonella exigua | 1834118 | 130421
Alopecosa | 1834119 | 130422
Alopecurus | 1834120 | 130423
Alopecurus arundinaceus | 1834121 | 130424
Aloysia gratissima var. gratissima | 1834122 | 130425
Alphitobius diaperinus | 1834123 | 130426
Alternaria | 1834124 | 130427
Alternaria alternata | 1834125 | 130428
Alternaria tenuissima | 1834126 | 130429
Altica | 1834127 | 130430
Altica sylvia | 1834128 | 130431
Alysicarpus rugosus | 1834129 | 130432
Alysicarpus vaginalis | 1834130 | 130433
Alyssum | 1834131 | 130434
Alyssum corsicum | 1834132 | 130435
Alyssum montanum | 1834133 | 130436
Alytes obstetricans | 1834134 | 130437
Amandava amandava | 1834135 | 130438
Amara | 1834136 | 130439
Amara angustata | 1834137 | 130440
Amara carinata | 1834138 | 130441
Amara confusa | 1834139 | 130442
Amara obesa | 1834140 | 130443
Amara quenseli | 1834141 | 130444
Amara sinuosa | 1834142 | 130445
Amaranthus | 1834143 | 130446
Amaranthus blitum | 1834144 | 130447
Amaranthus thunbergii | 1834145 | 130448
Amazona ventralis | 1834146 | 130449
Ambassis | 1834147 | 130450
Ambassis ambassis | 1834148 | 130451
Amblypharyngodon mola | 1834149 | 130452
Ambrosiodmus lecontei | 1834150 | 130453
Ambrosiodmus obliquus | 1834151 | 130454
Ambystoma | 1834152 | 130455
Ambystoma barbouri | 1834153 | 130456
Ambystoma laterale | 1834154 | 130457
Ambystoma mavortium melanostictum | 1834155 | 130458
Ameletus | 1834156 | 130459
Ameletus inopinatus | 1834157 | 130460
Amelichloa brachychaeta | 1834158 | 130461
Americorophium spinicorne | 1834159 | 130462
Amerus | 1834160 | 130463
Amietophrynus regularis | 1834161 | 130464
Amitus hesperidum | 1834162 | 130465
Ammannia | 1834163 | 130466
Ammannia baccifera | 1834164 | 130467
Ammi majus | 1834165 | 130468
Ammonia beccarii | 1834166 | 130469
Ammophila arenaria | 1834167 | 130470
Amnicola | 1834168 | 130471
Amoeba | 1834169 | 130472
Amorphophallus konjac | 1834170 | 130473
Ampelisca araucana | 1834171 | 130474
Amphiachyris dracunculoides | 1834172 | 130475
Amphiascoides atopus | 1834173 | 130476
Amphidelus | 1834174 | 130477
Amphidinium operculatum | 1834175 | 130478
Amphimallon majale | 1834176 | 130479
Amphinemura | 1834177 | 130480
Amphinemura wui | 1834178 | 130481
Amphiprion clarkii | 1834179 | 130482
Amphiprora | 1834180 | 130483
Amphipsocidae | 1834181 | 130484
Amphipyra pyramidoides | 1834182 | 130485
Amphora | 1834183 | 130486
Amphora acutiuscula | 1834184 | 130487
Amphora ovalis var. pediculus | 1834185 | 130488
Amynthas hawayanus | 1834186 | 130489
Amynthas rodericensis | 1834187 | 130490
Anabaena | 1834188 | 130491
Anabaena constricta | 1834189 | 130492
Anabaena levanderi | 1834190 | 130493
Anacyclus clavatus | 1834191 | 130494
Anacystis | 1834192 | 130495
Anagallis arvensis ssp. foemina | 1834193 | 130496
Analipus japonicus | 1834194 | 130497
Anartia jatrophae | 1834195 | 130498
Anas acuta | 1834196 | 130499
Anas clypeata | 1834197 | 130500
Anasa tristis | 1834198 | 130501
Anastrepha ludens | 1834199 | 130502
Anastrepha suspensa | 1834200 | 130503
Anatidae | 1834201 | 130504
Anatonchus | 1834202 | 130505
Anax | 1834203 | 130506
Anaxyrus americanus | 1834204 | 130507
Anaxyrus boreas | 1834205 | 130508
Anaxyrus boreas halophilus | 1834206 | 130509
Anaxyrus fowleri | 1834207 | 130510
Anaxyrus terrestris | 1834208 | 130511
Anaxyrus woodhousii woodhousii | 1834209 | 130512
Anchusa azurea | 1834210 | 130513
Ancistrus multispinis | 1834211 | 130514
Anculosa | 1834212 | 130515
Andrena erythronii | 1834213 | 130516
Andropogon | 1834214 | 130517
Andropogon hallii | 1834215 | 130518
Anemone blanda | 1834216 | 130519
Anemone nemorosa | 1834217 | 130520
Anguilla | 1834218 | 130521
Anhinga anhinga | 1834219 | 130522
Anigozanthos | 1834220 | 130523
Anisops | 1834221 | 130524
Anisota senatoria | 1834222 | 130525
Ankistrodesmus | 1834223 | 130526
Ankistrodesmus falcatus var. acicularis | 1834224 | 130527
Ankistrodesmus falcatus var. tumidus | 1834225 | 130528
Ankistrodesmus nannoselene | 1834226 | 130529
Ankyra | 1834227 | 130530
Annectacarus | 1834228 | 130531
Anobiidae | 1834229 | 130532
Anobium punctatum | 1834230 | 130533
Anodonta | 1834231 | 130534
Anodonta grandis grandis | 1834232 | 130535
Anodontites trapesialis | 1834233 | 130536
Anolis coelestinus | 1834234 | 130537
Anomala orientalis | 1834235 | 130538
Anomalocera patersoni | 1834236 | 130539
Anomis flava | 1834237 | 130540
Anonyx | 1834238 | 130541
Anonyx laticoxae | 1834239 | 130542
Anopheles | 1834240 | 130543
Anoplophora glabripennis | 1834241 | 130544
Anoplostoma | 1834242 | 130545
Anotylus rugosus | 1834243 | 130546
Anredera cordifolia | 1834244 | 130547
Anser anser | 1834245 | 130548
Anser cygnoides | 1834246 | 130549
Anseriformes | 1834247 | 130550
Antennaria microphylla | 1834248 | 130551
Anthocoris nemoralis | 1834249 | 130552
Anthonomus eugenii | 1834250 | 130553
Anthonomus grandis | 1834251 | 130554
Anthopleura sola | 1834252 | 130555
Anthopotamus myops | 1834253 | 130556
Anthrenus verbasci | 1834254 | 130557
Anthurium andraeanum | 1834255 | 130558
Anticarsia gemmatalis | 1834256 | 130559
Antidorcas marsupialis | 1834257 | 130560
Antilocapra americana | 1834258 | 130561
Antirrhinum | 1834259 | 130562
Antocha | 1834260 | 130563
Anystidae | 1834261 | 130564
Apalone spinifera spinifera | 1834262 | 130565
Apareiodon affinis | 1834263 | 130566
Apera spica-venti | 1834264 | 130567
Aphanius iberus | 1834265 | 130568
Aphanocapsa | 1834266 | 130569
Aphanolaimus | 1834267 | 130570
Aphanomyces astaci | 1834268 | 130571
Aphanothece clathrata | 1834269 | 130572
Aphanothece stagnina | 1834270 | 130573
Aphelenchida | 1834271 | 130574
Aphelinidae | 1834272 | 130575
Aphidoletes aphidimyza | 1834273 | 130576
Aphis | 1834274 | 130577
Aphis citricola | 1834275 | 130578
Aphis fabae | 1834276 | 130579
Aphis gossypii | 1834277 | 130580
Aphis nerii | 1834278 | 130581
Aphodius | 1834279 | 130582
Aphodius fimetarius | 1834280 | 130583
Apis | 1834281 | 130584
Apis cerana | 1834282 | 130585
Apis dorsata | 1834283 | 130586
Apis florea | 1834284 | 130587
Apium | 1834285 | 130588
Apium graveolens var. dulce | 1834286 | 130589
Apium nodiflorum | 1834287 | 130590
Aplocheilus blockii | 1834288 | 130591
Aplodontia rufa | 1834289 | 130592
Apodemus sylvaticus | 1834290 | 130593
Aporrectodea | 1834291 | 130594
Apteronotus albifrons | 1834292 | 130595
Apteronotus leptorhynchus | 1834293 | 130596
Aquilegia | 1834294 | 130597
Aquilegia formosa | 1834295 | 130598
Arabidopsis | 1834296 | 130599
Arachis | 1834297 | 130600
Arachis glabrata | 1834298 | 130601
Arachis pintoi | 1834299 | 130602
Arachniodes simplicior | 1834300 | 130603
Araecerus fasciculatus | 1834301 | 130604
Araeolaimida | 1834302 | 130605
Araliaceae | 1834303 | 130606
Araniella cucurbitina | 1834304 | 130607
Araniella opisthographa | 1834305 | 130608
Arbutus unedo | 1834306 | 130609
Archegozetes longisetosus | 1834307 | 130610
Archimonotresis | 1834308 | 130611
Archips fumiferana | 1834309 | 130612
Arctium | 1834310 | 130613
Arctostaphylos patula | 1834311 | 130614
Arcynopteryx | 1834312 | 130615
Ardea alba | 1834313 | 130616
Areca catechu | 1834314 | 130617
Argia | 1834315 | 130618
Argiope argentata | 1834316 | 130619
Argopecten irradians irradians | 1834317 | 130620
Argulus | 1834318 | 130621
Argyrosomus japonicus | 1834319 | 130622
Arion ater | 1834320 | 130623
Arion distinctus | 1834321 | 130624
Arion fasciatus | 1834322 | 130625
Arion hortensis | 1834323 | 130626
Arion intermedius | 1834324 | 130627
Arion subfuscus | 1834325 | 130628
Aristida stricta | 1834326 | 130629
Armadillidiidae | 1834327 | 130630
Armadillidium | 1834328 | 130631
Armadillidium nasatum | 1834329 | 130632
Armiger crista | 1834330 | 130633
Arnica fulgens | 1834331 | 130634
Arnica montana | 1834332 | 130635
Arrenurus | 1834333 | 130636
Artemia franciscana | 1834334 | 130637
Artemia sinica | 1834335 | 130638
Artemia tibetiana | 1834336 | 130639
Artemia urmiana | 1834337 | 130640
Artemisia cana | 1834338 | 130641
Artemisia tripartita | 1834339 | 130642
Artibeus jamaicensis | 1834340 | 130643
Artiodactyla | 1834341 | 130644
Arundinaria tecta | 1834342 | 130645
Arvicanthis ansorgei | 1834343 | 130646
Arvicanthis niloticus | 1834344 | 130647
Ascaphus truei | 1834345 | 130648
Ascia monuste | 1834346 | 130649
Ascidia | 1834347 | 130650
Ascochyta | 1834348 | 130651
Ascomorpha | 1834349 | 130652
Ascomycota | 1834350 | 130653
Asellus | 1834351 | 130654
Asellus hilgendorfii | 1834352 | 130655
Asilidae | 1834353 | 130656
Asobara tabida | 1834354 | 130657
Asparagus | 1834355 | 130658
Asparagus densiflorus | 1834356 | 130659
Asphodelus fistulosus | 1834357 | 130660
Asplanchna | 1834358 | 130661
Asplenium ceterach | 1834359 | 130662
Asplenium scolopendrium | 1834360 | 130663
Asplenium scolopendrium var. scolopendrium | 1834361 | 130664
Aster | 1834362 | 130665
Asterias amurensis | 1834363 | 130666
Asteromyces cruciatus | 1834364 | 130667
Astilbe | 1834365 | 130668
Astilbe japonica | 1834366 | 130669
Astragalus | 1834367 | 130670
Astragalus adsurgens | 1834368 | 130671
Astragalus bisulcatus | 1834369 | 130672
Astragalus convallarius | 1834370 | 130673
Astragalus filipes | 1834371 | 130674
Astragalus lentiginosus | 1834372 | 130675
Astragalus miser var. praeteritus | 1834373 | 130676
Astragalus sinicus | 1834374 | 130677
Astropecten | 1834375 | 130678
Astyanax | 1834376 | 130679
Asystasia gangetica | 1834377 | 130680
Ataenius spretulus | 1834378 | 130681
Atherinosoma microstoma | 1834379 | 130682
Atherix | 1834380 | 130683
Athyrium filix-femina var. asplenioides | 1834381 | 130684
Atomaria linearis | 1834382 | 130685
Atractosteus tropicus | 1834383 | 130686
Atrichum undulatum | 1834384 | 130687
Atriplex amnicola | 1834385 | 130688
Atriplex calotheca | 1834386 | 130689
Atriplex canescens | 1834387 | 130690
Atriplex halimus | 1834388 | 130691
Atriplex littoralis | 1834389 | 130692
Atriplex portulacoides | 1834390 | 130693
Atta cephalotes | 1834391 | 130694
Atta sexdens | 1834392 | 130695
Attagenus unicolor | 1834393 | 130696
Attheyella crassa | 1834394 | 130697
Aulacoseira | 1834395 | 130698
Aulacoseira granulata | 1834396 | 130699
Aulacoseira granulata var. angustissima | 1834397 | 130700
Aulonocara jacobfreibergi | 1834398 | 130701
Aulosira | 1834399 | 130702
Aurinia saxatilis | 1834400 | 130703
Austrognathia christianae | 1834401 | 130704
Autogneta | 1834402 | 130705
Autographa californica | 1834403 | 130706
Avena barbata | 1834404 | 130707
Avena sterilis ssp. ludoviciana | 1834405 | 130708
Avicennia germinans | 1834406 | 130709
Avicennia marina | 1834407 | 130710
Axonopus suffultus | 1834408 | 130711
Aythya affinis | 1834409 | 130712
Azolla | 1834410 | 130713
Azolla microphylla | 1834411 | 130714
Baccharis salicina | 1834412 | 130715
Bacillaria | 1834413 | 130716
Bacteriastrum delicatulum | 1834414 | 130717
Bacteriastrum hyalinum | 1834415 | 130718
Bactris gasipaes | 1834416 | 130719
Bactrocera cucurbitae | 1834417 | 130720
Bactrocera dorsalis | 1834418 | 130721
Bactrocera oleae | 1834419 | 130722
Baeolophus bicolor | 1834420 | 130723
Baetis | 1834421 | 130724
Baetisca lacustris | 1834422 | 130725
Baeus | 1834423 | 130726
Balanus | 1834424 | 130727
Balanus amphitrite amphitrite | 1834425 | 130728
Balanus amphitrite niveus | 1834426 | 130729
Balsamorhiza sagittata | 1834427 | 130730
Bambusa | 1834428 | 130731
Bandicota bengalensis | 1834429 | 130732
Barbatula barbatula | 1834430 | 130733
Barbodes carnaticus | 1834431 | 130734
Barbonymus gonionotus | 1834432 | 130735
Barbus | 1834433 | 130736
Barbus callipterus | 1834434 | 130737
Barbus grypus | 1834435 | 130738
Basella alba | 1834436 | 130739
Basellaceae | 1834437 | 130740
Basidiomycetes | 1834438 | 130741
Basidiomycota | 1834439 | 130742
Bastiania | 1834440 | 130743
Bathyphantes gracilis | 1834441 | 130744
Batis maritima | 1834442 | 130745
Batrachospermum | 1834443 | 130746
Bdellidae | 1834444 | 130747
Begonia cucullata | 1834445 | 130748
Begoniaceae | 1834446 | 130749
Bellerochea | 1834447 | 130750
Belonolaimus | 1834448 | 130751
Belostoma | 1834449 | 130752
Bembidion | 1834450 | 130753
Bembidion guttula | 1834451 | 130754
Bembidion lampros | 1834452 | 130755
Bembidion mutatum | 1834453 | 130756
Bembidion obscurellum | 1834454 | 130757
Bembidion obtusum | 1834455 | 130758
Bembidion tetracolum | 1834456 | 130759
Bemisia tabaci | 1834457 | 130760
Berberis darwinii | 1834458 | 130761
Berberis nervosa | 1834459 | 130762
Berberis trifoliolata | 1834460 | 130763
Berosus | 1834461 | 130764
Beta | 1834462 | 130765
Beta patellaris | 1834463 | 130766
Beta procumbens | 1834464 | 130767
Beta vulgaris ssp. cicla | 1834465 | 130768
Beta vulgaris ssp. vulgaris | 1834466 | 130769
Betula platyphylla var. japonica | 1834467 | 130770
Betula pubescens | 1834468 | 130771
Bidens laevis | 1834469 | 130772
Biomphalaria | 1834470 | 130773
Bison bison | 1834471 | 130774
Bixa orellana | 1834472 | 130775
Blaniulus guttulatus | 1834473 | 130776
Blattodea | 1834474 | 130777
Blechnum serrulatum | 1834475 | 130778
Blechnum spicant | 1834476 | 130779
Blepharisma | 1834477 | 130780
Blepharisma undulans | 1834478 | 130781
Blissus | 1834479 | 130782
Blissus leucopterus leucopterus | 1834480 | 130783
Boccardia | 1834481 | 130784
Boeckosimus | 1834482 | 130785
Boehmeria nivea | 1834483 | 130786
Boergesenia forbesii | 1834484 | 130787
Boerhavia diffusa | 1834485 | 130788
Boiga irregularis | 1834486 | 130789
Bolboschoenus maritimus | 1834487 | 130790
Boleodorus | 1834488 | 130791
Boleophthalmus | 1834489 | 130792
Boleophthalmus boddarti | 1834490 | 130793
Bombax ceiba | 1834491 | 130794
Bombina orientalis | 1834492 | 130795
Bombina variegata | 1834493 | 130796
Bombus | 1834494 | 130797
Bombus impatiens | 1834495 | 130798
Bombus lapidarius | 1834496 | 130799
Bombus occidentalis | 1834497 | 130800
Bombus terrestris | 1834498 | 130801
Bombus terricola | 1834499 | 130802
Bombus vosnesenskii | 1834500 | 130803
Bombyliidae | 1834501 | 130804
Boophilus microplus | 1834502 | 130805
Bos | 1834503 | 130806
Bosmina | 1834504 | 130807
Bostrychopsis reichei | 1834505 | 130808
Bothriochloa insculpta | 1834506 | 130809
Bothriochloa ischaemum var. ischaemum | 1834507 | 130810
Bothriochloa macra | 1834508 | 130811
Bothriochloa saccharoides | 1834509 | 130812
Botrylloides | 1834510 | 130813
Botryococcus braunii | 1834511 | 130814
Botrytis | 1834512 | 130815
Bougainvillea | 1834513 | 130816
Bourletiella arvalis | 1834514 | 130817
Bovidae | 1834515 | 130818
Brachiaria | 1834516 | 130819
Brachiaria dictyoneura | 1834517 | 130820
Brachionus | 1834518 | 130821
Brachycentrus | 1834519 | 130822
Brachycera | 1834520 | 130823
Brachys tesselatus | 1834521 | 130824
Brachystomella parvula | 1834522 | 130825
Bracon | 1834523 | 130826
Bracon brevicornis | 1834524 | 130827
Bracon hebetor | 1834525 | 130828
Bracon kirkpatricki | 1834526 | 130829
Bracon mellitor | 1834527 | 130830
Bracon thurberiphagae | 1834528 | 130831
Bradycellus semipubescens | 1834529 | 130832
Bradypus tridactylus | 1834530 | 130833
Branchiura | 1834531 | 130834
Brassica napus var. napus | 1834532 | 130835
Brassica oleracea var. botrytis | 1834533 | 130836
Brassica oleracea var. gemmifera | 1834534 | 130837
Brassica parachinensis | 1834535 | 130838
Brassica rapa var. amplexicaulis | 1834536 | 130839
Brassica rapa var. dichotoma | 1834537 | 130840
Brassica rapa var. rapa | 1834538 | 130841
Brassica tournefortii | 1834539 | 130842
Brassicaceae | 1834540 | 130843
Brassicogethes aeneus | 1834541 | 130844
Brevicoryne brassicae | 1834542 | 130845
Bromus biebersteinii | 1834543 | 130846
Bromus carinatus | 1834544 | 130847
Bromus diandrus | 1834545 | 130848
Bromus diandrus var. rigidus | 1834546 | 130849
Bromus molliformis | 1834547 | 130850
Brontispa longissima | 1834548 | 130851
Bruchophagus roddi | 1834549 | 130852
Bruchus | 1834550 | 130853
Bruchus pisorum | 1834551 | 130854
Brugmansia candida | 1834552 | 130855
Bruguiera gymnorhiza | 1834553 | 130856
Bruguiera parviflora | 1834554 | 130857
Brycon amazonicus | 1834555 | 130858
Brycon cephalus | 1834556 | 130859
Bryconamericus iheringii | 1834557 | 130860
Bryocamptus echinatus | 1834558 | 130861
Bryocamptus minutus | 1834559 | 130862
Bryocamptus pygmaeus | 1834560 | 130863
Bryocamptus zschokkei | 1834561 | 130864
Bryum | 1834562 | 130865
Bryum argenteum | 1834563 | 130866
Bubalornis albirostris | 1834564 | 130867
Bubalus | 1834565 | 130868
Bubalus bubalis | 1834566 | 130869
Buddleja davidii | 1834567 | 130870
Buenoa | 1834568 | 130871
Bufo | 1834569 | 130872
Bufo anderssoni | 1834570 | 130873
Bufo arabicus | 1834571 | 130874
Bufo boreas boreas | 1834572 | 130875
Bufo cognatus | 1834573 | 130876
Bufo gargarizans | 1834574 | 130877
Bufo japonicus | 1834575 | 130878
Bufo maculatus | 1834576 | 130879
Bufo punctatus | 1834577 | 130880
Bulimulus | 1834578 | 130881
Bunodosoma cavernata | 1834579 | 130882
Buxus | 1834580 | 130883
Bythotrephes longimanus | 1834581 | 130884
Cabomba caroliniana | 1834582 | 130885
Cachonina niei | 1834583 | 130886
Caecidotea | 1834584 | 130887
Caenis | 1834585 | 130888
Cakile maritima | 1834586 | 130889
Caladium bicolor | 1834587 | 130890
Calamagrostis | 1834588 | 130891
Calamagrostis arundinacea | 1834589 | 130892
Calamosternus granarius | 1834590 | 130893
Calandrinia ciliata | 1834591 | 130894
Calanidae | 1834592 | 130895
Calanus | 1834593 | 130896
Calanus hyperboreus | 1834594 | 130897
Calathus gregarius | 1834595 | 130898
Calcarius mccownii | 1834596 | 130899
Calcarius ornatus | 1834597 | 130900
Calcinus latens | 1834598 | 130901
Calendula | 1834599 | 130902
Caligonellidae | 1834600 | 130903
Caligus rogercresseyi | 1834601 | 130904
Callianassa kraussi | 1834602 | 130905
Callibaetis | 1834603 | 130906
Callicarpa americana | 1834604 | 130907
Calliergonella cuspidata | 1834605 | 130908
Calliphora vomitoria | 1834606 | 130909
Callosobruchus chinensis | 1834607 | 130910
Callosobruchus maculatus | 1834608 | 130911
Calluna | 1834609 | 130912
Calochortus macrocarpus | 1834610 | 130913
Calocoris norvegicus | 1834611 | 130914
Calomycterus setarius | 1834612 | 130915
Calonectris diomedea | 1834613 | 130916
Calopogonium caeruleum | 1834614 | 130917
Calopogonium mucunoides | 1834615 | 130918
Calopteryx | 1834616 | 130919
Calosoma calidum | 1834617 | 130920
Calothrix | 1834618 | 130921
Calpodes ethlius | 1834619 | 130922
Calystegia hederacea | 1834620 | 130923
Calystegia sepium ssp. sepium | 1834621 | 130924
Camaroptera brachyura | 1834622 | 130925
Cambarellus | 1834623 | 130926
Cambarus | 1834624 | 130927
Camellia sasanqua | 1834625 | 130928
Camisia | 1834626 | 130929
Campaea perlata | 1834627 | 130930
Camponotus | 1834628 | 130931
Camponotus novaeboracensis | 1834629 | 130932
Camponotus pennsylvanicus | 1834630 | 130933
Camptotheca acuminata | 1834631 | 130934
Campylomma verbasci | 1834632 | 130935
Campylopus pilifer | 1834633 | 130936
Candidia barbatus | 1834634 | 130937
Canis | 1834635 | 130938
Canis lupus | 1834636 | 130939
Canna | 1834637 | 130940
Canna flaccida | 1834638 | 130941
Canna X generalis | 1834639 | 130942
Cantharis | 1834640 | 130943
Canthocamptus | 1834641 | 130944
Capitella | 1834642 | 130945
Capnia | 1834643 | 130946
Capnodium citri | 1834644 | 130947
Capoeta capoeta | 1834645 | 130948
Capoeta fusca | 1834646 | 130949
Capra | 1834647 | 130950
Capra hircus | 1834648 | 130951
Capra pyrenaica | 1834649 | 130952
Caprella | 1834650 | 130953
Capsicum | 1834651 | 130954
Caquetaia kraussii | 1834652 | 130955
Carabodes | 1834653 | 130956
Carabus granulatus | 1834654 | 130957
Carabus maender | 1834655 | 130958
Carabus serratus | 1834656 | 130959
Carassius | 1834657 | 130960
Carassius gibelio | 1834658 | 130961
Carcinus | 1834659 | 130962
Cardamine hirsuta | 1834660 | 130963
Cardamine oligosperma | 1834661 | 130964
Cardaria chalepensis | 1834662 | 130965
Cardium | 1834663 | 130966
Carduus | 1834664 | 130967
Carduus thoermeri | 1834665 | 130968
Carex hyalinolepis | 1834666 | 130969
Carex pansa | 1834667 | 130970
Carica papaya | 1834668 | 130971
Caridina | 1834669 | 130972
Caridina africana | 1834670 | 130973
Caridina laevis | 1834671 | 130974
Carpophilus | 1834672 | 130975
Carpophilus hemipterus | 1834673 | 130976
Carpophilus lugubris | 1834674 | 130977
Carrichtera annua | 1834675 | 130978
Carteria | 1834676 | 130979
Carya | 1834677 | 130980
Carya alba | 1834678 | 130981
Carya texana | 1834679 | 130982
Caryedon serratus | 1834680 | 130983
Cassida vittata | 1834681 | 130984
Cassiopea | 1834682 | 130985
Castor canadensis | 1834683 | 130986
Cataglyphis | 1834684 | 130987
Cataglyphis bicolor | 1834685 | 130988
Catenula | 1834686 | 130989
Cavia | 1834687 | 130990
Cavinula variostriata | 1834688 | 130991
Ceanothus | 1834689 | 130992
Ceanothus cuneatus | 1834690 | 130993
Cecidomyia | 1834691 | 130994
Cecidomyiidae | 1834692 | 130995
Celina | 1834693 | 130996
Celithemis | 1834694 | 130997
Celleporaria | 1834695 | 130998
Celosia | 1834696 | 130999
Celosia cristata | 1834697 | 131000
Celtis laevigata | 1834698 | 131001
Cenchrus ciliaris | 1834699 | 131002
Cenchrus orientalis | 1834700 | 131003
Cenchrus setigerus | 1834701 | 131004
Cenchrus spinifex | 1834702 | 131005
Centaurea cineraria | 1834703 | 131006
Centrocercus | 1834704 | 131007
Centrolene prosoblepon | 1834705 | 131008
Centromerita bicolor | 1834706 | 131009
Centropages typicus | 1834707 | 131010
Centropomus parallelus | 1834708 | 131011
Centroptilum | 1834709 | 131012
Centropus grillii | 1834710 | 131013
Centrosema macrocarpum | 1834711 | 131014
Centrosema pubescens | 1834712 | 131015
Cephalobidae | 1834713 | 131016
Cephalobus parvus | 1834714 | 131017
Cephalodella | 1834715 | 131018
Cephus cinctus | 1834716 | 131019
Cepphus grylle | 1834717 | 131020
Cerambycidae | 1834718 | 131021
Ceramiaceae | 1834719 | 131022
Ceraphronidae | 1834720 | 131023
Ceratitis capitata | 1834721 | 131024
Ceratium | 1834722 | 131025
Ceratocephala testiculata | 1834723 | 131026
Ceratocorys horrida | 1834724 | 131027
Ceratophyllum | 1834725 | 131028
Ceratophysella | 1834726 | 131029
Ceratophysella armata | 1834727 | 131030
Ceratophysella denticulata | 1834728 | 131031
Ceratoppia | 1834729 | 131032
Ceratopteris richardii | 1834730 | 131033
Ceratothoa oestroides | 1834731 | 131034
Ceratozetes | 1834732 | 131035
Ceratozetes subaquila | 1834733 | 131036
Cercaria | 1834734 | 131037
Cercomonadidae | 1834735 | 131038
Cercomonas | 1834736 | 131039
Cercomonas crassicauda | 1834737 | 131040
Cercopagis pengoi | 1834738 | 131041
Cercyon | 1834739 | 131042
Cercyon haemorrhoidalis | 1834740 | 131043
Cercyon impressus | 1834741 | 131044
Cercyon melanocephalus | 1834742 | 131045
Cercyon pygmaeus | 1834743 | 131046
Ceriodaphnia | 1834744 | 131047
Cernuella virgata | 1834745 | 131048
Cerotoma trifurcata | 1834746 | 131049
Cervidae | 1834747 | 131050
Cervus elaphus | 1834748 | 131051
Ceryle rudis | 1834749 | 131052
Cestoda | 1834750 | 131053
Cetraria arenaria | 1834751 | 131054
Cetraria islandica | 1834752 | 131055
Ceuthophilus | 1834753 | 131056
Ceuthophilus divergens | 1834754 | 131057
Ceutorhynchus assimilis | 1834755 | 131058
Chaetanaphothrips orchidii | 1834756 | 131059
Chaetanaphothrips signipennis | 1834757 | 131060
Chaetoceros | 1834758 | 131061
Chaetoceros debilis | 1834759 | 131062
Chaetoceros ingolfianum | 1834760 | 131063
Chaetoceros vixvisibilis | 1834761 | 131064
Chaetocnema | 1834762 | 131065
Chaetocnema concinna | 1834763 | 131066
Chaetocnema confinis | 1834764 | 131067
Chaetocnema pulicaria | 1834765 | 131068
Chaetomorpha melagonium | 1834766 | 131069
Chaetophora | 1834767 | 131070
Chaetopteryx villosa | 1834768 | 131071
Chalcididae | 1834769 | 131072
Chalcodermus aeneus | 1834770 | 131073
Chalcophaps indica | 1834771 | 131074
Chamaecyparis | 1834772 | 131075
Chamaecyparis lawsoniana | 1834773 | 131076
Chamaesiphon | 1834774 | 131077
Chamaesyce glyptosperma | 1834775 | 131078
Chamelaucium uncinatum | 1834776 | 131079
Chamelea gallina | 1834777 | 131080
Chamerion angustifolium ssp. angustifolium | 1834778 | 131081
Chanodichthys erythropterus | 1834779 | 131082
Chaoborus | 1834780 | 131083
Chaos | 1834781 | 131084
Chaos carolinense | 1834782 | 131085
Chara | 1834783 | 131086
Chara braunii | 1834784 | 131087
Chara canescens | 1834785 | 131088
Characeae | 1834786 | 131089
Characidae | 1834787 | 131090
Characiopsis | 1834788 | 131091
Charybdis japonica | 1834789 | 131092
Chasmanthium sessiliflorum | 1834790 | 131093
Chauliodes | 1834791 | 131094
Chauliognathus | 1834792 | 131095
Chauliognathus marginatus | 1834793 | 131096
Chauliops fallax | 1834794 | 131097
Cheilomenes | 1834795 | 131098
Cheilomenes sexmaculata | 1834796 | 131099
Cheiracanthium mildei | 1834797 | 131100
Cheirodon interruptus | 1834798 | 131101
Chela cachius | 1834799 | 131102
Chelifera | 1834800 | 131103
Chelydra serpentina | 1834801 | 131104
Chen caerulescens | 1834802 | 131105
Chenopodium | 1834803 | 131106
Chenopodium quinoa | 1834804 | 131107
Cheumatopsyche | 1834805 | 131108
Chilocorus bipustulatus | 1834806 | 131109
Chilocorus cacti | 1834807 | 131110
Chilocorus circumdatus | 1834808 | 131111
Chilocorus nigritus | 1834809 | 131112
Chilocorus stigma | 1834810 | 131113
Chilomonas | 1834811 | 131114
Chimarra | 1834812 | 131115
Chinchilla | 1834813 | 131116
Chirocephalopsis | 1834814 | 131117
Chironominae | 1834815 | 131118
Chironomini | 1834816 | 131119
Chironomus | 1834817 | 131120
Chironomus atrella | 1834818 | 131121
Chirostoma jordani | 1834819 | 131122
Chirothrips | 1834820 | 131123
Chitala chitala | 1834821 | 131124
Chlaenius | 1834822 | 131125
Chlaenius emarginatus | 1834823 | 131126
Chlamydomonas | 1834824 | 131127
Chlamydomonas gloeogama | 1834825 | 131128
Chlamydomonas gloeopara | 1834826 | 131129
Chlamydomonas intermedia | 1834827 | 131130
Chlamydomonas snowiae | 1834828 | 131131
Chlamys | 1834829 | 131132
Chlorella | 1834830 | 131133
Chlorella marina | 1834831 | 131134
Chlorella miniata | 1834832 | 131135
Chlorella saccharophila var. ellipsoidea | 1834833 | 131136
Chlorella saccharophila var. saccharophila | 1834834 | 131137
Chlorella vulgaris var. viridis | 1834835 | 131138
Chlorella vulgaris var. vulgaris | 1834836 | 131139
Chloris chloris | 1834837 | 131140
Chloris elata | 1834838 | 131141
Chloris gayana | 1834839 | 131142
Chloris X subdolichostachya | 1834840 | 131143
Chlorococcum | 1834841 | 131144
Chlorococcum infusionum | 1834842 | 131145
Chlorogloeopsis fritschii | 1834843 | 131146
Chlorogonium | 1834844 | 131147
Chlorophora excelsa | 1834845 | 131148
Choanolaimus | 1834846 | 131149
Chodatella ciliata | 1834847 | 131150
Chondestes grammacus | 1834848 | 131151
Chondrosia reniformis | 1834849 | 131152
Chordodes | 1834850 | 131153
Chorispora tenella | 1834851 | 131154
Chromadorita | 1834852 | 131155
Chromatomyia fuscula | 1834853 | 131156
Chromis viridis | 1834854 | 131157
Chromolaena odorata | 1834855 | 131158
Chroococcus | 1834856 | 131159
Chroococcus minor | 1834857 | 131160
Chroomonas | 1834858 | 131161
Chroomonas acuta | 1834859 | 131162
Chrysanthemum X morifolium | 1834860 | 131163
Chrysemys picta | 1834861 | 131164
Chrysichthys auratus | 1834862 | 131165
Chrysichthys longidorsalis | 1834863 | 131166
Chrysobothris femorata | 1834864 | 131167
Chrysochus auratus | 1834865 | 131168
Chrysocyon brachyurus | 1834866 | 131169
Chrysodeixis includens | 1834867 | 131170
Chrysolepis sempervirens | 1834868 | 131171
Chrysomphalus aonidum | 1834869 | 131172
Chrysopa | 1834870 | 131173
Chrysopa nigricornis | 1834871 | 131174
Chrysoperla | 1834872 | 131175
Chrysoperla carnea | 1834873 | 131176
Chrysoperla rufilabris | 1834874 | 131177
Chrysophrys auratus | 1834875 | 131178
Chrysopogon zizanioides | 1834876 | 131179
Chrysops carbonarius | 1834877 | 131180
Chydorus | 1834878 | 131181
Cicer | 1834879 | 131182
Cicindela oregona | 1834880 | 131183
Cicindela tranquebarica tranquebarica | 1834881 | 131184
Cinygma | 1834882 | 131185
Cinygmula | 1834883 | 131186
Cinygmula reticulata | 1834884 | 131187
Cirolana bovina | 1834885 | 131188
Cirrenalia macrocephala | 1834886 | 131189
Cirrhinus cirrhosus | 1834887 | 131190
Cirsium | 1834888 | 131191
Cisseps fulvicollis | 1834889 | 131192
Cissus rhombifolia | 1834890 | 131193
Cisticolidae | 1834891 | 131194
Citrullus lanatus var. citroides | 1834892 | 131195
Citrus X limon | 1834893 | 131196
Claassenia | 1834894 | 131197
Cladium | 1834895 | 131198
Cladium jamaicense | 1834896 | 131199
Cladonia cristatella | 1834897 | 131200
Cladophora | 1834898 | 131201
Cladophora rupestris | 1834899 | 131202
Cladosporium | 1834900 | 131203
Cladosporium herbarum | 1834901 | 131204
Cladotanytarsus | 1834902 | 131205
Clarias submarginatus | 1834903 | 131206
Clariidae | 1834904 | 131207
Clarkia amoena | 1834905 | 131208
Clavariopsis aquatica | 1834906 | 131209
Clavatospora longibrachiata | 1834907 | 131210
Cleidodiscus | 1834908 | 131211
Clinotanypus | 1834909 | 131212
Clitellata | 1834910 | 131213
Clitoria ternatea | 1834911 | 131214
Clivina | 1834912 | 131215
Clivina fossor | 1834913 | 131216
Cloeon | 1834914 | 131217
Clonorchis sinensis | 1834915 | 131218
Closterium | 1834916 | 131219
Closterium lunula | 1834917 | 131220
Clubiona neglecta | 1834918 | 131221
Cnemidophorus sexlineatus | 1834919 | 131222
Coccinella novemnotata | 1834920 | 131223
Coccinella repanda | 1834921 | 131224
Coccinella transversoguttata | 1834922 | 131225
Coccinella trifasciata | 1834923 | 131226
Coccinella undecimpunctata | 1834924 | 131227
Coccochloris | 1834925 | 131228
Coccolithaceae | 1834926 | 131229
Cocconeis placentula var. euglypta | 1834927 | 131230
Coccus viridis | 1834928 | 131231
Cochlodinium polykrikoides | 1834929 | 131232
Coelastrum | 1834930 | 131233
Coelastrum cambricum | 1834931 | 131234
Coelophora inaequalis | 1834932 | 131235
Coelosphaerium | 1834933 | 131236
Coelotanypus | 1834934 | 131237
Coenagrion | 1834935 | 131238
Coenosia tigrina | 1834936 | 131239
Coleochaete | 1834937 | 131240
Coleomegilla maculata | 1834938 | 131241
Coleomegilla maculata lengi | 1834939 | 131242
Coleophora laricella | 1834940 | 131243
Colinus | 1834941 | 131244
Colinus virginianus virginianus | 1834942 | 131245
Collinsia grandiflora | 1834943 | 131246
Collomia grandiflora | 1834944 | 131247
Colobopterus erraticus | 1834945 | 131248
Colossoma macropomum | 1834946 | 131249
Colpidium | 1834947 | 131250
Colpoda | 1834948 | 131251
Colpodidae | 1834949 | 131252
Coluber constrictor priapus | 1834950 | 131253
Columbidae | 1834951 | 131254
Columbiformes | 1834952 | 131255
Columnea microphylla | 1834953 | 131256
Colurella | 1834954 | 131257
Commelina benghalensis | 1834955 | 131258
Compsilura concinnata | 1834956 | 131259
Condalia spathulata | 1834957 | 131260
Coniferales | 1834958 | 131261
Coniothyrium | 1834959 | 131262
Conochiloides | 1834960 | 131263
Conoderus | 1834961 | 131264
Conoderus falli | 1834962 | 131265
Conoderus vespertinus | 1834963 | 131266
Conophthorus ponderosae | 1834964 | 131267
Conophthorus resinosae | 1834965 | 131268
Conotrachelus hicoriae | 1834966 | 131269
Conotrachelus nenuphar | 1834967 | 131270
Contarinia oregonensis | 1834968 | 131271
Contarinia schulzi | 1834969 | 131272
Contarinia sorghicola | 1834970 | 131273
Convolvulaceae | 1834971 | 131274
Copelatus | 1834972 | 131275
Coptotermes formosanus | 1834973 | 131276
Coptotermes gestroi | 1834974 | 131277
Coquillettidia perturbans | 1834975 | 131278
Coracias abyssinicus | 1834976 | 131279
Coragyps | 1834977 | 131280
Corbicula | 1834978 | 131281
Corchorus olitorius | 1834979 | 131282
Corchorus trilocularis | 1834980 | 131283
Cordyline fruticosa | 1834981 | 131284
Coregonus albula | 1834982 | 131285
Coregonus lavaretus pallasi | 1834983 | 131286
Coregonus migratorius | 1834984 | 131287
Coreopsis leavenworthii | 1834985 | 131288
Coreopsis verticillata | 1834986 | 131289
Corimelaena pulicaria | 1834987 | 131290
Coris julis | 1834988 | 131291
Corisella | 1834989 | 131292
Corixa | 1834990 | 131293
Cornus | 1834991 | 131294
Cornus sanguinea | 1834992 | 131295
Cornus sericea ssp. sericea | 1834993 | 131296
Corollospora cristata | 1834994 | 131297
Coronopus | 1834995 | 131298
Cortaderia selloana | 1834996 | 131299
Corvidae | 1834997 | 131300
Corvus splendens | 1834998 | 131301
Corydalus | 1834999 | 131302
Corydoras paleatus | 1835000 | 131303
Corymbia eximia | 1835001 | 131304
Coryphaena hippurus | 1835002 | 131305
Corythucha cydoniae | 1835003 | 131306
Corythucha marmorata | 1835004 | 131307
Coscinasterias muricata | 1835005 | 131308
Coscinodiscus | 1835006 | 131309
Coslenchus | 1835007 | 131310
Cosmarium | 1835008 | 131311
Cosmarium granatum var. subgranatum | 1835009 | 131312
Cosmarium turpinii | 1835010 | 131313
Cosmos sulphureus | 1835011 | 131314
Cotinis nitida | 1835012 | 131315
Cotoneaster acutifolius | 1835013 | 131316
Cotoneaster apiculatus | 1835014 | 131317
Cotoneaster conspicuus | 1835015 | 131318
Cotoneaster dammeri | 1835016 | 131319
Cotoneaster dielsianus | 1835017 | 131320
Cotoneaster franchetii | 1835018 | 131321
Cotoneaster frigidus | 1835019 | 131322
Cotoneaster horizontalis | 1835020 | 131323
Cotoneaster simonsii | 1835021 | 131324
Cotoneaster wardii | 1835022 | 131325
Cottus | 1835023 | 131326
Coturnix coturnix coturnix | 1835024 | 131327
Crangon | 1835025 | 131328
Crangonyx | 1835026 | 131329
Crangonyx richmondensis laurentianus | 1835027 | 131330
Crassocephalum crepidioides | 1835028 | 131331
Crassostrea | 1835029 | 131332
Crassula | 1835030 | 131333
Crassula connata | 1835031 | 131334
Crassula helmsii | 1835032 | 131335
Crassula ovata | 1835033 | 131336
Crataegus | 1835034 | 131337
Craterocephalus stercusmuscarum | 1835035 | 131338
Craticula cuspidata | 1835036 | 131339
Crematogaster ashmeadi | 1835037 | 131340
Creontiades | 1835038 | 131341
Crepis acuminata | 1835039 | 131342
Crepis nicaeensis | 1835040 | 131343
Cricetomys gambianus | 1835041 | 131344
Cricetulus griseus | 1835042 | 131345
Criconema | 1835043 | 131346
Criconemella | 1835044 | 131347
Criconemoides | 1835045 | 131348
Cricotopus | 1835046 | 131349
Crinia signifera | 1835047 | 131350
Crinum americanum | 1835048 | 131351
Crioceris asparagi | 1835049 | 131352
Cristaria plicata | 1835050 | 131353
Cristigera | 1835051 | 131354
Crocodylus niloticus | 1835052 | 131355
Crocosmia X crocosmiiflora | 1835053 | 131356
Crocus vernus | 1835054 | 131357
Crotalaria | 1835055 | 131358
Crotalaria rotundifolia | 1835056 | 131359
Croton glandulosus var. lindheimeri | 1835057 | 131360
Crucigenia | 1835058 | 131361
Cryptochetum iceryae | 1835059 | 131362
Cryptochironomus | 1835060 | 131363
Cryptocoryne wendtii | 1835061 | 131364
Cryptocotyle lingua | 1835062 | 131365
Cryptognathidae | 1835063 | 131366
Cryptolaemus montrouzieri | 1835064 | 131367
Cryptolestes | 1835065 | 131368
Cryptolestes ferrugineus | 1835066 | 131369
Cryptolestes pusillus | 1835067 | 131370
Cryptomonadida | 1835068 | 131371
Cryptomonas | 1835069 | 131372
Cryptopygus thermophilus | 1835070 | 131373
Cryptorhynchus lapathi | 1835071 | 131374
Cryptostegia grandiflora | 1835072 | 131375
Cryptotis parva | 1835073 | 131376
Ctenicera pruinina | 1835074 | 131377
Ctenopoma kingsleyae | 1835075 | 131378
Cucujidae | 1835076 | 131379
Cucumis | 1835077 | 131380
Cucurbita pepo var. ovifera | 1835078 | 131381
Cucurbita pepo var. texana | 1835079 | 131382
Cucurbitaceae | 1835080 | 131383
Cueta | 1835081 | 131384
Culex | 1835082 | 131385
Culicoides | 1835083 | 131386
Culicoides furens | 1835084 | 131387
Culiseta incidens | 1835085 | 131388
Cuminum cyminum | 1835086 | 131389
Cunaxidae | 1835087 | 131390
Cuphea hyssopifolia | 1835088 | 131391
Cupressus macrocarpa | 1835089 | 131392
Cupressus sempervirens | 1835090 | 131393
Cuprocyparis leylandii | 1835091 | 131394
Curculio | 1835092 | 131395
Curculio caryae | 1835093 | 131396
Curinus coeruleus | 1835094 | 131397
Cuscuta campestris | 1835095 | 131398
Cuscuta reflexa | 1835096 | 131399
Cyanidium caldarium | 1835097 | 131400
Cyatholaimus | 1835098 | 131401
Cybister | 1835099 | 131402
Cybocephalus | 1835100 | 131403
Cybocephalus nipponicus | 1835101 | 131404
Cyclidium | 1835102 | 131405
Cyclocephala borealis | 1835103 | 131406
Cyclocephala comata | 1835104 | 131407
Cyclocypris | 1835105 | 131408
Cycloneda sanguinea | 1835106 | 131409
Cyclops | 1835107 | 131410
Cyclops abyssorum prealpinus | 1835108 | 131411
Cyclops bicuspidatus thomasi | 1835109 | 131412
Cyclops navus | 1835110 | 131413
Cyclops vicinus kikuchii | 1835111 | 131414
Cyclops vicinus vicinus | 1835112 | 131415
Cyclospermum leptophyllum | 1835113 | 131416
Cyclotella | 1835114 | 131417
Cyclotrachelus | 1835115 | 131418
Cyclotrachelus alternans | 1835116 | 131419
Cydonia oblonga | 1835117 | 131420
Cylas formicarius | 1835118 | 131421
Cylindrocapsa geminella var. minor | 1835119 | 131422
Cylindrocopturus adspersus | 1835120 | 131423
Cylindrospermopsis raciborskii | 1835121 | 131424
Cylindrospermum | 1835122 | 131425
Cylindrotheca | 1835123 | 131426
Cymatia coleoptrata | 1835124 | 131427
Cymbella | 1835125 | 131428
Cymbella affinis | 1835126 | 131429
Cymbella aspera | 1835127 | 131430
Cymbopogon | 1835128 | 131431
Cymbopogon citratus | 1835129 | 131432
Cymindis cribricollis | 1835130 | 131433
Cymodocea serrulata | 1835131 | 131434
Cynara cardunculus | 1835132 | 131435
Cynipidae | 1835133 | 131436
Cynodon | 1835134 | 131437
Cynomys leucurus | 1835135 | 131438
Cynomys ludovicianus | 1835136 | 131439
Cynopoecilus melanotaenia | 1835137 | 131440
Cynops pyrrhogaster | 1835138 | 131441
Cynosurus echinatus | 1835139 | 131442
Cyperus | 1835140 | 131443
Cyperus compressus | 1835141 | 131444
Cyperus entrerianus | 1835142 | 131445
Cyperus esculentus var. esculentus | 1835143 | 131446
Cyperus sphacelatus | 1835144 | 131447
Cyphoderus | 1835145 | 131448
Cypretta | 1835146 | 131449
Cypria | 1835147 | 131450
Cypricercus | 1835148 | 131451
Cypridopsis | 1835149 | 131452
Cyprinella | 1835150 | 131453
Cyprinodon bovinus | 1835151 | 131454
Cyprinotus | 1835152 | 131455
Cyprinotus carolinensis | 1835153 | 131456
Cyprinus | 1835154 | 131457
Cyprinus carpio carpio | 1835155 | 131458
Cyprinus carpio communis | 1835156 | 131459
Cypris | 1835157 | 131460
Cyprois | 1835158 | 131461
Cyrnus trimaculatus | 1835159 | 131462
Cyrtomium falcatum | 1835160 | 131463
Cyrtorhinus lividipennis | 1835161 | 131464
Cytisus scoparius | 1835162 | 131465
Cytisus X praecox | 1835163 | 131466
Cytospora | 1835164 | 131467
Dactyloctenium aegyptium | 1835165 | 131468
Dactylogyrus vastator | 1835166 | 131469
Dactylopius opuntiae | 1835167 | 131470
Dacus ciliatus | 1835168 | 131471
Dacus cucurbitae | 1835169 | 131472
Dahlia pinnata | 1835170 | 131473
Dalbergia sissoo | 1835171 | 131474
Dalotia coriaria | 1835172 | 131475
Damaeus | 1835173 | 131476
Damaliscus pygargus | 1835174 | 131477
Danaus plexippus | 1835175 | 131478
Danio | 1835176 | 131479
Danthonia | 1835177 | 131480
Danthonia californica | 1835178 | 131481
Daphnia | 1835179 | 131482
Daphnia curvirostris | 1835180 | 131483
Daphnia galeata mendotae | 1835181 | 131484
Daphnia lumholtzi | 1835182 | 131485
Daphniidae | 1835183 | 131486
Dascyllus aruanus | 1835184 | 131487
Dasiphora floribunda | 1835185 | 131488
Datura quercifolia | 1835186 | 131489
Daucus | 1835187 | 131490
Dectes | 1835188 | 131491
Dectes texanus | 1835189 | 131492
Delairea odorata | 1835190 | 131493
Delia | 1835191 | 131494
Delia antiqua | 1835192 | 131495
Delia platura | 1835193 | 131496
Delia radicum | 1835194 | 131497
Delosperma | 1835195 | 131498
Delphacidae | 1835196 | 131499
Delphastus catalinae | 1835197 | 131500
Delphastus pusillus | 1835198 | 131501
Delphinium depauperatum | 1835199 | 131502
Delphinium glaucescens | 1835200 | 131503
Dendranthema | 1835201 | 131504
Dendranthema indicum | 1835202 | 131505
Dendrobaena | 1835203 | 131506
Dendrobates truncatus | 1835204 | 131507
Dendrobium | 1835205 | 131508
Dendrocerus carpenteri | 1835206 | 131509
Dendroctonus adjunctus | 1835207 | 131510
Dendroctonus frontalis | 1835208 | 131511
Dendroctonus ponderosae | 1835209 | 131512
Dendroctonus pseudotsugae | 1835210 | 131513
Dendroctonus rufipennis | 1835211 | 131514
Dendrodoa grossularia | 1835212 | 131515
Dendroica graciae | 1835213 | 131516
Dendropsophus microcephalus | 1835214 | 131517
Dermestes ater | 1835215 | 131518
Dero | 1835216 | 131519
Deroceras | 1835217 | 131520
Deroceras caruanae | 1835218 | 131521
Deroceras laeve | 1835219 | 131522
Deroceras panormitanum | 1835220 | 131523
Deschampsia caespitosa | 1835221 | 131524
Deschampsia flexuosa | 1835222 | 131525
Desmanthus virgatus | 1835223 | 131526
Desmarella | 1835224 | 131527
Desmococcus | 1835225 | 131528
Desmodium floridanum | 1835226 | 131529
Desmodium triflorum | 1835227 | 131530
Deuteromycotina | 1835228 | 131531
Diabrotica | 1835229 | 131532
Diabrotica balteata | 1835230 | 131533
Diabrotica barberi | 1835231 | 131534
Diabrotica longicornis | 1835232 | 131535
Diabrotica undecimpunctata | 1835233 | 131536
Diabrotica undecimpunctata howardi | 1835234 | 131537
Diabrotica undecimpunctata undecimpunctata | 1835235 | 131538
Diabrotica virgifera | 1835236 | 131539
Diabrotica virgifera virgifera | 1835237 | 131540
Diacyclops | 1835238 | 131541
Diacyclops bicuspidatus | 1835239 | 131542
Diadema antillarum | 1835240 | 131543
Dianella ensifolia | 1835241 | 131544
Dianthus | 1835242 | 131545
Diaphanosoma | 1835243 | 131546
Diaphanosoma senegal | 1835244 | 131547
Diaphorina citri | 1835245 | 131548
Diaprepes abbreviatus | 1835246 | 131549
Diaptomus | 1835247 | 131550
Diaptomus franciscanus | 1835248 | 131551
Diaptomus siciloides | 1835249 | 131552
Diaspididae | 1835250 | 131553
Diatoma | 1835251 | 131554
Diatoma hiemale | 1835252 | 131555
Diatoma tenue var. elongatum | 1835253 | 131556
Dicamptodon ensatus | 1835254 | 131557
Dicamptodon tenebrosus | 1835255 | 131558
Dichanthelium commutatum | 1835256 | 131559
Dichogaster bolaui | 1835257 | 131560
Dicladispa armigera | 1835258 | 131561
Dicranella palustris | 1835259 | 131562
Dicranota | 1835260 | 131563
Dicranum polysetum | 1835261 | 131564
Dicrotendipes | 1835262 | 131565
Dictya | 1835263 | 131566
Dictyna uncinata | 1835264 | 131567
Didymops | 1835265 | 131568
Didymosphenia geminata | 1835266 | 131569
Digera muricata | 1835267 | 131570
Digitaria | 1835268 | 131571
Digitaria ciliaris | 1835269 | 131572
Digitaria eriantha | 1835270 | 131573
Digitaria nuda | 1835271 | 131574
Digitaria radicosa | 1835272 | 131575
Digitaria serotina | 1835273 | 131576
Digitaria swazilandensis | 1835274 | 131577
Digitaria violascens | 1835275 | 131578
Dimocarpus longan | 1835276 | 131579
Dinobryon | 1835277 | 131580
Dinoderus minutus | 1835278 | 131581
Dinoflagellida | 1835279 | 131582
Dionaea muscipula | 1835280 | 131583
Diorhabda elongata | 1835281 | 131584
Dioscorea | 1835282 | 131585
Dioscorea floribunda | 1835283 | 131586
Dioscorea rotundata | 1835284 | 131587
Diospyros kaki | 1835285 | 131588
Diospyros texana | 1835286 | 131589
Diplectrona | 1835287 | 131590
Diplocardia | 1835288 | 131591
Diplocarpon rosae | 1835289 | 131592
Diplodon expansus | 1835290 | 131593
Diplodus cervinus | 1835291 | 131594
Diplogasteridae | 1835292 | 131595
Diplogasteritus | 1835293 | 131596
Diplolaimella | 1835294 | 131597
Diplolaimelloides | 1835295 | 131598
Diplolaimelloides bruciei | 1835296 | 131599
Diploneis | 1835297 | 131600
Diplotaxis erucoides | 1835298 | 131601
Diporeia | 1835299 | 131602
Discodon | 1835300 | 131603
Discoglossus galganoi | 1835301 | 131604
Discoglossus jeanneae | 1835302 | 131605
Discolaimium | 1835303 | 131606
Disparalona rostrata | 1835304 | 131607
Distichodus rostratus | 1835305 | 131608
Ditylenchus dipsaci | 1835306 | 131609
Ditylum | 1835307 | 131610
Diura nanseni | 1835308 | 131611
Dixa | 1835309 | 131612
Dodonaea viscosa ssp. angustissima | 1835310 | 131613
Dolichovespula maculata | 1835311 | 131614
Dolophilodes distinctus | 1835312 | 131615
Doru taeniatum | 1835313 | 131616
Dorylaimellus | 1835314 | 131617
Dorylaimidae | 1835315 | 131618
Dorylus orientalis | 1835316 | 131619
Dothideomycetes | 1835317 | 131620
Draeculacephala | 1835318 | 131621
Draparnaldia | 1835319 | 131622
Drapetis | 1835320 | 131623
Drawida calebi | 1835321 | 131624
Drechslera | 1835322 | 131625
Dreissena | 1835323 | 131626
Dreissena bugensis | 1835324 | 131627
Drepanocladus | 1835325 | 131628
Drosera capillaris | 1835326 | 131629
Drosophila | 1835327 | 131630
Drosophila basimacula | 1835328 | 131631
Drosophila kikkawai | 1835329 | 131632
Drosophila melanogaster | 1835330 | 131633
Drosophila mojavensis | 1835331 | 131634
Drosophila nigrospiracula | 1835332 | 131635
Drosophila perissopoda | 1835333 | 131636
Drosophila simulans | 1835334 | 131637
Drosophila villosipedis | 1835335 | 131638
Drosophila willistoni | 1835336 | 131639
Drunella | 1835337 | 131640
Drunella cornuta | 1835338 | 131641
Drunella grandis grandis | 1835339 | 131642
Drupa | 1835340 | 131643
Dryas iulia | 1835341 | 131644
Drymaria cordata | 1835342 | 131645
Dryopteris erythrosora | 1835343 | 131646
Dryopteris ludoviciana | 1835344 | 131647
Ducula whartoni | 1835345 | 131648
Dugesia | 1835346 | 131649
Dugesia schubarti | 1835347 | 131650
Dunaliella | 1835348 | 131651
Duttaphrynus melanostictus | 1835349 | 131652
Dypsis lutescens | 1835350 | 131653
Dysaphis | 1835351 | 131654
Dysdercus | 1835352 | 131655
Dytiscus | 1835353 | 131656
Earias | 1835354 | 131657
Earias insulana | 1835355 | 131658
Echinacea laevigata | 1835356 | 131659
Echinisca | 1835357 | 131660
Echinocactus grusonii | 1835358 | 131661
Echinocereus nicholii | 1835359 | 131662
Echinochloa | 1835360 | 131663
Echinochloa crus-galli var. crus-galli | 1835361 | 131664
Echinochloa crus-galli var. zelayensis | 1835362 | 131665
Echinochloa oryzoides | 1835363 | 131666
Echinochloa phyllopogon | 1835364 | 131667
Echinochloa polystachya | 1835365 | 131668
Echinodorus | 1835366 | 131669
Echinogammarus finmarchicus | 1835367 | 131670
Echinoparyphium | 1835368 | 131671
Echinoparyphium recurvatum | 1835369 | 131672
Echinops bannaticus | 1835370 | 131673
Echinostoma | 1835371 | 131674
Echinus esculentus | 1835372 | 131675
Echium plantagineum | 1835373 | 131676
Echyridella menziesii | 1835374 | 131677
Ecnomus | 1835375 | 131678
Egeria | 1835376 | 131679
Egira curialis | 1835377 | 131680
Ehrharta calycina | 1835378 | 131681
Eichhornia | 1835379 | 131682
Eigenmannia virescens | 1835380 | 131683
Eisenia | 1835381 | 131684
Elachistocleis bicolor | 1835382 | 131685
Elaeis | 1835383 | 131686
Elaenia parvirostris | 1835384 | 131687
Elaphe guttata | 1835385 | 131688
Elaphe guttata emoryi | 1835386 | 131689
Elasmopus pectenicrus | 1835387 | 131690
Eleocharis | 1835388 | 131691
Eleocharis dulcis | 1835389 | 131692
Eleocharis interstincta | 1835390 | 131693
Eleocharis parvula | 1835391 | 131694
Elimia flava | 1835392 | 131695
Elliptio | 1835393 | 131696
Elodea | 1835394 | 131697
Elodea callitrichoides | 1835395 | 131698
Elsholtzia | 1835396 | 131699
Elymus elymoides | 1835397 | 131700
Emex australis | 1835398 | 131701
Emex spinosa | 1835399 | 131702
Emilia fosbergii | 1835400 | 131703
Empetrum nigrum | 1835401 | 131704
Empetrum nigrum ssp. hermaphroditum | 1835402 | 131705
Empidonax virescens | 1835403 | 131706
Empoasca | 1835404 | 131707
Enallagma | 1835405 | 131708
Enchytraeus | 1835406 | 131709
Enchytraeus doerjesi | 1835407 | 131710
Enchytraeus globuliferus | 1835408 | 131711
Enchytraeus luxuriosus | 1835409 | 131712
Enchytraeus minutus | 1835410 | 131713
Encyonema | 1835411 | 131714
Encyonema gracile | 1835412 | 131715
Encyonema silesiacum | 1835413 | 131716
Encyrtidae | 1835414 | 131717
Endogonaceae | 1835415 | 131718
Endogone | 1835416 | 131719
Engystomops pustulosus | 1835417 | 131720
Enhydrosoma baruchi | 1835418 | 131721
Enneacanthus | 1835419 | 131722
Enneadesmus obtusidentatus | 1835420 | 131723
Ennomos subsignaria | 1835421 | 131724
Enochrus | 1835422 | 131725
Enoclerus | 1835423 | 131726
Enoplida | 1835424 | 131727
Ensatina eschscholtzii | 1835425 | 131728
Ensis siliqua | 1835426 | 131729
Entamoeba histolytica | 1835427 | 131730
Entamoeba invadens | 1835428 | 131731
Enteromorpha | 1835429 | 131732
Entognatha | 1835430 | 131733
Entomobrya | 1835431 | 131734
Entomobrya lanuginosa | 1835432 | 131735
Entomobrya nivalis | 1835433 | 131736
Entomobryoidea | 1835434 | 131737
Entomoneis paludosa | 1835435 | 131738
Eobania vermiculata | 1835436 | 131739
Eolimna minima | 1835437 | 131740
Epeorus | 1835438 | 131741
Epeorus vitreus | 1835439 | 131742
Ephemera | 1835440 | 131743
Ephemerella | 1835441 | 131744
Epicauta | 1835442 | 131745
Epicauta pensylvanica | 1835443 | 131746
Epicauta vittata | 1835444 | 131747
Epicoccum purpurascens | 1835445 | 131748
Epidalea calamita | 1835446 | 131749
Epilachna varivestis | 1835447 | 131750
Epilobium ciliatum ssp. watsonii | 1835448 | 131751
Epinephelus | 1835449 | 131752
Epinephelus coioides | 1835450 | 131753
Epinephelus malabaricus | 1835451 | 131754
Epioblasma brevidens | 1835452 | 131755
Epioblasma capsaeformis | 1835453 | 131756
Epioblasma torulosa rangiana | 1835454 | 131757
Epirrita autummata | 1835455 | 131758
Epithemia | 1835456 | 131759
Epithemia adnata | 1835457 | 131760
Epitrix cucumeris | 1835458 | 131761
Epitrix fuscula | 1835459 | 131762
Epitrix hirtipennis | 1835460 | 131763
Epitrix tuberis | 1835461 | 131764
Epuraea luteola | 1835462 | 131765
Equisetum | 1835463 | 131766
Equus asinus | 1835464 | 131767
Eragrostis | 1835465 | 131768
Eragrostis curvula | 1835466 | 131769
Eragrostis japonica | 1835467 | 131770
Eragrostis superba | 1835468 | 131771
Eremaeus | 1835469 | 131772
Eremochloa | 1835470 | 131773
Ereynetidae | 1835471 | 131774
Ergasilus | 1835472 | 131775
Erica arborea | 1835473 | 131776
Erica tetralix | 1835474 | 131777
Ericameria nauseosa ssp. nauseosa | 1835475 | 131778
Erigeron corymbosus | 1835476 | 131779
Erigone atra | 1835477 | 131780
Erigone dentipalpis | 1835478 | 131781
Erimonax monachus | 1835479 | 131782
Eriocheir | 1835480 | 131783
Eriochloa | 1835481 | 131784
Eriochloa acuminata var. acuminata | 1835482 | 131785
Eriochloa contracta | 1835483 | 131786
Eriogonum heracleoides | 1835484 | 131787
Eriogonum ovalifolium | 1835485 | 131788
Eriophyllum lanatum | 1835486 | 131789
Eris militaris | 1835487 | 131790
Eristalis | 1835488 | 131791
Erodium botrys | 1835489 | 131792
Erpetoichthys calabaricus | 1835490 | 131793
Erpobdella | 1835491 | 131794
Eruca vesicaria ssp. sativa | 1835492 | 131795
Erysimum cheiri | 1835493 | 131796
Erysimum repandum | 1835494 | 131797
Erysiphaceae | 1835495 | 131798
Erysiphales | 1835496 | 131799
Erythraeidae | 1835497 | 131800
Erythrina sandwicensis | 1835498 | 131801
Erythrina variegata | 1835499 | 131802
Escobaria hesteri | 1835500 | 131803
Esomus danricus | 1835501 | 131804
Esox | 1835502 | 131805
Esox americanus americanus | 1835503 | 131806
Esox americanus vermiculatus | 1835504 | 131807
Estigmene acrea | 1835505 | 131808
Etheostoma lepidum | 1835506 | 131809
Etheostoma rubrum | 1835507 | 131810
Eualus | 1835508 | 131811
Eublepharis macularius | 1835509 | 131812
Euborellia annulipes | 1835510 | 131813
Eubranchipus bundyi | 1835511 | 131814
Eucalanus | 1835512 | 131815
Eucalyptus globulus ssp. bicostata | 1835513 | 131816
Eucalyptus grandis | 1835514 | 131817
Eucalyptus pilularis | 1835515 | 131818
Eucalyptus pulverulenta | 1835516 | 131819
Eucalyptus rudis | 1835517 | 131820
Eucalyptus tereticornis | 1835518 | 131821
Eucelatoria | 1835519 | 131822
Euchlanis | 1835520 | 131823
Eucocconeis flexella | 1835521 | 131824
Eucyclops | 1835522 | 131825
Eudiaptomus | 1835523 | 131826
Eudocimus albus | 1835524 | 131827
Eudorina | 1835525 | 131828
Eudorylaimus | 1835526 | 131829
Euetheola humilis | 1835527 | 131830
Euglena | 1835528 | 131831
Euglena mutabilis | 1835529 | 131832
Eukerria saltensis | 1835530 | 131833
Eukiefferiella | 1835531 | 131834
Eulalia | 1835532 | 131835
Eulaliopsis binata | 1835533 | 131836
Eulimnadia | 1835534 | 131837
Eulophidae | 1835535 | 131838
Eumaeus atala | 1835536 | 131839
Eumeces laticeps | 1835537 | 131840
Eunotia | 1835538 | 131841
Eunotia pectinalis var. minor | 1835539 | 131842
Eunotia sudetica var. incisa | 1835540 | 131843
Euonymus | 1835541 | 131844
Euonymus fortunei var. fortunei | 1835542 | 131845
Euonymus fortunei var. radicans | 1835543 | 131846
Euonymus kiautschovica | 1835544 | 131847
Eupatorium | 1835545 | 131848
Euphlyctis cyanophlyctis | 1835546 | 131849
Euphlyctis hexadactylus | 1835547 | 131850
Euphorbia epithymoides | 1835548 | 131851
Euphorbia humistrata | 1835549 | 131852
Euphorbia lagascae | 1835550 | 131853
Euphorbia lathyris | 1835551 | 131854
Euphyllia divisa | 1835552 | 131855
Euplotes | 1835553 | 131856
Euplotes eurystomus | 1835554 | 131857
Euplotes moebiusi | 1835555 | 131858
Eupodidae | 1835556 | 131859
Eurhynchium oreganum | 1835557 | 131860
Eurhynchium praelongum | 1835558 | 131861
Eurybia conspicua | 1835559 | 131862
Eurycea bislineata | 1835560 | 131863
Eurylophella | 1835561 | 131864
Eurystomina | 1835562 | 131865
Eurythoe | 1835563 | 131866
Eurytomidae | 1835564 | 131867
Euschistus | 1835565 | 131868
Euschistus servus | 1835566 | 131869
Euterpina acutifrons | 1835567 | 131870
Eutreptiella | 1835568 | 131871
Euvola ziczac | 1835569 | 131872
Euxesta stigmatias | 1835570 | 131873
Euxoa auxiliaris | 1835571 | 131874
Euxoa detersa | 1835572 | 131875
Euxoa messoria | 1835573 | 131876
Euxoa scandens | 1835574 | 131877
Evasterias troschelii | 1835575 | 131878
Evernia prunastri | 1835576 | 131879
Evolvulus glomeratus | 1835577 | 131880
Evynnis japonica | 1835578 | 131881
Exoribatula | 1835579 | 131882
Exosphaeroma gigas | 1835580 | 131883
Fabaeformiscandona wegelini | 1835581 | 131884
Fagales | 1835582 | 131885
Fallceon quilleri | 1835583 | 131886
Fannia pusio | 1835584 | 131887
Fanniidae | 1835585 | 131888
Farfantepenaeus paulensis | 1835586 | 131889
Fasciola gigantica | 1835587 | 131890
Fasciola hepatica | 1835588 | 131891
Favites abdita | 1835589 | 131892
Fejervarya limnocharis | 1835590 | 131893
Fejervarya multistriata | 1835591 | 131894
Felis silvestris | 1835592 | 131895
Fenneropenaeus penicillatus | 1835593 | 131896
Fenusa pusilla | 1835594 | 131897
Ferrissia | 1835595 | 131898
Festuca | 1835596 | 131899
Festuca roemeri | 1835597 | 131900
Festuca rubra ssp. commutata | 1835598 | 131901
Ficopomatus enigmaticus | 1835599 | 131902
Ficus benjamina | 1835600 | 131903
Ficus pumila | 1835601 | 131904
Filinia | 1835602 | 131905
Fimbristylis cymosa | 1835603 | 131906
Fissidens adianthoides | 1835604 | 131907
Fistulifera saprophila | 1835605 | 131908
Fluminicola | 1835606 | 131909
Folsomia | 1835607 | 131910
Folsomia nivalis | 1835608 | 131911
Fontigens aldrichi | 1835609 | 131912
Fontinalis antipyretica var. antipyretica | 1835610 | 131913
Formica aerata | 1835611 | 131914
Fossaria | 1835612 | 131915
Fragaria | 1835613 | 131916
Fragaria X ananassa | 1835614 | 131917
Fragilaria | 1835615 | 131918
Franceia | 1835616 | 131919
Frankliniella | 1835617 | 131920
Frankliniella cephalica | 1835618 | 131921
Frankliniella fusca | 1835619 | 131922
Frankliniella occidentalis | 1835620 | 131923
Frankliniella tritici | 1835621 | 131924
Fratercula arctica | 1835622 | 131925
Fraxinus | 1835623 | 131926
Fridericia bulbosa | 1835624 | 131927
Friesea | 1835625 | 131928
Frieseomelitta nigra | 1835626 | 131929
Fringilla coelebs | 1835627 | 131930
Fringillidae | 1835628 | 131931
Fucus | 1835629 | 131932
Fugu niphobles | 1835630 | 131933
Fulica americana | 1835631 | 131934
Fumaria | 1835632 | 131935
Funambulus pennantii | 1835633 | 131936
Funaria flavicans | 1835634 | 131937
Funaria hygrometrica | 1835635 | 131938
Fundulus | 1835636 | 131939
Fundulus chrysotus | 1835637 | 131940
Fundulus kansae | 1835638 | 131941
Fundulus seminolis | 1835639 | 131942
Fusconaia masoni | 1835640 | 131943
Gaillardia | 1835641 | 131944
Galaxea fascicularis | 1835642 | 131945
Galaxias | 1835643 | 131946
Galaxias anomalus | 1835644 | 131947
Galaxias truttaceus | 1835645 | 131948
Galium | 1835646 | 131949
Galium bermudense | 1835647 | 131950
Galium mollugo | 1835648 | 131951
Galium saxatile | 1835649 | 131952
Galium tricornutum | 1835650 | 131953
Galliformes | 1835651 | 131954
Gamasida | 1835652 | 131955
Gambusia | 1835653 | 131956
Gambusia affinis affinis | 1835654 | 131957
Gambusia yucatana | 1835655 | 131958
Gammarus | 1835656 | 131959
Gamochaeta purpurea | 1835657 | 131960
Gamochaeta stagnalis | 1835658 | 131961
Garra rufa | 1835659 | 131962
Gastrophryne olivacea | 1835660 | 131963
Gastrophysa polygoni | 1835661 | 131964
Gaultheria shallon | 1835662 | 131965
Gekko monarchus | 1835663 | 131966
Gelechiidae | 1835664 | 131967
Gelsemium sempervirens | 1835665 | 131968
Geocoris | 1835666 | 131969
Geocoris pallens | 1835667 | 131970
Geocoris punctipes | 1835668 | 131971
Geometridae | 1835669 | 131972
Geomyidae | 1835670 | 131973
Geomys bursarius | 1835671 | 131974
Gephyrocapsa oceanica | 1835672 | 131975
Geranium | 1835673 | 131976
Geranium viscosissimum | 1835674 | 131977
Gerbera | 1835675 | 131978
Gerbera jamesonii | 1835676 | 131979
Gerris | 1835677 | 131980
Gibelion catla | 1835678 | 131981
Gigaspora gigantea | 1835679 | 131982
Gilia capitata | 1835680 | 131983
Gilpinia hercyniae | 1835681 | 131984
Girardia tigrina | 1835682 | 131985
Girardinichthys viviparus | 1835683 | 131986
Gladiolus X gandavensis | 1835684 | 131987
Glandirana rugosa | 1835685 | 131988
Glaucoma scintillans | 1835686 | 131989
Glenodinium | 1835687 | 131990
Glischrochilus | 1835688 | 131991
Glischrochilus fasciatus | 1835689 | 131992
Glischrochilus quadrisignatus | 1835690 | 131993
Gloeocapsa | 1835691 | 131994
Gloeocapsa crepidinum | 1835692 | 131995
Gloeococcus | 1835693 | 131996
Gloeococcus mucosus | 1835694 | 131997
Gloeocystis | 1835695 | 131998
Gloeotaenium loitlesbergerianum | 1835696 | 131999
Glomeromycota | 1835697 | 132000
Glomus | 1835698 | 132001
Glossiphonia | 1835699 | 132002
Glossogobius | 1835700 | 132003
Glossosoma | 1835701 | 132004
Glottidium vesicarium | 1835702 | 132005
Gloydius blomhoffii | 1835703 | 132006
Glyceria declinata | 1835704 | 132007
Glyceria fluitans | 1835705 | 132008
Glycine | 1835706 | 132009
Glyptoscelis squamulata | 1835707 | 132010
Glyptotendipes | 1835708 | 132011
Gnaphalium | 1835709 | 132012
Gnaphosidae | 1835710 | 132013
Gnathonarium exsiccatum | 1835711 | 132014
Gnathonemus petersii | 1835712 | 132015
Gnathopogon caerulescens | 1835713 | 132016
Gnathostomula microstyla | 1835714 | 132017
Gobius | 1835715 | 132018
Gobius paganellus | 1835716 | 132019
Goeldichironomus | 1835717 | 132020
Golenkinia | 1835718 | 132021
Golunda ellioti | 1835719 | 132022
Gomphonema clevei | 1835720 | 132023
Gomphonema pseudotenellum | 1835721 | 132024
Gomphosphaeria lacustris | 1835722 | 132025
Gonatium rubens | 1835723 | 132026
Gonatozygon | 1835724 | 132027
Gongrosira | 1835725 | 132028
Gongrosira viridis | 1835726 | 132029
Goniastrea aspera | 1835727 | 132030
Goniastrea retiformis | 1835728 | 132031
Goniobasis | 1835729 | 132032
Goniopsis cruentata | 1835730 | 132033
Gonium | 1835731 | 132034
Gonocephalum | 1835732 | 132035
Gonyaulax | 1835733 | 132036
Goodea atripinnis | 1835734 | 132037
Gordioidea | 1835735 | 132038
Gossypium arboreum | 1835736 | 132039
Gracilaria blodgettii | 1835737 | 132040
Gracilaria lemaneiformis | 1835738 | 132041
Grandidierella | 1835739 | 132042
Graphognathus | 1835740 | 132043
Graphognathus leucoloma | 1835741 | 132044
Graptemys | 1835742 | 132045
Grateloupia dichotoma | 1835743 | 132046
Grus canadensis tabida | 1835744 | 132047
Gryllotalpa | 1835745 | 132048
Gryllus | 1835746 | 132049
Gryllus assimilis | 1835747 | 132050
Gryon japonicum | 1835748 | 132051
Guinardia | 1835749 | 132052
Gymnarchus niloticus | 1835750 | 132053
Gymnocarena diffusa | 1835751 | 132054
Gymnocephalus cernuus | 1835752 | 132055
Gymnodinium | 1835753 | 132056
Gymnodinium mikimotoi | 1835754 | 132057
Gymnotus carapo | 1835755 | 132058
Gyps africanus | 1835756 | 132059
Gyps coprotheres | 1835757 | 132060
Gyps fulvus | 1835758 | 132061
Gypsophila pacifica | 1835759 | 132062
Gyraulus | 1835760 | 132063
Gyrinus | 1835761 | 132064
Gyrodactylus | 1835762 | 132065
Gyrodinium | 1835763 | 132066
Gyrosigma | 1835764 | 132067
Haemadipsidae | 1835765 | 132068
Haematobia irritans | 1835766 | 132069
Haematoloechus | 1835767 | 132070
Haemulon | 1835768 | 132071
Halesus radiatus | 1835769 | 132072
Haliotis | 1835770 | 132073
Haliotis diversicolor | 1835771 | 132074
Haliotis iris | 1835772 | 132075
Haliotis midae | 1835773 | 132076
Haliotis rubra | 1835774 | 132077
Haliotis varia | 1835775 | 132078
Halmus chalybeus | 1835776 | 132079
Halodule wrightii | 1835777 | 132080
Halophila decipiens | 1835778 | 132081
Halteria | 1835779 | 132082
Halteria grandinella | 1835780 | 132083
Halticoptera circulus | 1835781 | 132084
Hancornia speciosa | 1835782 | 132085
Hannaea | 1835783 | 132086
Hantzschia | 1835784 | 132087
Haploperla | 1835785 | 132088
Haplorhynchites aeneus | 1835786 | 132089
Harmonia axyridis | 1835787 | 132090
Harmonia octomaculata | 1835788 | 132091
Harpalellus basilaris | 1835789 | 132092
Harpalus nigritarsis | 1835790 | 132093
Haslea ostrearia | 1835791 | 132094
Heleioporus eyrei | 1835792 | 132095
Helianthella uniflora | 1835793 | 132096
Helianthus | 1835794 | 132097
Helianthus angustifolius | 1835795 | 132098
Helichrysum bracteatum | 1835796 | 132099
Heliconius charithonia | 1835797 | 132100
Helicopsyche | 1835798 | 132101
Helicotylenchus | 1835799 | 132102
Helicotylenchus dishystera | 1835800 | 132103
Helicotylenchus multicinctus | 1835801 | 132104
Helicoverpa | 1835802 | 132105
Helicoverpa virescens | 1835803 | 132106
Heliofungia actiniformis | 1835804 | 132107
Heliothis | 1835805 | 132108
Heliothis virescens | 1835806 | 132109
Helisoma | 1835807 | 132110
Helix pomatia | 1835808 | 132111
Helmitheros vermivorum | 1835809 | 132112
Helodes | 1835810 | 132113
Helophorus | 1835811 | 132114
Hemerocallis | 1835812 | 132115
Hemiaulus sinensis | 1835813 | 132116
Hemibarbus mylodon | 1835814 | 132117
Hemiberlesia lataniae | 1835815 | 132118
Hemiberlesia rapax | 1835816 | 132119
Hemichromis bimaculatus | 1835817 | 132120
Hemidactylus flaviviridis | 1835818 | 132121
Hemiechinus collaris | 1835819 | 132122
Hemigrammus erythrozonus | 1835820 | 132123
Hemigrapsus | 1835821 | 132124
Hemileuca oliviae | 1835822 | 132125
Hemileucon comes | 1835823 | 132126
Heminothrus | 1835824 | 132127
Hephaestus carbo | 1835825 | 132128
Heptacarpus futilirostris | 1835826 | 132129
Heptagenia | 1835827 | 132130
Hermetia illucens | 1835828 | 132131
Hesperocorixa | 1835829 | 132132
Hesperoperla | 1835830 | 132133
Hesperophylax | 1835831 | 132134
Hesperostipa comata ssp. comata | 1835832 | 132135
Heteranthera | 1835833 | 132136
Heterobostrychus aequalis | 1835834 | 132137
Heterobranchus bidorsalis | 1835835 | 132138
Heterobranchus longifilis | 1835836 | 132139
Heterocapsa | 1835837 | 132140
Heterocapsa triquetra | 1835838 | 132141
Heterochaeta costata | 1835839 | 132142
Heterocypris | 1835840 | 132143
Heterodera | 1835841 | 132144
Heterodera avenae | 1835842 | 132145
Heterodera glycines | 1835843 | 132146
Heterodera schachtii | 1835844 | 132147
Heterohabditis bacteriophora | 1835845 | 132148
Heteropsylla cubana | 1835846 | 132149
Heterotis niloticus | 1835847 | 132150
Heterotoma planicornis | 1835848 | 132151
Hexagenia | 1835849 | 132152
Hexapoda | 1835850 | 132153
Hexarthra | 1835851 | 132154
Hexatoma | 1835852 | 132155
Hibiscus | 1835853 | 132156
Hibiscus syriacus | 1835854 | 132157
Hilaria jamesii | 1835855 | 132158
Himantopus mexicanus | 1835856 | 132159
Hippocampus abdominalis | 1835857 | 132160
Hippodamia | 1835858 | 132161
Hippodamia glacialis | 1835859 | 132162
Hippodamia parenthesis | 1835860 | 132163
Hippodamia sinuata | 1835861 | 132164
Hippodamia tredecimpunctata tibialis | 1835862 | 132165
Hippodamia variegata | 1835863 | 132166
Hippophae rhamnoides | 1835864 | 132167
Hirundinidae | 1835865 | 132168
Hister | 1835866 | 132169
Holocarpha virgata | 1835867 | 132170
Holodiscus discolor | 1835868 | 132171
Holopedium | 1835869 | 132172
Holorusia | 1835870 | 132173
Holosticha kessleri | 1835871 | 132174
Homoplectra monticola | 1835872 | 132175
Hoplias malabaricus | 1835873 | 132176
Hoplobatrachus rugulosus | 1835874 | 132177
Hoplobatrachus tigerinus | 1835875 | 132178
Hoplocampa testudinea | 1835876 | 132179
Hoplolaimus galeatus | 1835877 | 132180
Hoplosternum littorale | 1835878 | 132181
Hordeum murinum | 1835879 | 132182
Hordeum murinum ssp. glaucum | 1835880 | 132183
Hordeum murinum ssp. leporinum | 1835881 | 132184
Hormidium subtile | 1835882 | 132185
Hosta | 1835883 | 132186
Hosta lancifolia | 1835884 | 132187
Humicola | 1835885 | 132188
Hyacinthoides hispanica | 1835886 | 132189
Hyacinthus | 1835887 | 132190
Hyalella | 1835888 | 132191
Hyaliodes vitripennis | 1835889 | 132192
Hybopsis amblops | 1835890 | 132193
Hydaticus grammicus | 1835891 | 132194
Hydra | 1835892 | 132195
Hydrachna | 1835893 | 132196
Hydraena gracilis | 1835894 | 132197
Hydrangea | 1835895 | 132198
Hydrangea paniculata | 1835896 | 132199
Hydrelia | 1835897 | 132200
Hydria undulata | 1835898 | 132201
Hydrilla | 1835899 | 132202
Hydrobia | 1835900 | 132203
Hydrocanthus | 1835901 | 132204
Hydrodictyon | 1835902 | 132205
Hydroglyphus geminus | 1835903 | 132206
Hydroides | 1835904 | 132207
Hydrophilus | 1835905 | 132208
Hydroporus | 1835906 | 132209
Hydroprogne caspia | 1835907 | 132210
Hydropsyche | 1835908 | 132211
Hydropsyche pellucidula | 1835909 | 132212
Hydrotaea aenescens | 1835910 | 132213
Hydrovatus | 1835911 | 132214
Hygrohypnum ochraceum | 1835912 | 132215
Hygrophila auriculata | 1835913 | 132216
Hygrotus | 1835914 | 132217
Hyla cinerea | 1835915 | 132218
Hyla femoralis | 1835916 | 132219
Hyla gratiosa | 1835917 | 132220
Hyla japonica | 1835918 | 132221
Hyla meridionalis | 1835919 | 132222
Hyla squirella | 1835920 | 132223
Hyles euphorbiae | 1835921 | 132224
Hyles lineata | 1835922 | 132225
Hylobius pales | 1835923 | 132226
Hylobius radicis | 1835924 | 132227
Hylocomium splendens | 1835925 | 132228
Hylotrupes bajulus | 1835926 | 132229
Hylurgopinus rufipes | 1835927 | 132230
Hylyphantes graminicola | 1835928 | 132231
Hymenoxys odorata | 1835929 | 132232
Hyoscyamus muticus | 1835930 | 132233
Hyoscyamus niger | 1835931 | 132234
Hypagyrtis unipunctata | 1835932 | 132235
Hypera brunnipennis | 1835933 | 132236
Hypera meles | 1835934 | 132237
Hypera nigrirostris | 1835935 | 132238
Hypera postica | 1835936 | 132239
Hypera punctata | 1835937 | 132240
Hyphantria cunea | 1835938 | 132241
Hyphessobrycon eques | 1835939 | 132242
Hyphessobrycon erythrostigma | 1835940 | 132243
Hypnum jutlandicum | 1835941 | 132244
Hypochaeris glabra | 1835942 | 132245
Hypocryphalus mangiferae | 1835943 | 132246
Hypoderma | 1835944 | 132247
Hypoderma lineatum | 1835945 | 132248
Hypogastrura assimilis | 1835946 | 132249
Hypogastrura brevispina | 1835947 | 132250
Hypogymnia physodes | 1835948 | 132251
Hypomesus transpacificus | 1835949 | 132252
Hypothenemus | 1835950 | 132253
Hypothenemus eruditus | 1835951 | 132254
Hypothenemus obscurus | 1835952 | 132255
Hypotrichida | 1835953 | 132256
Hypseleotris klunzingeri | 1835954 | 132257
Hypsiboas crepitans | 1835955 | 132258
Hypsiboas pulchellus | 1835956 | 132259
Hypsoblennius ionthas | 1835957 | 132260
Hyridella depressa | 1835958 | 132261
Hystrix indica | 1835959 | 132262
Icerya purchasi | 1835960 | 132263
Ichthyomyzon | 1835961 | 132264
Ictalurus | 1835962 | 132265
Icteridae | 1835963 | 132266
Idotea | 1835964 | 132267
Ilex | 1835965 | 132268
Ilex X attenuata | 1835966 | 132269
Ilyocryptus | 1835967 | 132270
Ilyocypris | 1835968 | 132271
Ilyocypris dentifera | 1835969 | 132272
Impatiens | 1835970 | 132273
Impatiens walleriana | 1835971 | 132274
Incilius nebulifer | 1835972 | 132275
Indigofera hendecaphylla | 1835973 | 132276
Indigofera spicata | 1835974 | 132277
Inula | 1835975 | 132278
Ipomoea | 1835976 | 132279
Ipomoea cairica | 1835977 | 132280
Ipomoea carnea ssp. fistulosa | 1835978 | 132281
Ipomoea coccinea | 1835979 | 132282
Ipomoea pes-caprae | 1835980 | 132283
Ips | 1835981 | 132284
Ips grandicollis | 1835982 | 132285
Ips pini | 1835983 | 132286
Iridomyrmex | 1835984 | 132287
Iris | 1835985 | 132288
Iris hexagona | 1835986 | 132289
Iris sibirica | 1835987 | 132290
Ischnura | 1835988 | 132291
Isochrysis | 1835989 | 132292
Isocoma pluriflora | 1835990 | 132293
Isogenoides | 1835991 | 132294
Isonychia | 1835992 | 132295
Isonychia rufa | 1835993 | 132296
Isoperla | 1835994 | 132297
Isoptera | 1835995 | 132298
Isotoma | 1835996 | 132299
Isotomodes productus | 1835997 | 132300
Isotomurus | 1835998 | 132301
Isotomurus palustroides | 1835999 | 132302
Isotomurus tricolor | 1836000 | 132303
Itame argillacearia | 1836001 | 132304
Iva xanthifolia | 1836002 | 132305
Ixodidae | 1836003 | 132306
Jacquemontia tamnifolia | 1836004 | 132307
Jaculus orientalis | 1836005 | 132308
Jaeropsis | 1836006 | 132309
Jalysus wickhami | 1836007 | 132310
Janetiella | 1836008 | 132311
Jatropha curcas | 1836009 | 132312
Jenynsia multidentata | 1836010 | 132313
Joshuella striata | 1836011 | 132314
Juga | 1836012 | 132315
Juglans regia | 1836013 | 132316
Julidae | 1836014 | 132317
Juncaceae | 1836015 | 132318
Junco caniceps | 1836016 | 132319
Juncus | 1836017 | 132320
Jungermannia | 1836018 | 132321
Juniperus | 1836019 | 132322
Juniperus conferta | 1836020 | 132323
Juniperus excelsa | 1836021 | 132324
Junonia coenia | 1836022 | 132325
Kalmia angustifolia | 1836023 | 132326
Kalmia latifolia | 1836024 | 132327
Karayevia clevei | 1836025 | 132328
Kassina senegalensis | 1836026 | 132329
Keratella | 1836027 | 132330
Keratella tropica | 1836028 | 132331
Kilifia acuminata | 1836029 | 132332
Kirchneriella | 1836030 | 132333
Kniphofia uvaria | 1836031 | 132334
Kobayasiella subtilissima | 1836032 | 132335
Koeleria | 1836033 | 132336
Koeleria pyramidata | 1836034 | 132337
Kolkwitzia | 1836035 | 132338
Krascheninnikovia lanata | 1836036 | 132339
Kummerowia striata | 1836037 | 132340
Kurzia | 1836038 | 132341
Kyllinga brevifolia | 1836039 | 132342
Labidura riparia | 1836040 | 132343
Labiduridae | 1836041 | 132344
Labrundinia | 1836042 | 132345
Lacanobia subjuncta | 1836043 | 132346
Laccophilus | 1836044 | 132347
Laccophilus maculosus maculosus | 1836045 | 132348
Lachnanthes caroliniana | 1836046 | 132349
Lactuca | 1836047 | 132350
Laemostenus terricola terricola | 1836048 | 132351
Lagascea mollis | 1836049 | 132352
Lagenidium callinectes | 1836050 | 132353
Lagerstroemia | 1836051 | 132354
Lagerstroemia indica | 1836052 | 132355
Lagerstroemia speciosa | 1836053 | 132356
Lambdina fiscellaria | 1836054 | 132357
Laminaria solidungula | 1836055 | 132358
Lampetra | 1836056 | 132359
Lampides boeticus | 1836057 | 132360
Lampito mauritii | 1836058 | 132361
Lampsilis | 1836059 | 132362
Lampsilis abrupta | 1836060 | 132363
Lampsilis fullerkati | 1836061 | 132364
Lampsilis rafinesqueana | 1836062 | 132365
Lampsilis straminea claibornensis | 1836063 | 132366
Lanceoppia | 1836064 | 132367
Landoltia | 1836065 | 132368
Landoltia punctata | 1836066 | 132369
Laodelphax striatellus | 1836067 | 132370
Laricobius | 1836068 | 132371
Laricobius nigrinus | 1836069 | 132372
Larinioides sclopetarius | 1836070 | 132373
Larsia | 1836071 | 132374
Larus glaucescens | 1836072 | 132375
Larus michahellis | 1836073 | 132376
Lasiochilus | 1836074 | 132377
Lasioderma serricorne | 1836075 | 132378
Lasioglossum zephyrum | 1836076 | 132379
Lasius neoniger | 1836077 | 132380
Lasmigona subviridis | 1836078 | 132381
Lateolabrax japonicus | 1836079 | 132382
Latheticus oryzae | 1836080 | 132383
Lathridius | 1836081 | 132384
Lathyrus aphaca | 1836082 | 132385
Lathyrus cicera | 1836083 | 132386
Lathyrus sativus | 1836084 | 132387
Latridiidae | 1836085 | 132388
Latris lineata | 1836086 | 132389
Lavandula angustifolia | 1836087 | 132390
Lavandula stoechas | 1836088 | 132391
Leander tenuicornis | 1836089 | 132392
Lecane | 1836090 | 132393
Lecane bulla | 1836091 | 132394
Lecane closterocerca | 1836092 | 132395
Lecane hamata | 1836093 | 132396
Lecane lunaris | 1836094 | 132397
Lecane quadridentata | 1836095 | 132398
Lecanora polytropa | 1836096 | 132399
Leiodidae | 1836097 | 132400
Lekanesphaera rugicauda | 1836098 | 132401
Lema daturaphila | 1836099 | 132402
Lembadion | 1836100 | 132403
Lepadella | 1836101 | 132404
Lepidium | 1836102 | 132405
Lepidocephalichthys guntea | 1836103 | 132406
Lepidocyrtus | 1836104 | 132407
Lepidodactylus listeri | 1836105 | 132408
Lepidosaphes beckii | 1836106 | 132409
Lepidostoma | 1836107 | 132410
Lepidostoma unicolor | 1836108 | 132411
Lepomis | 1836109 | 132412
Lepomis symmetricus | 1836110 | 132413
Leporidae | 1836111 | 132414
Leporinus obtusidens | 1836112 | 132415
Leptinotarsa decemlineata | 1836113 | 132416
Leptochloa chinensis | 1836114 | 132417
Leptocylindrus danicus | 1836115 | 132418
Leptodactylus chaquensis | 1836116 | 132419
Leptodactylus ocellatus | 1836117 | 132420
Leptodea leptodon | 1836118 | 132421
Leptodictyum riparium | 1836119 | 132422
Leptodius exaratus | 1836120 | 132423
Leptoglossus corculus | 1836121 | 132424
Leptoglossus occidentalis | 1836122 | 132425
Leptophlebia | 1836123 | 132426
Leptosphaeria | 1836124 | 132427
Leptothrips mali | 1836125 | 132428
Leptoxis dilatata | 1836126 | 132429
Lespedeza | 1836127 | 132430
Lespedeza angustifolia | 1836128 | 132431
Lestes unguiculatus | 1836129 | 132432
Lethocerus | 1836130 | 132433
Leucaena | 1836131 | 132434
Leucaena leucocephala | 1836132 | 132435
Leucanthemum maximum | 1836133 | 132436
Leucanthemum X superbum | 1836134 | 132437
Leucodon brachypus var. andrewsianus | 1836135 | 132438
Leucophaeus atricilla | 1836136 | 132439
Leucorrhinia | 1836137 | 132440
Leucospermum cordifolium | 1836138 | 132441
Leucothoe fontanesiana | 1836139 | 132442
Leucrocuta | 1836140 | 132443
Leuctra | 1836141 | 132444
Leuctra alexanderi | 1836142 | 132445
Leuctra fusca | 1836143 | 132446
Leuctra grandis | 1836144 | 132447
Leuctra sibleyi | 1836145 | 132448
Leuctra tenella | 1836146 | 132449
Leymus cinereus | 1836147 | 132450
Leymus triticoides | 1836148 | 132451
Libellula | 1836149 | 132452
Ligumia | 1836150 | 132453
Ligumia recta | 1836151 | 132454
Ligustrum | 1836152 | 132455
Ligustrum obtusifolium | 1836153 | 132456
Ligustrum sinense | 1836154 | 132457
Lilium | 1836155 | 132458
Limanda punctatissima | 1836156 | 132459
Limnanthes alba | 1836157 | 132460
Limnephilus | 1836158 | 132461
Limnephilus extricatus | 1836159 | 132462
Limnephilus indivisus | 1836160 | 132463
Limnius | 1836161 | 132464
Limnobium spongia | 1836162 | 132465
Limnocharis flava | 1836163 | 132466
Limnodrilus | 1836164 | 132467
Limnodynastes dorsalis | 1836165 | 132468
Limnodynastes peronii | 1836166 | 132469
Limnophila sessiliflora | 1836167 | 132470
Limonium | 1836168 | 132471
Limonium gerberi | 1836169 | 132472
Limonium sinuatum | 1836170 | 132473
Limonium vulgare | 1836171 | 132474
Limonius californicus | 1836172 | 132475
Limonius canus | 1836173 | 132476
Limothrips denticornis | 1836174 | 132477
Linepithema humile | 1836175 | 132478
Lingulodinium polyedrum | 1836176 | 132479
Linum lewisii | 1836177 | 132480
Linyphia triangularis | 1836178 | 132481
Linyphiidae | 1836179 | 132482
Liometopum occidentale | 1836180 | 132483
Lipaphis erysimi | 1836181 | 132484
Lipophrys pholis | 1836182 | 132485
Liposcelis bostrychophila | 1836183 | 132486
Liposcelis entomophila | 1836184 | 132487
Liquidambar | 1836185 | 132488
Lirceus | 1836186 | 132489
Lirceus alabamae | 1836187 | 132490
Liriomyza | 1836188 | 132491
Liriomyza huidobrensis | 1836189 | 132492
Liriomyza sativae | 1836190 | 132493
Liriomyza trifolii | 1836191 | 132494
Lispe | 1836192 | 132495
Lispocephala | 1836193 | 132496
Lissemys punctata punctata | 1836194 | 132497
Lissorhoptrus | 1836195 | 132498
Listroderes costirostris | 1836196 | 132499
Listronotus | 1836197 | 132500
Listronotus maculicollis | 1836198 | 132501
Listronotus montanus | 1836199 | 132502
Listronotus oregonensis | 1836200 | 132503
Lithobates areolatus areolatus | 1836201 | 132504
Lithobates berlandieri | 1836202 | 132505
Lithobates blairi | 1836203 | 132506
Lithobates clamitans | 1836204 | 132507
Lithobates clamitans clamitans | 1836205 | 132508
Lithobates clamitans melanota | 1836206 | 132509
Lithobates grylio | 1836207 | 132510
Lithobates heckscheri | 1836208 | 132511
Lithobates palustris | 1836209 | 132512
Lithobates pipiens | 1836210 | 132513
Lithobates septentrionalis | 1836211 | 132514
Lithobates sphenocephalus | 1836212 | 132515
Lithobates sphenocephalus sphenocephalus | 1836213 | 132516
Lithobates sphenocephalus utricularius | 1836214 | 132517
Lithobates sylvaticus | 1836215 | 132518
Lithobiomorpha | 1836216 | 132519
Lithocarpus densiflorus | 1836217 | 132520
Lithodesmium undulatum | 1836218 | 132521
Lithophane antennata | 1836219 | 132522
Lithopoma americanum | 1836220 | 132523
Lithospermum ruderale | 1836221 | 132524
Litopenaeus schmitti | 1836222 | 132525
Litopenaeus stylirostris | 1836223 | 132526
Litoria aurea | 1836224 | 132527
Litoria caerulea | 1836225 | 132528
Litoria citropa | 1836226 | 132529
Litoria freycineti | 1836227 | 132530
Litoria moorei | 1836228 | 132531
Litoria raniformis | 1836229 | 132532
Lixellus | 1836230 | 132533
Lixophaga mediocris | 1836231 | 132534
Liza carinata | 1836232 | 132535
Liza haematocheilus | 1836233 | 132536
Liza ramado | 1836234 | 132537
Lochmaeus manteo | 1836235 | 132538
Lolliguncula brevis | 1836236 | 132539
Lonchopteridae | 1836237 | 132540
Lonchura | 1836238 | 132541
Lonchura leucogastra | 1836239 | 132542
Lonchura malabarica | 1836240 | 132543
Lonchura malacca | 1836241 | 132544
Lonchura punctulata | 1836242 | 132545
Lonchura striata | 1836243 | 132546
Longidorella | 1836244 | 132547
Longidorus | 1836245 | 132548
Lonicera | 1836246 | 132549
Loricera pilicornis | 1836247 | 132550
Lotus | 1836248 | 132551
Lotus tenuis | 1836249 | 132552
Lucifer | 1836250 | 132553
Luciola cruciata | 1836251 | 132554
Ludwigia | 1836252 | 132555
Ludwigia arcuata | 1836253 | 132556
Ludwigia peploides | 1836254 | 132557
Lulworthia | 1836255 | 132558
Lumbricus | 1836256 | 132559
Lumbricus castaneus | 1836257 | 132560
Lumbricus festivus | 1836258 | 132561
Lupinus | 1836259 | 132562
Lupinus albicaulis | 1836260 | 132563
Lupinus caudatus | 1836261 | 132564
Lupinus leucophyllus | 1836262 | 132565
Lutra canadensis | 1836263 | 132566
Luziola fluitans | 1836264 | 132567
Luzula campestris | 1836265 | 132568
Lycaenidae | 1836266 | 132569
Lycidae | 1836267 | 132570
Lycopersicon | 1836268 | 132571
Lyctus africanus | 1836269 | 132572
Lygodactylus capensis | 1836270 | 132573
Lygodactylus chobiensis | 1836271 | 132574
Lygodium microphyllum | 1836272 | 132575
Lygus | 1836273 | 132576
Lygus elisus | 1836274 | 132577
Lygus hesperus | 1836275 | 132578
Lygus rugulipennis | 1836276 | 132579
Lymantria dispar | 1836277 | 132580
Lymnaea | 1836278 | 132581
Lynceus | 1836279 | 132582
Lyngbya | 1836280 | 132583
Lyngbya majuscula | 1836281 | 132584
Lyngbya putealis | 1836282 | 132585
Lytechinus anamesus | 1836283 | 132586
Lytta moesta | 1836284 | 132587
Maccaffertium | 1836285 | 132588
Maccaffertium mexicanum integrum | 1836286 | 132589
Maccaffertium modestum | 1836287 | 132590
Maccaffertium terminatum terminatum | 1836288 | 132591
Maccaffertium vicarium | 1836289 | 132592
Macoma | 1836290 | 132593
Macrobrachium | 1836291 | 132594
Macrobrachium amazonicum | 1836292 | 132595
Macrobrachium ferreirai | 1836293 | 132596
Macrobrachium idella idella | 1836294 | 132597
Macrobrachium lamarrei lamarrei | 1836295 | 132598
Macrobrachium lanchesteri | 1836296 | 132599
Macrobrachium lar | 1836297 | 132600
Macrobrachium superbum | 1836298 | 132601
Macrochaetus | 1836299 | 132602
Macrocyclops | 1836300 | 132603
Macrodactylus | 1836301 | 132604
Macrodactylus subspinosus | 1836302 | 132605
Macrodasys | 1836303 | 132606
Macrolophus pygmaeus | 1836304 | 132607
Macromia | 1836305 | 132608
Macropelopia | 1836306 | 132609
Macropus eugenii | 1836307 | 132610
Macrosiphum | 1836308 | 132611
Macrosiphum euphorbiae | 1836309 | 132612
Macrostemum | 1836310 | 132613
Macrostomum | 1836311 | 132614
Macrothrix | 1836312 | 132615
Macrurocampa marthesia | 1836313 | 132616
Madia elegans | 1836314 | 132617
Maerkelotritia | 1836315 | 132618
Magnolia grandiflora | 1836316 | 132619
Maianthemum dilatatum | 1836317 | 132620
Maja squinado | 1836318 | 132621
Malaclemys terrapin | 1836319 | 132622
Malacoceros fuliginosus | 1836320 | 132623
Malacosoma americanum | 1836321 | 132624
Malacosoma disstria | 1836322 | 132625
Maladera castanea | 1836323 | 132626
Mallomonas | 1836324 | 132627
Malus | 1836325 | 132628
Malus baccata | 1836326 | 132629
Malus prunifolia | 1836327 | 132630
Malva | 1836328 | 132631
Malva parviflora | 1836329 | 132632
Mamestra configurata | 1836330 | 132633
Mammalia | 1836331 | 132634
Mammillaria thornberi | 1836332 | 132635
Manduca | 1836333 | 132636
Manduca sexta | 1836334 | 132637
Mangifera | 1836335 | 132638
Mangora gibberosa | 1836336 | 132639
Mansonia | 1836337 | 132640
Mantis | 1836338 | 132641
Marchantia polymorpha | 1836339 | 132642
Marilia | 1836340 | 132643
Marsilea quadrifolia | 1836341 | 132644
Marsupenaeus japonicus | 1836342 | 132645
Mastacembelus armatus | 1836343 | 132646
Mastigophora | 1836344 | 132647
Mastomys natalensis | 1836345 | 132648
Matthiola longipetala | 1836346 | 132649
Maxillopoda | 1836347 | 132650
Mayamaea atomus | 1836348 | 132651
Mayamaea fossalis | 1836349 | 132652
Mayetiola destructor | 1836350 | 132653
Medicago arabica | 1836351 | 132654
Medicago doliata | 1836352 | 132655
Medicago laciniata | 1836353 | 132656
Medicago littoralis | 1836354 | 132657
Medicago murex | 1836355 | 132658
Medicago scutellata | 1836356 | 132659
Medicago truncatula | 1836357 | 132660
Megacephala | 1836358 | 132661
Megacyllene robiniae | 1836359 | 132662
Megalobrama amblycephala | 1836360 | 132663
Megalodiscus | 1836361 | 132664
Megalodonta beckii | 1836362 | 132665
Megalodonta beckii var. beckii | 1836363 | 132666
Megalurothrips sjostedti | 1836364 | 132667
Megapodagrionidae | 1836365 | 132668
Megascolex | 1836366 | 132669
Megascops asio | 1836367 | 132670
Megaselia | 1836368 | 132671
Megaselia scalaris | 1836369 | 132672
Megaspilidae | 1836370 | 132673
Megathyrsus maximus | 1836371 | 132674
Meioneta rurestris | 1836372 | 132675
Melaleuca quinquenervia | 1836373 | 132676
Melanogrammus aeglefinus | 1836374 | 132677
Melanolophia canadaria | 1836375 | 132678
Melanoplus | 1836376 | 132679
Melanoplus femurrubrum | 1836377 | 132680
Melanotus | 1836378 | 132681
Meleagris | 1836379 | 132682
Meles meles | 1836380 | 132683
Meligethes | 1836381 | 132684
Melilotus alba | 1836382 | 132685
Melinopterus prodromus | 1836383 | 132686
Melipona beecheii | 1836384 | 132687
Melipona quadrifasciata | 1836385 | 132688
Melipona scutellaris | 1836386 | 132689
Melissa officinalis | 1836387 | 132690
Melita | 1836388 | 132691
Melochia corchorifolia | 1836389 | 132692
Meloidogyne | 1836390 | 132693
Meloidogyne hapla | 1836391 | 132694
Melosira | 1836392 | 132695
Melyridae | 1836393 | 132696
Membranipora savartii | 1836394 | 132697
Menippe adina | 1836395 | 132698
Mentha X smithiana | 1836396 | 132699
Meridion | 1836397 | 132700
Meriones shawi | 1836398 | 132701
Meriones tristrami | 1836399 | 132702
Merops pusillus | 1836400 | 132703
Mertensia oblongifolia | 1836401 | 132704
Mesembryanthemum crystallinum | 1836402 | 132705
Mesochra parva | 1836403 | 132706
Mesocricetus auratus | 1836404 | 132707
Mesocyclops kieferi | 1836405 | 132708
Mesocyclops pehpeiensis | 1836406 | 132709
Mesodorylaimus | 1836407 | 132710
Mesomorphus | 1836408 | 132711
Mesopotamichthys sharpeyi | 1836409 | 132712
Mesorhabditis spiculigera | 1836410 | 132713
Mesostoma | 1836411 | 132714
Mesostoma ehrenbergii | 1836412 | 132715
Mesovelia | 1836413 | 132716
Metamysidopsis insularis | 1836414 | 132717
Metapenaeus | 1836415 | 132718
Metaphire | 1836416 | 132719
Metaphire guillelmi | 1836417 | 132720
Metaphire posthuma | 1836418 | 132721
Metoposarcophaga | 1836419 | 132722
Metynnis lippincottianus | 1836420 | 132723
Metynnis orinocensis | 1836421 | 132724
Mezium affine | 1836422 | 132725
Micraspis discolor | 1836423 | 132726
Micrasterias | 1836424 | 132727
Microcystis | 1836425 | 132728
Microcystis flosaquae | 1836426 | 132729
Microcystis pulverea incerta | 1836427 | 132730
Microhyla pulchra | 1836428 | 132731
Microlaimus | 1836429 | 132732
Micromonas pusilla | 1836430 | 132733
Micromys minutus | 1836431 | 132734
Micropterus | 1836432 | 132735
Micropterus treculii | 1836433 | 132736
Microrhopala vittata | 1836434 | 132737
Microscolex dubius | 1836435 | 132738
Microspora | 1836436 | 132739
Microspora pachyderma | 1836437 | 132740
Microspora stagnorum | 1836438 | 132741
Microspora tumidula | 1836439 | 132742
Microstegium vimineum | 1836440 | 132743
Microtendipes | 1836441 | 132744
Microthamnion kuetzingianum | 1836442 | 132745
Microthamnion strictissimum | 1836443 | 132746
Microtheca ochroloma | 1836444 | 132747
Microtus arvalis | 1836445 | 132748
Microtus canicaudus | 1836446 | 132749
Microtus guentheri | 1836447 | 132750
Microtus longicaudus | 1836448 | 132751
Microtus oeconomus | 1836449 | 132752
Microtus oregoni | 1836450 | 132753
Microtus socialis | 1836451 | 132754
Microtus subterraneus | 1836452 | 132755
Microvelia horvathi | 1836453 | 132756
Micrura | 1836454 | 132757
Milax gagates | 1836455 | 132758
Millardia meltada | 1836456 | 132759
Millepora alcicornis | 1836457 | 132760
Mimosa aculeaticarpa var. biuncifera | 1836458 | 132761
Mimosa pigra var. pigra | 1836459 | 132762
Mimulus guttatus | 1836460 | 132763
Minunthozetes semirufus | 1836461 | 132764
Mirafra javanica | 1836462 | 132765
Miscanthus sinensis | 1836463 | 132766
Modiola caroliniana | 1836464 | 132767
Molanna angustata | 1836465 | 132768
Molgula | 1836466 | 132769
Molophilus | 1836467 | 132770
Molothrus bonariensis | 1836468 | 132771
Momordica charantia | 1836469 | 132772
Monhystera | 1836470 | 132773
Monhystrella | 1836471 | 132774
Monilia | 1836472 | 132775
Moniligastrida | 1836473 | 132776
Monilinia | 1836474 | 132777
Monilinia fructicola | 1836475 | 132778
Monocephalus fuscipes | 1836476 | 132779
Monodelphis domestica | 1836477 | 132780
Monodictys pelagica | 1836478 | 132781
Monodonta lineata | 1836479 | 132782
Monomorium | 1836480 | 132783
Monomorium minimum | 1836481 | 132784
Monomorium pharaonis | 1836482 | 132785
Monopelopia | 1836483 | 132786
Monoporeia affinis | 1836484 | 132787
Monopterus cuchia | 1836485 | 132788
Monoraphidium contortum | 1836486 | 132789
Monostroma arcticum | 1836487 | 132790
Monostyla | 1836488 | 132791
Montastraea annularis | 1836489 | 132792
Montastraea cavernosa | 1836490 | 132793
Montastraea franksi | 1836491 | 132794
Montipora aequituberculata | 1836492 | 132795
Montipora capitata | 1836493 | 132796
Montipora digitata | 1836494 | 132797
Morella cerifera | 1836495 | 132798
Mormyrus rume | 1836496 | 132799
Morone | 1836497 | 132800
Morone saxatilis X Morone chrysops | 1836498 | 132801
Morrisonia latex | 1836499 | 132802
Morus | 1836500 | 132803
Mougeotia | 1836501 | 132804
Mougeotia gracilima | 1836502 | 132805
Mucor | 1836503 | 132806
Mugil | 1836504 | 132807
Murgantia histrionica | 1836505 | 132808
Mus booduga | 1836506 | 132809
Mus platythrix | 1836507 | 132810
Musa | 1836508 | 132811
Musa acuminata | 1836509 | 132812
Musa velutina | 1836510 | 132813
Musa X paradisiaca | 1836511 | 132814
Musca | 1836512 | 132815
Musca autumnalis | 1836513 | 132816
Muscari armeniacum | 1836514 | 132817
Muscari comosum | 1836515 | 132818
Mussaenda | 1836516 | 132819
Mustela | 1836517 | 132820
Mustela eversmannii | 1836518 | 132821
Mustela putorius furo | 1836519 | 132822
Mustelidae | 1836520 | 132823
Mycetophila fungorum | 1836521 | 132824
Mycosphaerella | 1836522 | 132825
Mycosphaerellaceae | 1836523 | 132826
Mylopharyngodon piceus | 1836524 | 132827
Mymaridae | 1836525 | 132828
Myodes glareolus | 1836526 | 132829
Myosorex varius | 1836527 | 132830
Myriophyllum | 1836528 | 132831
Myrmecocichla arnotti | 1836529 | 132832
Myrmedobia coleoptrata | 1836530 | 132833
Myrmedobia exilis | 1836531 | 132834
Mystacides | 1836532 | 132835
Mytilicola intestinalis | 1836533 | 132836
Mytilina | 1836534 | 132837
Mytilus | 1836535 | 132838
Myzus persicae | 1836536 | 132839
Nabis | 1836537 | 132840
Nais | 1836538 | 132841
Najas | 1836539 | 132842
Namanereis | 1836540 | 132843
Nandina domestica | 1836541 | 132844
Nannochloris | 1836542 | 132845
Nannostomus unifasciatus | 1836543 | 132846
Nannotrigona perilampoides | 1836544 | 132847
Nanocladius | 1836545 | 132848
Narcissus | 1836546 | 132849
Narcissus tazetta | 1836547 | 132850
Nardus stricta | 1836548 | 132851
Nasonovia ribisnigri | 1836549 | 132852
Natarsia | 1836550 | 132853
Natrix | 1836551 | 132854
Natrix natrix | 1836552 | 132855
Naupactus | 1836553 | 132856
Navarretia jepsonii | 1836554 | 132857
Navicula | 1836555 | 132858
Navicula atomus var. permitis | 1836556 | 132859
Navicula cryptocephala var. veneta | 1836557 | 132860
Navicula cryptotenella | 1836558 | 132861
Navicula distans | 1836559 | 132862
Navicula forcipata | 1836560 | 132863
Navicula lanceolata | 1836561 | 132864
Navicula longa | 1836562 | 132865
Navicula perminuta | 1836563 | 132866
Navicula schroeteri | 1836564 | 132867
Navicula secreta var. apiculata | 1836565 | 132868
Navicula seminulum var. hustedtii | 1836566 | 132869
Navicula tripunctata var. schizonemoides | 1836567 | 132870
Nectopsyche | 1836568 | 132871
Nemacheilus angorae | 1836569 | 132872
Nemapteryx nenga | 1836570 | 132873
Nematalosa erebi | 1836571 | 132874
Nematocera | 1836572 | 132875
Nemesia strumosa | 1836573 | 132876
Nemobius | 1836574 | 132877
Nemoura | 1836575 | 132878
Neobellieria bullata | 1836576 | 132879
Neobidessus | 1836577 | 132880
Neobisiidae | 1836578 | 132881
Neochetina | 1836579 | 132882
Neochetina bruchi | 1836580 | 132883
Neochetina eichhorniae | 1836581 | 132884
Neodasys | 1836582 | 132885
Neodiprion sertifer | 1836583 | 132886
Neodiprion tsugae | 1836584 | 132887
Neogobius fluviatilis | 1836585 | 132888
Neogoniolithon fosliei | 1836586 | 132889
Neomysis | 1836587 | 132890
Neoperla | 1836588 | 132891
Neophylax | 1836589 | 132892
Neoribates | 1836590 | 132893
Neosilurus | 1836591 | 132894
Neotephritis finalis | 1836592 | 132895
Neovison vison | 1836593 | 132896
Nepa | 1836594 | 132897
Nephaspis oculatus | 1836595 | 132898
Nephotettix | 1836596 | 132899
Nephtys cirrosa | 1836597 | 132900
Nephus | 1836598 | 132901
Nepticula juglandifoliella | 1836599 | 132902
Nereis | 1836600 | 132903
Nereis grubei | 1836601 | 132904
Nerodia erythrogaster flavigaster | 1836602 | 132905
Nerodia sipedon | 1836603 | 132906
Nesidiocoris tenuis | 1836604 | 132907
Nesokia indica | 1836605 | 132908
Neureclipsis | 1836606 | 132909
Neurocolpus nubilus | 1836607 | 132910
Nezara viridula | 1836608 | 132911
Nicotiana | 1836609 | 132912
Nicotiana alata | 1836610 | 132913
Nicotiana sylvestris | 1836611 | 132914
Nicrophorus marginatus | 1836612 | 132915
Nicrophorus orbicollis | 1836613 | 132916
Nilaparvata lugens | 1836614 | 132917
Nimbocera | 1836615 | 132918
Nipaecoccus nipae | 1836616 | 132919
Nippoleucon hinumensis | 1836617 | 132920
Nitella | 1836618 | 132921
Nitella pseudoflabellata | 1836619 | 132922
Nitzschia | 1836620 | 132923
Nitzschia accomodata | 1836621 | 132924
Nitzschia angularis var. affinis | 1836622 | 132925
Nitzschia frustulum var. perminuta | 1836623 | 132926
Nitzschia frustulum var. perpusilla | 1836624 | 132927
Nitzschia kuetzingiana | 1836625 | 132928
Nitzschia paleacea | 1836626 | 132929
Nostoc | 1836627 | 132930
Nostoc sphaericum | 1836628 | 132931
Nothobranchius rachovii | 1836629 | 132932
Notholca | 1836630 | 132933
Notholca acuminata | 1836631 | 132934
Nothrus | 1836632 | 132935
Notiophilus | 1836633 | 132936
Notiophilus semistriatus | 1836634 | 132937
Notiphila | 1836635 | 132938
Notodontidae | 1836636 | 132939
Notomys alexis | 1836637 | 132940
Notomys mitchellii | 1836638 | 132941
Notonecta | 1836639 | 132942
Notonecta maculata | 1836640 | 132943
Notropis | 1836641 | 132944
Nucella emarginata | 1836642 | 132945
Nuphar | 1836643 | 132946
Nuphar lutea | 1836644 | 132947
Nuphar lutea ssp. advena | 1836645 | 132948
Nuphar lutea ssp. variegata | 1836646 | 132949
Nuphar luteum | 1836647 | 132950
Nygolaimus | 1836648 | 132951
Nymphicus hollandicus | 1836649 | 132952
Nymphoides cristata | 1836650 | 132953
Nysius | 1836651 | 132954
Nyssa aquatica | 1836652 | 132955
Nyssa biflora var. biflora | 1836653 | 132956
Obovaria subrotunda | 1836654 | 132957
Oceanodroma furcata | 1836655 | 132958
Oceanodroma leucorhoa | 1836656 | 132959
Ochotona rufescens rufescens | 1836657 | 132960
Octochaetona surensis | 1836658 | 132961
Octodon degus | 1836659 | 132962
Octolasion lacteum | 1836660 | 132963
Octolasion tyrtaeum | 1836661 | 132964
Octopus joubini | 1836662 | 132965
Octopus maya | 1836663 | 132966
Oculina | 1836664 | 132967
Odocoileus hemionus hemionus | 1836665 | 132968
Odontesthes bonariensis | 1836666 | 132969
Odontesthes regia | 1836667 | 132970
Odonthalia dentata | 1836668 | 132971
Odontophrynus americanus | 1836669 | 132972
Odontopus calceatus | 1836670 | 132973
Oebalus pugnax | 1836671 | 132974
Oecanthus nigricornis | 1836672 | 132975
Oecetis | 1836673 | 132976
Oedothorax | 1836674 | 132977
Oedothorax apicatus | 1836675 | 132978
Oedothorax retusus | 1836676 | 132979
Oikomonas termo | 1836677 | 132980
Oikopleura dioica | 1836678 | 132981
Oithona davisae | 1836679 | 132982
Oithona similis | 1836680 | 132983
Oligota | 1836681 | 132984
Oligotrichida | 1836682 | 132985
Olisthodiscus | 1836683 | 132986
Olla v-nigrum | 1836684 | 132987
Olpidium | 1836685 | 132988
Olpidium brassicae | 1836686 | 132989
Oncholaimus | 1836687 | 132990
Oncopeltus fasciatus | 1836688 | 132991
Oncorhynchus | 1836689 | 132992
Oncorhynchus clarkii bouvieri | 1836690 | 132993
Oncorhynchus clarkii clarkii | 1836691 | 132994
Oncorhynchus clarkii henshawi | 1836692 | 132995
Oncorhynchus clarkii lewisi | 1836693 | 132996
Oncorhynchus clarkii pleuriticus | 1836694 | 132997
Oncorhynchus clarkii stomias | 1836695 | 132998
Oncorhynchus clarkii virginalis | 1836696 | 132999
Oncorhynchus gilae apache | 1836697 | 133000
Ondatra zibethicus | 1836698 | 133001
Onisimus | 1836699 | 133002
Onthophagus binodis | 1836700 | 133003
Onthophagus landolti | 1836701 | 133004
Onychiurus encarpatus | 1836702 | 133005
Onychiurus parvicornis | 1836703 | 133006
Onychiurus pseudarmatus | 1836704 | 133007
Onychocamptus | 1836705 | 133008
Onychomys leucogaster | 1836706 | 133009
Onychostoma barbata | 1836707 | 133010
Oocystis | 1836708 | 133011
Oocystis naegelii | 1836709 | 133012
Oocystis submarina var. variabilis | 1836710 | 133013
Oophila | 1836711 | 133014
Opercularia | 1836712 | 133015
Operophtera brumata | 1836713 | 133016
Ophiogomphus | 1836714 | 133017
Ophiomyia simplex | 1836715 | 133018
Ophiopogon japonicus | 1836716 | 133019
Ophryoxus gracilis | 1836717 | 133020
Opius | 1836718 | 133021
Opius bruneipes | 1836719 | 133022
Oppia | 1836720 | 133023
Oppia nitens | 1836721 | 133024
Opuntia | 1836722 | 133025
Orchesella villosa | 1836723 | 133026
Orchidophilus aterrimus | 1836724 | 133027
Orconectes | 1836725 | 133028
Orconectes hylas | 1836726 | 133029
Orconectes punctimanus | 1836727 | 133030
Oreochromis | 1836728 | 133031
Oreochromis mossambicus | 1836729 | 133032
Oreochromis niloticus | 1836730 | 133033
Oreochromis spilurus | 1836731 | 133034
Oreoscoptes montanus | 1836732 | 133035
Orgyia leucostigma | 1836733 | 133036
Orgyia pseudotsugata | 1836734 | 133037
Oribatella | 1836735 | 133038
Oribella | 1836736 | 133039
Origanum majorana | 1836737 | 133040
Origanum onites | 1836738 | 133041
Origanum syriacum | 1836739 | 133042
Orius | 1836740 | 133043
Orius insidiosus | 1836741 | 133044
Orius niger | 1836742 | 133045
Orius tristicolor | 1836743 | 133046
Ormosia | 1836744 | 133047
Orobanche crenata | 1836745 | 133048
Orobanche minor | 1836746 | 133049
Orthemis | 1836747 | 133050
Orthocladiinae | 1836748 | 133051
Orthocladius | 1836749 | 133052
Orthosia hibisci | 1836750 | 133053
Orthosia rubescens | 1836751 | 133054
Orthotrichia | 1836752 | 133055
Orthotylus | 1836753 | 133056
Oryctolagus | 1836754 | 133057
Oryza glaberrima | 1836755 | 133058
Oryza punctata | 1836756 | 133059
Oryzaephilus mercator | 1836757 | 133060
Oryzaephilus surinamensis | 1836758 | 133061
Oryzias javanicus | 1836759 | 133062
Oryzomys palustris | 1836760 | 133063
Oscillatoria | 1836761 | 133064
Oscillatoria brevis | 1836762 | 133065
Oscillatoria laetevirens | 1836763 | 133066
Oscillatoria lutea | 1836764 | 133067
Oscillatoria thiebautii | 1836765 | 133068
Oscinella | 1836766 | 133069
Oscinella frit | 1836767 | 133070
Osmanthus heterophyllus | 1836768 | 133071
Osmerus eperlanus | 1836769 | 133072
Osmia cornifrons | 1836770 | 133073
Osmia cornuta | 1836771 | 133074
Osmia lignaria | 1836772 | 133075
Osteopilus septentrionalis | 1836773 | 133076
Osteospermum ecklonis | 1836774 | 133077
Ostrinia nubilalis | 1836775 | 133078
Ostrocerca complexa | 1836776 | 133079
Otiorhynchus | 1836777 | 133080
Otiorhynchus ovatus | 1836778 | 133081
Otiorhynchus sulcatus | 1836779 | 133082
Otocinclus affinis | 1836780 | 133083
Oulema melanopus | 1836781 | 133084
Oulimnius | 1836782 | 133085
Ourococcus | 1836783 | 133086
Ovis | 1836784 | 133087
Oxalis | 1836785 | 133088
Oxalis priceae | 1836786 | 133089
Oxychilus | 1836787 | 133090
Oxyopes salticus | 1836788 | 133091
Oxyopidae | 1836789 | 133092
Oxypora lacera | 1836790 | 133093
Oxytricha fallax | 1836791 | 133094
Oxyura jamaicensis | 1836792 | 133095
Pachydiplax | 1836793 | 133096
Pachygnatha clercki | 1836794 | 133097
Pachygnatha degeeri | 1836795 | 133098
Pacificanthia consors | 1836796 | 133099
Paeonia | 1836797 | 133100
Paeonia lactiflora | 1836798 | 133101
Paeonia suffruticosa | 1836799 | 133102
Pagurus | 1836800 | 133103
Palaemon | 1836801 | 133104
Palaemon northropi | 1836802 | 133105
Palaemonetes | 1836803 | 133106
Palmaria palmata | 1836804 | 133107
Palpomyia | 1836805 | 133108
Panagrellus redividus | 1836806 | 133109
Pandorina | 1836807 | 133110
Pangasius hypophthalmus | 1836808 | 133111
Panicum | 1836809 | 133112
Panicum hemitomon | 1836810 | 133113
Panulirus homarus | 1836811 | 133114
Papaipema nebris | 1836812 | 133115
Papaver bracteatum | 1836813 | 133116
Papaver nudicaule | 1836814 | 133117
Papyrocranus afer | 1836815 | 133118
Paracapnia | 1836816 | 133119
Parachanna obscura | 1836817 | 133120
Parachromis dovii | 1836818 | 133121
Paracyclops | 1836819 | 133122
Paracyclops fimbriatus | 1836820 | 133123
Paragnetina | 1836821 | 133124
Parajulus | 1836822 | 133125
Paraleptophlebia | 1836823 | 133126
Paralichthys | 1836824 | 133127
Paramecium | 1836825 | 133128
Paramisgurnus dabryanus | 1836826 | 133129
Paraphelenchus | 1836827 | 133130
Paraponyx | 1836828 | 133131
Paraponyx stratiotata | 1836829 | 133132
Parasitiformes | 1836830 | 133133
Paratanytarsus parthenogeneticus | 1836831 | 133134
Parathelphusidae | 1836832 | 133135
Paratrechina longicornis | 1836833 | 133136
Paratrichodorus | 1836834 | 133137
Paratylenchus | 1836835 | 133138
Parcoblatta lata | 1836836 | 133139
Pardosa | 1836837 | 133140
Pardosa agrestis | 1836838 | 133141
Pardosa agricola | 1836839 | 133142
Pardosa amentata | 1836840 | 133143
Pardosa milvina | 1836841 | 133144
Pardosa palustris | 1836842 | 133145
Pardosa pseudoannulata | 1836843 | 133146
Pardosa pullata | 1836844 | 133147
Parentucellia viscosa | 1836845 | 133148
Parietaria floridana | 1836846 | 133149
Paronychocamptus wilsoni | 1836847 | 133150
Parophrys vetulus | 1836848 | 133151
Parreysia corrugata | 1836849 | 133152
Parreysia cylindrica | 1836850 | 133153
Parthenium argentatum | 1836851 | 133154
Parulidae | 1836852 | 133155
Parupeneus barberinus | 1836853 | 133156
Parus major | 1836854 | 133157
Pasimachus elongatus | 1836855 | 133158
Paspalum atratum | 1836856 | 133159
Paspalum nutans | 1836857 | 133160
Paspalum vaginatum | 1836858 | 133161
Passer domesticus indicus | 1836859 | 133162
Passer montanus | 1836860 | 133163
Passiflora edulis | 1836861 | 133164
Passiflora foetida | 1836862 | 133165
Patella | 1836863 | 133166
Patrobus longicornis | 1836864 | 133167
Paulownia tomentosa | 1836865 | 133168
Pavlova | 1836866 | 133169
Pediastrum | 1836867 | 133170
Pedicia | 1836868 | 133171
Pediculus humanus | 1836869 | 133172
Pediculus humanus capitis | 1836870 | 133173
Pegomya hyoscyami | 1836871 | 133174
Pelargonium peltatum | 1836872 | 133175
Pelargonium X domesticum | 1836873 | 133176
Pelargonium zonale | 1836874 | 133177
Pelecanus occidentalis | 1836875 | 133178
Pelobates cultripes | 1836876 | 133179
Pelodera | 1836877 | 133180
Pelodiscus sinensis | 1836878 | 133181
Pelodytes ibericus | 1836879 | 133182
Pelophylax | 1836880 | 133183
Pelophylax nigromaculatus | 1836881 | 133184
Pelophylax perezi | 1836882 | 133185
Pelophylax ridibundus | 1836883 | 133186
Pelteobagrus fulvidraco | 1836884 | 133187
Peltigera | 1836885 | 133188
Peltigera membranacea | 1836886 | 133189
Peltodytes | 1836887 | 133190
Peltoperla | 1836888 | 133191
Penaeus | 1836889 | 133192
Pennisetum setaceum | 1836890 | 133193
Penstemon | 1836891 | 133194
Penstemon radicosus | 1836892 | 133195
Pentalonia nigronervosa | 1836893 | 133196
Pentaneura | 1836894 | 133197
Penthaleidae | 1836895 | 133198
Penthorum chinense | 1836896 | 133199
Pentidotea wosnesenskii | 1836897 | 133200
Peponapis pruinosa | 1836898 | 133201
Perca | 1836899 | 133202
Pergalumna | 1836900 | 133203
Pericoma | 1836901 | 133204
Perideridia gairdneri | 1836902 | 133205
Peridinium | 1836903 | 133206
Perillus bioculatus | 1836904 | 133207
Perionyx sansibaricus | 1836905 | 133208
Periophthalmodon schlosseri | 1836906 | 133209
Periophthalmus waltoni | 1836907 | 133210
Periplaneta | 1836908 | 133211
Peromyscus | 1836909 | 133212
Peromyscus californicus | 1836910 | 133213
Peromyscus gossypinus | 1836911 | 133214
Peronia | 1836912 | 133215
Petromyzon | 1836913 | 133216
Petroselinum crispum | 1836914 | 133217
Petrothrincidae | 1836915 | 133218
Petunia hybrida | 1836916 | 133219
Phacelia hastata | 1836917 | 133220
Phacus | 1836918 | 133221
Phaenicia sericata | 1836919 | 133222
Phaenopsectra | 1836920 | 133223
Phaeocystis | 1836921 | 133224
Phaeodactylum | 1836922 | 133225
Phalacridae | 1836923 | 133226
Phalacrocorax auritus auritus | 1836924 | 133227
Phalaenopsis | 1836925 | 133228
Phalangium opilio | 1836926 | 133229
Phalaris | 1836927 | 133230
Phalaris minor | 1836928 | 133231
Phalaris paradoxa | 1836929 | 133232
Phalloceros caudimaculatus | 1836930 | 133233
Phallusia mammillata | 1836931 | 133234
Pharoscymnus | 1836932 | 133235
Phaseolus | 1836933 | 133236
Phasianidae | 1836934 | 133237
Phasianus | 1836935 | 133238
Phasianus colchicus mongolicus | 1836936 | 133239
Phasianus colchicus torquatus | 1836937 | 133240
Pheidole megacephala | 1836938 | 133241
Phenacoccus solani | 1836939 | 133242
Pheretima | 1836940 | 133243
Phialidium | 1836941 | 133244
Phidippus audax | 1836942 | 133245
Philaenus spumarius | 1836943 | 133246
Philodendron hederaceum var. oxycardium | 1836944 | 133247
Philodina | 1836945 | 133248
Philodromus aureolus | 1836946 | 133249
Philodromus cespitum | 1836947 | 133250
Philonotis fontana | 1836948 | 133251
Philoscia muscorum | 1836949 | 133252
Phlox | 1836950 | 133253
Phlox hoodii ssp. canescens | 1836951 | 133254
Phlox maculata | 1836952 | 133255
Phoenix roebelenii | 1836953 | 133256
Phoma | 1836954 | 133257
Phoracantha semipunctata | 1836955 | 133258
Phorbia | 1836956 | 133259
Phormia regina | 1836957 | 133260
Phormidium | 1836958 | 133261
Phormidium jenkelianum | 1836959 | 133262
Phormidium molle | 1836960 | 133263
Photinia serratifolia | 1836961 | 133264
Photinus | 1836962 | 133265
Photinus pyralis | 1836963 | 133266
Phoxinus lagowskii | 1836964 | 133267
Phragmites | 1836965 | 133268
Phryganea | 1836966 | 133269
Phryxe pecosensis | 1836967 | 133270
Phycodrys rubens | 1836968 | 133271
Phyllanthus debilis | 1836969 | 133272
Phyllanthus urinaria | 1836970 | 133273
Phyllophaga | 1836971 | 133274
Phyllophaga anxia | 1836972 | 133275
Phyllophaga crinita | 1836973 | 133276
Phylloscopus trochilus | 1836974 | 133277
Phyllostachys aurea | 1836975 | 133278
Phyllostachys edulis | 1836976 | 133279
Phyllostachys rubromarginata | 1836977 | 133280
Phyllotreta | 1836978 | 133281
Phyllotreta cruciferae | 1836979 | 133282
Phyllotreta pusilla | 1836980 | 133283
Phyllotreta striolata | 1836981 | 133284
Phyllotreta undulata | 1836982 | 133285
Physa | 1836983 | 133286
Physalaemus biligonigerus | 1836984 | 133287
Physalaemus centralis | 1836985 | 133288
Physalaemus santafecinus | 1836986 | 133289
Physalis angulata | 1836987 | 133290
Physella | 1836988 | 133291
Phytomyza atricornis | 1836989 | 133292
Phytophthora infestans | 1836990 | 133293
Piaractus brachypomus | 1836991 | 133294
Piaractus mesopotamicus | 1836992 | 133295
Picea engelmannii | 1836993 | 133296
Picea omorika | 1836994 | 133297
Picea pungens | 1836995 | 133298
Picidae | 1836996 | 133299
Picoides dorsalis | 1836997 | 133300
Picripleuroxus laevis | 1836998 | 133301
Picris echioides | 1836999 | 133302
Picris hieracioides | 1837000 | 133303
Pilayella littoralis | 1837001 | 133304
Pilea microphylla | 1837002 | 133305
Pileolaria | 1837003 | 133306
Pilizetes | 1837004 | 133307
Pilophorus perplexus | 1837005 | 133308
Pinaceae | 1837006 | 133309
Pinales | 1837007 | 133310
Pinnularia | 1837008 | 133311
Pinopsida | 1837009 | 133312
Pinus | 1837010 | 133313
Pinus attenuata | 1837011 | 133314
Pinus brutia | 1837012 | 133315
Pinus brutia var. eldarica | 1837013 | 133316
Pinus clausa | 1837014 | 133317
Pinus contorta | 1837015 | 133318
Pinus contorta var. latifolia | 1837016 | 133319
Pinus densiflora | 1837017 | 133320
Pinus elliottii var. elliottii | 1837018 | 133321
Pinus nigra | 1837019 | 133322
Pinus patula | 1837020 | 133323
Pinus pinaster | 1837021 | 133324
Pinus pinea | 1837022 | 133325
Pinus ponderosa var. ponderosa | 1837023 | 133326
Piperaceae | 1837024 | 133327
Pipistrellus pipistrellus | 1837025 | 133328
Pirata piratoides | 1837026 | 133329
Piscicola | 1837027 | 133330
Pisidium amnicum | 1837028 | 133331
Pissodes strobi | 1837029 | 133332
Pistacia vera | 1837030 | 133333
Pisum | 1837031 | 133334
Pithophora | 1837032 | 133335
Pituophis melanoleucus | 1837033 | 133336
Plagiognathops microlepis | 1837034 | 133337
Plagiognathus chrysanthemi | 1837035 | 133338
Plagiomnium cuspidatum | 1837036 | 133339
Planaria | 1837037 | 133340
Planaxis sulcatus | 1837038 | 133341
Planktosphaeria | 1837039 | 133342
Planktothrix | 1837040 | 133343
Planococcus citri | 1837041 | 133344
Planorbella pilsbryi | 1837042 | 133345
Planorbis | 1837043 | 133346
Planothidium dubium | 1837044 | 133347
Planothidium hauckianum | 1837045 | 133348
Plantago coronopus | 1837046 | 133349
Plantago maritima | 1837047 | 133350
Plantago ovata | 1837048 | 133351
Plasmodiophora brassicae | 1837049 | 133352
Platanus | 1837050 | 133353
Platanus hybrida | 1837051 | 133354
Plathypena scabra | 1837052 | 133355
Platichthys flesus flesus | 1837053 | 133356
Platycentropus radiatus | 1837054 | 133357
Platycerium bifurcatum | 1837055 | 133358
Platycladus orientalis | 1837056 | 133359
Platygastridae | 1837057 | 133360
Platygyra daedalea | 1837058 | 133361
Platygyra ryukyuensis | 1837059 | 133362
Platyhypnidium | 1837060 | 133363
Platyias | 1837061 | 133364
Platymonas | 1837062 | 133365
Platynus decentis | 1837063 | 133366
Plectomerus | 1837064 | 133367
Plectonema radiosum | 1837065 | 133368
Plectranthus parviflorus | 1837066 | 133369
Plectranthus scutellarioides | 1837067 | 133370
Plectrocnemia conspersa | 1837068 | 133371
Pleocoma | 1837069 | 133372
Pleospora herbarum | 1837070 | 133373
Pleosporales | 1837071 | 133374
Plesiastrea versipora | 1837072 | 133375
Plethodon cinereus | 1837073 | 133376
Plethodon dunni | 1837074 | 133377
Plethodon shermani | 1837075 | 133378
Plethodon vehiculum | 1837076 | 133379
Pleurocera | 1837077 | 133380
Pleurocera uncialis | 1837078 | 133381
Pleurococcus vulgaris | 1837079 | 133382
Pleurodeles | 1837080 | 133383
Pleuronectes ferrugineus | 1837081 | 133384
Pleuronema | 1837082 | 133385
Pleurosigma angulatum | 1837083 | 133386
Pleurosira | 1837084 | 133387
Pleuroxus | 1837085 | 133388
Pleuroxus truncatus | 1837086 | 133389
Pleurozium schreberi | 1837087 | 133390
Ploceus philippinus | 1837088 | 133391
Ploesoma | 1837089 | 133392
Podarcis sicula | 1837090 | 133393
Podisus maculiventris | 1837091 | 133394
Poduroidea | 1837092 | 133395
Poduromorpha | 1837093 | 133396
Poecile atricapillus | 1837094 | 133397
Poecile gambeli | 1837095 | 133398
Poecile hudsonicus | 1837096 | 133399
Poecile rufescens | 1837097 | 133400
Poecilia | 1837098 | 133401
Poeciliopsis | 1837099 | 133402
Poeciliopsis occidentalis | 1837100 | 133403
Poecilus lucublandus | 1837101 | 133404
Pogona vitticeps | 1837102 | 133405
Pogonomyrmex barbatus | 1837103 | 133406
Pogonomyrmex californicus | 1837104 | 133407
Pogonomyrmex occidentalis | 1837105 | 133408
Polianthes tuberosa | 1837106 | 133409
Polistes fuscatus | 1837107 | 133410
Pollachius pollachius | 1837108 | 133411
Polyarthra | 1837109 | 133412
Polycelis | 1837110 | 133413
Polycentropus | 1837111 | 133414
Polycentropus flavomaculatus | 1837112 | 133415
Polycentropus maculatus | 1837113 | 133416
Polycirrus | 1837114 | 133417
Polydesmidae | 1837115 | 133418
Polydora | 1837116 | 133419
Polygonum | 1837117 | 133420
Polygonum amphibium | 1837118 | 133421
Polygonum arenastrum | 1837119 | 133422
Polygonum densiflorum | 1837120 | 133423
Polygonum hydropiper | 1837121 | 133424
Polygonum hydropiperoides | 1837122 | 133425
Polygonum plebeium | 1837123 | 133426
Polypedates cruciger | 1837124 | 133427
Polypedates megacephalus | 1837125 | 133428
Polypedilum | 1837126 | 133429
Polypedilum nubiferum | 1837127 | 133430
Polyphylla decemlineata | 1837128 | 133431
Polypodiales | 1837129 | 133432
Polypodiophyta | 1837130 | 133433
Polypterus ansorgii | 1837131 | 133434
Polystichum munitum | 1837132 | 133435
Polystichum polyblepharum | 1837133 | 133436
Polytrichum commune | 1837134 | 133437
Pomacentrus amboinensis | 1837135 | 133438
Pomatoceros | 1837136 | 133439
Pomatoceros lamarcki | 1837137 | 133440
Pomatoleios kraussii | 1837138 | 133441
Pomatoschistus | 1837139 | 133442
Pomphorhynchus laevis | 1837140 | 133443
Poncirus trifoliata | 1837141 | 133444
Pontogeneia | 1837142 | 133445
Pontoporeia | 1837143 | 133446
Populus | 1837144 | 133447
Populus balsamifera ssp. trichocarpa | 1837145 | 133448
Populus X canadensis | 1837146 | 133449
Porcellio dilatatus | 1837147 | 133450
Porcellio formosus | 1837148 | 133451
Porcellio laevis | 1837149 | 133452
Porcellionidae | 1837150 | 133453
Porcellionides pruinosus | 1837151 | 133454
Porites cylindrica | 1837152 | 133455
Porites divaricata | 1837153 | 133456
Porites lichen | 1837154 | 133457
Porphyridium | 1837155 | 133458
Potamilus ohiensis | 1837156 | 133459
Potamogeton | 1837157 | 133460
Potentilla | 1837158 | 133461
Potentilla erecta | 1837159 | 133462
Potentilla palustris | 1837160 | 133463
Potomida littoralis | 1837161 | 133464
Prasiolaceae | 1837162 | 133465
Pratylenchus brachyurus | 1837163 | 133466
Pratylenchus neglectus | 1837164 | 133467
Pratylenchus thornei | 1837165 | 133468
Premnobius cavipennis | 1837166 | 133469
Prenolepis imparis | 1837167 | 133470
Primula veris | 1837168 | 133471
Pristimantis taeniatus | 1837169 | 133472
Pristina | 1837170 | 133473
Pristiphora erichsonii | 1837171 | 133474
Proasellus | 1837172 | 133475
Proasellus lusitanicus | 1837173 | 133476
Probarbus jullieni | 1837174 | 133477
Proboscidea louisianica | 1837175 | 133478
Procambarus | 1837176 | 133479
Procambarus acutus acutus | 1837177 | 133480
Procambarus zonangulus | 1837178 | 133481
Prochilodus lineatus | 1837179 | 133482
Prochilodus scrofa | 1837180 | 133483
Prochlorococcus | 1837181 | 133484
Prochromadorella | 1837182 | 133485
Procladius | 1837183 | 133486
Procloeon | 1837184 | 133487
Proisotoma minuta | 1837185 | 133488
Propylaea | 1837186 | 133489
Propylaea quatuordecimpunctata | 1837187 | 133490
Prorocentrum | 1837188 | 133491
Prosimulium formosum | 1837189 | 133492
Prosopis alba | 1837190 | 133493
Prosopis farcta | 1837191 | 133494
Prosopis glandulosa var. glandulosa | 1837192 | 133495
Prosopis velutina | 1837193 | 133496
Prostephanus truncatus | 1837194 | 133497
Protoderma viride | 1837195 | 133498
Protophormia terraenovae | 1837196 | 133499
Protosiphon botryoides | 1837197 | 133500
Protura | 1837198 | 133501
Prunus | 1837199 | 133502
Prunus cerasifera | 1837200 | 133503
Prunus laurocerasus | 1837201 | 133504
Psammechinus | 1837202 | 133505
Psammomys obesus | 1837203 | 133506
Psectrocladius | 1837204 | 133507
Psephenus | 1837205 | 133508
Pseudacris crucifer | 1837206 | 133509
Pseudacris sierra | 1837207 | 133510
Pseudaletia unipuncta | 1837208 | 133511
Pseudambassis ranga | 1837209 | 133512
Pseudanabaena catenata | 1837210 | 133513
Pseudanurophorus isotoma | 1837211 | 133514
Pseudatomoscelis seriatus | 1837212 | 133515
Pseudaulacaspis cockerelli | 1837213 | 133516
Pseudaulacaspis pentagona | 1837214 | 133517
Pseudepidalea raddei | 1837215 | 133518
Pseudepidalea viridis | 1837216 | 133519
Pseudocandona | 1837217 | 133520
Pseudochironomus | 1837218 | 133521
Pseudococcidae | 1837219 | 133522
Pseudodiaptomus forbesi | 1837220 | 133523
Pseudolimnophila | 1837221 | 133524
Pseudomyrmex pallidus | 1837222 | 133525
Pseudo-nitzschia australis | 1837223 | 133526
Pseudo-nitzschia multiseries | 1837224 | 133527
Pseudo-nitzschia pungens | 1837225 | 133528
Pseudoplatystoma | 1837226 | 133529
Pseudoplatystoma corruscans | 1837227 | 133530
Pseudoroegneria spicata | 1837228 | 133531
Pseudosinella | 1837229 | 133532
Pseudosphromenus cupanus | 1837230 | 133533
Pseudostenophylax sparsus uniformis | 1837231 | 133534
Pseudotsuga menziesii var. glauca | 1837232 | 133535
Pseudotsuga menziesii var. menziesii | 1837233 | 133536
Psidium | 1837234 | 133537
Psilenchus | 1837235 | 133538
Psilotreta | 1837236 | 133539
Psittaciformes | 1837237 | 133540
Psittacula krameri borealis | 1837238 | 133541
Psocodea | 1837239 | 133542
Psocodoea | 1837240 | 133543
Psychoda | 1837241 | 133544
Psychoglypha | 1837242 | 133545
Psychomyia | 1837243 | 133546
Psyllobora vigintimaculata | 1837244 | 133547
Pteridium aquilinum ssp. pubescens | 1837245 | 133548
Pteris cretica | 1837246 | 133549
Pteris ensiformis | 1837247 | 133550
Pteris plumula | 1837248 | 133551
Pteris vittata | 1837249 | 133552
Pteronarcys | 1837250 | 133553
Pteronarcys comstocki | 1837251 | 133554
Pterostichus | 1837252 | 133555
Pterostichus adstrictus | 1837253 | 133556
Pterostichus coracinus | 1837254 | 133557
Pterostichus corvus | 1837255 | 133558
Pterostichus strenuus | 1837256 | 133559
Ptiliidae | 1837257 | 133560
Ptilium crista-castrensis | 1837258 | 133561
Ptychadena bibroni | 1837259 | 133562
Ptychobranchus fasciolaris | 1837260 | 133563
Puccinia graminis | 1837261 | 133564
Puccinia graminis var. tritici | 1837262 | 133565
Pueraria montana var. montana | 1837263 | 133566
Puffinus pacificus | 1837264 | 133567
Pungitius pungitius pungitius | 1837265 | 133568
Puntius | 1837266 | 133569
Puntius chola | 1837267 | 133570
Puntius parrah | 1837268 | 133571
Puntius sarana | 1837269 | 133572
Puntius sophore | 1837270 | 133573
Purshia tridentata | 1837271 | 133574
Pycnonotus cafer | 1837272 | 133575
Pycnopsyche | 1837273 | 133576
Pycnopsyche gentilis | 1837274 | 133577
Pycnopsyche guttifera | 1837275 | 133578
Pycnopsyche lepida | 1837276 | 133579
Pycnopsyche scabripennis | 1837277 | 133580
Pygmephoridae | 1837278 | 133581
Pyracantha | 1837279 | 133582
Pyracantha angustifolia | 1837280 | 133583
Pyramimonas | 1837281 | 133584
Pyrgomorphidae | 1837282 | 133585
Pyrgulopsis idahoensis | 1837283 | 133586
Pyrochroidae | 1837284 | 133587
Pyrocystis noctiluca | 1837285 | 133588
Pyrus | 1837286 | 133589
Pyrus pyrifolia | 1837287 | 133590
Pythium aphanidermatum | 1837288 | 133591
Pythium debaryanum | 1837289 | 133592
Pythium ultimum | 1837290 | 133593
Quasipaa spinosa | 1837291 | 133594
Quercus | 1837292 | 133595
Quercus agrifolia | 1837293 | 133596
Quercus geminata | 1837294 | 133597
Quercus havardii | 1837295 | 133598
Quercus hemisphaerica | 1837296 | 133599
Quercus ilex | 1837297 | 133600
Quercus incana | 1837298 | 133601
Quercus kelloggii | 1837299 | 133602
Quercus laevis | 1837300 | 133603
Quercus margarettae | 1837301 | 133604
Quercus myrtifolia | 1837302 | 133605
Quercus nigra | 1837303 | 133606
Quercus pumila | 1837304 | 133607
Quercus robur | 1837305 | 133608
Quercus rubra var. ambigua | 1837306 | 133609
Quercus shumardii | 1837307 | 133610
Quinquelaophonte | 1837308 | 133611
Quiscalus major | 1837309 | 133612
Racomitrium lanuginosum | 1837310 | 133613
Radix | 1837311 | 133614
Radix ovata | 1837312 | 133615
Radix peregra | 1837313 | 133616
Radopholus similis | 1837314 | 133617
Rallidae | 1837315 | 133618
Ramalina farinacea | 1837316 | 133619
Ramalina lacera | 1837317 | 133620
Ramalina menziesii | 1837318 | 133621
Rana | 1837319 | 133622
Rana boylii | 1837320 | 133623
Rana cascadae | 1837321 | 133624
Rana dalmatina | 1837322 | 133625
Rana pretiosa | 1837323 | 133626
Rana sierrae | 1837324 | 133627
Ranatra | 1837325 | 133628
Ranatra linearis | 1837326 | 133629
Ranunculus | 1837327 | 133630
Ranunculus occidentalis | 1837328 | 133631
Ranunculus parviflorus | 1837329 | 133632
Ranunculus trichophyllus var. trichophyllus | 1837330 | 133633
Rasbora | 1837331 | 133634
Rasbora caverii | 1837332 | 133635
Rasbora daniconius | 1837333 | 133636
Rasbora sumatrana | 1837334 | 133637
Rattus argentiventer | 1837335 | 133638
Rattus exulans | 1837336 | 133639
Rattus tiomanicus | 1837337 | 133640
Recurvirostra americana | 1837338 | 133641
Reduviidae | 1837339 | 133642
Regnellidium diphyllum | 1837340 | 133643
Regulus regulus | 1837341 | 133644
Reimeria sinuata | 1837342 | 133645
Reithrodontomys fulvescens | 1837343 | 133646
Reptilia | 1837344 | 133647
Reticulitermes | 1837345 | 133648
Reticulitermes flavipes | 1837346 | 133649
Rhabditis | 1837347 | 133650
Rhabditonema | 1837348 | 133651
Rhabdolaimus | 1837349 | 133652
Rhabdosargus sarba | 1837350 | 133653
Rhacophorus arboreus | 1837351 | 133654
Rhagidiidae | 1837352 | 133655
Rhagoletis indifferens | 1837353 | 133656
Rhagoletis mendax | 1837354 | 133657
Rhagoletis pomonella | 1837355 | 133658
Rhamdia | 1837356 | 133659
Rhamdia quelen | 1837357 | 133660
Rhantus gutticollis | 1837358 | 133661
Rhaphiolepis indica | 1837359 | 133662
Rheotanytarsus | 1837360 | 133663
Rheum rhabarbarum | 1837361 | 133664
Rhinella | 1837362 | 133665
Rhinella arenarum | 1837363 | 133666
Rhinella fernandezae | 1837364 | 133667
Rhinella granulosa | 1837365 | 133668
Rhinella marina | 1837366 | 133669
Rhinichthys | 1837367 | 133670
Rhinichthys atratulus atratulus | 1837368 | 133671
Rhinotermitidae | 1837369 | 133672
Rhithrogena | 1837370 | 133673
Rhizoclonium | 1837371 | 133674
Rhizopoda | 1837372 | 133675
Rhizosolenia setigera | 1837373 | 133676
Rhizosolenia stolterfothii | 1837374 | 133677
Rhodeus ocellatus | 1837375 | 133678
Rhodeus sericeus amarus | 1837376 | 133679
Rhodiola rosea | 1837377 | 133680
Rhododendron | 1837378 | 133681
Rhododendron calendulaceum | 1837379 | 133682
Rhododendron canadense | 1837380 | 133683
Rhododendron minus var. minus | 1837381 | 133684
Rhododendron periclymenoides | 1837382 | 133685
Rhodomonas lacustris | 1837383 | 133686
Rhopalosiphum maidis | 1837384 | 133687
Rhopalosiphum padi | 1837385 | 133688
Rhus | 1837386 | 133689
Rhus copallina | 1837387 | 133690
Rhus microphylla | 1837388 | 133691
Rhyacophila | 1837389 | 133692
Rhyacophila banksi | 1837390 | 133693
Rhyacophila nubila | 1837391 | 133694
Rhynchelmis | 1837392 | 133695
Rhynchophorus | 1837393 | 133696
Rhynchophorus cruentatus | 1837394 | 133697
Rhynchosia minima | 1837395 | 133698
Rhytidiadelphus loreus | 1837396 | 133699
Rhytidiadelphus squarrosus | 1837397 | 133700
Rhytidiadelphus triquetrus | 1837398 | 133701
Rhyzobius lophanthae | 1837399 | 133702
Rhyzopertha dominica | 1837400 | 133703
Riccia | 1837401 | 133704
Richardia brasiliensis | 1837402 | 133705
Richtersius coronifer | 1837403 | 133706
Rivula | 1837404 | 133707
Rivularia | 1837405 | 133708
Robertgurneya hopkinsi | 1837406 | 133709
Robertsonia propinqua | 1837407 | 133710
Rodentia | 1837408 | 133711
Rodolia cardinalis | 1837409 | 133712
Rorippa | 1837410 | 133713
Rorippa teres | 1837411 | 133714
Rosa | 1837412 | 133715
Rosaceae | 1837413 | 133716
Rosmarinus officinalis | 1837414 | 133717
Rotala indica | 1837415 | 133718
Rotylenchulus | 1837416 | 133719
Rousettus egyptiacus | 1837417 | 133720
Rubus | 1837418 | 133721
Rubus argutus | 1837419 | 133722
Rubus fruticosus | 1837420 | 133723
Rubus ulmifolius | 1837421 | 133724
Rubus ursinus | 1837422 | 133725
Rumex | 1837423 | 133726
Rumex conglomeratus | 1837424 | 133727
Rumex dentatus | 1837425 | 133728
Rumex maritimus | 1837426 | 133729
Rumohra adiantiformis | 1837427 | 133730
Rytidosperma richardsonii | 1837428 | 133731
Sabella spallanzanii | 1837429 | 133732
Saccharosydne saccharivora | 1837430 | 133733
Saccharum | 1837431 | 133734
Saccharum alopecuroides | 1837432 | 133735
Sacculina carcini | 1837433 | 133736
Sagina | 1837434 | 133737
Sagitta | 1837435 | 133738
Sagittaria | 1837436 | 133739
Sagittaria kurziana | 1837437 | 133740
Salicornia virginica | 1837438 | 133741
Salix | 1837439 | 133742
Salix arbusculoides | 1837440 | 133743
Salix exigua | 1837441 | 133744
Salix matsudana | 1837442 | 133745
Salix myrsinifolia | 1837443 | 133746
Salix udensis | 1837444 | 133747
Salix viminalis | 1837445 | 133748
Salix X pendulina | 1837446 | 133749
Saltella sphondylii | 1837447 | 133750
Salticidae | 1837448 | 133751
Salvelinus | 1837449 | 133752
Salvelinus confluentus | 1837450 | 133753
Salvia | 1837451 | 133754
Salvia aethiopis | 1837452 | 133755
Salvia farinacea | 1837453 | 133756
Salvia X superba | 1837454 | 133757
Salvinia | 1837455 | 133758
Sambucus | 1837456 | 133759
Sambucus nigra ssp. canadensis | 1837457 | 133760
Sander | 1837458 | 133761
Sander canadensis | 1837459 | 133762
Sander lucioperca | 1837460 | 133763
Sander vitreus | 1837461 | 133764
Sanguisorba minor | 1837462 | 133765
Sanguisorba officinalis | 1837463 | 133766
Saprolegnia hypogyna | 1837464 | 133767
Sarcodina | 1837465 | 133768
Sarcophaga crassipalpis | 1837466 | 133769
Sarcoptiformes | 1837467 | 133770
Sargassum | 1837468 | 133771
Sarona | 1837469 | 133772
Satureja montana | 1837470 | 133773
Saururus cernuus | 1837471 | 133774
Scandix pecten-veneris | 1837472 | 133775
Scapania nemorosa | 1837473 | 133776
Scaphinotus bilobus | 1837474 | 133777
Scapholeberis | 1837475 | 133778
Scapteriscus | 1837476 | 133779
Scapteriscus vicinus | 1837477 | 133780
Scaptomyza rostrata | 1837478 | 133781
Scaptomyza uliginosa | 1837479 | 133782
Scaptomyza varipicta | 1837480 | 133783
Scaptotrigona postica | 1837481 | 133784
Scarites | 1837482 | 133785
Scathophaga stercoraria | 1837483 | 133786
Scelionidae | 1837484 | 133787
Sceloporus occidentalis | 1837485 | 133788
Scenedesmus | 1837486 | 133789
Scenedesmus acutus var. acutus | 1837487 | 133790
Scenedesmus acutus var. alternans | 1837488 | 133791
Scenedesmus bicaudatus | 1837489 | 133792
Scenedesmus dispar | 1837490 | 133793
Scenedesmus intermedius | 1837491 | 133794
Scenedesmus quadricauda var. longispina | 1837492 | 133795
Scenedesmus serratus | 1837493 | 133796
Scheloribates | 1837494 | 133797
Schistidium apocarpum | 1837495 | 133798
Schistocerca | 1837496 | 133799
Schistocerca americana | 1837497 | 133800
Schizachyrium scoparium var. stoloniferum | 1837498 | 133801
Schizocosa | 1837499 | 133802
Schizogonium | 1837500 | 133803
Schizopera knabeni | 1837501 | 133804
Schizoporella | 1837502 | 133805
Schizoporella errata | 1837503 | 133806
Schizothrix | 1837504 | 133807
Schkuhria pinnata | 1837505 | 133808
Schlumbergera truncata | 1837506 | 133809
Schmidtea polychroa | 1837507 | 133810
Schoenoplectus americanus | 1837508 | 133811
Scinax fuscovarius | 1837509 | 133812
Scinax nasicus | 1837510 | 133813
Scinax ruber | 1837511 | 133814
Scirtothrips aurantii | 1837512 | 133815
Scirtothrips citri | 1837513 | 133816
Scirtothrips dorsalis | 1837514 | 133817
Sciurus | 1837515 | 133818
Sciurus niger rufiventer | 1837516 | 133819
Sclerocactus papyracanthus | 1837517 | 133820
Sclerotiniaceae | 1837518 | 133821
Scolelepis fulginosa | 1837519 | 133822
Scolopendrida | 1837520 | 133823
Scolothrips | 1837521 | 133824
Scolothrips longicornis | 1837522 | 133825
Scolytidae | 1837523 | 133826
Scolytus multistriatus | 1837524 | 133827
Scorpiones | 1837525 | 133828
Scrophularia nodosa | 1837526 | 133829
Scudderia furcata | 1837527 | 133830
Scutacaridae | 1837528 | 133831
Scutellaria resinosa | 1837529 | 133832
Scutellidium | 1837530 | 133833
Scymnus | 1837531 | 133834
Scymnus loewii | 1837532 | 133835
Scymnus louisianae | 1837533 | 133836
Scyphophorus acupunctatus | 1837534 | 133837
Scyphophorus yuccae | 1837535 | 133838
Scytonema | 1837536 | 133839
Scytonema javanicum | 1837537 | 133840
Sebastes schlegelii | 1837538 | 133841
Sebastiscus marmoratus | 1837539 | 133842
Secale | 1837540 | 133843
Seiurus aurocapilla | 1837541 | 133844
Selenastrum | 1837542 | 133845
Selenastrum bibraianum | 1837543 | 133846
Selenastrum minutum | 1837544 | 133847
Seminatrix pygaea | 1837545 | 133848
Senecio integerrimus | 1837546 | 133849
Senna siamea | 1837547 | 133850
Senna wislizeni | 1837548 | 133851
Sepiella japonica | 1837549 | 133852
Sepsidae | 1837550 | 133853
Sepsis flavimana | 1837551 | 133854
Sepsis lateralis | 1837552 | 133855
Sepsis neocynipsea | 1837553 | 133856
Sepsis punctum | 1837554 | 133857
Sepsis secunda | 1837555 | 133858
Sepsis thoracica | 1837556 | 133859
Septifer bilocularis | 1837557 | 133860
Sequoia sempervirens | 1837558 | 133861
Sequoiadendron giganteum | 1837559 | 133862
Serenoa repens | 1837560 | 133863
Seriatopora hystrix | 1837561 | 133864
Sericocarpus linifolius | 1837562 | 133865
Serinus | 1837563 | 133866
Seriola lalandi | 1837564 | 133867
Sesamum | 1837565 | 133868
Sesarma rectum | 1837566 | 133869
Sesbania drummondii | 1837567 | 133870
Sesuvium portulacastrum | 1837568 | 133871
Setaria | 1837569 | 133872
Setaria adhaerens | 1837570 | 133873
Setaria leucopila | 1837571 | 133874
Setophaga americana | 1837572 | 133875
Sialia mexicana | 1837573 | 133876
Sialis | 1837574 | 133877
Sibara virginica | 1837575 | 133878
Sida | 1837576 | 133879
Sida rhombifolia | 1837577 | 133880
Siderastrea | 1837578 | 133881
Sideritis montana | 1837579 | 133882
Sideroxylon lanuginosum ssp. lanuginosum | 1837580 | 133883
Siganus guttatus | 1837581 | 133884
Siganus rivulatus | 1837582 | 133885
Silene dioica | 1837583 | 133886
Silene gallica | 1837584 | 133887
Silurana tropicalis | 1837585 | 133888
Silurus meridionalis | 1837586 | 133889
Silybum marianum | 1837587 | 133890
Simocephalus | 1837588 | 133891
Simulium | 1837589 | 133892
Simulium canadense | 1837590 | 133893
Simulium perflavum | 1837591 | 133894
Simulium pertinax | 1837592 | 133895
Simulium verecundum | 1837593 | 133896
Sinella | 1837594 | 133897
Sinella curviseta | 1837595 | 133898
Sinocorophium alienense | 1837596 | 133899
Sinoxylon sudanicum | 1837597 | 133900
Sipha flava | 1837598 | 133901
Siphlonurus | 1837599 | 133902
Sisymbrium erysimoides | 1837600 | 133903
Sisymbrium irio | 1837601 | 133904
Sisymbrium orientale | 1837602 | 133905
Sitobion avenae | 1837603 | 133906
Sitodiplosis mosellana | 1837604 | 133907
Sitona | 1837605 | 133908
Sitona crinitus | 1837606 | 133909
Sitona hispidulus | 1837607 | 133910
Sitona lineatus | 1837608 | 133911
Sitophilus | 1837609 | 133912
Sitophilus granarius | 1837610 | 133913
Sitophilus oryzae | 1837611 | 133914
Sitophilus zeamais | 1837612 | 133915
Sitta pygmaea | 1837613 | 133916
Skeletonema | 1837614 | 133917
Skwala | 1837615 | 133918
Smicronyx fulvus | 1837616 | 133919
Smicronyx sordidus | 1837617 | 133920
Smilax | 1837618 | 133921
Smilax glauca | 1837619 | 133922
Sminthopsis crassicaudata | 1837620 | 133923
Sminthopsis macroura | 1837621 | 133924
Sminthurididae | 1837622 | 133925
Sminthurinus | 1837623 | 133926
Sminthurinus elegans | 1837624 | 133927
Sminthurus | 1837625 | 133928
Sogatella furcifera | 1837626 | 133929
Solanum | 1837627 | 133930
Solanum aethiopicum | 1837628 | 133931
Solanum americanum | 1837629 | 133932
Solanum aviculare | 1837630 | 133933
Solanum betaceum | 1837631 | 133934
Solanum bulbocastanum | 1837632 | 133935
Solanum cardiophyllum | 1837633 | 133936
Solanum commersonii | 1837634 | 133937
Solanum lycopersicum var. lycopersicum | 1837635 | 133938
Solanum polyadenium | 1837636 | 133939
Solanum scabrum | 1837637 | 133940
Solanum sisymbriifolium | 1837638 | 133941
Solanum stoloniferum | 1837639 | 133942
Solanum tarnii | 1837640 | 133943
Solanum trifidum | 1837641 | 133944
Solanum verrucosum | 1837642 | 133945
Solanum viarum | 1837643 | 133946
Solenofilomorpha funilis | 1837644 | 133947
Solenopsis invicta | 1837645 | 133948
Solenopsis saevissima | 1837646 | 133949
Solidago | 1837647 | 133950
Solidago canadensis var. scabra | 1837648 | 133951
Solidago fistulosa | 1837649 | 133952
Somateria mollissima | 1837650 | 133953
Somatogyrus virginicus | 1837651 | 133954
Sorbus | 1837652 | 133955
Sordariomycetes | 1837653 | 133956
Sorex cinereus | 1837654 | 133957
Sorex pacificus | 1837655 | 133958
Sorex trowbridgii | 1837656 | 133959
Sorex vagrans | 1837657 | 133960
Sorghastrum secundum | 1837658 | 133961
Sorghum | 1837659 | 133962
Sorghum arundinaceum | 1837660 | 133963
Sorghum bicolor ssp. drummondii | 1837661 | 133964
Soricidae | 1837662 | 133965
Soyedina carolinensis | 1837663 | 133966
Spanagonicus albofasciatus | 1837664 | 133967
Sparganium erectum | 1837665 | 133968
Spartina bakeri | 1837666 | 133969
Spartina densiflora | 1837667 | 133970
Spartina maritima | 1837668 | 133971
Spartina patens | 1837669 | 133972
Spea bombifrons | 1837670 | 133973
Spea intermontana | 1837671 | 133974
Spea multiplicata | 1837672 | 133975
Sperata seenghala | 1837673 | 133976
Spermacoce | 1837674 | 133977
Spermophilus richardsonii | 1837675 | 133978
Spermophilus tridecemlineatus | 1837676 | 133979
Sphacelaria | 1837677 | 133980
Sphaeridium scarabaeoides | 1837678 | 133981
Sphaerium | 1837679 | 133982
Sphaeriusidae | 1837680 | 133983
Sphaeroceridae | 1837681 | 133984
Sphaerocystis | 1837682 | 133985
Sphaeroderus canadensis canadensis | 1837683 | 133986
Sphaeroderus stenostomus | 1837684 | 133987
Sphagnum contortum | 1837685 | 133988
Sphagnum cuspidatum | 1837686 | 133989
Sphagnum denticulatum | 1837687 | 133990
Sphagnum magellanicum | 1837688 | 133991
Sphagnum palustre | 1837689 | 133992
Sphagnum papillosum | 1837690 | 133993
Sphagnum squarrosum | 1837691 | 133994
Sphagnum warnstorfii | 1837692 | 133995
Sphenophorus | 1837693 | 133996
Sphenophorus callosus | 1837694 | 133997
Sphenophorus parvulus | 1837695 | 133998
Sphenophorus venatus vestitus | 1837696 | 133999
Sphenostylis stenocarpa | 1837697 | 134000
Sphoeroides | 1837698 | 134001
Sphyrapicus nuchalis | 1837699 | 134002
Spilosoma virginica | 1837700 | 134003
Spinacia | 1837701 | 134004
Spiraea | 1837702 | 134005
Spiraea betulifolia | 1837703 | 134006
Spiraea japonica | 1837704 | 134007
Spiraea nipponica | 1837705 | 134008
Spiraea X billiardii | 1837706 | 134009
Spirobolida | 1837707 | 134010
Spirogyra | 1837708 | 134011
Spirorbis | 1837709 | 134012
Spirulina | 1837710 | 134013
Spirulina subsalsa | 1837711 | 134014
Spissistilus festinus | 1837712 | 134015
Spiza americana | 1837713 | 134016
Spizella breweri | 1837714 | 134017
Spizella pallida | 1837715 | 134018
Spodoptera | 1837716 | 134019
Spodoptera eridania | 1837717 | 134020
Spodoptera exempta | 1837718 | 134021
Spodoptera exigua | 1837719 | 134022
Spodoptera frugiperda | 1837720 | 134023
Spodoptera litura | 1837721 | 134024
Spodoptera mauritia | 1837722 | 134025
Spondylosium pygmaeum | 1837723 | 134026
Spongospora subterranea | 1837724 | 134027
Sporobolus indicus var. indicus | 1837725 | 134028
Sporobolus junceus | 1837726 | 134029
Sporobolus virginicus | 1837727 | 134030
Squamata | 1837728 | 134031
Stachys byzantina | 1837729 | 134032
Stachys floridana | 1837730 | 134033
Stagnicola | 1837731 | 134034
Stanleya albescens | 1837732 | 134035
Stanleya pinnata | 1837733 | 134036
Staurastrum | 1837734 | 134037
Staurastrum cristatum | 1837735 | 134038
Staurastrum sebaldi | 1837736 | 134039
Staurodesmus convergens | 1837737 | 134040
Stauroneis | 1837738 | 134041
Steganacarus | 1837739 | 134042
Stegobium paniceum | 1837740 | 134043
Steinernema | 1837741 | 134044
Stelidota geminata | 1837742 | 134045
Stempellina | 1837743 | 134046
Stenacron | 1837744 | 134047
Stenelmis | 1837745 | 134048
Stenocypris | 1837746 | 134049
Stenonema | 1837747 | 134050
Stenophylax permistus | 1837748 | 134051
Stenopsyche marmorata | 1837749 | 134052
Stenotaphrum | 1837750 | 134053
Stenotomus versicolor | 1837751 | 134054
Stentor | 1837752 | 134055
Stentor roeseli | 1837753 | 134056
Stephanitis pyrioides | 1837754 | 134057
Stephanodiscus | 1837755 | 134058
Stephanodiscus medius | 1837756 | 134059
Stephanodiscus minutulus | 1837757 | 134060
Stercorarius skua | 1837758 | 134061
Sternochetus mangiferae | 1837759 | 134062
Sternopygus | 1837760 | 134063
Stethorus | 1837761 | 134064
Stethorus punctillum | 1837762 | 134065
Stethorus punctum picipes | 1837763 | 134066
Stichococcus | 1837764 | 134067
Stictochironomus | 1837765 | 134068
Stictochironomus sticticus | 1837766 | 134069
Stigeoclonium | 1837767 | 134070
Stigeoclonium amoenum | 1837768 | 134071
Stigeoclonium elongatum | 1837769 | 134072
Stigmaeidae | 1837770 | 134073
Stipa neesiana | 1837771 | 134074
Stokesia laevis | 1837772 | 134075
Stomoxys | 1837773 | 134076
Stomoxys calcitrans | 1837774 | 134077
Strategus aloeus | 1837775 | 134078
Stratiotes aloides | 1837776 | 134079
Streblocerus pygmaeus | 1837777 | 134080
Streptocephalus | 1837778 | 134081
Streptocephalus sudanicus | 1837779 | 134082
Streptopelia decaocto | 1837780 | 134083
Strix aluco | 1837781 | 134084
Strombidium | 1837782 | 134085
Strongylida | 1837783 | 134086
Strongylocentrotus | 1837784 | 134087
Sturnella | 1837785 | 134088
Sturnella neglecta | 1837786 | 134089
Styela clava | 1837787 | 134090
Stylochus pygmaeus | 1837788 | 134091
Stylophora pistillata | 1837789 | 134092
Stylosanthes capitata | 1837790 | 134093
Stylosanthes humilis | 1837791 | 134094
Suaeda maritima | 1837792 | 134095
Suctobelba | 1837793 | 134096
Suncus murinus | 1837794 | 134097
Suphisellus | 1837795 | 134098
Surirella | 1837796 | 134099
Surirella brebissonii | 1837797 | 134100
Surirella ovalis var. brightwelli | 1837798 | 134101
Surirella tenera | 1837799 | 134102
Sus | 1837800 | 134103
Sweltsa | 1837801 | 134104
Sweltsa lateralis | 1837802 | 134105
Symbiodinium | 1837803 | 134106
Sympetrum | 1837804 | 134107
Symphodus melops | 1837805 | 134108
Symphoricarpos oreophilus | 1837806 | 134109
Symphyotrichum dumosum var. dumosum | 1837807 | 134110
Symphyotrichum lateriflorum var. lateriflorum | 1837808 | 134111
Synbranchus marmoratus | 1837809 | 134112
Synchaeta | 1837810 | 134113
Synechococcus | 1837811 | 134114
Synechococcus bacillaris | 1837812 | 134115
Synechococcus cedrorum | 1837813 | 134116
Synechococcus elongatus | 1837814 | 134117
Synechococcus lividus | 1837815 | 134118
Synechocystis | 1837816 | 134119
Synedra | 1837817 | 134120
Synedra acus var. angustissima | 1837818 | 134121
Synedrella nodiflora | 1837819 | 134122
Syngnathus abaster | 1837820 | 134123
Syngnathus scovelli | 1837821 | 134124
Syngonium podophyllum | 1837822 | 134125
Synidotea laevidorsalis | 1837823 | 134126
Synodontis | 1837824 | 134127
Synodontis eupterus | 1837825 | 134128
Synuchus impunctatus | 1837826 | 134129
Synurella | 1837827 | 134130
Syringa villosa | 1837828 | 134131
Syringa X prestoniae | 1837829 | 134132
Syzygium cumini | 1837830 | 134133
Tabanus | 1837831 | 134134
Tabellaria | 1837832 | 134135
Tabellariales | 1837833 | 134136
Tachinidae | 1837834 | 134137
Taenionema | 1837835 | 134138
Taeniopteryx | 1837836 | 134139
Taeniopteryx nebulosa | 1837837 | 134140
Taeniopygia guttata | 1837838 | 134141
Tagetes | 1837839 | 134142
Tagetes minuta | 1837840 | 134143
Takifugu obscurus | 1837841 | 134144
Takifugu rubripes | 1837842 | 134145
Talinum fruticosum | 1837843 | 134146
Talitrus saltator | 1837844 | 134147
Tamias amoenus | 1837845 | 134148
Tamias minimus | 1837846 | 134149
Tamias townsendii | 1837847 | 134150
Tantilla coronata | 1837848 | 134151
Tanypus | 1837849 | 134152
Tanytarsini | 1837850 | 134153
Tanytarsus | 1837851 | 134154
Tapes decussata | 1837852 | 134155
Tapinoma melanocephalum | 1837853 | 134156
Taraxacum palustre | 1837854 | 134157
Tarsonemidae | 1837855 | 134158
Tatera indica | 1837856 | 134159
Taurulus bubalis | 1837857 | 134160
Taxodium distichum var. distichum | 1837858 | 134161
Taxus | 1837859 | 134162
Taxus baccata | 1837860 | 134163
Taylorconcha serpenticola | 1837861 | 134164
Technomyrmex albipes | 1837862 | 134165
Tectocepheus velatus | 1837863 | 134166
Telenomus podisi | 1837864 | 134167
Tenagomysis novaezealandiae | 1837865 | 134168
Tenebroides mauritanicus | 1837866 | 134169
Tenthredinidae | 1837867 | 134170
Tephrosia vogelii | 1837868 | 134171
Terapon jarbua | 1837869 | 134172
Teratocephalus | 1837870 | 134173
Termitidae | 1837871 | 134174
Testudinella | 1837872 | 134175
Tetanops myopaeformis | 1837873 | 134176
Tetradymia canescens | 1837874 | 134177
Tetraedron | 1837875 | 134178
Tetragnatha | 1837876 | 134179
Tetragnatha maxillosa | 1837877 | 134180
Tetragnathidae | 1837878 | 134181
Tetrahymena | 1837879 | 134182
Tetrahymena rostrata | 1837880 | 134183
Tetramastix | 1837881 | 134184
Tetramorium bicarinatum | 1837882 | 134185
Tetramorium impurum | 1837883 | 134186
Tetrao urogallus | 1837884 | 134187
Tetraopes tetrophthalmus | 1837885 | 134188
Tetraselmis | 1837886 | 134189
Tetraselmis contracta | 1837887 | 134190
Tetraselmis cordiformis | 1837888 | 134191
Tetrastichus | 1837889 | 134192
Tetrastichus julis | 1837890 | 134193
Teuchestes fossor | 1837891 | 134194
Teucrium canadense var. canadense | 1837892 | 134195
Texadina | 1837893 | 134196
Thalasseus maximus | 1837894 | 134197
Thalassia hemprichii | 1837895 | 134198
Thalassiosira | 1837896 | 134199
Thalassoma pavo | 1837897 | 134200
Thalia dealbata | 1837898 | 134201
Thalia geniculata | 1837899 | 134202
Thamnophis elegans elegans | 1837900 | 134203
Thamnophis marcianus marcianus | 1837901 | 134204
Thamnophis sirtalis | 1837902 | 134205
Thamnophis sirtalis parietalis | 1837903 | 134206
Tharyx | 1837904 | 134207
Thaumatomyia glabra | 1837905 | 134208
Theba pisana | 1837906 | 134209
Themeda australis | 1837907 | 134210
Themeda triandra | 1837908 | 134211
Themiste | 1837909 | 134212
Theobroma cacao | 1837910 | 134213
Theragra chalcogramma | 1837911 | 134214
Theridiidae | 1837912 | 134215
Therioaphis maculata | 1837913 | 134216
Thermocyclops | 1837914 | 134217
Thermonectus | 1837915 | 134218
Thinopyrum pycnanthum | 1837916 | 134219
Thomisidae | 1837917 | 134220
Thomomys | 1837918 | 134221
Thomomys bottae navus | 1837919 | 134222
Thomomys mazama | 1837920 | 134223
Thomomys monticola | 1837921 | 134224
Thomomys talpoides | 1837922 | 134225
Thoracosphaera | 1837923 | 134226
Thoracosphaera heimii | 1837924 | 134227
Thornia | 1837925 | 134228
Thripidae | 1837926 | 134229
Thrips | 1837927 | 134230
Thrips hawaiiensis | 1837928 | 134231
Thrips palmi | 1837929 | 134232
Thrips tabaci | 1837930 | 134233
Thuidium tamariscinum | 1837931 | 134234
Thuja plicata | 1837932 | 134235
Thunbergia alata | 1837933 | 134236
Thunnus albacares | 1837934 | 134237
Thymus vulgaris | 1837935 | 134238
Tiburonella viscana | 1837936 | 134239
Tigriopus angulatus | 1837937 | 134240
Tigriopus fulvus | 1837938 | 134241
Tigriopus japonicus | 1837939 | 134242
Tilapia | 1837940 | 134243
Tilapia dageti | 1837941 | 134244
Tilapia guineensis | 1837942 | 134245
Tilia | 1837943 | 134246
Tillandsia | 1837944 | 134247
Tilletia | 1837945 | 134248
Tinca | 1837946 | 134249
Tingidae | 1837947 | 134250
Tiphiidae | 1837948 | 134251
Tipula | 1837949 | 134252
Tiso vagans | 1837950 | 134253
Tomarus subtropicus | 1837951 | 134254
Tomocerus flavescens | 1837952 | 134255
Torenia fournieri | 1837953 | 134256
Torilis arvensis | 1837954 | 134257
Toxoptera aurantii | 1837955 | 134258
Toxoptera citricida | 1837956 | 134259
Toxostoma curvirostre | 1837957 | 134260
Trachemys scripta elegans | 1837958 | 134261
Trachyphyllia geoffroyi | 1837959 | 134262
Trachys | 1837960 | 134263
Tradescantia | 1837961 | 134264
Tradescantia pallida | 1837962 | 134265
Tradescantia virginiana | 1837963 | 134266
Tradescantia zebrina | 1837964 | 134267
Tramea | 1837965 | 134268
Trebouxia | 1837966 | 134269
Trebouxiophyceae | 1837967 | 134270
Trechus | 1837968 | 134271
Trechus apicalis | 1837969 | 134272
Trechus quadristriatus | 1837970 | 134273
Trematomus bernacchii | 1837971 | 134274
Tresus | 1837972 | 134275
Triacanthella copelandi | 1837973 | 134276
Triaenodes | 1837974 | 134277
Trialeurodes vaporariorum | 1837975 | 134278
Trianthema | 1837976 | 134279
Trianthema portulacastrum | 1837977 | 134280
Tribolium confusum | 1837978 | 134281
Tribonema | 1837979 | 134282
Trichocerca | 1837980 | 134283
Trichocomaceae | 1837981 | 134284
Trichodoridae | 1837982 | 134285
Trichogramma | 1837983 | 134286
Trichogramma evanescens | 1837984 | 134287
Trichogramma minutum | 1837985 | 134288
Trichogramma semblidis | 1837986 | 134289
Trichoplusia ni | 1837987 | 134290
Trichosanthes cucumerina | 1837988 | 134291
Trichostrongylidae | 1837989 | 134292
Trichotria | 1837990 | 134293
Tricorythodes | 1837991 | 134294
Trientalis borealis ssp. latifolia | 1837992 | 134295
Trifolium | 1837993 | 134296
Trifolium nigrescens | 1837994 | 134297
Trigona spinipes | 1837995 | 134298
Trigonella corniculata | 1837996 | 134299
Trigoniulus corallinus | 1837997 | 134300
Trigonotylus tenuis | 1837998 | 134301
Trimeresurus flavoviridis | 1837999 | 134302
Triogma | 1838000 | 134303
Tripidium ravennae ssp. ravennae | 1838001 | 134304
Triplectides | 1838002 | 134305
Tripsacum dactyloides | 1838003 | 134306
Trirhabda adela | 1838004 | 134307
Trirhabda geminata | 1838005 | 134308
Triteleia laxa | 1838006 | 134309
Triticum monococcum ssp. aegilopoides | 1838007 | 134310
Triticum turgidum | 1838008 | 134311
Triturus | 1838009 | 134312
Triturus boscai | 1838010 | 134313
Triturus helveticus | 1838011 | 134314
Trochiscia granulata | 1838012 | 134315
Trochosa ruricola | 1838013 | 134316
Trogoderma | 1838014 | 134317
Trogoderma glabrum | 1838015 | 134318
Trogoderma granarium | 1838016 | 134319
Trogoderma inclusum | 1838017 | 134320
Trogoderma sternale | 1838018 | 134321
Trogoderma variabile | 1838019 | 134322
Trombidiidae | 1838020 | 134323
Tropisternus | 1838021 | 134324
Tropisternus lateralis nimbatus | 1838022 | 134325
Tropocyclops prasinus mexicanus | 1838023 | 134326
Tryblionella | 1838024 | 134327
Trypaea australiensis | 1838025 | 134328
Tsuga | 1838026 | 134329
Tsuga heterophylla | 1838027 | 134330
Tubifex | 1838028 | 134331
Tulipa | 1838029 | 134332
Tulipa gesneriana | 1838030 | 134333
Tullbergia | 1838031 | 134334
Tullbergia krausbaueri | 1838032 | 134335
Tullbergia macrochaeta | 1838033 | 134336
Tullbergia quadrispina | 1838034 | 134337
Tullbergiidae | 1838035 | 134338
Tunicotheres moseri | 1838036 | 134339
Tupaia belangeri | 1838037 | 134340
Turbatrix | 1838038 | 134341
Turbatrix aceti | 1838039 | 134342
Turdidae | 1838040 | 134343
Turdus grayi | 1838041 | 134344
Turdus poliocephalus | 1838042 | 134345
Tydeidae | 1838043 | 134346
Tylenchida | 1838044 | 134347
Tylocephalus | 1838045 | 134348
Tympanuchus cupido | 1838046 | 134349
Typha | 1838047 | 134350
Typhaea stercorea | 1838048 | 134351
Tyrannidae | 1838049 | 134352
Uca | 1838050 | 134353
Ullucus tuberosus | 1838051 | 134354
Ulmus | 1838052 | 134355
Ulmus crassifolia | 1838053 | 134356
Ulnaria | 1838054 | 134357
Ulothrix | 1838055 | 134358
Ulothrix moniliformis | 1838056 | 134359
Ulva | 1838057 | 134360
Ulva fasciata | 1838058 | 134361
Ulva reticulata | 1838059 | 134362
Ummeliata insecticeps | 1838060 | 134363
Unio crassus | 1838061 | 134364
Unio mancus | 1838062 | 134365
Upogebia | 1838063 | 134366
Urochloa | 1838064 | 134367
Urochloa brizantha | 1838065 | 134368
Urochloa decumbens | 1838066 | 134369
Urochloa distachya | 1838067 | 134370
Urochloa panicoides | 1838068 | 134371
Urochloa platyphylla | 1838069 | 134372
Urochloa ramosa | 1838070 | 134373
Urocolius macrourus | 1838071 | 134374
Uroglena | 1838072 | 134375
Uromyces appendiculatus | 1838073 | 134376
Urophora affinis | 1838074 | 134377
Urophora quadrifasciata | 1838075 | 134378
Urosolenia eriensis | 1838076 | 134379
Urotricha | 1838077 | 134380
Urtica | 1838078 | 134381
Ustilago avenae | 1838079 | 134382
Ustilago maydis | 1838080 | 134383
Utricularia | 1838081 | 134384
Utterbackia imbecillis | 1838082 | 134385
Vaccinium | 1838083 | 134386
Vaccinium arboreum | 1838084 | 134387
Vaccinium formosum | 1838085 | 134388
Vaccinium myrtillus | 1838086 | 134389
Vaccinium ovalifolium | 1838087 | 134390
Vaccinium parvifolium | 1838088 | 134391
Vaccinium stamineum | 1838089 | 134392
Vaccinium uliginosum | 1838090 | 134393
Valamugil engeli | 1838091 | 134394
Valerianella locusta | 1838092 | 134395
Vallisneria | 1838093 | 134396
Vallisneria gigantea | 1838094 | 134397
Vallisneria natans | 1838095 | 134398
Valvata piscinalis | 1838096 | 134399
Vanda | 1838097 | 134400
Vanessa cardui | 1838098 | 134401
Vannella | 1838099 | 134402
Varanus salvator | 1838100 | 134403
Vaucheria geminata | 1838101 | 134404
Venerupis | 1838102 | 134405
Verbascum virgatum | 1838103 | 134406
Verbesina encelioides | 1838104 | 134407
Vernonia galamensis | 1838105 | 134408
Vernonia noveboracensis | 1838106 | 134409
Veronica agrestis | 1838107 | 134410
Vespidae | 1838108 | 134411
Vespula pensylvanica | 1838109 | 134412
Viburnum | 1838110 | 134413
Viburnum plicatum | 1838111 | 134414
Viburnum tinus | 1838112 | 134415
Vicia narbonensis | 1838113 | 134416
Vicia villosa var. glabrescens | 1838114 | 134417
Vigna luteola | 1838115 | 134418
Vigna radiata var. radiata | 1838116 | 134419
Vigna subterranea | 1838117 | 134420
Vigna unguiculata ssp. cylindrica | 1838118 | 134421
Vigna unguiculata ssp. sesquipedalis | 1838119 | 134422
Villosa constricta | 1838120 | 134423
Villosa delumbis | 1838121 | 134424
Villosa fabalis | 1838122 | 134425
Vinca | 1838123 | 134426
Viola | 1838124 | 134427
Viola canina | 1838125 | 134428
Viola X wittrockiana | 1838126 | 134429
Viscosia macramphida | 1838127 | 134430
Vitis vinifera ssp. sylvestris | 1838128 | 134431
Vitis X champinii | 1838129 | 134432
Vitis X labruscana | 1838130 | 134433
Viviparus | 1838131 | 134434
Volvox | 1838132 | 134435
Volvulina steinii | 1838133 | 134436
Voria ruralis | 1838134 | 134437
Vulpes lagopus | 1838135 | 134438
Vulpia | 1838136 | 134439
Vulpia bromoides | 1838137 | 134440
Walckenaeria vigilax | 1838138 | 134441
Warnstorfia fluitans | 1838139 | 134442
Washingtonia robusta | 1838140 | 134443
Weigela | 1838141 | 134444
Willemia | 1838142 | 134445
Winthemia quadripustulata | 1838143 | 134446
Wisteria sinensis | 1838144 | 134447
Wormaldia moesta | 1838145 | 134448
X Citroncirus | 1838146 | 134449
X Triticosecale | 1838147 | 134450
Xanthium | 1838148 | 134451
Xanthium strumarium var. canadense | 1838149 | 134452
Xanthocephalus xanthocephalus | 1838150 | 134453
Xanthogaleruca luteola | 1838151 | 134454
Xanthogramma | 1838152 | 134455
Xanthoria parietina | 1838153 | 134456
Xanthosoma sagittifolium | 1838154 | 134457
Xenopsylla cheopis | 1838155 | 134458
Xenopus | 1838156 | 134459
Xenylla | 1838157 | 134460
Xenylla welchi | 1838158 | 134461
Xerolycosa nemoralis | 1838159 | 134462
Xestia | 1838160 | 134463
Xiphinema | 1838161 | 134464
Xyleborinus saxeseni | 1838162 | 134465
Xyleborus affinis | 1838163 | 134466
Xyleborus ferrugineus | 1838164 | 134467
Xyleborus perforans | 1838165 | 134468
Xyleborus spinulosus | 1838166 | 134469
Xyleborus volvulus | 1838167 | 134470
Xylosandrus | 1838168 | 134471
Xylosandrus crassiusculus | 1838169 | 134472
Xylosandrus germanus | 1838170 | 134473
Xylota | 1838171 | 134474
Xysticus | 1838172 | 134475
Yucca | 1838173 | 134476
Yugus | 1838174 | 134477
Zabrotes subfasciatus | 1838175 | 134478
Zachrysia | 1838176 | 134479
Zachrysia provisoria | 1838177 | 134480
Zalerion maritimum | 1838178 | 134481
Zantedeschia | 1838179 | 134482
Zapus hudsonius | 1838180 | 134483
Zea | 1838181 | 134484
Zea luxurians | 1838182 | 134485
Zea mays ssp. parviglumis | 1838183 | 134486
Zenaida auriculata | 1838184 | 134487
Zigadenus paniculatus | 1838185 | 134488
Zingiber | 1838186 | 134489
Zingiber mioga | 1838187 | 134490
Zingiber officinale | 1838188 | 134491
Zinnia acerosa | 1838189 | 134492
Zizania | 1838190 | 134493
Zizaniopsis miliacea | 1838191 | 134494
Zostera japonica | 1838192 | 134495
Zosterops lateralis | 1838193 | 134496
Zosterops natalis | 1838194 | 134497
Zoysia | 1838195 | 134498
Zoysia matrella | 1838196 | 134499
Zygnema | 1838197 | 134500
Zygnema cylindricum | 1838198 | 134501
Zygogonium ericetorum | 1838199 | 134502
Zygogramma exclamationis | 1838200 | 134503
Zygomycota | 1838201 | 134504
Absidia cylindrospora | 1838202 | 134505
Absidia fusca | 1838203 | 134506
Acacia modesta | 1838204 | 134507
Acacia nilotica ssp. adstringens | 1838205 | 134508
Acacia rostellifera | 1838206 | 134509
Acacia tortilis ssp. raddiana | 1838207 | 134510
Acalolepta vastator | 1838208 | 134511
Acanthaspis pedestris | 1838209 | 134512
Acanthocheilonema vitae | 1838210 | 134513
Acanthopagrus schlegelii ssp. schlegelii | 1838211 | 134514
Acanthopleura haddoni | 1838212 | 134515
Acanthopleura japonica | 1838213 | 134516
Acarapis externus | 1838214 | 134517
Acarapis woodi | 1838215 | 134518
Acaridae | 1838216 | 134519
Acarophenax lacunatus | 1838217 | 134520
Acartia sinjiensis | 1838218 | 134521
Acarus farris | 1838219 | 134522
Acarus siro | 1838220 | 134523
Acaulospora bireticulata | 1838221 | 134524
Acaulospora scrobiculata | 1838222 | 134525
Aceria tosichella | 1838223 | 134526
Achaearanea veruculata | 1838224 | 134527
Acherontia styx | 1838225 | 134528
Acheta pennsylvanicus | 1838226 | 134529
Achnanthidium sp. | 1838227 | 134530
Achyra rantalis | 1838228 | 134531
Acremonium loliae | 1838229 | 134532
Acremonium sp. | 1838230 | 134533
Acremonium tubakii | 1838231 | 134534
Acrobasis nuxvorella | 1838232 | 134535
Acrobasis vaccinii | 1838233 | 134536
Acrolepiopsis assectella | 1838234 | 134537
Acroperus elongatus | 1838235 | 134538
Acrossidius tasmaniae | 1838236 | 134539
Actinedida | 1838237 | 134540
Actinidia chinensis var. chinensis | 1838238 | 134541
Actinidia deliciosa | 1838239 | 134542
Actinidia deliciosa var. deliciosa | 1838240 | 134543
Actiniopteris radiata | 1838241 | 134544
Aculops lycopersici | 1838242 | 134545
Aculus cornutus | 1838243 | 134546
Aculus schlechtendali | 1838244 | 134547
Adalia decempunctata | 1838245 | 134548
Adamussium colbecki | 1838246 | 134549
Adelges tsugae | 1838247 | 134550
Adenophlebia auriculata | 1838248 | 134551
Adenorhynchus sp. | 1838249 | 134552
Adesmia antiqua | 1838250 | 134553
Adoxophyes orana | 1838251 | 134554
Adoxophyes sp. | 1838252 | 134555
Aedes funereus | 1838253 | 134556
Aedes koreicus | 1838254 | 134557
Aedes notoscriptus | 1838255 | 134558
Aedes polynesiensis | 1838256 | 134559
Aedes vigilax | 1838257 | 134560
Aegiceras corniculatum | 1838258 | 134561
Aenasius advena | 1838259 | 134562
Afghanurus joernensis | 1838260 | 134563
Afromorgus haagi | 1838261 | 134564
Agamermis unka | 1838262 | 134565
Ageniaspis citricola | 1838263 | 134566
Ageniaspis testaceipes | 1838264 | 134567
Agistemus fleschneri | 1838265 | 134568
Agistemus sp. | 1838266 | 134569
Agkistrodon blomhoffii | 1838267 | 134570
Agonoscena pistaciae | 1838268 | 134571
Agonum dorsale | 1838269 | 134572
Agria affinis | 1838270 | 134573
Agriolimax caruanae | 1838271 | 134574
Agriolimax reticulatus | 1838272 | 134575
Agrocybe cylindracea | 1838273 | 134576
Agrotis flammatra | 1838274 | 134577
Agrotis segetum | 1838275 | 134578
Agrotis ypsilon | 1838276 | 134579
Agrypnus variabilis | 1838277 | 134580
Albugo candida | 1838278 | 134581
Alectryonella plicatula | 1838279 | 134582
Aleurodicus dispersus | 1838280 | 134583
Alicorhagia fragilis | 1838281 | 134584
Alitta succinea | 1838282 | 134585
Allium sphaerocephalon | 1838283 | 134586
Allium wakegi | 1838284 | 134587
Allolobophora icterica | 1838285 | 134588
Allolobophora rosea | 1838286 | 134589
Allorhogas pyralophagus | 1838287 | 134590
Aloconota gregaria | 1838288 | 134591
Alopecurus japonicus | 1838289 | 134592
Aloysia polystachya | 1838290 | 134593
Alpheus malabaricus | 1838291 | 134594
Alternaria brassicae | 1838292 | 134595
Alternaria brassicicola | 1838293 | 134596
Alternaria citri | 1838294 | 134597
Alternaria dauci | 1838295 | 134598
Alternaria linicola | 1838296 | 134599
Alternaria macrospora | 1838297 | 134600
Alternaria mali | 1838298 | 134601
Alternaria porri | 1838299 | 134602
Alternaria solani | 1838300 | 134603
Altica longicollis | 1838301 | 134604
Amara plebeja | 1838302 | 134605
Amblyomma americanum | 1838303 | 134606
Amblyomma cajennense | 1838304 | 134607
Amblyomma marmoreum | 1838305 | 134608
Amblyomma variegatum | 1838306 | 134609
Amblyseius addoensis | 1838307 | 134610
Amblyseius andersoni | 1838308 | 134611
Amblyseius degenerans | 1838309 | 134612
Amblyseius fallacis | 1838310 | 134613
Amblyseius gossipi | 1838311 | 134614
Amblyseius inornatus | 1838312 | 134615
Amblyseius largoensis | 1838313 | 134616
Amblyseius sp. | 1838314 | 134617
Amblyseius swirskii | 1838315 | 134618
Amblyseius tetranychivorus | 1838316 | 134619
Amblyseius victoriensis | 1838317 | 134620
Amblyseius womersleyi | 1838318 | 134621
Ambrosiodmus hagedorni | 1838319 | 134622
Amerianna cumingi | 1838320 | 134623
Ameroseius plumigerus | 1838321 | 134624
Ammonia tepida | 1838322 | 134625
Amorbia cuneana | 1838323 | 134626
Amphinemura borealis | 1838324 | 134627
Amphora coffeaeformis var. borealis | 1838325 | 134628
Amphorophora idaei | 1838326 | 134629
Amrasca biguttula ssp. biguttula | 1838327 | 134630
Amrasca devastans | 1838328 | 134631
Amrasca sp. | 1838329 | 134632
Amritodus atkinsoni | 1838330 | 134633
Amsacta albistriga | 1838331 | 134634
Amyelois transitella | 1838332 | 134635
Anabaena azotica | 1838333 | 134636
Anabaena fertilissima | 1838334 | 134637
Anabaena khannae | 1838335 | 134638
Anadara broughtonii | 1838336 | 134639
Anadevidia peponis | 1838337 | 134640
Anagasta kuehniella | 1838338 | 134641
Anagrus daanei | 1838339 | 134642
Anagrus nilaparvatae | 1838340 | 134643
Anagrus takeyanus | 1838341 | 134644
Anagyrus dactylopii | 1838342 | 134645
Anagyrus pseudococci | 1838343 | 134646
Anaphes iole | 1838344 | 134647
Anarsia lineatella | 1838345 | 134648
Anax imperator | 1838346 | 134649
Anchomenus dorsalis | 1838347 | 134650
Ancylis comptana | 1838348 | 134651
Ancylis tineana | 1838349 | 134652
Ancylostomia stercorea | 1838350 | 134653
Anicetus ceylonensis | 1838351 | 134654
Anisakis simplex | 1838352 | 134655
Anisogramma anomala | 1838353 | 134656
Anisops debilis | 1838354 | 134657
Anisops sardeus | 1838355 | 134658
Anisopteromalus calandrae | 1838356 | 134659
Ankistrodesmus bibraianus | 1838357 | 134660
Ankyra lanceolata | 1838358 | 134661
Anodonta cygnea ssp. zellensis | 1838359 | 134662
Anomala cuprea | 1838360 | 134663
Anomia nobilis | 1838361 | 134664
Anopheles arabiensis | 1838362 | 134665
Anopheles atroparvus | 1838363 | 134666
Anopheles balabacensis | 1838364 | 134667
Anopheles dirus | 1838365 | 134668
Anopheles dthali | 1838366 | 134669
Anopheles fluviatilis | 1838367 | 134670
Anopheles maculatus | 1838368 | 134671
Anopheles maculipennis ssp. messeae | 1838369 | 134672
Anopheles minimus | 1838370 | 134673
Anopheles sinensis | 1838371 | 134674
Anopheles subpictus | 1838372 | 134675
Anopheles sundaicus | 1838373 | 134676
Anopheles tessellatus | 1838374 | 134677
Anopheles vagus | 1838375 | 134678
Antedon mediterranea | 1838376 | 134679
Anthia sexmaculata | 1838377 | 134680
Anthicus goebeli | 1838378 | 134681
Anthonomus grandis ssp. grandis | 1838379 | 134682
Anthonomus pomorum | 1838380 | 134683
Anthonomus rubi | 1838381 | 134684
Anthyllis maritima | 1838382 | 134685
Antigastra catalaunalis | 1838383 | 134686
Antitrogus consanguineus | 1838384 | 134687
Antitrogus parvulus | 1838385 | 134688
Antitrogus rugulosus | 1838386 | 134689
Antrodia sinuosa | 1838387 | 134690
Anystis baccarum | 1838388 | 134691
Aonidiella aurantii | 1838389 | 134692
Aonidiella citrina | 1838390 | 134693
Apanteles angaleti | 1838391 | 134694
Apanteles congregatus | 1838392 | 134695
Apanteles etiellae ssp. isolatus | 1838393 | 134696
Apanteles fumiferanae | 1838394 | 134697
Apanteles marginiventris | 1838395 | 134698
Apanteles ornigis | 1838396 | 134699
Apanteles ruficrus | 1838397 | 134700
Apanteles sp. | 1838398 | 134701
Apanteles subandinus | 1838399 | 134702
Aphaereta pallipes | 1838400 | 134703
Aphanicerca sp. | 1838401 | 134704
Aphanizomenon flos-aquae | 1838402 | 134705
Aphanomyces cochlioides | 1838403 | 134706
Aphanomyces euteiches | 1838404 | 134707
Aphanothece halophytica | 1838405 | 134708
Aphelenchoides besseyi | 1838406 | 134709
Aphelenchoides fragariae | 1838407 | 134710
Aphelenchoides ritzemabosi | 1838408 | 134711
Aphelenchoides saprophilus | 1838409 | 134712
Aphelinus albipodus | 1838410 | 134713
Aphelinus gossypii | 1838411 | 134714
Aphelinus mali | 1838412 | 134715
Aphelinus perpallidus | 1838413 | 134716
Aphelinus semiflavus | 1838414 | 134717
Aphelinus varipes | 1838415 | 134718
Aphidiidae | 1838416 | 134719
Aphidius avenae | 1838417 | 134720
Aphidius colemani | 1838418 | 134721
Aphidius ervi | 1838419 | 134722
Aphidius matricariae | 1838420 | 134723
Aphidius sp. | 1838421 | 134724
Aphidius uzbekistanicus | 1838422 | 134725
Aphis glycines | 1838423 | 134726
Aphis pomi | 1838424 | 134727
Aphis spiraecola | 1838425 | 134728
Aphodiidae | 1838426 | 134729
Aphodius granarius | 1838427 | 134730
Aphodius sphacelatus | 1838428 | 134731
Aphytis holoxanthus | 1838429 | 134732
Aphytis lignanensis | 1838430 | 134733
Aphytis mytilaspidis | 1838431 | 134734
Aphytis sp. | 1838432 | 134735
Apion occidentale | 1838433 | 134736
Apis cerana ssp. cerana | 1838434 | 134737
Apis cerana ssp. indica | 1838435 | 134738
Apis mellifera ssp. adansonii | 1838436 | 134739
Apis mellifera ssp. carnica | 1838437 | 134740
Apis mellifera ssp. caucasica | 1838438 | 134741
Apis mellifera ssp. ligustica | 1838439 | 134742
Apis mellifera ssp. macedonica | 1838440 | 134743
Apis mellifera ssp. mellifera | 1838441 | 134744
Aploneura lentisci | 1838442 | 134745
Apodemus microps | 1838443 | 134746
Aporrectodea calignosa ssp. trapezoides | 1838444 | 134747
Aporrectodea nocturna | 1838445 | 134748
Apriona germari | 1838446 | 134749
Aproaerema modicella | 1838447 | 134750
Aprostocetus bruchophagi | 1838448 | 134751
Aprostocetus ceroplastae | 1838449 | 134752
Aprostocetus purpureus | 1838450 | 134753
Aprostocetus vaquitarum | 1838451 | 134754
Archichauliodes diversus | 1838452 | 134755
Archisepsis armata | 1838453 | 134756
Archisepsis diversiformis | 1838454 | 134757
Arctoseius sp. | 1838455 | 134758
Arge ochropus | 1838456 | 134759
Argyotaenia citrana | 1838457 | 134760
Argyresthia sp. | 1838458 | 134761
Argyrodiaptomus falcifer | 1838459 | 134762
Argyrotaenia velutinana | 1838460 | 134763
Arhopalus ferus | 1838461 | 134764
Arimania komaroffi | 1838462 | 134765
Arion lusitanicus | 1838463 | 134766
Armillaria mellea | 1838464 | 134767
Armillaria tabescens | 1838465 | 134768
Artemisia lactiflora | 1838466 | 134769
Artemisia roxburghiana | 1838467 | 134770
Artemisia schmidtiana | 1838468 | 134771
Arthrinium sphaerospermum | 1838469 | 134772
Arthrobotrys conoides | 1838470 | 134773
Arthrospira fusiformis | 1838471 | 134774
Asajirella gelatinosa | 1838472 | 134775
Asaphes vulgaris | 1838473 | 134776
Ascaidae | 1838474 | 134777
Ascaris suum | 1838475 | 134778
Ascidae | 1838476 | 134779
Ascochyta pisi | 1838477 | 134780
Ascosphaera aggregata | 1838478 | 134781
Ascosphaera sp. | 1838479 | 134782
Asecodes hispinarum | 1838480 | 134783
Asobara persimilis | 1838481 | 134784
Asparagus acutifloris | 1838482 | 134785
Aspergillus awamori | 1838483 | 134786
Aspergillus candidus | 1838484 | 134787
Aspergillus cejpii | 1838485 | 134788
Aspergillus clavatus | 1838486 | 134789
Aspergillus flavipes | 1838487 | 134790
Aspergillus flavus | 1838488 | 134791
Aspergillus flavus var. oryzae | 1838489 | 134792
Aspergillus fumigatus | 1838490 | 134793
Aspergillus giganteus | 1838491 | 134794
Aspergillus glaucus | 1838492 | 134795
Aspergillus japonicus | 1838493 | 134796
Aspergillus nidulans | 1838494 | 134797
Aspergillus niger niger | 1838495 | 134798
Aspergillus ochraceus | 1838496 | 134799
Aspergillus sp. | 1838497 | 134800
Aspergillus sydowii | 1838498 | 134801
Aspergillus tamarii | 1838499 | 134802
Aspergillus terreus | 1838500 | 134803
Aspergillus ustus | 1838501 | 134804
Aspergillus versicolor | 1838502 | 134805
Asphondylia sesami | 1838503 | 134806
Aspiculuris tetraptera | 1838504 | 134807
Asterionella ralfsii var. americana | 1838505 | 134808
Asterochloris erici | 1838506 | 134809
Asterochloris irregularis | 1838507 | 134810
Asthenopholis minor | 1838508 | 134811
Astilbe rubra | 1838509 | 134812
Astylus atromaculatus | 1838510 | 134813
Asynonychus cervinus | 1838511 | 134814
Asynonychus godmani | 1838512 | 134815
Atalophlebia sp. | 1838513 | 134816
Athelia rolfsii | 1838514 | 134817
Athysanus argentarius | 1838515 | 134818
Atta sexdens ssp. rubropilosa | 1838516 | 134819
Attalus sp. | 1838517 | 134820
Atteva aurea | 1838518 | 134821
Atteva fabriciella | 1838519 | 134822
Atyaephyra desmarestii | 1838520 | 134823
Aubeonymus mariaefranciscae | 1838521 | 134824
Aulacophora foveicollis | 1838522 | 134825
Austocochlea porcata | 1838523 | 134826
Australoheros facetus | 1838524 | 134827
Australorbis sp. | 1838525 | 134828
Austriella sp. | 1838526 | 134829
Austrocochlea porcata | 1838527 | 134830
Austrolestes colensonis | 1838528 | 134831
Austromenidia laticlavia | 1838529 | 134832
Austrophlebia sp. | 1838530 | 134833
Austropotamobius pallipes ssp. pallipes | 1838531 | 134834
Autographa nigrisigna | 1838532 | 134835
Avetianella longoi | 1838533 | 134836
Avicennia marina var. australasica | 1838534 | 134837
Azolla japonica | 1838535 | 134838
Azolla pinnata var. imbricata | 1838536 | 134839
Babesia bigemina | 1838537 | 134840
Babesia bovis | 1838538 | 134841
Babesia caballi | 1838539 | 134842
Babesia equi | 1838540 | 134843
Babylonia areolata | 1838541 | 134844
Bactericera cockerelli | 1838542 | 134845
Baetiella japonica | 1838543 | 134846
Baetis harrisoni | 1838544 | 134847
Baetis muticus | 1838545 | 134848
Baetis niger | 1838546 | 134849
Bakerdania arvorum | 1838547 | 134850
Bakerdania sp. | 1838548 | 134851
Balanus albicostatus | 1838549 | 134852
Balanus variegatus | 1838550 | 134853
Balanus variegatus ssp. variegatus | 1838551 | 134854
Balaustium medicagoense | 1838552 | 134855
Balaustium sp. | 1838553 | 134856
Banksia menziesii | 1838554 | 134857
Barbus barbus ssp. plebejus | 1838555 | 134858
Barichneumon bilunulatus | 1838556 | 134859
Bathymodiolus azoricus | 1838557 | 134860
Bathymodiolus thermophilus | 1838558 | 134861
Bathyplectes sp. | 1838559 | 134862
Batocera rufomaculata | 1838560 | 134863
Batrachochytrium dendrobatidis | 1838561 | 134864
Beauveria brongniartii | 1838562 | 134865
Belonolaimus longicaudatus | 1838563 | 134866
Bembicium nanum | 1838564 | 134867
Bembidion aeneum | 1838565 | 134868
Bemisia argentifolii | 1838566 | 134869
Benedenia seriolae | 1838567 | 134870
Betula utilis var. jacquemontii | 1838568 | 134871
Beverwykella pulmonaria | 1838569 | 134872
Bicyclus anynana | 1838570 | 134873
Bidens subalternans | 1838571 | 134874
Bifiditermes beesoni | 1838572 | 134875
Biomphalaria boissyi | 1838573 | 134876
Bithynia leachi | 1838574 | 134877
Bithynia siamensis ssp. siamensis | 1838575 | 134878
Bjerkandera adusta | 1838576 | 134879
Bjerkandera sp. | 1838577 | 134880
Blastobasis sp. | 1838578 | 134881
Blepyrus insularis | 1838579 | 134882
Blumeria graminis | 1838580 | 134883
Blumeria graminis f. sp. hordei | 1838581 | 134884
Blumeria graminis f. sp. tritici | 1838582 | 134885
Blumeriella jaapii | 1838583 | 134886
Boeckella triarticulata | 1838584 | 134887
Boettcherisca peregrina | 1838585 | 134888
Bolinus brandaris | 1838586 | 134889
Bombus terrestris ssp. audax | 1838587 | 134890
Bombus terricola ssp. occidentalis | 1838588 | 134891
Botryosphaeria dothidea | 1838589 | 134892
Botryosphaeria sp. | 1838590 | 134893
Botryosporium sp. | 1838591 | 134894
Botryotrichum atrogriseum | 1838592 | 134895
Botrytis allii | 1838593 | 134896
Botrytis elliptica | 1838594 | 134897
Botrytis fabae | 1838595 | 134898
Bovicola limbatus | 1838596 | 134899
Bowiea volubilis | 1838597 | 134900
Brachiaria xantholeuca | 1838598 | 134901
Brachinus crepitans | 1838599 | 134902
Brachionus koreanus | 1838600 | 134903
Brachionus rotundiformis | 1838601 | 134904
Brachychthonius jugatus | 1838602 | 134905
Brachydesmus superus | 1838603 | 134906
Brachygastra lecheguana | 1838604 | 134907
Brachymeria lasus | 1838605 | 134908
Brachymeria tibialis | 1838606 | 134909
Brachyserphus hawaiiensis | 1838607 | 134910
Brachythemis contaminata | 1838608 | 134911
Bracon cajani | 1838609 | 134912
Bracon nigricans | 1838610 | 134913
Bradycellus verbasci | 1838611 | 134914
Bradysia ocellaris | 1838612 | 134915
Brahmina coriacea | 1838613 | 134916
Branchinella thailandensis | 1838614 | 134917
Brassica oleracea ssp. italica | 1838615 | 134918
Brassica rapa ssp. chinensis | 1838616 | 134919
Bremia lactucae | 1838617 | 134920
Bruchophagus mellipes | 1838618 | 134921
Bruchophagus platypterus | 1838619 | 134922
Bruchus lentis | 1838620 | 134923
Brugia malayi | 1838621 | 134924
Brugia pahangi | 1838622 | 134925
Bryobia sp. | 1838623 | 134926
Bucculatrix thumberiella | 1838624 | 134927
Buenoa unguis | 1838625 | 134928
Bufo americanus ssp. americanus | 1838626 | 134929
Bufo bufo ssp. gargarizans | 1838627 | 134930
Bufo bufo ssp. japonicus | 1838628 | 134931
Bufo fergusonii | 1838629 | 134932
Bufo japonicus ssp. formosus | 1838630 | 134933
Bufo vulgaris ssp. formosus | 1838631 | 134934
Bufo woodhousei ssp. fowleri | 1838632 | 134935
Bulinus abyssinicus | 1838633 | 134936
Bulinus rohlfsi | 1838634 | 134937
Burnupia stenochorias | 1838635 | 134938
Bursaphelenchus lignicolus | 1838636 | 134939
Bursaphelenchus xylophilus | 1838637 | 134940
Bursaria sp. | 1838638 | 134941
Buzura suppressaria | 1838639 | 134942
Byssochlamys nivea | 1838640 | 134943
Cabomba aquatica | 1838641 | 134944
Cacopsylla bidens | 1838642 | 134945
Cacopsylla pyri | 1838643 | 134946
Cacopsylla pyricola | 1838644 | 134947
Cactoblastis cactorum | 1838645 | 134948
Cadra cautella | 1838646 | 134949
Caenis miliaria | 1838647 | 134950
Caesulia axillaris | 1838648 | 134951
Calathus asturiensis | 1838649 | 134952
Calathus fuscipes ssp. graecus | 1838650 | 134953
Calathus uniseriatus | 1838651 | 134954
Calligonum intertextum | 1838652 | 134955
Callinectes amnicola | 1838653 | 134956
Calliphora stygia | 1838654 | 134957
Callirhytis cornigera | 1838655 | 134958
Callitriche obtusangula | 1838656 | 134959
Callosobruchus analis | 1838657 | 134960
Calocoris angustatus | 1838658 | 134961
Caloglyphus berlesei | 1838659 | 134962
Caloglyphus krameri | 1838660 | 134963
Calonectria crotalariae | 1838661 | 134964
Calonectria pseudonaviculata | 1838662 | 134965
Calosoma senegalense | 1838663 | 134966
Calothrix brevissima | 1838664 | 134967
Calothrix marchica | 1838665 | 134968
Cameraria caryaefoliella | 1838666 | 134969
Cameraria ohridella | 1838667 | 134970
Campoletis chlorideae | 1838668 | 134971
Campoletis flavicincta | 1838669 | 134972
Campoletis sonorensis | 1838670 | 134973
Campoletis sp. | 1838671 | 134974
Campoplex haywardi | 1838672 | 134975
Campylomma liebknechti | 1838673 | 134976
Canna hybrida | 1838674 | 134977
Cantareus apertus | 1838675 | 134978
Capillaria contorta | 1838676 | 134979
Capillaria obsignata | 1838677 | 134980
Capillaria sp. | 1838678 | 134981
Carabus amplipennis | 1838679 | 134982
Carabus lineatus ssp. lineatus | 1838680 | 134983
Carabus macrocephalus ssp. macrocephalus | 1838681 | 134984
Carassius auratus ssp. langsdorfi | 1838682 | 134985
Carausius morosus | 1838683 | 134986
Cardiochiles nigriceps | 1838684 | 134987
Carex appressa | 1838685 | 134988
Caridina indistincta | 1838686 | 134989
Carulaspis juniperi | 1838687 | 134990
Caryedon acaciae | 1838688 | 134991
Caryedon longispinosus | 1838689 | 134992
Cassinia arcuata | 1838690 | 134993
Castanophlebia sp. | 1838691 | 134994
Catolaccus grandis | 1838692 | 134995
Catopsilia pomona | 1838693 | 134996
Cattleya aurantiaca | 1838694 | 134997
Celama sorghiella | 1838695 | 134998
Cellana radiata ssp. capensis | 1838696 | 134999
Celleporaria nodulosa | 1838697 | 135000
Cenococcum graniforme | 1838698 | 135001
Centistes delusorius | 1838699 | 135002
Cephalcia tannourinensis | 1838700 | 135003
Cephalosporium curtipes | 1838701 | 135004
Ceramium tenuicorne | 1838702 | 135005
Ceranisus menes | 1838703 | 135006
Ceratobasidium cereale | 1838704 | 135007
Ceratogramma etiennei | 1838705 | 135008
Ceratoneis closterium | 1838706 | 135009
Cercomonas minimus | 1838707 | 135010
Cercospora arachidicola | 1838708 | 135011
Cercospora beticola | 1838709 | 135012
Cercospora brassicicola | 1838710 | 135013
Cercospora kikuchii | 1838711 | 135014
Cercospora rosicola | 1838712 | 135015
Cercospora sesami | 1838713 | 135016
Cercospora sojina | 1838714 | 135017
Cercospora sp. | 1838715 | 135018
Cercospora zeae-maydis | 1838716 | 135019
Cercospora zebrina | 1838717 | 135020
Cercosporella herpotrichoides | 1838718 | 135021
Cercosporidium personatum | 1838719 | 135022
Ceriodaphnia silvestrii | 1838720 | 135023
Ceriops australis | 1838721 | 135024
Ceriosporopsis halima | 1838722 | 135025
Ceriporiopsis subvermispora | 1838723 | 135026
Cerocephala eccoptogastri | 1838724 | 135027
Cerodontha iridiphora | 1838725 | 135028
Ceroplastes destructor | 1838726 | 135029
Ceroplastes japonicus | 1838727 | 135030
Ceroplastes rusci | 1838728 | 135031
Cetraria aculeata | 1838729 | 135032
Ceuthorhynchidius horridus | 1838730 | 135033
Ceutorhynchus obstrictus | 1838731 | 135034
Chaetoceros calcitrans forma pumilus | 1838732 | 135035
Chaetocnema costulata | 1838733 | 135036
Chaetocorophium lucasi | 1838734 | 135037
Chaetogammarus ischnus | 1838735 | 135038
Chaetomium elatum | 1838736 | 135039
Chaetomium sp. | 1838737 | 135040
Chaetomium spirale | 1838738 | 135041
Chaetosiphon fragaefolii | 1838739 | 135042
Chamaesiphon polymorphus | 1838740 | 135043
Chamaesiphon subglobosum | 1838741 | 135044
Chara setosa | 1838742 | 135045
Charipidae | 1838743 | 135046
Charybdis lucifera | 1838744 | 135047
Chattonella antiqua | 1838745 | 135048
Chauliognathus flavipes | 1838746 | 135049
Cheilomenes lunata | 1838747 | 135050
Cheiropachus quadrum | 1838748 | 135051
Cheiroseius sp. | 1838749 | 135052
Chelonus blackburni | 1838750 | 135053
Chelonus texanus | 1838751 | 135054
Chenopodium baccatum | 1838752 | 135055
Cherax tenuimanus | 1838753 | 135056
Chilo auricilius | 1838754 | 135057
Chilo infuscatellus | 1838755 | 135058
Chilo suppressalis | 1838756 | 135059
Chilocorus bijugas | 1838757 | 135060
Chiloloba acuta | 1838758 | 135061
Chionaspis pinifoliae | 1838759 | 135062
Chironomus crassiforceps | 1838760 | 135063
Chironomus dilutus | 1838761 | 135064
Chironomus fusciceps | 1838762 | 135065
Chironomus javanus | 1838763 | 135066
Chironomus kiiensis | 1838764 | 135067
Chironomus maddeni | 1838765 | 135068
Chironomus prasinus | 1838766 | 135069
Chironomus ramosus | 1838767 | 135070
Chironomus xanthus | 1838768 | 135071
Chlamydocapsa ampla | 1838769 | 135072
Chlamydocapsa planctonica | 1838770 | 135073
Chlamydomonas acidophila | 1838771 | 135074
Chlamydomonas altera | 1838772 | 135075
Chlamydomonas applanata | 1838773 | 135076
Chlamydomonas asymmetrica | 1838774 | 135077
Chlamydomonas asymmetrica var. gallica | 1838775 | 135078
Chlamydomonas botryopara | 1838776 | 135079
Chlamydomonas britannica | 1838777 | 135080
Chlamydomonas debaryana | 1838778 | 135081
Chlamydomonas debaryana var. micropapillata | 1838779 | 135082
Chlamydomonas gigantea | 1838780 | 135083
Chlamydomonas hebes | 1838781 | 135084
Chlamydomonas heterogama | 1838782 | 135085
Chlamydomonas kniepii | 1838783 | 135086
Chlamydomonas latifrons | 1838784 | 135087
Chlamydomonas micropapillata | 1838785 | 135088
Chlamydomonas mutabilis | 1838786 | 135089
Chlamydomonas oblonga | 1838787 | 135090
Chlamydomonas peterfi | 1838788 | 135091
Chlamydomonas planctogloea | 1838789 | 135092
Chlamydomonas pseudoelegans | 1838790 | 135093
Chlamydomonas quiescens | 1838791 | 135094
Chlamydomonas sphagnophila | 1838792 | 135095
Chlamydomonas subtilis | 1838793 | 135096
Chlamydomonas terricola | 1838794 | 135097
Chlamydomonas vulgaris | 1838795 | 135098
Chlamys asperrimus | 1838796 | 135099
Chlamys farreri | 1838797 | 135100
Chlorella fusca ssp. fusca | 1838798 | 135101
Chlorella fusca var. vacuolata | 1838799 | 135102
Chlorella vulgaris ssp. tertia | 1838800 | 135103
Chloridella sp. | 1838801 | 135104
Chlorococcum littorale | 1838802 | 135105
Chlorococcum lobata | 1838803 | 135106
Chlorococcum minutum | 1838804 | 135107
Chlorococcus sp. | 1838805 | 135108
Chlorolobion braunii | 1838806 | 135109
Chlorolobion sp. | 1838807 | 135110
Chloroperla torrentium | 1838808 | 135111
Choisya ternata | 1838809 | 135112
Chondrostereum purpureum | 1838810 | 135113
Chordodes nobilii | 1838811 | 135114
Chorioptes bovis | 1838812 | 135115
Choristoneura conflictana | 1838813 | 135116
Choristoneura lambertiana ssp. ponderosana | 1838814 | 135117
Choristoneura occidentalis | 1838815 | 135118
Choristoneura rosaceana | 1838816 | 135119
Choristoneura viridis | 1838817 | 135120
Chortoicetes terminifera | 1838818 | 135121
Chromaphis juglandicola | 1838819 | 135122
Chromatomyia horticola | 1838820 | 135123
Chrysanthemoides monilifera ssp. monilifera | 1838821 | 135124
Chrysocharis laricinellae | 1838822 | 135125
Chrysocharis parksi | 1838823 | 135126
Chrysocharis pentheus | 1838824 | 135127
Chrysodeixis acuta | 1838825 | 135128
Chrysomya megacephala | 1838826 | 135129
Chrysomya rufifacies | 1838827 | 135130
Chrysonotomyia punctiventris | 1838828 | 135131
Chrysopa pallens | 1838829 | 135132
Chydorus eurynotus | 1838830 | 135133
Cicadulina mbila | 1838831 | 135134
Cicer bijugum | 1838832 | 135135
Cicer cuneatum | 1838833 | 135136
Cicer judaicum | 1838834 | 135137
Cicer reticulatum | 1838835 | 135138
Cicindela litorea | 1838836 | 135139
Cicindela sylvatica | 1838837 | 135140
Circellium bacchus | 1838838 | 135141
Citrus clementina | 1838839 | 135142
Citrus iyo | 1838840 | 135143
Cladina stellaris | 1838841 | 135144
Cladonia rangiferina | 1838842 | 135145
Cladosporium macrocarpum | 1838843 | 135146
Cladosporium oxysporum | 1838844 | 135147
Clarias gariepinus X macrocephalus | 1838845 | 135148
Claviceps fusiformis | 1838846 | 135149
Clavigralla gibbosa | 1838847 | 135150
Clavigralla sp. | 1838848 | 135151
Clerodendrum splendens | 1838849 | 135152
Clibanarius africanus | 1838850 | 135153
Clibanarius longitarsus | 1838851 | 135154
Clibanarius misanthropus | 1838852 | 135155
Clonostachys rosea f. catenulata | 1838853 | 135156
Closterocerus diastatae | 1838854 | 135157
Clunio gerlachi | 1838855 | 135158
Cnaphalocrocis medinalis | 1838856 | 135159
Cnephasia incertana | 1838857 | 135160
Coarctotermes clepsydra | 1838858 | 135161
Coccidoxenoides perminutus | 1838859 | 135162
Coccinella quinquepunctata | 1838860 | 135163
Coccinella transversalis | 1838861 | 135164
Coccinella undecimpunctata ssp. aegyptica | 1838862 | 135165
Coccophagus lycimnia | 1838863 | 135166
Coccotylus truncatus | 1838864 | 135167
Coccus pseudomagnoliarum | 1838865 | 135168
Cochlicella acuta | 1838866 | 135169
Cochliobolus australiensis | 1838867 | 135170
Cochliobolus carbonum | 1838868 | 135171
Cochliobolus heterostrophus | 1838869 | 135172
Cochliobolus lunatus | 1838870 | 135173
Cochliobolus miyabeanus | 1838871 | 135174
Cochliobolus sativus | 1838872 | 135175
Cochliobolus spicifer | 1838873 | 135176
Cochliobolus victoriae | 1838874 | 135177
Cochliopodium sp. | 1838875 | 135178
Cochliotis melolonthoides | 1838876 | 135179
Cochylis hospes | 1838877 | 135180
Coelastrum astroideum | 1838878 | 135181
Coenochloris sp. | 1838879 | 135182
Coleotechnites milleri | 1838880 | 135183
Coleotechnites variella | 1838881 | 135184
Colletotrichum acutatum | 1838882 | 135185
Colletotrichum capsici | 1838883 | 135186
Colletotrichum dematium | 1838884 | 135187
Colletotrichum fragariae | 1838885 | 135188
Colletotrichum gleosporioides forma aeschynomene | 1838886 | 135189
Colletotrichum lagenarium | 1838887 | 135190
Colletotrichum lindemuthianum | 1838888 | 135191
Colletotrichum lupini | 1838889 | 135192
Colletotrichum orbiculare | 1838890 | 135193
Colletotrichum sp. | 1838891 | 135194
Colletotrichum truncatum | 1838892 | 135195
Collops balteatus | 1838893 | 135196
Collybia confluens | 1838894 | 135197
Coloburiscus humeralis | 1838895 | 135198
Colpoclypeus florus | 1838896 | 135199
Colpoda aspera | 1838897 | 135200
Colubotelson chiltoni ssp. minor | 1838898 | 135201
Community | 1838899 | 135202
Comperiella bifasciata | 1838900 | 135203
Conidiobolus thromboides | 1838901 | 135204
Coniophora eremophila | 1838902 | 135205
Conogethes punctiferalis | 1838903 | 135206
Conophthorus monticolae | 1838904 | 135207
Conopomorpha cramerella | 1838905 | 135208
Conostylis candicans | 1838906 | 135209
Conticribra weissflogii | 1838907 | 135210
Convoluta sp. | 1838908 | 135211
Cooperia punctata | 1838909 | 135212
Copidosoma bakeri | 1838910 | 135213
Copidosoma floridanum | 1838911 | 135214
Copidosoma koehleri | 1838912 | 135215
Coprinopsis cinerea | 1838913 | 135216
Copris amyntor | 1838914 | 135217
Coprosma baueri | 1838915 | 135218
Coptera occidentalis | 1838916 | 135219
Coptotermes heimi | 1838917 | 135220
Coquillettidia richardii | 1838918 | 135221
Corbicula australis | 1838919 | 135222
Corbicula striatella | 1838920 | 135223
Corcyra cephalonica | 1838921 | 135224
Cordulia aenea | 1838922 | 135225
Corethra sp. | 1838923 | 135226
Corophium colo | 1838924 | 135227
Corophium orientale | 1838925 | 135228
Corthylus schaufussi | 1838926 | 135229
Corticium gramineum | 1838927 | 135230
Cosmarium crenulatum | 1838928 | 135231
Cosmarium moniliferum | 1838929 | 135232
Costelytra zealandica | 1838930 | 135233
Cotesia chilonis | 1838931 | 135234
Cotesia flavipes | 1838932 | 135235
Cotesia glomerata | 1838933 | 135236
Cotesia kariyai | 1838934 | 135237
Cotesia marginiventris | 1838935 | 135238
Cotesia melanoscela | 1838936 | 135239
Cotesia orobenae | 1838937 | 135240
Cotesia vestalis | 1838938 | 135241
Crambe crambe | 1838939 | 135242
Crambe orientalis | 1838940 | 135243
Crassostrea belcheri | 1838941 | 135244
Crassostrea commercialis | 1838942 | 135245
Crassostrea hongkongensis | 1838943 | 135246
Crassostrea lugubris | 1838944 | 135247
Criconemalla ornata | 1838945 | 135248
Criconemella onoensis | 1838946 | 135249
Criconemella xenoplax | 1838947 | 135250
Crithmum maritimum | 1838948 | 135251
Crocidolomia binotalis | 1838949 | 135252
Crocidolomia pavonana | 1838950 | 135253
Crocothemis servilia ssp. mariannae | 1838951 | 135254
Crocus chrysanthus | 1838952 | 135255
Cruznema tripartitum | 1838953 | 135256
Cryobius sp. | 1838954 | 135257
Crypotocaryon irritans | 1838955 | 135258
Cryptocarenus heveae | 1838956 | 135259
Cryptochrysis sp. | 1838957 | 135260
Cryptodiaporthe castanea | 1838958 | 135261
Cryptophyta | 1838959 | 135262
Cryptosporiopsis ericae | 1838960 | 135263
Ctenarytaina eucalypti | 1838961 | 135264
Ctenicera destructor | 1838962 | 135265
Ctenocephalides felis | 1838963 | 135266
Cucumis melo melo var. cantalupensis | 1838964 | 135267
Culex annulirostris | 1838965 | 135268
Culex annulus | 1838966 | 135269
Culex fuscocephala | 1838967 | 135270
Culex pipiens ssp. fatigans | 1838968 | 135271
Culex pipiens ssp. molestus | 1838969 | 135272
Culex pipiens ssp. pallens | 1838970 | 135273
Culex pipiens ssp. pipiens | 1838971 | 135274
Culex pipiens ssp. quinquefasciata | 1838972 | 135275
Culex sitiens | 1838973 | 135276
Culex tritaeniorhynchus ssp. summorosus | 1838974 | 135277
Culex vagans | 1838975 | 135278
Culex vishnui | 1838976 | 135279
Culicoides imicola | 1838977 | 135280
Culicoides variipennis ssp. sonorensis | 1838978 | 135281
Cunninghamella echinulata | 1838979 | 135282
Cunninghamella elegans | 1838980 | 135283
Curvularia inaequalis | 1838981 | 135284
Curvularia sp. | 1838982 | 135285
Cyanobium sp. | 1838983 | 135286
Cyclocephala immaculata | 1838984 | 135287
Cycloneda limbifer | 1838985 | 135288
Cydia caryana | 1838986 | 135289
Cydia nigricana | 1838987 | 135290
Cydia pomonella | 1838988 | 135291
Cydia sp. | 1838989 | 135292
Cydia strobilella | 1838990 | 135293
Cydia youngana | 1838991 | 135294
Cylas formicarius ssp. elengantulus | 1838992 | 135295
Cylindrocarpon magmusianum | 1838993 | 135296
Cylindrocladium scoparium | 1838994 | 135297
Cylindrospermum muscicola | 1838995 | 135298
Cymatoderma elegans | 1838996 | 135299
Cymbula miniata | 1838997 | 135300
Cymodocea nodosa | 1838998 | 135301
Cyperus aromaticus | 1838999 | 135302
Cyperus longus | 1839000 | 135303
Cyphoderus javanus | 1839001 | 135304
Cypretta seurati | 1839002 | 135305
Cyprinus carpio ssp. jian | 1839003 | 135306
Cyrtobagous salviniae | 1839004 | 135307
Cyrtococcum accrescens | 1839005 | 135308
Cyrtolaelapidae | 1839006 | 135309
Cyrtomenus bergi | 1839007 | 135310
Cystoderma amianthinum | 1839008 | 135311
Cystosiphon pythioides | 1839009 | 135312
Dacnusa sibirica | 1839010 | 135313
Dactylaria higginsii | 1839011 | 135314
Dactynatus carthami | 1839012 | 135315
Dacus cucumis | 1839013 | 135316
Dahlia variabilis | 1839014 | 135317
Daktulosphaera vitifoliae | 1839015 | 135318
Dalbulus maidis | 1839016 | 135319
Danaus chrysippus | 1839017 | 135320
Daphnia similoides | 1839018 | 135321
Dasineura rachiphaga | 1839019 | 135322
Daucus carota ssp. sativus | 1839020 | 135323
Davallia griffithiana | 1839021 | 135324
Deleatidium sp. | 1839022 | 135325
Demetrias atricapillus | 1839023 | 135326
Demoreptus sp. | 1839024 | 135327
Dendrosoter protuberans | 1839025 | 135328
Depressaria pastinacella | 1839026 | 135329
Deraeocoris ribauti | 1839027 | 135330
Deraeocoris signatus | 1839028 | 135331
Dermacentor albipictus | 1839029 | 135332
Dermacentor nitens | 1839030 | 135333
Dermacentor variabilis | 1839031 | 135334
Dermatocarpon luridum | 1839032 | 135335
Dermatophagoides farinae | 1839033 | 135336
Dermatophagoides pteronyssinus | 1839034 | 135337
Dermolepida albohirtum | 1839035 | 135338
Desmarestia menziesii | 1839036 | 135339
Desmodesmus armatus | 1839037 | 135340
Desmodesmus subspicatus | 1839038 | 135341
Desmodium laxiflorum | 1839039 | 135342
Devaleraea ramentacea | 1839040 | 135343
Dexiotricha granulosa | 1839041 | 135344
Diabrotica speciosa | 1839042 | 135345
Diabrotica vittata | 1839043 | 135346
Diachasmimorpha longicaudata | 1839044 | 135347
Diachasmimorpha tryoni | 1839045 | 135348
Diacyclops disjunctus | 1839046 | 135349
Diacypris compacta | 1839047 | 135350
Diadegma eucerophaga | 1839048 | 135351
Diadegma fenestrale | 1839049 | 135352
Diadegma insulare | 1839050 | 135353
Diadegma semiclausum | 1839051 | 135354
Diadromus collaris | 1839052 | 135355
Diadromus sp. | 1839053 | 135356
Diaeretiella rapae | 1839054 | 135357
Diaphania hyalinata | 1839055 | 135358
Diaphania indica | 1839056 | 135359
Diaphania nitidalis | 1839057 | 135360
Diaphania sp. | 1839058 | 135361
Diaporthe melonis | 1839059 | 135362
Diaporthe phaseolorum var. sojae | 1839060 | 135363
Diaptomus castor | 1839061 | 135364
Diaspidiotus perniciosus | 1839062 | 135365
Diatoma vulgaris | 1839063 | 135366
Diatraea crambidoides | 1839064 | 135367
Diatraea grandiosella | 1839065 | 135368
Diatraea saccharalis | 1839066 | 135369
Dichocrocis punctiferalis | 1839067 | 135370
Dicladocerus nearcticus | 1839068 | 135371
Dicranosepsis emiliae | 1839069 | 135372
Dictyosphaerium chlorelloides | 1839070 | 135373
Dictyota kunthii | 1839071 | 135374
Dicyrtomina ornata | 1839072 | 135375
Didemnum vexillum | 1839073 | 135376
Didymella bryoniae | 1839074 | 135377
Didymella exitialis | 1839075 | 135378
Didymella lentis | 1839076 | 135379
Didymochlaena truncatula | 1839077 | 135380
Digitonthophagus gazella | 1839078 | 135381
Diglyphus begini | 1839079 | 135382
Diglyphus isaea | 1839080 | 135383
Dikerogammarus villosus | 1839081 | 135384
Dilocarcinus pagei | 1839082 | 135385
Dimastigella trypaniformis | 1839083 | 135386
Diodontes sp. | 1839084 | 135387
Diogenes pugilator | 1839085 | 135388
Diopatra neapolitana | 1839086 | 135389
Dioryctria abietella | 1839087 | 135390
Dioryctria abietivorella | 1839088 | 135391
Dioryctria amatella | 1839089 | 135392
Dioryctria reniculelloides | 1839090 | 135393
Dioryctria sp. | 1839091 | 135394
Dioryctria zimmermani | 1839092 | 135395
Diplocarpon mespili | 1839093 | 135396
Diplodia orae-maris | 1839094 | 135397
Diplodia seriata | 1839095 | 135398
Diplogastridae | 1839096 | 135399
Dirofilaria immitis | 1839097 | 135400
Discourella modesta | 1839098 | 135401
Disholcaspis quercusvirens | 1839099 | 135402
Dispharynx nasuta | 1839100 | 135403
Ditylenchus angustus | 1839101 | 135404
Ditylenchus myceliophagus | 1839102 | 135405
Diuraphis noxia | 1839103 | 135406
Diuris laxiflora | 1839104 | 135407
Dolerus sp. | 1839105 | 135408
Dolichorhynchus sp. | 1839106 | 135409
Doratomyces sp. | 1839107 | 135410
Doru luteipes | 1839108 | 135411
Dothiorella viticola | 1839109 | 135412
Dracunculus medinensis | 1839110 | 135413
Draeculacephala antica | 1839111 | 135414
Drechslera cynodontis | 1839112 | 135415
Drechslera euphorbiae | 1839113 | 135416
Drechslera poae | 1839114 | 135417
Drechslera teres | 1839115 | 135418
Drepanaphis acerifoliae | 1839116 | 135419
Drepanosiphum platanoidis | 1839117 | 135420
Drosophila bipectinata | 1839118 | 135421
Drosophila kokeenis | 1839119 | 135422
Drosophila mauritiana | 1839120 | 135423
Drosophila sechellia | 1839121 | 135424
Durvillaea antarctica | 1839122 | 135425
Dysaphis plantaginea | 1839123 | 135426
Dysdercus cingulatus | 1839124 | 135427
Dysdercus koenigii | 1839125 | 135428
Earias vittella | 1839126 | 135429
Eccritotarsus catarinensis | 1839127 | 135430
Echinocnemus oryzae | 1839128 | 135431
Echinococcus granulosus | 1839129 | 135432
Echinogammarus marinus | 1839130 | 135433
Echinogammarus meridionalis | 1839131 | 135434
Echinosphaerium sp. | 1839132 | 135435
Echinostoma trivolvis | 1839133 | 135436
Ecklonia cava | 1839134 | 135437
Ecnomus omiensis | 1839135 | 135438
Ecphylus silesiacus | 1839136 | 135439
Edovum puttleri | 1839137 | 135440
Edwardsiana rosae | 1839138 | 135441
Eimeria maxima | 1839139 | 135442
Eimeria tenella | 1839140 | 135443
Eisenia bicyclis | 1839141 | 135444
Eisenia fetida ssp. andrei | 1839142 | 135445
Eisenia rosea | 1839143 | 135446
Elasmopalpus lignosellus | 1839144 | 135447
Elatobium abietinum | 1839145 | 135448
Elatophilus hebraicus | 1839146 | 135449
Elmis aenea | 1839147 | 135450
Elsholtzia argyi | 1839148 | 135451
Elsholtzia splendens | 1839149 | 135452
Elsinoe ampelina | 1839150 | 135453
Elsinoe batatas | 1839151 | 135454
Embellisia chlamydospora | 1839152 | 135455
Emericella quadrilineata | 1839153 | 135456
Emericella rugolosa | 1839154 | 135457
Emericella sp. | 1839155 | 135458
Emmalocera depressella | 1839156 | 135459
Empoasca lybica | 1839157 | 135460
Encarsia berlesei | 1839158 | 135461
Encarsia citrina | 1839159 | 135462
Encarsia formosa | 1839160 | 135463
Encarsia guadeloupae | 1839161 | 135464
Encarsia inaron | 1839162 | 135465
Encarsia luteola | 1839163 | 135466
Encarsia meritoria | 1839164 | 135467
Encarsia pergandiella | 1839165 | 135468
Encarsia perniciosi | 1839166 | 135469
Encarsia sophia | 1839167 | 135470
Encarsia sp. | 1839168 | 135471
Encyonema neomesianum | 1839169 | 135472
Encyrtus infelix | 1839170 | 135473
Enicmus sp. | 1839171 | 135474
Enochrus japonicus | 1839172 | 135475
Entomobrya multifasciata | 1839173 | 135476
Entomoneis punctulata | 1839174 | 135477
Entomophthora apiculata | 1839175 | 135478
Entomophthora coronata | 1839176 | 135479
Eoreuma loftini | 1839177 | 135480
Eotetranychus hicoriae | 1839178 | 135481
Eotetranychus sexmaculatus | 1839179 | 135482
Ephemera orientalis | 1839180 | 135483
Ephestia cautella | 1839181 | 135484
Ephestia elutella | 1839182 | 135485
Ephestia kuehniella | 1839183 | 135486
Ephialtes ontario | 1839184 | 135487
Ephistia cautella | 1839185 | 135488
Ephoron virgo | 1839186 | 135489
Epicerura pergrisea | 1839187 | 135490
Epicoccum nigrum | 1839188 | 135491
Epilachna fulvosignata | 1839189 | 135492
Epilachna ocellata | 1839190 | 135493
Epilobium nummulariifolium | 1839191 | 135494
Epilobium roseum | 1839192 | 135495
Epinotia aporema | 1839193 | 135496
Epiphyas postvittana | 1839194 | 135497
Epipsylla sp. | 1839195 | 135498
Epistrophe balteata | 1839196 | 135499
Episyrphus balteatus | 1839197 | 135500
Epithemia cistula | 1839198 | 135501
Epitrimerus pyri | 1839199 | 135502
Equisetum ramosissimum | 1839200 | 135503
Eremaeus stiktos | 1839201 | 135504
Eremias argus | 1839202 | 135505
Eretmocerus eremicus | 1839203 | 135506
Eretmocerus haldemani | 1839204 | 135507
Eretmocerus mundus | 1839205 | 135508
Eretmocerus sp. | 1839206 | 135509
Eretmocerus tejanus | 1839207 | 135510
Eretmocerus warrae | 1839208 | 135511
Eriophyes datura | 1839209 | 135512
Eriophyes tulipae | 1839210 | 135513
Eriopis connexa | 1839211 | 135514
Eriosoma lanigerum | 1839212 | 135515
Erysiphe cichoracearum var. cichoracearum | 1839213 | 135516
Erysiphe heraclei | 1839214 | 135517
Erysiphe necator | 1839215 | 135518
Erysiphe polygoni | 1839216 | 135519
Erysiphe sp. | 1839217 | 135520
Erythromma viridulum | 1839218 | 135521
Erythroneura comes | 1839219 | 135522
Erythroneura elagantula | 1839220 | 135523
Erythroneura sp. | 1839221 | 135524
Erythroneura variabilis | 1839222 | 135525
Eteoryctis syngramma | 1839223 | 135526
Etiella zinckenella | 1839224 | 135527
Eublemma amabilis | 1839225 | 135528
Eucalyptus urophylla | 1839226 | 135529
Euchrysops cnejus | 1839227 | 135530
Eucomis autumnalis | 1839228 | 135531
Eudiaptomus padanus ssp. padanus | 1839229 | 135532
Eugenia dombeyi | 1839230 | 135533
Eulecanium cerasorum | 1839231 | 135534
Eulimnogammarus cyaneus | 1839232 | 135535
Eulimnogammarus toletanus | 1839233 | 135536
Eulimnogammarus verrucosus | 1839234 | 135537
Eulophus pennicornis | 1839235 | 135538
Eumargarodes laingi | 1839236 | 135539
Eumonhystera sp. | 1839237 | 135540
Eupelmus tachardiae | 1839238 | 135541
Euplotes crassus | 1839239 | 135542
Euplotes mutabilis | 1839240 | 135543
Eupodes sp. | 1839241 | 135544
Euproctis subflava | 1839242 | 135545
Euproctis subnotata | 1839243 | 135546
Euproctis varians | 1839244 | 135547
Europhium clavigerum | 1839245 | 135548
Eurycyclops agilis | 1839246 | 135549
Eurytoma morio | 1839247 | 135550
Eurytoma pini | 1839248 | 135551
Euseius gallicus | 1839249 | 135552
Euseius mesembrinus | 1839250 | 135553
Euseius stipulatus | 1839251 | 135554
Euseius tularensis | 1839252 | 135555
Euseius victoriensis | 1839253 | 135556
Eusimulium sp. | 1839254 | 135557
Eutetranychus orientalis | 1839255 | 135558
Euthraulus elegans | 1839256 | 135559
Eutypa lata | 1839257 | 135560
Euzophera semifuneralis | 1839258 | 135561
Evergestis forficalis | 1839259 | 135562
Exacum affine | 1839260 | 135563
Exechia nigroscutellata | 1839261 | 135564
Exochus nigripalpis ssp. tectulum | 1839262 | 135565
Fellaster zelandiae | 1839263 | 135566
Fenestrulina mutabilis | 1839264 | 135567
Festuca trichophylla | 1839265 | 135568
Fibrocapsa japonica | 1839266 | 135569
Ficinia nodosa | 1839267 | 135570
Fistulina hepatica | 1839268 | 135571
Flagellospora curvula | 1839269 | 135572
Flagellospora sp. | 1839270 | 135573
Flavoparmelia caperata | 1839271 | 135574
Flavoparmelia soredians | 1839272 | 135575
Flummulina velutipes | 1839273 | 135576
Fomes fomentarius | 1839274 | 135577
Fomitopsis palustris | 1839275 | 135578
Fontanospora fusiramosa | 1839276 | 135579
Fragilaria acus | 1839277 | 135580
Fragilaria capucina ssp. rumpens | 1839278 | 135581
Fragilaria capucina var. vaucheriae | 1839279 | 135582
Fragilaria construens ssp. subsalina | 1839280 | 135583
Frankliniella bispinosa | 1839281 | 135584
Fraxinus angustifolia | 1839282 | 135585
Frustilia sp. | 1839283 | 135586
Fusarium chlamydosporum | 1839284 | 135587
Fusarium coeruleum | 1839285 | 135588
Fusarium culmorum | 1839286 | 135589
Fusarium graminearum | 1839287 | 135590
Fusarium incarnatum | 1839288 | 135591
Fusarium oxysporum f. sp. cubense | 1839289 | 135592
Fusarium oxysporum f. sp. lactucae | 1839290 | 135593
Fusarium oxysporum f. sp. radicis-lycopersici | 1839291 | 135594
Fusarium oxysporum f. sp. zingiberi | 1839292 | 135595
Fusarium oxysporum f.sp. ciceris | 1839293 | 135596
Fusarium oxysporum f.sp. lupini | 1839294 | 135597
Fusarium oxysporum ssp. cucumerinum | 1839295 | 135598
Fusarium oxysporum ssp. cyclaminis | 1839296 | 135599
Fusarium oxysporum ssp. dianthi | 1839297 | 135600
Fusarium oxysporum ssp. lycopersici | 1839298 | 135601
Fusarium oxysporum ssp. niveum | 1839299 | 135602
Fusarium oxysporum ssp. phaseoli | 1839300 | 135603
Fusarium oxysporum ssp. pisi | 1839301 | 135604
Fusarium oxysporum ssp. vasinfectum | 1839302 | 135605
Fusarium pallidoroseum | 1839303 | 135606
Fusarium poae | 1839304 | 135607
Fusarium roseum | 1839305 | 135608
Fusarium sambucinum | 1839306 | 135609
Fusarium solani forma cucurbitae | 1839307 | 135610
Fusarium solani ssp. glycines | 1839308 | 135611
Fusarium solani ssp. pisi | 1839309 | 135612
Fusarium sp. | 1839310 | 135613
Fusarium sporotrichioides | 1839311 | 135614
Fusarium sulphureum | 1839312 | 135615
Fusarium verticillioides | 1839313 | 135616
Fuscuropoda vegetans | 1839314 | 135617
Gaeumannomyces graminis | 1839315 | 135618
Gaeumannomyces graminis var. tritici | 1839316 | 135619
Galdieria sulphuraria | 1839317 | 135620
Galeolaria caespitosa | 1839318 | 135621
Galerucella birmanica | 1839319 | 135622
Galerucella calmariensis | 1839320 | 135623
Galleria mellonella | 1839321 | 135624
Gallotia galloti | 1839322 | 135625
Gallus gallus ssp. domesticus | 1839323 | 135626
Gamasellus concinnus | 1839324 | 135627
Gambrus ultimus | 1839325 | 135628
Gammarus balcanicus | 1839326 | 135629
Gammarus orinos | 1839327 | 135630
Gammarus pulex ssp. pulex | 1839328 | 135631
Ganaspidium nigrimanus | 1839329 | 135632
Ganaspidium utilis | 1839330 | 135633
Ganoderma australe | 1839331 | 135634
Ganoderma lucidum | 1839332 | 135635
Garra gotyla ssp. gotyla | 1839333 | 135636
Gastrophysa viridula | 1839334 | 135637
Gecarcoidea natalis | 1839335 | 135638
Geitlerinema amphibium | 1839336 | 135639
Geitlerinema sp. | 1839337 | 135640
Gentiana manshurica | 1839338 | 135641
Geocenamus sp. | 1839339 | 135642
Geomonhystera sp. | 1839340 | 135643
Geomyces vinaceus | 1839341 | 135644
Geotrichum sp. | 1839342 | 135645
Geraeus senilis | 1839343 | 135646
Gerris latiabdominis | 1839344 | 135647
Gerris paludum | 1839345 | 135648
Gesonia gemma | 1839346 | 135649
Gibberella acuminata | 1839347 | 135650
Gibberella avenacea | 1839348 | 135651
Gibberella fujikuroi | 1839349 | 135652
Gibberella intricans | 1839350 | 135653
Gibberella moniliformis | 1839351 | 135654
Gladiolus grandiflorus | 1839352 | 135655
Gliocladium roseum | 1839353 | 135656
Gliocladium sp. | 1839354 | 135657
Gliocladium virens | 1839355 | 135658
Globodera pallida | 1839356 | 135659
Gloeocapsa sanguinea | 1839357 | 135660
Gloeococcus maximus | 1839358 | 135661
Gloeophyllum striatum | 1839359 | 135662
Glomerella cingulata | 1839360 | 135663
Glomerella graminicola | 1839361 | 135664
Glomus aggregatum | 1839362 | 135665
Glomus caledonium | 1839363 | 135666
Glomus claroideum | 1839364 | 135667
Glomus clarum | 1839365 | 135668
Glomus constrictum | 1839366 | 135669
Glomus deserticola | 1839367 | 135670
Glomus etunicatum | 1839368 | 135671
Glomus fasciculatum | 1839369 | 135672
Glomus geosporum | 1839370 | 135673
Glomus intraradices | 1839371 | 135674
Glomus invermaium | 1839372 | 135675
Glomus macrocarpum | 1839373 | 135676
Glomus microcarpum | 1839374 | 135677
Glomus mosseae | 1839375 | 135678
Glomus rubiforme | 1839376 | 135679
Glossina morsitans | 1839377 | 135680
Glossina pallidipes | 1839378 | 135681
Glossina tachinoides | 1839379 | 135682
Glyphidocera juniperella | 1839380 | 135683
Glyphodes pyloalis | 1839381 | 135684
Glypta fumiferanae | 1839382 | 135685
Glyptapanteles militaris | 1839383 | 135686
Glyptapanteles sp. | 1839384 | 135687
Glyptobothrus brunneus ssp. brunneus | 1839385 | 135688
Glyptocidaris crenularis | 1839386 | 135689
Gnatocerus cornutus | 1839387 | 135690
Goldbachia laevigata | 1839388 | 135691
Golovinomyces orontii | 1839389 | 135692
Gomphonema clavatum | 1839390 | 135693
Gomphonema minutum | 1839391 | 135694
Gomphonema pumilum | 1839392 | 135695
Gonatocerus ashmeadi | 1839393 | 135696
Gracilaria dura | 1839394 | 135697
Gracilaria tenuistipitata var. liui | 1839395 | 135698
Gracilaria vermiculophylla | 1839396 | 135699
Gracilariopsis longissima | 1839397 | 135700
Graminella nigrifrons | 1839398 | 135701
Graphium sp. | 1839399 | 135702
Grapholita molesta | 1839400 | 135703
Grapholita prunivora | 1839401 | 135704
Grindelia chiloensis | 1839402 | 135705
Gronotoma micromorpha | 1839403 | 135706
Gryllus bimaculatus | 1839404 | 135707
Guignardia bidwellii | 1839405 | 135708
Guignardia citricarpa | 1839406 | 135709
Guignotus japonicus | 1839407 | 135710
Gymnoascus reessii | 1839408 | 135711
Gymnometriocnemus mahensis | 1839409 | 135712
Gynura procumbens | 1839410 | 135713
Gypsonoma haimbachiana | 1839411 | 135714
Gyraulus convexiusculus | 1839412 | 135715
Gyrodactylus turnbulli | 1839413 | 135716
Habrobracon hebetor | 1839414 | 135717
Hadrobunus sp. | 1839415 | 135718
Haeckeliania sperata | 1839416 | 135719
Haematobia irritans ssp. exigua | 1839417 | 135720
Haemonchus contortus | 1839418 | 135721
Haitia pomilia | 1839419 | 135722
Haliotis discus ssp. discus | 1839420 | 135723
Haliotis discus ssp. hannai | 1839421 | 135724
Haliotis diversicolor ssp. supertexta | 1839422 | 135725
Halophytophthora elongata | 1839423 | 135726
Halophytophthora sp. | 1839424 | 135727
Halophytophthora spinosa var. lobata | 1839425 | 135728
Halophytophthora vesicula | 1839426 | 135729
Haloxylon salicornicum | 1839427 | 135730
Haltichella rhyacioniae | 1839428 | 135731
Hantzschia amphioxys ssp. pusilla | 1839429 | 135732
Haplogonatopus sp. | 1839430 | 135733
Haplozetes sp. | 1839431 | 135734
Hardenbergia comptoniana | 1839432 | 135735
Harpalus pennsylvanicus | 1839433 | 135736
Harpalus rufipalpis ssp. rufipalpis | 1839434 | 135737
Harrisina brillians | 1839435 | 135738
Haworthia variegata | 1839436 | 135739
Hebeloma crustuliniforme | 1839437 | 135740
Hebeloma cylindrosporum | 1839438 | 135741
Hebeloma longicaudum | 1839439 | 135742
Hebeloma sinapizans | 1839440 | 135743
Hedera helix var. baltica | 1839441 | 135744
Hedya nubiferana | 1839442 | 135745
Helcion concolor | 1839443 | 135746
Heleidomermis magnapapula | 1839444 | 135747
Helicoon richonis | 1839445 | 135748
Helicoon sp. | 1839446 | 135749
Helicosporium sp. | 1839447 | 135750
Helicotylenchus mucronatus | 1839448 | 135751
Helicotylenchus pseudorobustus | 1839449 | 135752
Helicoverpa armigera | 1839450 | 135753
Helicoverpa punctigera | 1839451 | 135754
Heligmosomoides polygyrus | 1839452 | 135755
Heliocidaris tuberculata | 1839453 | 135756
Heliothis armigera | 1839454 | 135757
Heliotropium ellipticum | 1839455 | 135758
Heliscella stellata | 1839456 | 135759
Heliscus submersus | 1839457 | 135760
Helisoma duryi | 1839458 | 135761
Helix aspersa ssp. maxima | 1839459 | 135762
Helix engaddensis | 1839460 | 135763
Hellula phidilealis | 1839461 | 135764
Helminthosporium solani | 1839462 | 135765
Helopeltis theivora | 1839463 | 135766
Hemianax papuensis | 1839464 | 135767
Hemicycliophora sp. | 1839465 | 135768
Hemigrapsus crenulatus | 1839466 | 135769
Hemiptarsenus varicornis | 1839467 | 135770
Hemisarcoptes coccophagus | 1839468 | 135771
Hemitarsonemus sp. | 1839469 | 135772
Henosepilachna ocellata | 1839470 | 135773
Henosepilachna sp. | 1839471 | 135774
Henosepilachna vigintioctopunctata | 1839472 | 135775
Heptagenia dalecarlica | 1839473 | 135776
Herpomyces sp. | 1839474 | 135777
Heterakis gallinarum | 1839475 | 135778
Heterobasidion abietinum | 1839476 | 135779
Heterobasidion araucariae | 1839477 | 135780
Heterobasidion sp. | 1839478 | 135781
Heterobothrium okamotoi | 1839479 | 135782
Heterocapsa niei | 1839480 | 135783
Heterodera cajani | 1839481 | 135784
Heterodera carotae | 1839482 | 135785
Heterodera cruciferae | 1839483 | 135786
Heterodera rostochiensis | 1839484 | 135787
Heterodera sacchari | 1839485 | 135788
Heterodera zeae | 1839486 | 135789
Heterometrus fulvipes | 1839487 | 135790
Heteronyx piceus | 1839488 | 135791
Heterorhabditis bacteriophora | 1839489 | 135792
Heterorhabditis indica | 1839490 | 135793
Heterorhabditis marelatus | 1839491 | 135794
Heterorhabditis megidis | 1839492 | 135795
Heterorhabditis sonorensis | 1839493 | 135796
Heterorhabditis sp. | 1839494 | 135797
Heteroxenia fuscescens | 1839495 | 135798
Hexagenia munda ssp. orlando | 1839496 | 135799
Hexaplex trunculus | 1839497 | 135800
Himantothallus grandifolius | 1839498 | 135801
Hippodamia undecimnotata | 1839499 | 135802
Hippopus hippopus | 1839500 | 135803
Hirschmanniella oryzae | 1839501 | 135804
Hirsutella nodulosa | 1839502 | 135805
Hirsutella rhossiliensis | 1839503 | 135806
Hirudinaria manillensis | 1839504 | 135807
Histiostomata feroniarum | 1839505 | 135808
Histriculus similis | 1839506 | 135809
Hizikia fusiforme | 1839507 | 135810
Holostemma annulare | 1839508 | 135811
Holotrichia consanguinea | 1839509 | 135812
Holotrichia parallela | 1839510 | 135813
Homalodisca vitripennis | 1839511 | 135814
Homoeosoma electellum | 1839512 | 135815
Homona magnanima | 1839513 | 135816
Hoplia philanthus | 1839514 | 135817
Hoplolaimus columbus | 1839515 | 135818
Hoplolaimus indicus | 1839516 | 135819
Hordeum brevisublatum | 1839517 | 135820
Hordeum distichum | 1839518 | 135821
Hordeum distichum var. Triumph | 1839519 | 135822
Hormiactis sp. | 1839520 | 135823
Hormidium flaccidum | 1839521 | 135824
Hormidium fluitans | 1839522 | 135825
Hormidium pseudostichococcus | 1839523 | 135826
Hormidium rivulare | 1839524 | 135827
Hormidium scopulinum | 1839525 | 135828
Hormosira banksii | 1839526 | 135829
Hosta fortunei | 1839527 | 135830
Hosta montana | 1839528 | 135831
Hosta undulata | 1839529 | 135832
Humicola fuscoatra var. fuscoatra | 1839530 | 135833
Humicola fuscoatra var. longispora | 1839531 | 135834
Humicola lutea | 1839532 | 135835
Hyacinthus orientalis ssp. orientalis | 1839533 | 135836
Hyale crassicornis | 1839534 | 135837
Hyale longicornis | 1839535 | 135838
Hyalella castroi | 1839536 | 135839
Hyaloperonospora parasitica | 1839537 | 135840
Hydrellia philippina | 1839538 | 135841
Hydrocotyle heteromeria | 1839539 | 135842
Hydrolithon onkodes | 1839540 | 135843
Hydrostemma motleyi | 1839541 | 135844
Hydrous aterrimus | 1839542 | 135845
Hylastes ater | 1839543 | 135846
Hylemya brassicae | 1839544 | 135847
Hylobius abietis | 1839545 | 135848
Hymenocyclus sp. | 1839546 | 135849
Hymenogaster sp. | 1839547 | 135850
Hymenoscyphus tetracladius | 1839548 | 135851
Hyperamoeba sp. | 1839549 | 135852
Hypoaspis aculeifer | 1839550 | 135853
Hypoaspis sp. | 1839551 | 135854
Hyposoter didymator | 1839552 | 135855
Hypothenemus hampei | 1839553 | 135856
Hypsipyla grandella | 1839554 | 135857
Ichthyobodo necator | 1839555 | 135858
Ictalurus platycephalus | 1839556 | 135859
Idioscopus clypealis | 1839557 | 135860
Idotea balthica ssp. basteri | 1839558 | 135861
Illinoia liriodendri | 1839559 | 135862
Illybius angustior | 1839560 | 135863
Impatiens hawkeri | 1839561 | 135864
Incurvaria capittella | 1839562 | 135865
Indigofera linnaei | 1839563 | 135866
Indoaustriella lamprelli | 1839564 | 135867
Inula crithmoides | 1839565 | 135868
Iphiseius degenerans | 1839566 | 135869
Ipomoea biflora | 1839567 | 135870
Ips typographus | 1839568 | 135871
Iridaea mawsonii | 1839569 | 135872
Iris reticulata | 1839570 | 135873
Iris X hollandica | 1839571 | 135874
Irpex lacteus | 1839572 | 135875
Ischaemum afrum | 1839573 | 135876
Ischaemum magnum | 1839574 | 135877
Ischnura senegalensis | 1839575 | 135878
Iseropus stercorator ssp. orgyiae | 1839576 | 135879
Isidorella newcombi | 1839577 | 135880
Isoperla difformis | 1839578 | 135881
Isopterygium albescens | 1839579 | 135882
Isotoma anglicana | 1839580 | 135883
Isotomurus plumosus | 1839581 | 135884
Isotomurus prasinus | 1839582 | 135885
Issoria lathonia | 1839583 | 135886
Itoplectis conquisitor | 1839584 | 135887
Iuliformia | 1839585 | 135888
Ixodes ricinus | 1839586 | 135889
Ixodes scapularis | 1839587 | 135890
Jacobiasca lybica | 1839588 | 135891
Juniperus sabina var. davurica | 1839589 | 135892
Juniperus x pfitzeriana | 1839590 | 135893
Kampimodromus aberrans | 1839591 | 135894
Kandelia candel | 1839592 | 135895
Kappaphycus alvarezii | 1839593 | 135896
Karenia brevis | 1839594 | 135897
Katianna sp. | 1839595 | 135898
Keiferia lycopersicella | 1839596 | 135899
Keronopsis rubra | 1839597 | 135900
Kerria lacca | 1839598 | 135901
Kiefferulus calligaster | 1839599 | 135902
Kirchneriella aperta | 1839600 | 135903
Kirchneriella irregularis | 1839601 | 135904
Kleidocerys ericae | 1839602 | 135905
Komvophoron minutum | 1839603 | 135906
Kosteletzkya virginica | 1839604 | 135907
Labeo niloticus | 1839605 | 135908
Labidura truncata | 1839606 | 135909
Laccaria bicolor | 1839607 | 135910
Laccaria laccata | 1839608 | 135911
Laccaria proxima | 1839609 | 135912
Laccotrephes maculatus | 1839610 | 135913
Lacerta monticola ssp. cyreni | 1839611 | 135914
Lachnosterna sp. | 1839612 | 135915
Lachnum pygmaeum | 1839613 | 135916
Lachnum virgineum | 1839614 | 135917
Lactarius deliciosus | 1839615 | 135918
Lactarius sp. | 1839616 | 135919
Lactuca sativa var. longifolia | 1839617 | 135920
Laelapidae | 1839618 | 135921
Laeonereis acuta | 1839619 | 135922
Laetisaria arvalis | 1839620 | 135923
Laetisaria fuciformis | 1839621 | 135924
Lagenidium giganteum | 1839622 | 135925
Lambertella tubulosa | 1839623 | 135926
Lamprophis fuliginosus | 1839624 | 135927
Larix leptolepis var. murrayana | 1839625 | 135928
Lasiodiplodia theobromae | 1839626 | 135929
Lasiomma anthracina | 1839627 | 135930
Lasiomma anthracinum | 1839628 | 135931
Laspeyresia funebrana | 1839629 | 135932
Lathrobium longulum | 1839630 | 135933
Lecanicillium lecanii | 1839631 | 135934
Lecanicillium longisporum | 1839632 | 135935
Lecanicillium muscarium | 1839633 | 135936
Lecanicillium tenuipes | 1839634 | 135937
Leiophron spreta | 1839635 | 135938
Leishmania amazonensis | 1839636 | 135939
Leishmania braziliensis | 1839637 | 135940
Leishmania chagasi | 1839638 | 135941
Leishmania donovani | 1839639 | 135942
Leishmania donovani ssp. chagasi | 1839640 | 135943
Leishmania infantum | 1839641 | 135944
Leishmania major | 1839642 | 135945
Leishmania mexicana | 1839643 | 135946
Leistus barnevillei | 1839644 | 135947
Lemna disperma | 1839645 | 135948
Lemonniera aquatica | 1839646 | 135949
Lentinula novae-zelandiae | 1839647 | 135950
Lentinus subnudus | 1839648 | 135951
Lenzites elegans | 1839649 | 135952
Lepeophtheirus mugiloidis | 1839650 | 135953
Leperisinus varius | 1839651 | 135954
Lepidiota consobrina | 1839652 | 135955
Lepidiota crinita | 1839653 | 135956
Lepidiota frenchi | 1839654 | 135957
Lepidiota negatoria | 1839655 | 135958
Lepidiota noxia | 1839656 | 135959
Lepidiota picticollis | 1839657 | 135960
Lepidiota sp. | 1839658 | 135961
Lepidoglyphus destructor | 1839659 | 135962
Lepidotrema bidyana | 1839660 | 135963
Lepidozona albrechtii | 1839661 | 135964
Lepthyphantes ericaeus | 1839662 | 135965
Lepthyphantes tenuis | 1839663 | 135966
Leptocorisa acuta | 1839664 | 135967
Leptocorisa sp. | 1839665 | 135968
Leptodactylus latrans | 1839666 | 135969
Leptodiaptumus siciloides | 1839667 | 135970
Leptographium procerum | 1839668 | 135971
Leptolyngbya boryana | 1839669 | 135972
Leptomastix dactylopii | 1839670 | 135973
Leptopharynx sp. | 1839671 | 135974
Leptopilina boulardi | 1839672 | 135975
Leptopilina heterotoma | 1839673 | 135976
Leptosphaeria korrae | 1839674 | 135977
Leptosphaeria maculans | 1839675 | 135978
Leptosphaeria sacchari | 1839676 | 135979
Lessonia nigrescens | 1839677 | 135980
Lestes sponsa | 1839678 | 135981
Leucadendron sp. | 1839679 | 135982
Leucinodes orbonalis | 1839680 | 135983
Leuciscus idus ssp. melanotus | 1839681 | 135984
Leucolaephus sp. | 1839682 | 135985
Leucopis ninae | 1839683 | 135986
Leucoptera coffeella | 1839684 | 135987
Leuctra nigra | 1839685 | 135988
Levanderina fissa | 1839686 | 135989
Leveillula taurica | 1839687 | 135990
Lilium philippinense ssp. formosanum | 1839688 | 135991
Lilium speciosum | 1839689 | 135992
Limnius volkmari | 1839690 | 135993
Limnoperna fortunei | 1839691 | 135994
Limnophila chinensis | 1839692 | 135995
Limonius dubitans | 1839693 | 135996
Lindernia brevidens | 1839694 | 135997
Lindorus lophanthae | 1839695 | 135998
Linum marginale | 1839696 | 135999
Lipaphis pseudobrassicae | 1839697 | 136000
Liriomyza cicerina | 1839698 | 136001
Listronotus bonariensis | 1839699 | 136002
Lithobates catesbeiana | 1839700 | 136003
Lithocolletis sp. | 1839701 | 136004
Lithodes santolla | 1839702 | 136005
Litoria ewingi | 1839703 | 136006
Lobella sokamensis | 1839704 | 136007
Lobesia botrana | 1839705 | 136008
Lobophytum compactum | 1839706 | 136009
Lochmaea suturalis | 1839707 | 136010
Locusta migratoria | 1839708 | 136011
Longidorus americanum | 1839709 | 136012
Longidorus elongatus | 1839710 | 136013
Longitarsus nigripennis | 1839711 | 136014
Loxodes striatus | 1839712 | 136015
Loxostege sticticalis | 1839713 | 136016
Lucilia sericata | 1839714 | 136017
Ludwigia grandiflora ssp. hexapetala | 1839715 | 136018
Luma chequen | 1839716 | 136019
Lupinus cosentinii | 1839717 | 136020
Lupinus mexicanus | 1839718 | 136021
Lycoriella ingenua | 1839719 | 136022
Lycoriella solani | 1839720 | 136023
Lycosa hilaris | 1839721 | 136024
Lymnaea emarginata ssp. angulata | 1839722 | 136025
Lymnaea peregra ssp. ovata | 1839723 | 136026
Lymnaea rubiginosa | 1839724 | 136027
Lymnaea truncatula | 1839725 | 136028
Lyngbya wollei | 1839726 | 136029
Lyonetia speculella | 1839727 | 136030
Lysiphlebus fabarum | 1839728 | 136031
Lysiphlebus testaceipes | 1839729 | 136032
Macomona liliana | 1839730 | 136033
Macrocentrus ancylivorus | 1839731 | 136034
Macrocheles muscaedomesticae | 1839732 | 136035
Macrodema microptera | 1839733 | 136036
Macrophomina phaseolina | 1839734 | 136037
Macrophomina sp. | 1839735 | 136038
Macrophthalmus erato | 1839736 | 136039
Macroplex fasciata | 1839737 | 136040
Macroposthonia ornata | 1839738 | 136041
Macrosiphum avenae | 1839739 | 136042
Macrosteles fascifrons | 1839740 | 136043
Macrosteles quadripuncatus | 1839741 | 136044
Macrothrix flabelligera | 1839742 | 136045
Macrothrix spinosa | 1839743 | 136046
Madurasia obscurella | 1839744 | 136047
Magnaporthe grisea | 1839745 | 136048
Magnaporthe oryzae | 1839746 | 136049
Magnaporthe poae | 1839747 | 136050
Malacosoma indica | 1839748 | 136051
Maladera insanabilis | 1839749 | 136052
Malenchus sp. | 1839750 | 136053
Malus purpurea | 1839751 | 136054
Manduca quinquemaculata | 1839752 | 136055
Mansonia annulifera | 1839753 | 136056
Mansonia uniformis | 1839754 | 136057
Maranta leuconeura | 1839755 | 136058
Marasmarcha liophanes | 1839756 | 136059
Marasmia trapezalis | 1839757 | 136060
Marasmius androsaceus | 1839758 | 136061
Marmara gulosa | 1839759 | 136062
Maruca testulalis | 1839760 | 136063
Maruca vitrata | 1839761 | 136064
Medicago tornata | 1839762 | 136065
Megabalanus tintinnabulum ssp. tintinnabulum | 1839763 | 136066
Megalobulimus sp. | 1839764 | 136067
Megarasbora elanga | 1839765 | 136068
Megastigmus sp. | 1839766 | 136069
Megastigmus spermotrophus | 1839767 | 136070
Melampodium paludosum | 1839768 | 136071
Melampsora lini var. lini | 1839769 | 136072
Melanagromyza obtusa | 1839770 | 136073
Melanagromyza sojae | 1839771 | 136074
Melanaspis glomerata | 1839772 | 136075
Melanocallis caryaefoliae | 1839773 | 136076
Melanogaster ambiguus | 1839774 | 136077
Melanotaenia splendida ssp. inornata | 1839775 | 136078
Melanotaenia splendida ssp. splendida | 1839776 | 136079
Melanotus communis | 1839777 | 136080
Melanotus depressus | 1839778 | 136081
Melasoma sp. | 1839779 | 136082
Melilotus parviflora | 1839780 | 136083
Melipona quadrifasciata ssp. anthidioides | 1839781 | 136084
Melita awa | 1839782 | 136085
Melita longidactyla | 1839783 | 136086
Melita matilda | 1839784 | 136087
Melita plumulosa | 1839785 | 136088
Melittia cucurbitae | 1839786 | 136089
Melittia satyriniformis | 1839787 | 136090
Melogramma sp. | 1839788 | 136091
Meloidogyne arenaria | 1839789 | 136092
Meloidogyne chitwoodi | 1839790 | 136093
Meloidogyne graminicola | 1839791 | 136094
Merlinius brevidens | 1839792 | 136095
Meroles suborbitalis | 1839793 | 136096
Meroplius fukuharai | 1839794 | 136097
Merwilla plumbea | 1839795 | 136098
Mesocriconema ornatum | 1839796 | 136099
Mesocriconema sp. | 1839797 | 136100
Mesocriconema sphaerocephalum | 1839798 | 136101
Mesocyclops ruttneri | 1839799 | 136102
Mesodesma glabrum | 1839800 | 136103
Mesodesma mactroides | 1839801 | 136104
Mesograpta sp. | 1839802 | 136105
Mesomorphus villiger | 1839803 | 136106
Mesopolobus bruchophagi | 1839804 | 136107
Mesostena angustata | 1839805 | 136108
Metaphycus luteolus | 1839806 | 136109
Metarhizium anisopliae | 1839807 | 136110
Metarhizium anisopliae var. anisopliae | 1839808 | 136111
Metaseiulus occidentalis | 1839809 | 136112
Metateratocephalus sp. | 1839810 | 136113
Meteorus pulchricornis | 1839811 | 136114
Metopolophium dirhodum | 1839812 | 136115
Micractinium conductrix | 1839813 | 136116
Microctonus aethiopoides | 1839814 | 136117
Microctonus hyperodae | 1839815 | 136118
Microcystis firma | 1839816 | 136119
Microcystis novacekii | 1839817 | 136120
Microcystis viridis | 1839818 | 136121
Microcystis wesenbergii | 1839819 | 136122
Microdochium majus | 1839820 | 136123
Microdochium panattonianum | 1839821 | 136124
Microdochium sp. | 1839822 | 136125
Microdorylaimus sp. | 1839823 | 136126
Micromus tasmaniae | 1839824 | 136127
Micronecta annae | 1839825 | 136128
Microplitis croceipes | 1839826 | 136129
Microplitis demolitor | 1839827 | 136130
Microplitis mediator | 1839828 | 136131
Microplitis plutellae | 1839829 | 136132
Micropterna sequax | 1839830 | 136133
Microsepsis armillata | 1839831 | 136134
Microsepsis mitis | 1839832 | 136135
Microstella pluvioriens | 1839833 | 136136
Microtis media | 1839834 | 136137
Microvelia atrolineata | 1839835 | 136138
Microweisia sp. | 1839836 | 136139
Milax rusticus | 1839837 | 136140
Milax sowerbyi | 1839838 | 136141
Miscanthus X giganteus | 1839839 | 136142
Mnesampela privata | 1839840 | 136143
Modiolus philippinarum | 1839841 | 136144
Monacha obstructa | 1839842 | 136145
Monellia caryella | 1839843 | 136146
Monilia fructicola | 1839844 | 136147
Monilinia laxa | 1839845 | 136148
Monilinia oxycocci | 1839846 | 136149
Monilinia vaccinii-corymbosi | 1839847 | 136150
Moniliophthora perniciosa | 1839848 | 136151
Monographella cucumerina | 1839849 | 136152
Monographella nivalis | 1839850 | 136153
Monographella nivalis var. nivalis | 1839851 | 136154
Mononchus aquaticus | 1839852 | 136155
Monoraphidium arcuatum | 1839853 | 136156
Monoraphidium dybowskii | 1839854 | 136157
Monoraphidium komarkovae | 1839855 | 136158
Monoraphidium pusillum | 1839856 | 136159
Monosporascus cannonballus | 1839857 | 136160
Mortierella alpina | 1839858 | 136161
Mortierella hyalina | 1839859 | 136162
Morula marginalba | 1839860 | 136163
Morus australis | 1839861 | 136164
Mucor circinelloides | 1839862 | 136165
Mucor hiemalis | 1839863 | 136166
Mucor piriformis | 1839864 | 136167
Mucor racemosus | 1839865 | 136168
Mullus barbatus ssp. ponticus | 1839866 | 136169
Murdannia triquetra | 1839867 | 136170
Mus domesticus | 1839868 | 136171
Mus musculus ssp. albinus | 1839869 | 136172
Musca lusoria | 1839870 | 136173
Muscidifurax raptor | 1839871 | 136174
Myceliophthora thermophila | 1839872 | 136175
Mycena galopus | 1839873 | 136176
Mycena haematopus | 1839874 | 136177
Mycosphaerella brassicicola | 1839875 | 136178
Mycosphaerella chrysanthemi | 1839876 | 136179
Mycosphaerella fijiensis | 1839877 | 136180
Mycosphaerella graminicola | 1839878 | 136181
Mycosphaerella linicola | 1839879 | 136182
Mycosphaerella pinodes | 1839880 | 136183
Mycosphaerella rabiei | 1839881 | 136184
Mylabris pustulata | 1839882 | 136185
Mylabris sp. | 1839883 | 136186
Mylabris thunbergii | 1839884 | 136187
Myllocerus undatus | 1839885 | 136188
Myllocerus undecimpustulatus | 1839886 | 136189
Myoporum insulare | 1839887 | 136190
Myrmedobia hispanica | 1839888 | 136191
Myrothecium roridum | 1839889 | 136192
Myrothecium sp. | 1839890 | 136193
Mysella anomala | 1839891 | 136194
Mythimna separata | 1839892 | 136195
Mytilus edulis ssp. planulatus | 1839893 | 136196
Myzus malisuctus | 1839894 | 136197
Myzus nicotianae | 1839895 | 136198
Nabis ericetorum | 1839896 | 136199
Nabis flavomarginatus | 1839897 | 136200
Nabis kinbergii | 1839898 | 136201
Nacella concinna | 1839899 | 136202
Nanorchestes arboriger | 1839900 | 136203
Nanorchestidae | 1839901 | 136204
Nanosesarma batavicum | 1839902 | 136205
Naohidemyces vacciniorum | 1839903 | 136206
Nasonia vitripennis | 1839904 | 136207
Nassarius gibbosulus | 1839905 | 136208
Nattrassia mangiferae | 1839906 | 136209
Nebria punctatostriata ssp. asturiensis | 1839907 | 136210
Nectria curta | 1839908 | 136211
Nectria haematococca | 1839909 | 136212
Nectria lugdunensis | 1839910 | 136213
Neillia longeracemosa | 1839911 | 136214
Nemoura avicularis | 1839912 | 136215
Neoaplectana bibionis | 1839913 | 136216
Neoaplectana carpocapsae | 1839914 | 136217
Neocaridina heteropoda | 1839915 | 136218
Neochloris pseudoalveolaris | 1839916 | 136219
Neochloris sp. | 1839917 | 136220
Neochrysocharis formosa | 1839918 | 136221
Neochrysocharis okazakii | 1839919 | 136222
Neocloeon triangulifer | 1839920 | 136223
Neocosmospora vasinfecta var. africana | 1839921 | 136224
Neoepisesarma mederi | 1839922 | 136225
Neohelice granulata | 1839923 | 136226
Neoleucinodes elegantalis | 1839924 | 136227
Neoniphargus sp. | 1839925 | 136228
Neoparamoeba pemaquidensis | 1839926 | 136229
Neopareophora litura | 1839927 | 136230
Neoseiulus baraki | 1839928 | 136231
Neoseiulus californicus | 1839929 | 136232
Neoseiulus cucumeris | 1839930 | 136233
Neoseiulus fallacis | 1839931 | 136234
Neosiphonia savatieri | 1839932 | 136235
Neotyphodium coenophialum | 1839933 | 136236
Neotyphodium sp. | 1839934 | 136237
Neozygites floridana | 1839935 | 136238
Neozygites fresenii | 1839936 | 136239
Nephotettix cincticeps | 1839937 | 136240
Nephotettix virescens | 1839938 | 136241
Nephroselmis pyriformis | 1839939 | 136242
Nephthys ciliata | 1839940 | 136243
Nephtys australiensis | 1839941 | 136244
Nephtys hombergi | 1839942 | 136245
Nerita atramentosa | 1839943 | 136246
Nerita forskali | 1839944 | 136247
Neurobasis sp. | 1839945 | 136248
Neurostrota gunniella | 1839946 | 136249
Newnhamia sp. | 1839947 | 136250
Niphargus rhenorhodanensis | 1839948 | 136251
Niphargus sp. | 1839949 | 136252
Nisaga simplex | 1839950 | 136253
Nisotra sp. | 1839951 | 136254
Nodulisporium sp. | 1839952 | 136255
Nostoc entophytum | 1839953 | 136256
Nostoc sphaeroides | 1839954 | 136257
Notocallista sp. | 1839955 | 136258
Notochilus damryi | 1839956 | 136259
Notocotylus attenuatus | 1839957 | 136260
Notodiaptomus conifer | 1839958 | 136261
Notonecta triguttata | 1839959 | 136262
Nymphaea spontanea | 1839960 | 136263
Nymphoides peltatum | 1839961 | 136264
Nysius huttoni | 1839962 | 136265
Ochlerotatus caspius | 1839963 | 136266
Ochlerotatus nigromaculis | 1839964 | 136267
Ochlerotatus taeniorhynchus | 1839965 | 136268
Ochromonas ovalis | 1839966 | 136269
Octolasium lacteum | 1839967 | 136270
Oculimacula yallundae | 1839968 | 136271
Odontella mobiliensis | 1839969 | 136272
Odontella sp. | 1839970 | 136273
Odontotermes sp. | 1839971 | 136274
Oesophagostomum columbianum | 1839972 | 136275
Oesophagostomum dentatum | 1839973 | 136276
Oides scutellata | 1839974 | 136277
Oidiodendron griseum | 1839975 | 136278
Oidiodendron maius | 1839976 | 136279
Oidium mangiferae | 1839977 | 136280
Oidium neolycopersici | 1839978 | 136281
Oidium sp. | 1839979 | 136282
Olearia solandri | 1839980 | 136283
Oligonychus aceris | 1839981 | 136284
Oligonychus coffeae | 1839982 | 136285
Oligonychus ilicis | 1839983 | 136286
Oligonychus indicus | 1839984 | 136287
Oligonychus pratensis | 1839985 | 136288
Olisthopus fuscatus | 1839986 | 136289
Olisthopus rotundatus | 1839987 | 136290
Ologamasidae | 1839988 | 136291
Onchidium sp. | 1839989 | 136292
Onchocerca volvulus | 1839990 | 136293
Oncomelania quadrasi | 1839991 | 136294
Oncopera sp. | 1839992 | 136295
Oncorhynchus nerka ssp. kennerlyi | 1839993 | 136296
Onitis westermanni | 1839994 | 136297
Onthophagus margaritifer | 1839995 | 136298
Onthophagus melanocephalus | 1839996 | 136299
Onychiurus apuanicus | 1839997 | 136300
Onychiurus jubilarius | 1839998 | 136301
Onychiurus justi | 1839999 | 136302
Onychiurus justi ssp. porteri | 1840000 | 136303
Onychiurus quadriocellatus | 1840001 | 136304
Ooencyrtus kuvanae | 1840002 | 136305
Ooencyrtus nezarae | 1840003 | 136306
Oomyzus sokolowskii | 1840004 | 136307
Oospora sp. | 1840005 | 136308
Ophelimus maskelli | 1840006 | 136309
Ophiomya phaseoli | 1840007 | 136310
Ophiomyia spencerella | 1840008 | 136311
Ophion sp. | 1840009 | 136312
Ophionereis dubia | 1840010 | 136313
Ophiostoma ips | 1840011 | 136314
Ophiostoma polonicum | 1840012 | 136315
Ophisops elegans | 1840013 | 136316
Opisina arenosella | 1840014 | 136317
Opius chromatomyiae | 1840015 | 136318
Opius monilicornis | 1840016 | 136319
Oppia minutissima | 1840017 | 136320
Oracella acuta | 1840018 | 136321
Orconectes propinquus ssp. propinquus | 1840019 | 136322
Oreochromis mossambicus X niloticus | 1840020 | 136323
Oreochromis mossambicus X urolepis | 1840021 | 136324
Oreodytes rivalis | 1840022 | 136325
Orgilus lepidus | 1840023 | 136326
Oribatidae | 1840024 | 136327
Origanum libanoticum | 1840025 | 136328
Origanum vulgare ssp. hirtum | 1840026 | 136329
Orius laevigatus | 1840027 | 136330
Orius majusculus | 1840028 | 136331
Orius strigicollis | 1840029 | 136332
Ornithodoros moubata | 1840030 | 136333
Ornithonyssus sylviarum | 1840031 | 136334
Orobanche aegyptiaca | 1840032 | 136335
Oromus alpinus | 1840033 | 136336
Orseolia oryzae | 1840034 | 136337
Orthetrum albistylum ssp. speciosum | 1840035 | 136338
Orthosia gothica | 1840036 | 136339
Orthotylus ericetorum | 1840037 | 136340
Oryctes nasicornis | 1840038 | 136341
Oryza sativa ssp. japonica | 1840039 | 136342
Oryzias melastigma | 1840040 | 136343
Oscillatoria perornata | 1840041 | 136344
Ostrinia furnacalis | 1840042 | 136345
Otodectes cynotis | 1840043 | 136346
Ottochloa nodosum | 1840044 | 136347
Oudemansiella mucida | 1840045 | 136348
Oxyloma pfeifferi | 1840046 | 136349
Oxyops vitiosa | 1840047 | 136350
Oziotelphusa senex ssp. senex | 1840048 | 136351
Pachycrepoideus vindemmiae | 1840049 | 136352
Pachygnathidae | 1840050 | 136353
Pachymelania aurita | 1840051 | 136354
Pachymetra chaunorhiza | 1840052 | 136355
Pachyneuron aphidis | 1840053 | 136356
Pachytychius setosus | 1840054 | 136357
Paecilomyces carneus | 1840055 | 136358
Paecilomyces fumosoroseus | 1840056 | 136359
Paecilomyces lilacinus | 1840057 | 136360
Paecilomyces sp. | 1840058 | 136361
Paederus alfierii | 1840059 | 136362
Paederus fuscipes | 1840060 | 136363
Paederus sp. | 1840061 | 136364
Palaemon serenus | 1840062 | 136365
Palaemonetes africanus | 1840063 | 136366
Palaemonetes argentinus | 1840064 | 136367
Palmistichus elaeisis | 1840065 | 136368
Palustra laboulbeni | 1840066 | 136369
Panagrellus silusiae | 1840067 | 136370
Panagrolaimus rigidus | 1840068 | 136371
Pandemis heparana | 1840069 | 136372
Pandora neoaphidis | 1840070 | 136373
Pangasianodon hypophthalmus | 1840071 | 136374
Panolis flammea | 1840072 | 136375
Panonychus citri | 1840073 | 136376
Panonychus ulmi | 1840074 | 136377
Panulirus homarus ssp. homarus | 1840075 | 136378
Paphia malabarica | 1840076 | 136379
Papilio demoleus | 1840077 | 136380
Paracentrobia andoi | 1840078 | 136381
Parachlorella kessleri | 1840079 | 136382
Paracoccidioides brasiliensis | 1840080 | 136383
Paraconiothyrium minitans | 1840081 | 136384
Paracyclopina nana | 1840082 | 136385
Paradiaptomus rex | 1840083 | 136386
Paragamasus sp. | 1840084 | 136387
Paralobesia viteana | 1840085 | 136388
Paralongidorus australis | 1840086 | 136389
Paramecium trichium | 1840087 | 136390
Paramelita nigroculus | 1840088 | 136391
Paramerina minima | 1840089 | 136392
Paramoera walkeri | 1840090 | 136393
Parapoynx stratiotata | 1840091 | 136394
Parasarcophaga argyrostoma | 1840092 | 136395
Parasitidae | 1840093 | 136396
Parasitus sp. | 1840094 | 136397
Parastizopus armaticeps | 1840095 | 136398
Paratrichodorus christiei | 1840096 | 136399
Paratrichodorus lobatus | 1840097 | 136400
Paratrichodorus minor | 1840098 | 136401
Paratrioza cockerelli | 1840099 | 136402
Paratya compressa ssp. compressa | 1840100 | 136403
Paratya compressa ssp. improvisa | 1840101 | 136404
Parelaphostrongylus sp. | 1840102 | 136405
Parisotoma notabilis | 1840103 | 136406
Parmotrema reticulatum | 1840104 | 136407
Paronychiurus kimi | 1840105 | 136408
Parorchis acanthus | 1840106 | 136409
Parthenolecanium corni ssp. corni | 1840107 | 136410
Parus ater | 1840108 | 136411
Parus caeruleus | 1840109 | 136412
Passalora fulva | 1840110 | 136413
Patella aspera | 1840111 | 136414
Patella caerulea | 1840112 | 136415
Patella rustica | 1840113 | 136416
Pavlova viridis | 1840114 | 136417
Paxillus involutus | 1840115 | 136418
Pectinophora gossypiella | 1840116 | 136419
Pediastrum biwae | 1840117 | 136420
Pediculus capitis | 1840118 | 136421
Pediobius foveolatus | 1840119 | 136422
Pedioplanis namaquensis | 1840120 | 136423
Pelophylax esculentus | 1840121 | 136424
Pemphigus populivenae | 1840122 | 136425
Penicillium aurantiogriseum | 1840123 | 136426
Penicillium brevicompactum | 1840124 | 136427
Penicillium canescens | 1840125 | 136428
Penicillium chrysogenum | 1840126 | 136429
Penicillium chrysogenum var. chrysogenum | 1840127 | 136430
Penicillium corylophilum | 1840128 | 136431
Penicillium digitatum | 1840129 | 136432
Penicillium expansum | 1840130 | 136433
Penicillium funiculosum | 1840131 | 136434
Penicillium italicum | 1840132 | 136435
Penicillium nigracans | 1840133 | 136436
Penicillium roquefortii | 1840134 | 136437
Penicillium simplicissimum | 1840135 | 136438
Penicillium sp. | 1840136 | 136439
Penicillium thomi | 1840137 | 136440
Penicillium urticae | 1840138 | 136441
Penicillium verruculosum | 1840139 | 136442
Penicillium vulpinum | 1840140 | 136443
Pennisetia marginata | 1840141 | 136444
Pennisetum alopecuroides | 1840142 | 136445
Pentaschistis airoides | 1840143 | 136446
Penthaleus falcatus | 1840144 | 136447
Peperomia caperata | 1840145 | 136448
Peramphithoe parmerong | 1840146 | 136449
Periconia macrospinosa | 1840147 | 136450
Peridiopsora mori | 1840148 | 136451
Peridontopyge sp. | 1840149 | 136452
Perileucoptera coffeella | 1840150 | 136453
Perinereis aibuhitensis | 1840151 | 136454
Perinereis nuntia | 1840152 | 136455
Perkinsus olseni | 1840153 | 136456
Perna canaliculus | 1840154 | 136457
Peromyscus maniculatus ssp. bairdii | 1840155 | 136458
Peronospora arborescens | 1840156 | 136459
Peronospora belbahrii | 1840157 | 136460
Peronospora destructor | 1840158 | 136461
Peronospora grisea | 1840159 | 136462
Peronospora manshurica | 1840160 | 136463
Peronospora sp. | 1840161 | 136464
Peronospora sparsa | 1840162 | 136465
Peronospora tabacina | 1840163 | 136466
Peronospora viciae | 1840164 | 136467
Persicaria runcinata | 1840165 | 136468
Perumytilus purpuratus | 1840166 | 136469
Pestalotia sp. | 1840167 | 136470
Petrova metallica | 1840168 | 136471
Phaedon cochleariae | 1840169 | 136472
Phaedrotoma scabriventris | 1840170 | 136473
Phaeoacremonium aleophilum | 1840171 | 136474
Phaeoacremonium parasiticum | 1840172 | 136475
Phaeocryptopus gaeumannii | 1840173 | 136476
Phaeocystis cordata | 1840174 | 136477
Phaeogenes hariolus | 1840175 | 136478
Phaeoisariopsis griseola | 1840176 | 136479
Phaeomoniella chlamydospora | 1840177 | 136480
Phaeosphaeria nodorum | 1840178 | 136481
Phakopsora pachyrhizi | 1840179 | 136482
Pharaphodius marginellus | 1840180 | 136483
Phaseolus vulgaris var. vulgaris | 1840181 | 136484
Phelipanche mutelii | 1840182 | 136485
Phellinus weirii | 1840183 | 136486
Phenacoccus herreni | 1840184 | 136487
Pheretima peguana | 1840185 | 136488
Phestilla sibogae | 1840186 | 136489
Phialocephala fortinii | 1840187 | 136490
Phialocephala sp. | 1840188 | 136491
Phialophora sp. | 1840189 | 136492
Philasterides dicentrarchi | 1840190 | 136493
Philodendron bipennifolium | 1840191 | 136494
Philodina acuticornis odiosa | 1840192 | 136495
Philonotis seriata | 1840193 | 136496
Philonthus cognatus | 1840194 | 136497
Phloeotribus scarabaeoides | 1840195 | 136498
Pholetesor ornigis | 1840196 | 136499
Pholetesor pedias | 1840197 | 136500
Phoma chrysanthemicola | 1840198 | 136501
Phoma complanata | 1840199 | 136502
Phoma exigua | 1840200 | 136503
Phoma exigua var. diversispora | 1840201 | 136504
Phoma exigua var. foveata | 1840202 | 136505
Phoma glumarum | 1840203 | 136506
Phoma humicola | 1840204 | 136507
Phoma leveillei | 1840205 | 136508
Phoma medicaginis | 1840206 | 136509
Phoma putaminum | 1840207 | 136510
Phoma sclerotioides | 1840208 | 136511
Phoma terrestris | 1840209 | 136512
Phomopsis amaranthicola | 1840210 | 136513
Phomopsis amygdali | 1840211 | 136514
Phomopsis obscurans | 1840212 | 136515
Phomopsis sp. | 1840213 | 136516
Phomopsis viticola | 1840214 | 136517
Phonapate frontalis | 1840215 | 136518
Phormidium mucicola | 1840216 | 136519
Phormidium terebriforme | 1840217 | 136520
Phorodon humuli | 1840218 | 136521
Phthorimaea operculella | 1840219 | 136522
Phycomyces blakesleeanus | 1840220 | 136523
Phyllactinia corylea | 1840221 | 136524
Phyllocnistis citrella | 1840222 | 136525
Phyllocoptruta oleivora | 1840223 | 136526
Phyllodiaptomus annae | 1840224 | 136527
Phyllonorycter blancardella | 1840225 | 136528
Phyllonorycter crataegella | 1840226 | 136529
Phyllonorycter sp. | 1840227 | 136530
Phyllopertha horticola | 1840228 | 136531
Phyllotreta vittata | 1840229 | 136532
Phymatotrichopsis omnivora | 1840230 | 136533
Physalis angulata var. angulata | 1840231 | 136534
Phytoconis sp. | 1840232 | 136535
Phytonemus pallidus | 1840233 | 136536
Phytophthora cactorum | 1840234 | 136537
Phytophthora cambivora | 1840235 | 136538
Phytophthora capsici | 1840236 | 136539
Phytophthora cinnamomi | 1840237 | 136540
Phytophthora citricola | 1840238 | 136541
Phytophthora cryptogea | 1840239 | 136542
Phytophthora drechsleri | 1840240 | 136543
Phytophthora fragariae | 1840241 | 136544
Phytophthora medicaginis | 1840242 | 136545
Phytophthora megasperma | 1840243 | 136546
Phytophthora nicotianae | 1840244 | 136547
Phytophthora palmivora | 1840245 | 136548
Phytophthora parasitica | 1840246 | 136549
Phytophthora porri | 1840247 | 136550
Phytophthora sp. | 1840248 | 136551
Phytophthora syringae | 1840249 | 136552
Phytoseiidae | 1840250 | 136553
Phytoseiulus macropilis | 1840251 | 136554
Phytoseiulus persimilis | 1840252 | 136555
Phytoseius plumifer | 1840253 | 136556
Picea asperata | 1840254 | 136557
Picea wilsonii | 1840255 | 136558
Pila ovata | 1840256 | 136559
Pilea cadierei | 1840257 | 136560
Piloderma bicolor | 1840258 | 136561
Pilophorus typicus | 1840259 | 136562
Pilularia globulifera | 1840260 | 136563
Pimelia cultrimargo | 1840261 | 136564
Pimpla turionellae | 1840262 | 136565
Pinctada albina ssp. albina | 1840263 | 136566
Pinctada fucata | 1840264 | 136567
Pinctada mazatlanica | 1840265 | 136568
Pinus austriaca | 1840266 | 136569
Pinus kesiya | 1840267 | 136570
Pinus nigra ssp. laricio | 1840268 | 136571
Pisolithus albus | 1840269 | 136572
Pisolithus tinctorius | 1840270 | 136573
Plagiochasma appendiculatum | 1840271 | 136574
Plagiodera rufescens | 1840272 | 136575
Plakobranchus ocellatus | 1840273 | 136576
Planktolyngbya limnetica | 1840274 | 136577
Planococcus ficus | 1840275 | 136578
Planorbarius sp. | 1840276 | 136579
Planorbis carinatus | 1840277 | 136580
Planotortrix excessana | 1840278 | 136581
Planotortrix octo | 1840279 | 136582
Plantago depressa | 1840280 | 136583
Plasmodium berghei | 1840281 | 136584
Plasmodium falciparum | 1840282 | 136585
Plasmopara viticola | 1840283 | 136586
Plationus patulus | 1840284 | 136587
Platygyra acuta | 1840285 | 136588
Platyhypnidium rusciforme | 1840286 | 136589
Platymonas viridis | 1840287 | 136590
Platynota flavedana | 1840288 | 136591
Platynota idaeusalis | 1840289 | 136592
Platynota stultana | 1840290 | 136593
Platynothrus sp. | 1840291 | 136594
Platynus assimilis | 1840292 | 136595
Pleurococcus rufescens | 1840293 | 136596
Pleurodonte sp. | 1840294 | 136597
Pleuronema coronatum | 1840295 | 136598
Pleurostomophora richardsiae | 1840296 | 136599
Pleurotus djamor | 1840297 | 136600
Pleurotus ostreatus | 1840298 | 136601
Pleurotus sp. | 1840299 | 136602
Plodia interpunctella | 1840300 | 136603
Pluchea lanceolata | 1840301 | 136604
Pneumocystis carinii | 1840302 | 136605
Pochonia chlamydosporia var. chlamydosporia | 1840303 | 136606
Podagrica sjostedti | 1840304 | 136607
Podagrica sp. | 1840305 | 136608
Podagrica uniforma | 1840306 | 136609
Podarcis bocagei | 1840307 | 136610
Podarcis carbonelli | 1840308 | 136611
Podarcis hispanica | 1840309 | 136612
Podisus nigrispinus | 1840310 | 136613
Podolepis sp. | 1840311 | 136614
Podosesia syringae | 1840312 | 136615
Podosphaera aphanis | 1840313 | 136616
Podosphaera fusca | 1840314 | 136617
Podosphaera leucotricha | 1840315 | 136618
Podosphaera pannosa | 1840316 | 136619
Poecilia wingei | 1840317 | 136620
Poecilobdella viridis | 1840318 | 136621
Poecilus kugelanni | 1840319 | 136622
Poecilus lepidus | 1840320 | 136623
Poecilus versicolor | 1840321 | 136624
Polinices conicus | 1840322 | 136625
Polistes apachus | 1840323 | 136626
Polistes dominulus | 1840324 | 136627
Polybia fastidiosuscula | 1840325 | 136628
Polybia scutellaris | 1840326 | 136629
Polygonum alopecuroides | 1840327 | 136630
Polyphagotarsonemus latus | 1840328 | 136631
Polyporus hirsutus | 1840329 | 136632
Polyporus varius | 1840330 | 136633
Polysiphona arctica | 1840331 | 136634
Polystichum aculeatum | 1840332 | 136635
Polystichum setiferum | 1840333 | 136636
Pomacea dolioides | 1840334 | 136637
Pomacea lineata | 1840335 | 136638
Pomacea patula | 1840336 | 136639
Pontastacus leptodactylus ssp. leptodactylus | 1840337 | 136640
Pontogammarus robustoides | 1840338 | 136641
Populus cathayana | 1840339 | 136642
Populus kangdingensis | 1840340 | 136643
Porphyra leucosticta | 1840341 | 136644
Potamogeton tricarinatus | 1840342 | 136645
Potamonautes sp. | 1840343 | 136646
Potamonautes warreni | 1840344 | 136647
Praon volucre | 1840345 | 136648
Prasinococcus sp. | 1840346 | 136649
Pratylenchus crenatus | 1840347 | 136650
Pratylenchus jordanensis | 1840348 | 136651
Pratylenchus mediterraneus | 1840349 | 136652
Pratylenchus penetrans | 1840350 | 136653
Pratylenchus vulnus | 1840351 | 136654
Pratylenchus zeae | 1840352 | 136655
Prays oleae | 1840353 | 136656
Priopidichthys sp. | 1840354 | 136657
Pristhesancus papuensis | 1840355 | 136658
Pristionchus iheritieri | 1840356 | 136659
Pristionchus maupasi | 1840357 | 136660
Pristionchus uniformis | 1840358 | 136661
Proasellus assaforensis | 1840359 | 136662
Proasellus slavus ssp. vindobonensis | 1840360 | 136663
Procambarus fallax f. virginalis | 1840361 | 136664
Procambarus simulans ssp. simulans | 1840362 | 136665
Profenusa canadensis | 1840363 | 136666
Prognathorhynchus sp. | 1840364 | 136667
Propylaea japonica | 1840365 | 136668
Prorops nasuta | 1840366 | 136669
Protaphorura armata | 1840367 | 136670
Protaphorura fimata | 1840368 | 136671
Protaphorura sp. | 1840369 | 136672
Protea neriifolia | 1840370 | 136673
Proteomonas sulcata | 1840371 | 136674
Protista | 1840372 | 136675
Protoderma frequens | 1840373 | 136676
Protogamasellus primitivus | 1840374 | 136677
Protomyces macrosporus | 1840375 | 136678
Protonectarina sylveirae | 1840376 | 136679
Prototheca wickerhamii | 1840377 | 136680
Prunus persica ssp. nucipersica | 1840378 | 136681
Prunus x yedoensis | 1840379 | 136682
Psathyrella atroumbonata | 1840380 | 136683
Pseudacris triseriata ssp. triseriata | 1840381 | 136684
Pseudaegerita matsushimae | 1840382 | 136685
Pseudagrion sp. | 1840383 | 136686
Pseudanabaena limnetica | 1840384 | 136687
Pseudanabaenaceae | 1840385 | 136688
Pseudocaligus fugu | 1840386 | 136689
Pseudocarcinus gigas | 1840387 | 136690
Pseudocercospora angolensis | 1840388 | 136691
Pseudocercospora mori | 1840389 | 136692
Pseudococcomyxa simplex | 1840390 | 136693
Pseudococcus viburni | 1840391 | 136694
Pseudodactylogyrus sp. | 1840392 | 136695
Pseudodistoma crucigaster | 1840393 | 136696
Pseudogymnoascus pannorum | 1840394 | 136697
Pseudogymnoascus roseus | 1840395 | 136698
Pseudohypatopa pulverea | 1840396 | 136699
Pseudokirchneriella subcapitata | 1840397 | 136700
Pseudomallada astur | 1840398 | 136701
Pseudoperonospora cubensis | 1840399 | 136702
Pseudopeziza medicaginis | 1840400 | 136703
Pseudophilippia quaintancii | 1840401 | 136704
Pseudoseptoria donacis | 1840402 | 136705
Pseudosida ramosa | 1840403 | 136706
Psoroptes cuniculi | 1840404 | 136707
Psyttalia concolor | 1840405 | 136708
Psyttalia fletcheri | 1840406 | 136709
Psyttalia incisi | 1840407 | 136710
Pteria penguin | 1840408 | 136711
Pteridium esculentum | 1840409 | 136712
Pteris dentata | 1840410 | 136713
Pterohelaeus alternatus | 1840411 | 136714
Pteromalus puparum | 1840412 | 136715
Pteronemobius sp. | 1840413 | 136716
Pterostichus oblongopunctatus | 1840414 | 136717
Pterostylis sanguinea | 1840415 | 136718
Ptychoptera lacustris | 1840416 | 136719
Puccinia arachidis | 1840417 | 136720
Puccinia arenariae | 1840418 | 136721
Puccinia graminis ssp. graminicola | 1840419 | 136722
Puccinia helianthi | 1840420 | 136723
Puccinia hemerocallidis | 1840421 | 136724
Puccinia horiana | 1840422 | 136725
Puccinia iridis | 1840423 | 136726
Puccinia lagenophorae | 1840424 | 136727
Puccinia menthae | 1840425 | 136728
Puccinia oxalidis | 1840426 | 136729
Puccinia pelargonii-zonalis | 1840427 | 136730
Puccinia punctiformis | 1840428 | 136731
Puccinia recondita | 1840429 | 136732
Puccinia sorghi | 1840430 | 136733
Puccinia substriata var. indica | 1840431 | 136734
Pucciniastrum areolatum | 1840432 | 136735
Pueraria montana ssp. lobata | 1840433 | 136736
Puntigrus tetrazona | 1840434 | 136737
Pycnoporus coccineus | 1840435 | 136738
Pycnoporus sanguineus | 1840436 | 136739
Pygmephorus sp. | 1840437 | 136740
Pyrenochaeta lycopersici | 1840438 | 136741
Pyrenochaeta terrestris | 1840439 | 136742
Pyrenopeziza brassicae | 1840440 | 136743
Pyrenophora chaetomioides | 1840441 | 136744
Pyrenophora dictyoides | 1840442 | 136745
Pyrenophora graminea | 1840443 | 136746
Pyrenophora teres | 1840444 | 136747
Pyrenophora tritici-repentis | 1840445 | 136748
Pyropia yezoensis | 1840446 | 136749
Pyrrhocoris apterus | 1840447 | 136750
Pythium arrhenomanes | 1840448 | 136751
Pythium coloratum | 1840449 | 136752
Pythium irregulare | 1840450 | 136753
Pythium myriotylum | 1840451 | 136754
Pythium spinosum | 1840452 | 136755
Pythium splendens | 1840453 | 136756
Pythium sylvaticum | 1840454 | 136757
Pythium torulosum | 1840455 | 136758
Pythium vexans | 1840456 | 136759
Pythium volutum | 1840457 | 136760
Pyura stolonifera | 1840458 | 136761
Quadrastichus erythrinae | 1840459 | 136762
Quambalaria eucalypti | 1840460 | 136763
Quercus palustris ssp. muench | 1840461 | 136764
Rachiplusia nu | 1840462 | 136765
Radix balthica | 1840463 | 136766
Radix luteola | 1840464 | 136767
Radix natalensis | 1840465 | 136768
Raffaelea lauricola | 1840466 | 136769
Raillietina echinobothrida | 1840467 | 136770
Ramalina maciformis | 1840468 | 136771
Rana brevipoda ssp. porosa | 1840469 | 136772
Ranunculus asiaticus | 1840470 | 136773
Ranunculus lingua | 1840471 | 136774
Ranunculus peltatus | 1840472 | 136775
Raoiella indica | 1840473 | 136776
Raphidiophrys contractilis | 1840474 | 136777
Rasbora daniconius neilgeriensis | 1840475 | 136778
Recilia dorsalis | 1840476 | 136779
Resseliella theobaldi | 1840477 | 136780
Reticulitermes speratus | 1840478 | 136781
Rhabditis cucumeris | 1840479 | 136782
Rhaphitelus maculatus | 1840480 | 136783
Rhipicephalus annulatus | 1840481 | 136784
Rhipicephalus appendiculatus | 1840482 | 136785
Rhipicephalus decoloratus | 1840483 | 136786
Rhipicephalus sanguineus | 1840484 | 136787
Rhizoctonia sp. | 1840485 | 136788
Rhizoglyphus echinopus | 1840486 | 136789
Rhizomucor miehei | 1840487 | 136790
Rhizophagus manihotis | 1840488 | 136791
Rhizophora stylosa | 1840489 | 136792
Rhizopogon sp. | 1840490 | 136793
Rhizopogon subareolatus | 1840491 | 136794
Rhizopus sp. | 1840492 | 136795
Rhizopus stolonifer | 1840493 | 136796
Rhizotrogus majalis | 1840494 | 136797
Rhodacarellus silesiacus | 1840495 | 136798
Rhodacaridae | 1840496 | 136799
Rhodacarus roseus | 1840497 | 136800
Rhodacarus sp. | 1840498 | 136801
Rhodnius prolixus | 1840499 | 136802
Rhodocollybia maculata var. maculata | 1840500 | 136803
Rhododendron indicum | 1840501 | 136804
Rhododendron obtusum | 1840502 | 136805
Rhododendron ponticum | 1840503 | 136806
Rhododendron simsii | 1840504 | 136807
Rhodonia placenta | 1840505 | 136808
Rhoicosphenia abbreviata | 1840506 | 136809
Rhyacionia frustrana | 1840507 | 136810
Rhyacionia neomexicana | 1840508 | 136811
Rhynchites aeneus | 1840509 | 136812
Rhynchosporium orthosporum | 1840510 | 136813
Rictichneumon pachymerus | 1840511 | 136814
Rivulus ocellatus ssp. marmoratus | 1840512 | 136815
Rocio octofasciata | 1840513 | 136816
Rogas sp. | 1840514 | 136817
Romanomermis culicivorax | 1840515 | 136818
Rostraria pumila | 1840516 | 136819
Rotylenchulus parvus | 1840517 | 136820
Rotylenchulus reniformis | 1840518 | 136821
Rubus procerus | 1840519 | 136822
Rubus tricolor | 1840520 | 136823
Rutilus caspicus | 1840521 | 136824
Rutilus kutum | 1840522 | 136825
Saccorhiza dermatodea | 1840523 | 136826
Saccostrea glomerata | 1840524 | 136827
Sagittaria pygmaea | 1840525 | 136828
Salix burjatica | 1840526 | 136829
Salix dasyclados | 1840527 | 136830
Salmo trutta ssp. caspius | 1840528 | 136831
Salmo trutta ssp. fario | 1840529 | 136832
Salmo trutta ssp. lacustris | 1840530 | 136833
Salmo trutta ssp. levensis | 1840531 | 136834
Salmo trutta ssp. trutta | 1840532 | 136835
Salvelinus alpinus ssp. erythrinus | 1840533 | 136836
Salvia canescens var. daghestanica | 1840534 | 136837
Salvia cryptantha | 1840535 | 136838
Salvia cyanescens | 1840536 | 136839
Salvia dichroantha | 1840537 | 136840
Salvia tchihatcheffii | 1840538 | 136841
Samia cynthia ssp. ricini | 1840539 | 136842
Sanguisorba occidentalis | 1840540 | 136843
Sarcocystis neurona | 1840541 | 136844
Sarcophaga argyrostoma | 1840542 | 136845
Sarcoptes scabiei var. suis | 1840543 | 136846
Sargassum linearifolium | 1840544 | 136847
Sarocladium oryzae | 1840545 | 136848
Sasajiscymnus tsugae | 1840546 | 136849
Scaevola crassifolia | 1840547 | 136850
Scapholeberis microcephala | 1840548 | 136851
Scaurus puncticollis | 1840549 | 136852
Sceliodes cordalis | 1840550 | 136853
Scelosodis castaneus | 1840551 | 136854
Scenedesmus aristatus | 1840552 | 136855
Scenedesmus basiliensis | 1840553 | 136856
Scenedesmus fuscus | 1840554 | 136857
Scenedesmus maximus | 1840555 | 136858
Scenedesmus microspina | 1840556 | 136859
Scenedesmus platydiscus | 1840557 | 136860
Scenedesmus tropicus | 1840558 | 136861
Scherffelia dubia | 1840559 | 136862
Schima superba | 1840560 | 136863
Schistocerca gregaria | 1840561 | 136864
Schistosoma japonicum | 1840562 | 136865
Schizanthus wisetonensis | 1840563 | 136866
Schizaphis graminum | 1840564 | 136867
Schizochytrium mangrovei | 1840565 | 136868
Schizonycha affinis | 1840566 | 136869
Schizophyllum commune | 1840567 | 136870
Schizothyrium pomi | 1840568 | 136871
Schwiebea sp. | 1840569 | 136872
Schyzonicha sp. | 1840570 | 136873
Sciothrips cardamomi | 1840571 | 136874
Scirpophaga excerptalis | 1840572 | 136875
Scirpophaga incertulas | 1840573 | 136876
Scirpophaga innotata | 1840574 | 136877
Scirpus juncoides var. ohwianus | 1840575 | 136878
Scirpus radicans | 1840576 | 136879
Scleroderma aurantium | 1840577 | 136880
Scleroderma sp. | 1840578 | 136881
Sclerophthora macrospora | 1840579 | 136882
Sclerospora graminicola | 1840580 | 136883
Sclerotinia homoeocarpa | 1840581 | 136884
Sclerotinia minor | 1840582 | 136885
Sclerotinia sp. | 1840583 | 136886
Sclerotinia trifoliorum | 1840584 | 136887
Scolecobasidium constrictum | 1840585 | 136888
Scolecobasidium salinum | 1840586 | 136889
Scolecobasidium sp. | 1840587 | 136890
Scolecobasidium tshawytschae | 1840588 | 136891
Scolopostethus decoratus | 1840589 | 136892
Scolothrips takahashii | 1840590 | 136893
Scopalina lophyropoda | 1840591 | 136894
Scrobipalpa heliopa | 1840592 | 136895
Scutacarus montanus | 1840593 | 136896
Scutacarus sp. | 1840594 | 136897
Scutellonema brachyurum | 1840595 | 136898
Scutellospora calospora | 1840596 | 136899
Scutellospora pellucida | 1840597 | 136900
Scuticociliatida | 1840598 | 136901
Scutigerella immaculata | 1840599 | 136902
Scutus breviculus | 1840600 | 136903
Scymnus coccivora | 1840601 | 136904
Scymnus mediterraneus | 1840602 | 136905
Scytonema multiramosum | 1840603 | 136906
Sebastiania brasiliensis | 1840604 | 136907
Sedum alfredii | 1840605 | 136908
Segmentina nitida | 1840606 | 136909
Seleborca sp. | 1840607 | 136910
Sellaphora minima | 1840608 | 136911
Semimytilus algosus | 1840609 | 136912
Semotilus atromaculatus ssp. atromaculatus | 1840610 | 136913
Sepsis cynipsea | 1840611 | 136914
Sepsis dissimilis | 1840612 | 136915
Sepsis duplicata | 1840613 | 136916
Sepsis fulgens | 1840614 | 136917
Sepsis latiforceps | 1840615 | 136918
Sepsis orthocnemis | 1840616 | 136919
Sepsis violacea | 1840617 | 136920
Septifer virgatus | 1840618 | 136921
Septoria apiicola | 1840619 | 136922
Septoria avenae | 1840620 | 136923
Septoria glycines | 1840621 | 136924
Septoria lycopersici | 1840622 | 136925
Septoria oenotherae | 1840623 | 136926
Serangium japonicum | 1840624 | 136927
Sergestes lucens | 1840625 | 136928
Sericothrips variabilis | 1840626 | 136929
Sesamia inferens | 1840627 | 136930
Sesamia nonagrioides | 1840628 | 136931
Sesarma huzardi | 1840629 | 136932
Sesarma quadratum | 1840630 | 136933
Sialis fuliginosa | 1840631 | 136934
Sigara arguta | 1840632 | 136935
Sigmoidea aurantiaca | 1840633 | 136936
Silene latifolia ssp. alba | 1840634 | 136937
Silene paradoxa | 1840635 | 136938
Silvetia babingtonii | 1840636 | 136939
Simocephalus elizabethae | 1840637 | 136940
Simocephalus mixtus | 1840638 | 136941
Simulium latigonium | 1840639 | 136942
Simulium neavei | 1840640 | 136943
Singhiella citrifolii | 1840641 | 136944
Sinopotamon honanense | 1840642 | 136945
Sinotaia quadrata ssp. histrica | 1840643 | 136946
Siphlonurus lacustris | 1840644 | 136947
Siphonalia pfefferi | 1840645 | 136948
Siphonaria australis | 1840646 | 136949
Siphonaria capensis | 1840647 | 136950
Siphonaria serrata | 1840648 | 136951
Sisyphus goryi | 1840649 | 136952
Sitona obsoletus | 1840650 | 136953
Sitophilus sasakii | 1840651 | 136954
Sitotroga cerealella | 1840652 | 136955
Skeletonema marinoi | 1840653 | 136956
Sminthurides assimilis | 1840654 | 136957
Solanum tarijense | 1840655 | 136958
Soletellina alba | 1840656 | 136959
Somaticus angulatus | 1840657 | 136960
Somaticus geniculatus ssp. geniculatus | 1840658 | 136961
Sordaria fimicola | 1840659 | 136962
Spalangia cameroni | 1840660 | 136963
Spalangia endius | 1840661 | 136964
Spalangia sp. | 1840662 | 136965
Spathiphyllum floribundum | 1840663 | 136966
Spathiphyllum sp. | 1840664 | 136967
Speleorchestes formicorum | 1840665 | 136968
Spergularia maritima | 1840666 | 136969
Spermacoce latifolia | 1840667 | 136970
Sphacelotheca reiliana | 1840668 | 136971
Sphacelotheca sorghi | 1840669 | 136972
Sphaeranthus indicus | 1840670 | 136973
Sphaeridia pumilis | 1840671 | 136974
Sphaerodema annulatum | 1840672 | 136975
Sphaerotheca fuliginea | 1840673 | 136976
Sphaerotheca fusca | 1840674 | 136977
Sphaerotheca humuli | 1840675 | 136978
Sphaerotheca mors-uvae | 1840676 | 136979
Sphaerotheca pannosa | 1840677 | 136980
Sphaerotherida | 1840678 | 136981
Sphenarium sp. | 1840679 | 136982
Spicodiaptomus chelospinus | 1840680 | 136983
Spilarctia obliqua | 1840681 | 136984
Spilosoma obliqua | 1840682 | 136985
Spiralothelphusa hydrodroma | 1840683 | 136986
Spirama retorta | 1840684 | 136987
Spirogyra cylindrica | 1840685 | 136988
Spirulina maxima | 1840686 | 136989
Spisula trigonella | 1840687 | 136990
Sporobolus capensis | 1840688 | 136991
Sporobolus iocladus | 1840689 | 136992
Spyridium globulosum | 1840690 | 136993
Squalius cephalus | 1840691 | 136994
Stachybotrys sp. | 1840692 | 136995
Stathmopoda masinissa | 1840693 | 136996
Steinernema arenarium | 1840694 | 136997
Steinernema feltiae | 1840695 | 136998
Steinernema glaseri | 1840696 | 136999
Steinernema kraussei | 1840697 | 137000
Steinernema riobrave | 1840698 | 137001
Steinernema scapterisci | 1840699 | 137002
Stenichneumon culpator ssp. cincticornis | 1840700 | 137003
Stephostethus sp. | 1840701 | 137004
Sterechinus neumayeri | 1840702 | 137005
Sternochetus frigidus | 1840703 | 137006
Stethopachys formosa | 1840704 | 137007
Stethorus gilvifrons | 1840705 | 137008
Stethorus japonicus | 1840706 | 137009
Stichococcus chlorelloides | 1840707 | 137010
Stigmella malella | 1840708 | 137011
Stigmina carpophila | 1840709 | 137012
Stilpon limitaris | 1840710 | 137013
Stipa aristiglumis | 1840711 | 137014
Stipa bigeniculata | 1840712 | 137015
Stipa tenacissima | 1840713 | 137016
Storeatula major | 1840714 | 137017
Stratiolaelaps scimitus | 1840715 | 137018
Stratiomyia sp. | 1840716 | 137019
Streptotheca tamesis | 1840717 | 137020
Stromatinia cepivora | 1840718 | 137021
Strophitus rugosus | 1840719 | 137022
Stygnocoris fuligineus | 1840720 | 137023
Stylonychia pustulata | 1840721 | 137024
Stylosanthes guyanensis ssp. guyanensis | 1840722 | 137025
Suaeda salsa | 1840723 | 137026
Suillus bellinii | 1840724 | 137027
Suillus bovinus | 1840725 | 137028
Suillus cothurnatus | 1840726 | 137029
Suillus hirtellus | 1840727 | 137030
Suillus luteus | 1840728 | 137031
Suillus tomentosus | 1840729 | 137032
Suillus variegatus | 1840730 | 137033
Supputius cincticeps | 1840731 | 137034
Swainsona formosa | 1840732 | 137035
Symbiodinium muscatinei | 1840733 | 137036
Symmetrischema tangolias | 1840734 | 137037
Sympiesis marylandensis | 1840735 | 137038
Sympiesis striatipes | 1840736 | 137039
Synanthedon scitula | 1840737 | 137040
Synanthedon sp. | 1840738 | 137041
Synechococcus nidulans | 1840739 | 137042
Synechogobius hasta | 1840740 | 137043
Syngaster lepidus | 1840741 | 137044
Synuchus vivalis ssp. vivalis | 1840742 | 137045
Synura petersenii | 1840743 | 137046
Syphacia obvelata | 1840744 | 137047
Systole albipennis | 1840745 | 137048
Tachardiaephagus tachardiae | 1840746 | 137049
Tachinaephagus zealandicus | 1840747 | 137050
Tachyporus hypnorum | 1840748 | 137051
Tachyporus sp. | 1840749 | 137052
Tachysurus fulvidraco | 1840750 | 137053
Taeniothrips simplex | 1840751 | 137054
Talaromyces flavus var. flavus | 1840752 | 137055
Tamarixia radiata | 1840753 | 137056
Tamarixia triozae | 1840754 | 137057
Tanypus complanatus | 1840755 | 137058
Tanytarsus flumineus | 1840756 | 137059
Tarsonemus ellipticus | 1840757 | 137060
Tarsonemus sp. | 1840758 | 137061
Tasmanocoenis sp. | 1840759 | 137062
Tegillarca granosa | 1840760 | 137063
Tegolophus australis | 1840761 | 137064
Teladorsagia circumcincta | 1840762 | 137065
Telenomus busseolae | 1840763 | 137066
Tellina deltoidalis | 1840764 | 137067
Temelucha sp. | 1840765 | 137068
Terpnacaridae | 1840766 | 137069
Tetracera scandens | 1840767 | 137070
Tetrachaetum elegans | 1840768 | 137071
Tetracladium marchalianum | 1840769 | 137072
Tetracladium setigerum | 1840770 | 137073
Tetracnemoidea indica | 1840771 | 137074
Tetrahymena furgasoni | 1840772 | 137075
Tetranychus atlanticus | 1840773 | 137076
Tetranychus canadensis | 1840774 | 137077
Tetranychus cinnabarinus | 1840775 | 137078
Tetranychus evansi | 1840776 | 137079
Tetranychus kanzawai | 1840777 | 137080
Tetranychus macfarlanei | 1840778 | 137081
Tetranychus marianae | 1840779 | 137082
Tetranychus mcdanieli | 1840780 | 137083
Tetranychus merganser | 1840781 | 137084
Tetranychus pacificus | 1840782 | 137085
Tetranychus sp. | 1840783 | 137086
Tetranychus telarius | 1840784 | 137087
Tetranychus truncatus | 1840785 | 137088
Tetranychus turkestani | 1840786 | 137089
Tetranychus urticae | 1840787 | 137090
Tetraselmis helgolandica var. tsingtaoensis | 1840788 | 137091
Thais haemastoma ssp. floridana | 1840789 | 137092
Thalassiosira oceanica | 1840790 | 137093
Thanatephorus cucumeris | 1840791 | 137094
Thaumatotibia leucotreta | 1840792 | 137095
Thaumetopoea solitaria | 1840793 | 137096
Thaumetopoea wilkinsoni | 1840794 | 137097
Thecodiplosis japonensis | 1840795 | 137098
Thecodiplosis liriodendri | 1840796 | 137099
Theileria parva | 1840797 | 137100
Thelephora americana | 1840798 | 137101
Thelephora terrestris | 1840799 | 137102
Themira minor | 1840800 | 137103
Theridion impressum | 1840801 | 137104
Thermocyclops decipiens | 1840802 | 137105
Thermocyclops oblongatus | 1840803 | 137106
Thiara granifera sp. | 1840804 | 137107
Thielaviopsis basicola | 1840805 | 137108
Thonus sp. | 1840806 | 137109
Thrassis fotus | 1840807 | 137110
Thrips coloratus | 1840808 | 137111
Thyridopteryx ephemeraeformis | 1840809 | 137112
Tilletia indica | 1840810 | 137113
Tineola bisselliella | 1840811 | 137114
Tinocallis kahawaluokalani | 1840812 | 137115
Tiphia vernalis | 1840813 | 137116
Tipula maxima | 1840814 | 137117
Tisbe tenuimana | 1840815 | 137118
Tolyposporium penicillariae | 1840816 | 137119
Tomicus piniperda | 1840817 | 137120
Toumeyella parvicornis | 1840818 | 137121
Toumeyella pini | 1840819 | 137122
Toxoplasma gondii | 1840820 | 137123
Toxorhynchites amboinensis | 1840821 | 137124
Toxorhynchites brevipalpis | 1840822 | 137125
Toxorhynchites moctezuma | 1840823 | 137126
Toya propinqua | 1840824 | 137127
Trachlomonas sp. | 1840825 | 137128
Trachyderma hispida | 1840826 | 137129
Trachylepis margaritifera | 1840827 | 137130
Trachylepis striata | 1840828 | 137131
Trachylepis varia | 1840829 | 137132
Trachytes aegrota | 1840830 | 137133
Trametes maxima | 1840831 | 137134
Trametes versicolor | 1840832 | 137135
Transeius montdorensis | 1840833 | 137136
Tranzschelia discolor | 1840834 | 137137
Trapezonotus montanus | 1840835 | 137138
Triaenophorus nodulosus | 1840836 | 137139
Trialeurodes abutilonea | 1840837 | 137140
Triatoma infestans | 1840838 | 137141
Tribolium freemani | 1840839 | 137142
Tricellaria inopinata | 1840840 | 137143
Triceratium dubium | 1840841 | 137144
Trichinella spiralis | 1840842 | 137145
Trichodactylus borellianus | 1840843 | 137146
Trichodactylus fluviatilis | 1840844 | 137147
Trichodectes canis | 1840845 | 137148
Trichoderma atroviride | 1840846 | 137149
Trichoderma reesei | 1840847 | 137150
Trichoderma sp. | 1840848 | 137151
Trichodina jadranica | 1840849 | 137152
Trichodorus christiei | 1840850 | 137153
Trichodorus cylindricus | 1840851 | 137154
Trichodorus primitivus | 1840852 | 137155
Trichogramma acacioi | 1840853 | 137156
Trichogramma achaeae | 1840854 | 137157
Trichogramma atopovirilia | 1840855 | 137158
Trichogramma bennetti | 1840856 | 137159
Trichogramma bourarachae | 1840857 | 137160
Trichogramma brasiliensis | 1840858 | 137161
Trichogramma brassicae | 1840859 | 137162
Trichogramma bruni | 1840860 | 137163
Trichogramma carverae | 1840861 | 137164
Trichogramma chilonis | 1840862 | 137165
Trichogramma cordubensis | 1840863 | 137166
Trichogramma deion | 1840864 | 137167
Trichogramma demoraesi | 1840865 | 137168
Trichogramma dendrolimi | 1840866 | 137169
Trichogramma exiguum | 1840867 | 137170
Trichogramma galloi | 1840868 | 137171
Trichogramma japonicum | 1840869 | 137172
Trichogramma maxacalii | 1840870 | 137173
Trichogramma mwanzai | 1840871 | 137174
Trichogramma nubilale | 1840872 | 137175
Trichogramma ostriniae | 1840873 | 137176
Trichogramma platneri | 1840874 | 137177
Trichogrammatoidea annulata | 1840875 | 137178
Trichogrammatoidea armigera | 1840876 | 137179
Trichogrammatoidea bactrae | 1840877 | 137180
Trichogrammatoidea lutea | 1840878 | 137181
Trichomalopsis sp. | 1840879 | 137182
Trichomalus perfectus | 1840880 | 137183
Trichomonas vaginalis | 1840881 | 137184
Trichomya hirsuta | 1840882 | 137185
Trichophyton sp. | 1840883 | 137186
Trichostrongylus colubriformis | 1840884 | 137187
Trichostrongylus sp. | 1840885 | 137188
Tricladium angulatum | 1840886 | 137189
Tricladium chaetocladium | 1840887 | 137190
Tricliona sp. | 1840888 | 137191
Tricorythus sp. | 1840889 | 137192
Tridacna crocea | 1840890 | 137193
Tridacna gigas | 1840891 | 137194
Tridacna squamosa | 1840892 | 137195
Trifolium subterraneum ssp. yanninicum | 1840893 | 137196
Triglochin procera | 1840894 | 137197
Trioxys complanatus | 1840895 | 137198
Trioxys pallidus | 1840896 | 137199
Tripneustes gratilla | 1840897 | 137200
Tripospermum myrti | 1840898 | 137201
Triscelophorus sp. | 1840899 | 137202
Trissolcus basalis | 1840900 | 137203
Trissolcus grandis | 1840901 | 137204
Trissolcus nigripedius | 1840902 | 137205
Trissolcus utahensis | 1840903 | 137206
Tritirachium dependens | 1840904 | 137207
Triturus cristatus ssp. carnifex | 1840905 | 137208
Triturus vulgaris ssp. meridionalis | 1840906 | 137209
Trochus maculatus | 1840907 | 137210
Tropiconabis capsiformis | 1840908 | 137211
Tropinota squalida | 1840909 | 137212
Trypanosoma brucei | 1840910 | 137213
Trypanosoma cruzi | 1840911 | 137214
Trypanosomatidae | 1840912 | 137215
Turbo coronatus | 1840913 | 137216
Tuta absoluta | 1840914 | 137217
Tydaeolus | 1840915 | 137218
Tydeus caudatus | 1840916 | 137219
Tydeus sp. | 1840917 | 137220
Tylenchorhynchus annulatus | 1840918 | 137221
Tylenchorhynchus brassicae | 1840919 | 137222
Tylenchorhynchus claytoni | 1840920 | 137223
Tylenchus semipenetrans | 1840921 | 137224
Tylospora fibrillosa | 1840922 | 137225
Tympanotonus fuscatus | 1840923 | 137226
Tympanotonus fuscatus var. radula | 1840924 | 137227
Typhlocyba pomaria | 1840925 | 137228
Typhlodromus doreenae | 1840926 | 137229
Typhlodromus pyri | 1840927 | 137230
Typhula incarnata | 1840928 | 137231
Tyrophagus longior | 1840929 | 137232
Tyrophagus putrescentiae | 1840930 | 137233
Tyrophagus similis | 1840931 | 137234
Uca lactea | 1840932 | 137235
Uca marionis | 1840933 | 137236
Ulnaria ulna | 1840934 | 137237
Ulocladium atrum | 1840935 | 137238
Ulomoides dermestoides | 1840936 | 137239
Ulva armoricana | 1840937 | 137240
Ulva procera | 1840938 | 137241
Umbelopsis vinacea | 1840939 | 137242
Umbilicosphaera hulburtiana | 1840940 | 137243
Umbilicosphaera sibogae | 1840941 | 137244
Unaspis euonymi | 1840942 | 137245
Unio elongatulus ssp. eucirrus | 1840943 | 137246
Unio praesidens | 1840944 | 137247
Urochloa fuscata | 1840945 | 137248
Urocystis cepulae | 1840946 | 137249
Urocystis colchici | 1840947 | 137250
Urolepis rufipes | 1840948 | 137251
Uroleucon ambrosiae ssp. ambrosiae | 1840949 | 137252
Uromyces viciae-fabae | 1840950 | 137253
Uromyces vignae | 1840951 | 137254
Uropodidae | 1840952 | 137255
Ustilaginoidea virens | 1840953 | 137256
Vaccinium atrococcum | 1840954 | 137257
Vallisneria spinulosa | 1840955 | 137258
Varroa destructor | 1840956 | 137259
Varroa jacobsoni | 1840957 | 137260
Varroa sp. | 1840958 | 137261
Varuna litterata | 1840959 | 137262
Veigaia planicola | 1840960 | 137263
Veigaia serrata | 1840961 | 137264
Venturia canescens | 1840962 | 137265
Venturia carpophila | 1840963 | 137266
Venturia inaequalis | 1840964 | 137267
Verrallina funerea | 1840965 | 137268
Verticillium albo ssp. atrum | 1840966 | 137269
Verticillium fungicola | 1840967 | 137270
Verticillium sp. | 1840968 | 137271
Vespula germanica | 1840969 | 137272
Viburnum utile | 1840970 | 137273
Vicia faba var. minor | 1840971 | 137274
Vieta senegalensis | 1840972 | 137275
Vigna unguiculata ssp. unguiculata | 1840973 | 137276
Villorita cyprinoides ssp. cochiensis | 1840974 | 137277
Viola calaminaria | 1840975 | 137278
Viola riviniana | 1840976 | 137279
Virachola isocrates | 1840977 | 137280
Volucrispora graminea | 1840978 | 137281
Volutharpa ampullacea ssp. perryi | 1840979 | 137282
Volvariella esculenta | 1840980 | 137283
Vriesea philippocoburgii | 1840981 | 137284
Vulgichneumon brevicinctor | 1840982 | 137285
Vulpia ciliata ssp. ambigua | 1840983 | 137286
Waitea circinata | 1840984 | 137287
Waitea circinata var. circinata | 1840985 | 137288
Watersipora subtorquata | 1840986 | 137289
Watsonia gladioloides | 1840987 | 137290
Watsonia laccata | 1840988 | 137291
Watsonia lepida | 1840989 | 137292
Watsonia vanderspuyae | 1840990 | 137293
Westiellopsis sp. | 1840991 | 137294
Wiseana sp. | 1840992 | 137295
Xanthocnemis zealandica | 1840993 | 137296
Xanthoparmelia mexicana | 1840994 | 137297
Xenopus tropicalis | 1840995 | 137298
Xenotarsonemus belemnitoide | 1840996 | 137299
Xiphinema americanum | 1840997 | 137300
Xiphinema bakeri | 1840998 | 137301
Xiphinema diversicaudatum | 1840999 | 137302
Xiphinema index | 1841000 | 137303
Xyleborinus andrewesi | 1841001 | 137304
Xyleborinus gracilis | 1841002 | 137305
Xyleborus catulus | 1841003 | 137306
Xyleborus glabratus | 1841004 | 137307
Xylena vetusta | 1841005 | 137308
Xylosandrus retusus | 1841006 | 137309
Zabrus consanguineus | 1841007 | 137310
Zea mays var. saccharata | 1841008 | 137311
Zeiraphera canadensis | 1841009 | 137312
Zelandobius furcillatus | 1841010 | 137313
Zelandobius sp. | 1841011 | 137314
Zelandoperla sp. | 1841012 | 137315
Zetzellia mali | 1841013 | 137316
Zilchiopsis collastinensis | 1841014 | 137317
Zonocerus variegatus | 1841015 | 137318
Zoophthora phytonomi | 1841016 | 137319
Zophosis quadricostata | 1841017 | 137320
Zophosis quadrilineata | 1841018 | 137321
Zostera capricorni | 1841019 | 137322
Zygogramma bicolorata | 1841020 | 137323
Zygorhyncus moelleri | 1841021 | 137324
Poly(oxy-1,2-ethanediyl), .alpha.,alpha.'-[(1-methylethylidene)-di-4,1-phenylene]bis[.omega.-(oxiranylmethoxy)- | 1841022 | 137325
1,2-Dodecanediol | 1841024 | 137327
1,4-Benzenedicarboxylic acid, polymer with 1,4-cyclohexanedimethanol and 1,2-ethanediol | 1841025 | 137328
Acetamide, N-(4-chlorophenyl)-2-cyano-2-[2,3-dihydro-3-[tetrahydro-1-(4-methylphenyl)-2,4,6-trioxo-5(2H)-pyrimidinylidene]-1H-isoindol-1-ylidene]- | 1841026 | 137329
2-Propenoic acid, 2-methyl-, 2-hydroxyethyl ester, polymer with ethenylbenzene, ethyl 2-propenoate, methyl 2-methyl-2-propenoate, 2-propenoic acid and rel-(1R,2R,4R)-1,7,7-trimethylbicyclo[2.2.1]hept-2-yl 2-propenoate, tert-Bu peroxide-initiated | 1841027 | 137330
Phenol, 2,4,6-tris[(dimethylamino)methyl]-, polymer with N1-(2-aminoethyl)-1,2-ethanediamine and nonylphenol | 1841028 | 137331
Silsesquioxanes, 2,4,4-trimethylpentyl, hydroxy-terminated | 1841029 | 137332
Poly(oxy-1,2-ethanediyl), .alpha.-1-naphthalenyl-.omega.-hydroxy- | 1841030 | 137333
1H,3H-Benzo[1,2-c:4,5-c']difuran-1,3,5,7-tetrone, polymer with 5,5'-oxybis[1,3-isobenzofurandione] and 4,4'-[1,3-phenylenebis(oxy)]bis[benzenamine] | 1841031 | 137334
Carbonic acid sodium salt (1:2), hydrate (1:1) | 1841034 | 137335
Sulfuric acid, sodium salt, hydrate (1:1:1) | 1841104 | 137338
Calcium chloride (CaCl2), dihydrate | 1841105 | 137339
Kernite (B4Na2O7.4H2O) | 1841106 | 137340
Stannate (SnO32-), dipotassium, trihydrate | 1841107 | 137341
Oils, macadamia | 1841108 | 137342
Oils, pecan | 1841109 | 137343
Calcium hydroxide (Ca(OH)2), hydrate | 1841110 | 137344
Poly(oxy-1,2-ethanediyl), .alpha.-hydro-.omega.-hydroxy-, ether with methyl D-glucopyranoside 2,6-di-(9Z)-9-octadecenoate (2:1), mono-(9Z)-9-octadecenoate | 1841111 | 137345
Nitric acid, magnesium salt, hydrate (2:1:6) | 1841112 | 137346
Calcium silicon oxide, hydrate (1:?) | 1841113 | 137347
Dodecanoic acid, 2-(1-carboxyethoxy)-1-methyl-2-oxoethyl ester, sodium salt (1:1) | 1841114 | 137348
Butanedioic acid, 2-ethyl-, 1,4-dimethyl ester | 1841115 | 137349
D-Glucopyranose, oligomeric, C8-16-alkyl glycosides | 1841116 | 137350
Glycerides, Limnanthes alba | 1841117 | 137351
Carbonic acid calcium salt (1:1), hexahydrate | 1841118 | 137352
D-Glucopyranose, oligomeric, C12-14-alkyl glycosides | 1841119 | 137353
D-Glucopyranose, oligomeric, decyl glycosides | 1841120 | 137354
D-Glucopyranose, oligomeric, C8-10-alkyl glycosides | 1841121 | 137355
Acetic acid, magnesium salt, hydrate (2:1:4) | 1841122 | 137356
Oils, hazel, Corylus avellana | 1841123 | 137357
Fats and Glyceridic oils, shea butter | 1841124 | 137358
Argania spinosa, ext. | 1841125 | 137359
Fats and Glyceridic oils, borage seed | 1841126 | 137360
Calcium chloride (CaCl2), hydrate | 1841127 | 137361
Fatty acids, babassu-oil, potassium salts | 1841128 | 137362
Magnesium carbonate (MgCO3) hydrate | 1841129 | 137363
D-Glucopyranose, C16-18-alkyl glycosides | 1841130 | 137364
Acetic acid, potassium salt, hydrate | 1841131 | 137365
2-Pyrrolidinone, 4-mercapto-1-[[4-(phenoxymethyl)phenyl]methyl]- | 1841132 | 137366
D-Glucopyranoside, dodecyl | 1841133 | 137367
D-Glucopyranoside, butyl | 1841134 | 137368
Fats and Glyceridic oils, Astrocaryum murumuru | 1841135 | 137369
Carbonic acid, magnesium salt (1:1), mixt. with magnesium hydroxide (Mg(OH)2), hydrate | 1841136 | 137370
Fats and Glyceridic oils, Theobroma grandiflorum seed | 1841137 | 137371
Acetic acid, sodium salt, hydrate | 1841138 | 137372
Hexadecanoic acid, 2-hydroxyethyl ester | 1841139 | 137373
Butanoic acid, 3-hydroxy-, 1-methylethyl ester | 1841140 | 137374
1,2,3-Propanetricarboxylic acid, 2-hydroxy-, calcium salt, hydrate (2:3:4) | 1841141 | 137375
.beta.-D-Glucopyranoside, dodecyl | 1841142 | 137376
L-Arginine, N2-(1-oxododecyl)-, ethyl ester, monohydrochloride | 1841143 | 137377
Hexadecanoic acid, 1,1'-(1,2-ethanediyl) ester | 1841144 | 137378
Carbonic acid, dipotassium salt, hydrate (2:3) | 1841145 | 137379
Acetic acid, calcium magnesium salt | 1841146 | 137380
Calcium chloride (CaCl2), hexahydrate | 1841147 | 137381
Magnesium chloride (MgCl2), hydrate (1:6) | 1841148 | 137382
Fats and Glyceridic oils, pumpkin seed | 1841149 | 137383
Vinegar | 1841150 | 137384
Aloe vera, ext. | 1841151 | 137385
Sulfuric acid, mono-C12-14-alkyl esters, sodium salts | 1841152 | 137386
Grape, ext. | 1841153 | 137387
Evening primrose, Oenothera biennis, ext. | 1841154 | 137388
Pistachio, ext. | 1841155 | 137389
Bacillolysin | 1841156 | 137390
Fatty acids, C12-20, reaction products with triethanolamine, di-Me sulfate-quaternized | 1841157 | 137391
Glycerides, C8-18 and C18-unsatd. mono- and di-, acetates | 1841158 | 137392
Glycerides, C16-18 and C18 unsatd. mono- and di-, citrates | 1841159 | 137393
Fats and Glyceridic oils, babassu | 1841160 | 137394
Shea tree, ext. | 1841161 | 137395
Glycerides, C16-18 and C18-unsatd. mono- | 1841162 | 137396
Fatty acids, C10-20 and C16-18-unsatd., reaction products with triethanolamine, di-Me sulfate-quaternized | 1841163 | 137397
Butanoic acid, 3-hydroxy-2-methyl-, butyl ester | 1841164 | 137398
Camellia drupifera, ext. | 1841165 | 137399
Aloe barbadensis, ext. | 1841166 | 137400
Ethanaminium, N,N-dimethyl-2-[(1-oxohexadecyl)oxy]-N-[2-[(1-oxohexadecyl)oxy]ethyl]-, chloride (1:1) | 1841167 | 137401
D-Glucopyranoside, undecyl | 1841168 | 137402
7-Hexadecenoic acid, (7Z)- | 1841170 | 137403
3,6,9,12,15-Pentaoxaheptadecane-1,17-diol | 1841171 | 137404
Potassium hydroxide (K(OH)), monohydrate | 1841172 | 137405
3,6,9,12,15,18,21,24-Octaoxahexacosane-1,26-diol | 1841173 | 137406
3,6,9,12,15,18,21-Heptaoxatricosane-1,23-diol | 1841174 | 137407
3,6,9,12,15,18,21,24,27-Nonaoxanonacosane-1,29-diol | 1841175 | 137408
3,6,9,12,15,18-Hexaoxaeicosane-1,20-diol | 1841176 | 137409
9-Hexadecenoic acid, sodium salt (1:1), (9Z)- | 1841177 | 137410
3,6,9,12,15,18,21,24,27,30,33-Undecaoxapentatriacontane-1,35-diol | 1841178 | 137411
3,6,9,12,15,18,21,24,27,30-Decaoxadotriacontane-1,32-diol | 1841179 | 137412
Trade Secret Chemical | 1841180 | 137413
Mixture | 1841181 | 137414
Amalgam | 1841182 | 137415
Biodegradation Rate | 1841183 | 137416
Non-Aqueous Drilling Fluid (NAF) | 1841186 | 137418
Sediment Toxicity | 1841188 | 137419
Floating Solids | 1841190 | 137420
Domestic Waste other than floating solids and foam | 1841195 | 137422
2-Propenoic acid, telomers with Bu-alc.-2-[(2-propen-1-yloxy)methyl]oxirane reaction products, sodium bisulfite and sodium 2-hydrozy-3-(2-propen-1-yloxy)-1-propanesulfonate (1:1), sodium salts, peroxydisulfuric acid ([(HO)S(O)2]2O2 sodium salt (1:2)-initiated | 1841196 | 137423
Biodegradation Rate | 1841197 | 137424
Carbamodithioic acid, methyl ester | 1841198 | 137425
Floating Solids and Garbage | 1841201 | 137426
Floating Solids, Garbage and Foam | 1841202 | 137427
Foam | 1841203 | 137428
Oils, animal and vegetable | 1841204 | 137429
Suspended Particulate Phase Toxicity | 1841205 | 137430
Non-polar material (SGT-HEM) | 1841206 | 137431
Oxirane, 2,2'-[1,4-phenylenebis(oxymethylene)]bis- | 1841208 | 137433
Benzenepropanamide, 3,5-bis(1,1-dimethylethyl)-4-hydroxy-, N-C16-18-alkyl derivs. | 1841209 | 137434
Phenol, 2-[[[3-(dimethylamino)propyl]amino]methyl]-, 4-polyisobutylene derivs. | 1841210 | 137435
Benzoic acid, 3,5-difluoro-, ethyl ester | 1841212 | 137437
Benzoic acid, 2-bromo-5-fluoro- | 1841213 | 137438
Benzoic acid, 5-chloro-2-fluoro- | 1841214 | 137439
Benzoic acid, 3-chloro-4-fluoro- | 1841215 | 137440
Benzoic acid, 4-chloro-3-fluoro- | 1841216 | 137441
Benzoic acid, 2,4,5-trifluoro- | 1841217 | 137442
Benzoic acid, 4-chloro-2-fluoro- | 1841218 | 137443
Benzoic acid, 3,5-difluoro- | 1841219 | 137444
Benzoic acid, 3,4-difluoro- | 1841220 | 137445
Benzoic acid, 2-fluoro-, sodium salt (1:1) | 1841221 | 137446
Benzoic acid, 3-fluoro-, sodium salt (1:1) | 1841222 | 137447
Benzoic acid, 4-fluoro-, sodium salt (1:1) | 1841223 | 137448
Benzoic acid, 2-(trifluoromethyl)-, ethyl ester | 1841224 | 137449
Benzoic acid, 4-(trifluoromethyl)-, ethyl ester | 1841225 | 137450
Benzoic acid, 2,5-difluoro-, ethyl ester | 1841226 | 137451
Benzoic acid, 3-bromo-4-fluoro- | 1841227 | 137452
Benzoic acid, 3-chloro-, ethyl ester | 1841228 | 137453
Benzoic acid, 2,3,4,5-tetrafluoro- | 1841229 | 137454
Benzoic acid, 2,4-difluoro- | 1841230 | 137455
Benzoic acid, 2,4-difluoro-, sodium salt (1:1) | 1841231 | 137456
Benzoic acid, 2-chloro-4-fluoro- | 1841232 | 137457
Benzoic acid, 2-(trifluoromethyl)-, sodium salt (1:1) | 1841233 | 137458
Benzoic acid, 2,5-difluoro- | 1841234 | 137459
2-Pyrrolidinone, 1-butyl- | 1841235 | 137460
Benzoic acid, 4-chloro-, sodium salt (1:1) | 1841236 | 137461
Benzoic acid, 2,3-difluoro- | 1841237 | 137462
Benzoic acid, 4-chloro-2-fluoro-, ethyl ester | 1841238 | 137463
Benzoic acid, 2,6-difluoro-, sodium salt (1:1) | 1841239 | 137464
1,3,5-Naphthalenetrisulfonic acid | 1841240 | 137465
Benzoic acid, 2-chloro-, ethyl ester | 1841241 | 137466
Benzoic acid, 2,6-dichloro-, sodium salt (1:1) | 1841242 | 137467
3-Butenenitrile, 2-(acetyloxy)- | 1841243 | 137468
Benzoic acid, 2-chloro-, sodium salt (1:1) | 1841244 | 137469
Benzoic acid, 3-chloro-, sodium salt (1:1) | 1841245 | 137470
Benzoic acid, 3,4-dichloro-, sodium salt (1:1) | 1841246 | 137471
Benzoic acid, 2,6-difluoro-, ethyl ester | 1841247 | 137472
Benzoic acid, 5-bromo-2-chloro- | 1841248 | 137473
Benzoic acid, 3-bromo-4-fluoro-, ethyl ester | 1841249 | 137474
Benzoic acid, 4-(trifluoromethyl)-, sodium salt (1:1) | 1841250 | 137475
Benzoic acid, 3,4-dichloro-, ethyl ester | 1841251 | 137476
Benzoic acid, 3,4-diamino-, homopolymer | 1841252 | 137477
1,4-Benzenedicarbonyl dichloride, polymer with 1,1'-oxybis[benzene] | 1841253 | 137478
Benzoic acid, 2,5-dichloro-, ethyl ester | 1841254 | 137479
Benzoic acid, 2,4-dichloro-, sodium salt (1:1) | 1841255 | 137480
Propanenitrile, 2,3,3,3-tetrafluoro-2-(trifluoromethyl)- | 1841256 | 137481
Benzoic acid, 2,4-dichloro-, ethyl ester | 1841257 | 137482
Benzoic acid, 2,3,4-trifluoro- | 1841258 | 137483
Benzoic acid, 2,5-dichloro-, sodium salt (1:1) | 1841259 | 137484
Bicyclo[2.2.1]heptane-1-methanesulfonic acid, 7,7-dimethyl-2-oxo-, compd. with N,N-diethylethanamine (1:1) | 1841260 | 137485
Benzoic acid, 2,3,4,5-tetrafluoro-, sodium salt (1:1) | 1841261 | 137486
Benzoic acid, 3-(trifluoromethyl)-, sodium salt (1:1) | 1841262 | 137487
Benzoic acid, 5-bromo-2-chloro-, ethyl ester | 1841263 | 137488
Benzoic acid, 3-(trifluoromethyl)-, ethyl ester | 1841264 | 137489
Hexanedioic acid, polymer with 1,4-butanediol, 1,3-diisocyanatomethylbenzene and 1,2-propanediol | 1841265 | 137490
Benzoic acid, 2,6-dichloro-, ethyl ester | 1841266 | 137491
Nitrile hydratase | 1841267 | 137492
Fatty acids, C16-18, calcium salts | 1841268 | 137493
Benzoic acid, 3,5-dichloro-, ethyl ester | 1841269 | 137494
Coke (coal), secondary pitch | 1841270 | 137495
Fatty acids, C14-22, 2-ethylhexyl esters, epoxidized | 1841271 | 137496
1,3-Cyclohexadiene-1-carboxylic acid, 4,6,6-trimethyl-, ethyl ester | 1841272 | 137497
Siloxanes and Silicones, di-Me, vinyl group-terminated, reaction products with Me hydrogen siloxanes and [(2-propen-1-yloxy)methyl]oxirane | 1841273 | 137498
Methanone, (4-chlorophenyl)(4-hydroxyphenyl)-, homopolymer | 1841274 | 137499
Alkanes, C18-20, chloro | 1841275 | 137500
Benzoic acid, 2,4-difluoro-, ethyl ester | 1841276 | 137501
Benzoic acid, 4-bromo-2-fluoro- | 1841277 | 137502
Manganese(2+), bis(octahydro-1,4,7-trimethyl-1H-1,4,7-triazonine-.kappa.N1,.kappa.N4,.kappa.N7)tri-.mu.-oxodi-, hexafluorophosphate(1-) (1:2) | 1841278 | 137503
Benzoic acid, 2,3-dichloro-, sodium salt (1:1) | 1841279 | 137504
Benzoic acid, 3,4,5-trifluoro- | 1841280 | 137505
Benzoic acid, 2,3,4,5-tetrafluoro-, ethyl ester | 1841281 | 137506
Poly[oxy(methyl-1,2-ethanediyl)], .alpha.-[methyl-2-[(phenylmethylene)amino]ethyl]-.omega.-[methyl-2-[(phenylmethylene)amino]ethoxy]- | 1841282 | 137507
Benzoic acid, 3-chloro-4-fluoro-, ethyl ester | 1841283 | 137508
Benzoic acid, 2-bromo-5-fluoro-, ethyl ester | 1841284 | 137509
Benzoic acid, 3,4-difluoro-, ethyl ester | 1841285 | 137510
Benzoic acid, 2-bromo-4,5-difluoro-, ethyl ester | 1841286 | 137511
Benzoic acid, 4-bromo-3-fluoro- | 1841287 | 137512
Benzoic acid, 3,5-dichloro-, sodium salt (1:1) | 1841288 | 137513
Benzoic acid, 2-chloro-4-fluoro-, ethyl ester | 1841289 | 137514
2,5-Furandione, dihydro-, polymer with 1,2-ethanediol, 1,1'-methylenebis[4-isocyanatobenzene] and 2,2'-oxybis[ethanol] | 1841290 | 137515
Tetradecane, chloro derivs. | 1841291 | 137516
Benzoic acid, 4-chloro-3-fluoro-, ethyl ester | 1841292 | 137517
1,4-Benzenedicarboxylic acid, 1,4-dimethyl ester, polymer with 1,4-cyclohexanedimethanol and 2,2,4,4-tetramethyl-1,3-cyclobutanediol | 1841293 | 137518
Alkanes, C22-30, chloro | 1841294 | 137519
Bismuth bromide iodide oxide | 1841295 | 137520
Benzoic acid, 2,4,5-trifluoro-, ethyl ester | 1841296 | 137521
Benzoic acid, 2,3,4-trifluoro-, ethyl ester | 1841297 | 137522
Benzoic acid, 2,3,4-trifluoro-, sodium salt (1:1) | 1841298 | 137523
Benzoic acid, 4-bromo-2-fluoro-, ethyl ester | 1841299 | 137524
Benzoic acid, 3,4,5-trifluoro-, ethyl ester | 1841300 | 137525
Benzoic acid, 2,5-difluoro-, sodium salt (1:1) | 1841301 | 137526
Benzoic acid, 3,4-difluoro-, sodium salt (1:1) | 1841302 | 137527
Benzoic acid, 2,4,5-trifluoro-, sodium salt (1:1) | 1841303 | 137528
Benzoic acid, 3,5-difluoro-, sodium salt (1:1) | 1841304 | 137529
Siloxanes and Silicones, 3-[3-(diethylmethylammonio)-2-hydroxypropoxy]propyl Me, di-Me, chlorides | 1841305 | 137530
Benzoic acid, 2,3-difluoro-, ethyl ester | 1841306 | 137531
Benzoic acid, 5-chloro-2-fluoro-, ethyl ester | 1841307 | 137532
1,3-Benzenedicarboxylic acid, polymer with 1,4-butanediol, hexanedioic acid, 1,6-hexanediol, hydrazine, 5-isocyanato-1-(isocyanatomethyl)-1,3,3-trimethylcyclohexane and 1,1'-methylenebis[4-isocyanatocyclohexane], polyethylene glycol mono-Me ether-blocked, amine-terminated | 1841308 | 137533
Benzoic acid, 2-chloro-4-fluoro-, sodium salt (1:1) | 1841309 | 137534
Propanoic acid, 3-hydroxy-2-(hydroxymethyl)-2-methyl-, polymers with hydrazine, 2-hydroxymethylethyl-terminated polybutadiene, 5-isocyanato-1-(isocyanatomethyl)-1,3,3-trimethylcyclohexane and polypropylene glycol, compds. with triethylamine | 1841310 | 137535
1,3-Benzenedicarboxylic acid, polymer with 1,2-ethanediamine, hexanedioic acid, 1,6-hexanediol, hydrazine and 1,1'-methylenebis[4-isocyanatocyclohexane], polyethylene glycol mono-Me ether-blocked | 1841311 | 137536
Propanoic acid, 3-hydroxy-2-(hydroxymethyl)-2-methyl-, polymer with 2,2-dimethyl-1,3-propanediol, 1,2-ethanediamine, 2-ethyl-2-(hydroxymethyl)-1,3-propanediol, 5-isocyanato-1-(isocyanatomethyl)-1,3,3-trimethylcyclohexane and 2-oxepanone, compd. with N,N-diethylethanamine | 1841312 | 137537
1,3-Propanediol, 2-ethyl-2-(hydroxymethyl)-, polymer with hydrazine, .alpha.-hydro-.omega.-hydroxypoly(oxy-1,4-butanediyl) and 1,1'-methylenebis[4-isocyanatocyclohexane], polyethylene glycol mono-Me ether-blocked | 1841313 | 137538
Propanoic acid, 3-hydroxy-2-(hydroxymethyl)-2-methyl-, polymer with dimethyl carbonate, 1,2-ethanediamine, 1,6-hexanediol, .alpha.-hydro-.omega.-hydroxypoly(oxy-1,4-butanediyl) and 1,1'-methylenebis[4-isocyanatocyclohexane], compd. with N,N-diethylethanamine | 1841314 | 137539
Nonadecane, 9-methylene-, mixed with 1-decene, dimers and trimers, hydrogenated | 1841315 | 137540
Butanedioic acid, 2-methylene-, polymer with 2-methyl-2-[(1-oxo-2-propen-1-yl)amino]-1-propanesulfonic acid, sodium salt | 1841316 | 137541
Poly(oxy-1,2-ethanediyl), .alpha.-sulfo-.omega.-(tridecyloxy)-, branched, sodium salts | 1841317 | 137542
Benzoic acid, 4-bromo-3-fluoro-, ethyl ester | 1841318 | 137543
Benzoic acid, 3,4,5-trifluoro-, sodium salt (1:1) | 1841319 | 137544
Siloxanes and Silicones, di-Me, 3-hydroxypropyl group-terminated, ethoxylated, polymers with 1,6-diisocyanato-2,2,4-trimethylhexane, 1,6-diisocyanato-2,4,4-trimethylhexane, polypropylene glycol ether with glycerol (3:1) and polypropylene glycol ether with pentaerythritol (4:1), polypropylene glycol mono-Bu ether-blocked | 1841320 | 137545
Acetaldehyde, 2,2,2-trichloro-, reaction products with 2-butyne-1,4-diol | 1841321 | 137546
2-Propenoic acid, 2-methyl-, polymer with butyl 2-propenoate, ethyl 2-propenoate, methyl 2-methyl-2-propenoate and 2-methyl-2-propenamide | 1841322 | 137547
Siloxanes and Silicones, di-Me, 3-(2-hydroxyphenyl)propyl group-terminated, polymers with 1,4-benzenedicarbonyl dichloride, bisphenol A and carbonic dichloride, 4-(1,1-dimethylethyl)phenyl esters | 1841323 | 137548
Alkanes, C14-16, chloro | 1841324 | 137549
Benzoic acid, 4-chloro-2-fluoro-, sodium salt (1:1) | 1841325 | 137550
Benzoic acid, 5-chloro-2-fluoro-, sodium salt (1:1) | 1841326 | 137551
2-Pyridinecarboxylic acid, 6-(4-chloro-2-fluoro-3-methoxyphenyl)-4,5-difluoro-, phenylmethyl ester | 1841327 | 137552
Benzoic acid, 4-chloro-3-fluoro-, sodium salt (1:1) | 1841328 | 137553
Benzoic acid, 3-chloro-4-fluoro-, sodium salt (1:1) | 1841329 | 137554
Siloxanes and Silicones, di-Me, di-Ph, Me vinyl, hydroxy-terminated | 1841330 | 137555
Glycine, N,N'-1,2-ethanediylbis-, reaction products with formaldehyde, iron chloride (FeCl3) and phenol, potassium salts | 1841331 | 137556
Silane, 1,1'-(1,2-ethanediyl)bis[1,1-dichloro-1-methyl-, hydrolysis products with chloroethenyldimethylsilane | 1841332 | 137557
Benzoic acid, 4-bromo-3-fluoro-, sodium salt (1:1) | 1841333 | 137558
D-Glucitol, 1-deoxy-1-(methylamino)-, N-(C16-18 and C18-unsatd. acyl) derivs. | 1841334 | 137559
Benzoic acid, 2,3-difluoro-, sodium salt (1:1) | 1841335 | 137560
Butanedioic acid, 2-methylene-, telomer with sodium phosphinate (1:1), sodium salt, decarboxylated | 1841336 | 137561
Resin acids and Rosin acids, fumarated, 2-ethylhexyl esters | 1841337 | 137562
Phenol, 2-[[[3-(octyloxy)propyl]imino]methyl]- | 1841338 | 137563
Phenol, 2-[[[3-(decyloxy)propyl]imino]methyl]- | 1841339 | 137564
Carboxylic acids, C6-18 and C8-15-di-, polymers with diethylene glycol, glycerol, oleic acid, phthalic acid and sorbitol | 1841340 | 137565
Benzoic acid, 5-bromo-2-chloro-, sodium salt (1:1) | 1841341 | 137566
Benzoic acid, 3-bromo-4-fluoro-, sodium salt (1:1) | 1841342 | 137567
Benzoic acid, 2-bromo-5-fluoro-, sodium salt (1:1) | 1841343 | 137568
Benzoic acid, 4-bromo-2-fluoro-, sodium salt (1:1) | 1841344 | 137569
Carboxylic acids, C6-18 and C5-15-di-, polymers with diethylene glycol, glycerol, sorbitol and terephthalic acid | 1841345 | 137570
1,6,10-Dodecatriene, 7,11-dimethyl-3-methylene-, (6E)-, homopolymer, 2-hydroxyethyl-terminated | 1841346 | 137571
1,6,10-Dodecatriene, 7,11-dimethyl-3-methylene-, (6E)-, homopolymer, 2-hydroxyethyl-terminated, hydrogenated | 1841347 | 137572
Siloxanes and Silicones, di-Me, hydrogen-terminated, reaction products with acrylic acid and 2-ethyl-2-[(2-propen-1-yloxy)methyl]-1,3-propanediol, polymers with chlorotrimethylsilane-iso-Pr alc.-sodium silicate reaction products | 1841348 | 137573
2-Propenenitrile, polymer with methanamine, hydrogenated, 3-aminopropyl-terminated, ethoxylated propoxylated | 1841349 | 137574
Alkanes, C20-28, chloro | 1841350 | 137575
Slack Wax (petroleum), chloro | 1841351 | 137576
Alkanes, C20-24, chloro | 1841352 | 137577
Hexacosane, chloro derivs. | 1841353 | 137578
Octacosane, chloro derivs. | 1841354 | 137579
Octadecane, chloro derivs. | 1841355 | 137580
Alcohols, C11-14-iso-, C13-rich, reaction products with 1,3-benzenedimethanamine and TDI | 1841356 | 137581
Imidazo[4,5-d]imidazole-2,5(1H,3H)-dione, tetrahydro-1,3,4,6-tetrakis(methoxymethyl)-, polymer with .alpha.-hydro-.omega.-hydroxypoly(oxy-1,2-ethanediyl), reaction products with polyethylene glycol mono[tris(1-phenylethyl)phenyl] ether | 1841357 | 137582
2-Pyridinecarboxylic acid, 4-amino-6-(4-chloro-2-fluoro-3-methoxyphenyl)-5-fluoro-, phenylmethyl ester, hydrochloride (1:1) | 1841358 | 137583
Hexanedioic acid, polymer with 2,2-dimethyl-1,3-propanediol, mixed benzoates and laurates | 1841359 | 137584

## Corr_Source_to_EPA_DMR (hidden)
Original data from source | [6 empty] | Match to Master List |  |  |  | Match to SRS (via CAS) |  |  | Chemistry Dashboard (via CAS)
Source | Flowable Name | CAS | Formula | Units or F_REFERENCE_FLOW_PROPERTY | Source ID | CAS (for matching) | Master List ID | Substance Name | Substance CAS | Modified Cas | SRS search via CAS | EPA Name from SRS | Systemic Name from SRS | DTXSID | PREFERRED_NAME | Formula (or Symbol) | SMILES String | Type | Manual Match | Internal Duplicates (name) | Internal Duplicates (CAS) | CAS Match | Name Match | Match Notes 1 | QA Notes
DMR | 1,2-cis-Dichloroethene | 156592 |  |  | 3864 | _156592 | 46363 | Ethene, dichloro- (cis) | 156-59-2 | _156592 | 46363 | cis-1,2-Dichloroethylene | Ethene, 1,2-dichloro-, (1Z)- | DTXSID2024030 | (Z)-1,2-Dichloroethylene | C2H2Cl2 | Cl\C=C/Cl | Chemical |  |  |  | 1 | 0 | Matched to full list of "chemical substances" from all datasets on EPA SRS service. | n.a.
DMR | cis-1,2-Dichloroethene, whole water | 156592 |  |  | 81686 | _156592 | 46363 | Ethene, dichloro- (cis) | 156-59-2 | _156592 | 46363 | cis-1,2-Dichloroethylene | Ethene, 1,2-dichloro-, (1Z)- | DTXSID2024030 | (Z)-1,2-Dichloroethylene | C2H2Cl2 | Cl\C=C/Cl | Chemical |  |  |  | 1 | 0 | Matched to full list of "chemical substances" from all datasets on EPA SRS service. | n.a.
DMR | Toxics | (blank) |  |  | 26 | _n.a. | no match | no match | no match | _n.a. | no match | no match | no match |  |  |  |  | Not a chemical |  |  |  | 1 | 1 |  | n.a.
DMR | Hydrogen peroxide | 7722841 |  |  | 139 | _7722841 | 38481 | Hydrogen peroxide | 7722-84-1 | _7722841 | 38481 | Hydrogen peroxide | Hydrogen peroxide (H2O2) | DTXSID2020715 | Hydrogen peroxide | H2O2 | OO | Chemical |  |  |  | 1 | 1 | Matched to full list of "chemical substances" from all datasets on EPA SRS service. | n.a.
DMR | Solids, total susp per production | (blank) |  |  | 141 | _n.a. | no match | no match | no match | _n.a. | no match | no match | no match |  |  |  |  | Not a chemical |  |  |  | 1 | 1 |  | n.a.
DMR | Combined metals sum | (blank) |  |  | 144 | _n.a. | no match | no match | no match | _n.a. | no match | no match | no match |  |  |  |  | Not a chemical |  |  |  | 1 | 1 |  | n.a.
DMR | Sulfate (as S) | 14808798 |  |  | 154 | _14808798 | 59829 | Sulfate | 14808-79-8 | _14808798 | 59829 | Sulfate | Sulfate | DTXSID3042425 | Sulfate | O4S | [O-]S([O-])(=O)=O | Chemical |  |  |  | 1 | 1 | Matched to full list of "chemical substances" from all datasets on EPA SRS service. | n.a.
DMR | Solids, dry, discharge to sol. handling sys. | (blank) |  |  | 167 | _n.a. | no match | no match | no match | _n.a. | no match | no match | no match |  |  |  |  | Not a chemical |  |  |  | 1 | 1 |  | n.a.
DMR | Oxygen demand, ultimate | (blank) |  |  | 181 | _n.a. | no match | no match | no match | _n.a. | no match | no match | no match |  |  |  |  | Not a chemical |  |  |  | 1 | 1 |  | n.a.
DMR | Chlorine, total residual, duration of violation | (blank) |  |  | 183 | _n.a. | no match | no match | no match | _n.a. | no match | no match | no match |  |  |  |  | Not a chemical |  |  |  | 1 | 1 |  | n.a.
DMR | Oxygen, dissolved (DO) | 7782447 |  |  | 300 | _7782447 | 38146 | Oxygen | 7782-44-7 | _7782447 | 38146 | Oxygen | Oxygen | DTXSID2037681 | Oxygen | O2 | O=O | Element |  |  |  | 1 | 1 | Matched to full list of "chemical substances" from all datasets on EPA SRS service. | n.a.
DMR | BOD, 5-day, 20 deg. C | (blank) |  |  | 310 | _n.a. | ERG_333 | Biological Oxygen Demand (BOD5) | n.a. | _n.a. | no match | no match | no match |  | 0 | 0 | 0 | Chemical |  |  |  | 1 | 0 |  | n.a.
DMR | BOD, 5-day, dissolved | (blank) |  |  | 311 | _n.a. | ERG_333 | Biological Oxygen Demand (BOD5) | n.a. | _n.a. | no match | no match | no match |  | 0 | 0 | 0 | Chemical |  |  |  | 1 | 0 |  | n.a.
DMR | BOD, nitrogen inhib 5-day (20 deg. C) | (blank) |  |  | 314 | _n.a. | ERG_333 | Biological Oxygen Demand (BOD5) | n.a. | _n.a. | no match | no match | no match |  | 0 | 0 | 0 | Chemical |  |  |  | 1 | 0 |  | n.a.
DMR | BOD, 5-day | (blank) |  |  | 318 | _n.a. | ERG_333 | Biological Oxygen Demand (BOD5) | n.a. | _n.a. | no match | no match | no match |  | 0 | 0 | 0 | Chemical |  |  |  | 1 | 0 |  | n.a.
DMR | BOD, (ult. all stages) | (blank) |  |  | 319 | _n.a. | ERG_333 | Biological Oxygen Demand (BOD5) | n.a. | _n.a. | no match | no match | no match |  | 0 | 0 | 0 | Chemical |  |  |  | 1 | 0 |  | n.a.
DMR | Oxygen demand, chem. (low level) (COD) | (blank) |  |  | 335 | _n.a. | ERG_627 | Chemical Oxygen Demand (COD) | n.a. | _n.a. | no match | Chemical oxygen demand | Oxygen demand, chemical |  | 0 | 0 | 0 | Chemical |  |  |  | 1 | 0 | manual search by name on SRS website | n.a.
DMR | Oxygen demand, chem. (high level) (COD) | (blank) |  |  | 340 | _n.a. | ERG_627 | Chemical Oxygen Demand (COD) | n.a. | _n.a. | no match | Chemical oxygen demand | Oxygen demand, chemical |  | 0 | 0 | 0 | Chemical |  |  |  | 1 | 0 | manual search by name on SRS website | n.a.
DMR | Oxygen demand, chem. (COD), dissolved | (blank) |  |  | 341 | _n.a. | ERG_627 | Chemical Oxygen Demand (COD) | n.a. | _n.a. | no match | Chemical oxygen demand | Oxygen demand, chemical |  | 0 | 0 | 0 | Chemical |  |  |  | 1 | 0 | manual search by name on SRS website | n.a.
DMR | Oxygen demand, total (tod) | (blank) |  |  | 343 | _n.a. | no match | no match | no match | _n.a. | no match | no match | no match |  |  |  |  | Not a chemical |  |  |  | 1 | 1 |  | n.a.
DMR | Ozone - residual | 10028156 |  |  | 386 | _10028156 | 39347 | Ozone | 10028-15-6 | _10028156 | 39347 | Ozone | Ozone | DTXSID0021098 | Ozone | O3 | [O-][O+]=O | Chemical |  |  |  | 1 | 1 | Matched to full list of "chemical substances" from all datasets on EPA SRS service. | n.a.
DMR | Ozone | 10028156 |  |  | 387 | _10028156 | 39347 | Ozone | 10028-15-6 | _10028156 | 39347 | Ozone | Ozone | DTXSID0021098 | Ozone | O3 | [O-][O+]=O | Chemical |  |  |  | 1 | 1 | Matched to full list of "chemical substances" from all datasets on EPA SRS service. | n.a.
DMR | Alkalinity, total (as CaCO3) | (blank) |  |  | 410 | _n.a. | no match | no match | no match | _n.a. | no match | no match | no match |  |  |  |  | Not a chemical |  |  |  | 1 | 1 |  | n.a.
DMR | Alkalinity, phenolphthaline method | (blank) |  |  | 415 | _n.a. | no match | no match | no match | _n.a. | no match | no match | no match |  |  |  |  | Not a chemical |  |  |  | 1 | 1 |  | n.a.
DMR | Alkalinity, bicarbonate (as CaCO3) | (blank) |  |  | 425 | _n.a. | no match | no match | no match | _n.a. | no match | no match | no match |  |  |  |  | Not a chemical |  |  |  | 1 | 1 |  | n.a.
DMR | Alkalinity, carbonate (as CaCO3) | (blank) |  |  | 430 | _n.a. | no match | no match | no match | _n.a. | no match | no match | no match |  |  |  |  | Not a chemical |  |  |  | 1 | 1 |  | n.a.
DMR | Acidity, total (as CaCO3) | (blank) |  |  | 435 | _n.a. | no match | no match | no match | _n.a. | no match | no match | no match |  |  |  |  | Not a chemical |  |  |  | 1 | 1 |  | n.a.
DMR | Bicarbonate ion- (as HCO3) | 71523 |  |  | 440 | _71523 | 48568 | Bicarbonate | 71-52-3 | _71523 | 48568 | Bicarbonate | Carbonate, hydrogen | DTXSID2049921 | Bicarbonate | CHO3 | OC([O-])=O | Chemical |  |  |  | 1 | 1 | Matched to full list of "chemical substances" from all datasets on EPA SRS service. | n.a.
DMR | Sulphur, total elemental | 7704349 |  |  | 441 | _7704349 | 38507 | Sulfur | 7704-34-9 | _7704349 | 38507 | Sulfur | Sulfur | DTXSID9034941 | Sulfur | S | [S] | Element |  |  |  | 1 | 1 | Matched to full list of "chemical substances" from all datasets on EPA SRS service. | n.a.
DMR | Carbonate ion- (as CO3) | 3812326 |  |  | 445 | _3812326 | 41008 | Carbonate | 3812-32-6 | _3812326 | 41008 | Carbonate | Carbonate | DTXSID70872973 | Carbonate | CO3 | [O-]C([O-])=O | Chemical |  |  |  | 1 | 1 | Matched to full list of "chemical substances" from all datasets on EPA SRS service. | n.a.
DMR | Solids, total | (blank) |  |  | 500 | _n.a. | no match | no match | no match | _n.a. | no match | no match | no match |  |  |  |  | Not a chemical |  |  |  | 1 | 1 |  | n.a.
DMR | Solids, total volatile | (blank) |  |  | 505 | _n.a. | no match | no match | no match | _n.a. | no match | no match | no match |  |  |  |  | Not a chemical |  |  |  | 1 | 1 |  | n.a.
DMR | Solids, total fixed | (blank) |  |  | 510 | _n.a. | no match | no match | no match | _n.a. | no match | no match | no match |  |  |  |  | Not a chemical |  |  |  | 1 | 1 |  | n.a.
DMR | Residue, tot fltrble (dried at 105 C) | (blank) |  |  | 515 | _n.a. | no match | no match | no match | _n.a. | no match | no match | no match |  |  |  |  | Not a chemical |  |  |  | 1 | 1 |  | n.a.
DMR | Solids, volatile dissolved | (blank) |  |  | 520 | _n.a. | no match | no match | no match | _n.a. | no match | no match | no match |  |  |  |  | Not a chemical |  |  |  | 1 | 1 |  | n.a.
DMR | Solids, fixed dissolved | (blank) |  |  | 525 | _n.a. | no match | no match | no match | _n.a. | no match | no match | no match |  |  |  |  | Not a chemical |  |  |  | 1 | 1 |  | n.a.
DMR | Solids, total suspended | (blank) |  |  | 530 | _n.a. | no match | no match | no match | _n.a. | no match | no match | no match |  |  |  |  | Not a chemical |  |  |  | 1 | 1 |  | n.a.
DMR | Solids, Total Suspended, Net Value | (blank) |  |  | 533 | _n.a. | no match | no match | no match | _n.a. | no match | no match | no match |  |  |  |  | Not a chemical |  |  |  | 1 | 1 |  | n.a.
DMR | Solids, volatile suspended | (blank) |  |  | 535 | _n.a. | no match | no match | no match | _n.a. | no match | no match | no match |  |  |  |  | Not a chemical |  |  |  | 1 | 1 |  | n.a.
DMR | Solids, fixed suspended | (blank) |  |  | 540 | _n.a. | no match | no match | no match | _n.a. | no match | no match | no match |  |  |  |  | Not a chemical |  |  |  | 1 | 1 |  | n.a.
DMR | Oil and grease (soxhlet extr.) tot. | (blank) |  |  | 550 | _n.a. | no match | no match | no match | _n.a. | no match | no match | no match |  |  |  |  | Not a chemical |  |  |  | 1 | 1 |  | n.a.
DMR | Hydrocarbons, in H2O, IR, CC14 extractible chromatograph | (blank) |  |  | 551 | _n.a. | no match | no match | no match | _n.a. | no match | no match | no match |  |  |  |  | Not a chemical |  |  |  | 1 | 1 |  | n.a.
DMR | Oil and grease, hexane extr method | (blank) |  |  | 552 | _n.a. | no match | no match | no match | _n.a. | no match | no match | no match |  |  |  |  | Not a chemical |  |  |  | 1 | 1 |  | n.a.
DMR | Oil & grease | (blank) |  |  | 556 | _n.a. | no match | no match | no match | _n.a. | no match | no match | no match |  |  |  |  | Not a chemical |  |  |  | 1 | 1 |  | n.a.
DMR | Oil & grease (freon extr.-IR meth) tot, RC | (blank) |  |  | 560 | _n.a. | no match | no match | no match | _n.a. | no match | no match | no match |  |  |  |  | Not a chemical |  |  |  | 1 | 1 |  | n.a.
DMR | Biomass, plankton | (blank) |  |  | 570 | _n.a. | no match | no match | no match | _n.a. | no match | no match | no match |  |  |  |  | Not a chemical |  |  |  | 1 | 1 |  | n.a.
DMR | Nitrogen, total (as N) | 7727379 |  |  | 600 | _7727379 | 38472 | Nitrogen | 7727-37-9 | _7727379 | 38472 | Nitrogen | Nitrogen | DTXSID4036304 | Nitrogen | N2 | N#N | Element |  |  |  | 1 | 1 | Matched to full list of "chemical substances" from all datasets on EPA SRS service. | n.a.
DMR | Nitrogen, Dissolved | 7727379 |  |  | 602 | _7727379 | 38472 | Nitrogen | 7727-37-9 | _7727379 | 38472 | Nitrogen | Nitrogen | DTXSID4036304 | Nitrogen | N2 | N#N | Element |  |  |  | 1 | 1 | Matched to full list of "chemical substances" from all datasets on EPA SRS service. | n.a.
DMR | Nitrogen, organic total (as N) | 7727379 |  |  | 605 | _7727379 | 38472 | Nitrogen | 7727-37-9 | _7727379 | 38472 | Nitrogen | Nitrogen | DTXSID4036304 | Nitrogen | N2 | N#N | Element |  |  |  | 1 | 1 | Matched to full list of "chemical substances" from all datasets on EPA SRS service. | n.a.
DMR | Nitrogen, organic, dissolved (as N) | 7727379 |  |  | 607 | _7727379 | 38472 | Nitrogen | 7727-37-9 | _7727379 | 38472 | Nitrogen | Nitrogen | DTXSID4036304 | Nitrogen | N2 | N#N | Element |  |  |  | 1 | 1 | Matched to full list of "chemical substances" from all datasets on EPA SRS service. | n.a.
DMR | Nitrogen, ammonia dissolved | 7664417 |  |  | 608 | _7664417 | 38644 | Ammonia, as N | 7664-41-7 | _7664417 | 38644 | Ammonia | Ammonia | DTXSID0023872 | Ammonia | H3N | N | Chemical |  |  |  | 1 | 0 | Matched to full list of "chemical substances" from all datasets on EPA SRS service. | n.a.
DMR | Ammonia nitrogen, total, (as N) 30 day | 7664417 |  |  | 609 | _7664417 | 38644 | Ammonia, as N | 7664-41-7 | _7664417 | 38644 | Ammonia | Ammonia | DTXSID0023872 | Ammonia | H3N | N | Chemical |  |  |  | 1 | 0 | Matched to full list of "chemical substances" from all datasets on EPA SRS service. | n.a.
DMR | Nitrogen, ammonia total (as N) | 7664417 |  |  | 610 | _7664417 | 38644 | Ammonia, as N | 7664-41-7 | _7664417 | 38644 | Ammonia | Ammonia | DTXSID0023872 | Ammonia | H3N | N | Chemical |  |  |  | 1 | 0 | Matched to full list of "chemical substances" from all datasets on EPA SRS service. | n.a.
DMR | Nitrogen, ammonia, tot unionized (as N) | 7664417 |  |  | 612 | _7664417 | 38644 | Ammonia, as N | 7664-41-7 | _7664417 | 38644 | Ammonia | Ammonia | DTXSID0023872 | Ammonia | H3N | N | Chemical |  |  |  | 1 | 0 | Matched to full list of "chemical substances" from all datasets on EPA SRS service. | n.a.
DMR | Nitrite nitrogen, dissolved (as N) | 14797650 |  |  | 613 | _14797650 | 59837 | Nitrite | 14797-65-0 | _14797650 | 59837 | Nitrite | Nitrite | DTXSID5024219 | Nitrite | NO2 | [O-]N=O | Chemical |  |  |  | 1 | 1 | Matched to full list of "chemical substances" from all datasets on EPA SRS service. | n.a.
DMR | Nitrogen, nitrite total (as N) | 14797650 |  |  | 615 | _14797650 | 59837 | Nitrite | 14797-65-0 | _14797650 | 59837 | Nitrite | Nitrite | DTXSID5024219 | Nitrite | NO2 | [O-]N=O | Chemical |  |  |  | 1 | 1 | Matched to full list of "chemical substances" from all datasets on EPA SRS service. | n.a.
DMR | Nitrogen, nitrate dissolved | 14797558 |  |  | 618 | _14797558 | 97628 | Nitrate | 14797-55-8 | _14797558 | 97628 | Nitrate | Nitrate | DTXSID5024217 | Nitrate | NO3 | [O-][N+]([O-])=O | Chemical |  |  |  | 1 | 1 | Matched to full list of "chemical substances" from all datasets on EPA SRS service. | n.a.
DMR | Ammonia, unionized | 7664417 |  |  | 619 | _7664417 | 38644 | Ammonia, as N | 7664-41-7 | _7664417 | 38644 | Ammonia | Ammonia | DTXSID0023872 | Ammonia | H3N | N | Chemical |  |  |  | 1 | 0 | Matched to full list of "chemical substances" from all datasets on EPA SRS service. | n.a.
DMR | Nitrogen, nitrate total (as N) | 14797558 |  |  | 620 | _14797558 | 97628 | Nitrate | 14797-55-8 | _14797558 | 97628 | Nitrate | Nitrate | DTXSID5024217 | Nitrate | NO3 | [O-][N+]([O-])=O | Chemical |  |  |  | 1 | 1 | Matched to full list of "chemical substances" from all datasets on EPA SRS service. | n.a.
DMR | Nitrate nitrogen, dry weight | 14797558 |  |  | 621 | _14797558 | 97628 | Nitrate | 14797-55-8 | _14797558 | 97628 | Nitrate | Nitrate | DTXSID5024217 | Nitrate | NO3 | [O-][N+]([O-])=O | Chemical |  |  |  | 1 | 1 | Matched to full list of "chemical substances" from all datasets on EPA SRS service. | n.a.
DMR | Nitrogen, Kjeldahl, dissolved (as N) | 7727379 |  |  | 623 | _7727379 | 38472 | Nitrogen | 7727-37-9 | _7727379 | 38472 | Nitrogen | Nitrogen | DTXSID4036304 | Nitrogen | N2 | N#N | Element |  |  |  | 1 | 1 | Matched to full list of "chemical substances" from all datasets on EPA SRS service. | n.a.
DMR | Nitrogen, Kjeldahl, total (as N) | 7727379 |  |  | 625 | _7727379 | 38472 | Nitrogen | 7727-37-9 | _7727379 | 38472 | Nitrogen | Nitrogen | DTXSID4036304 | Nitrogen | N2 | N#N | Element |  |  |  | 1 | 1 | Matched to full list of "chemical substances" from all datasets on EPA SRS service. | n.a.
DMR | Nitrite plus nitrate total 1 det. (as N) | 7727379 |  |  | 630 | _7727379 | 38472 | Nitrogen | 7727-37-9 | _7727379 | 38472 | Nitrogen | Nitrogen | DTXSID4036304 | Nitrogen | N2 | N#N | Element |  |  |  | 1 | 1 | Matched to full list of "chemical substances" from all datasets on EPA SRS service. | n.a.
DMR | Nitrite plus nitrate dissolved 1 det. | 7727379 |  |  | 631 | _7727379 | 38472 | Nitrogen | 7727-37-9 | _7727379 | 38472 | Nitrogen | Nitrogen | DTXSID4036304 | Nitrogen | N2 | N#N | Element |  |  |  | 1 | 1 | Matched to full list of "chemical substances" from all datasets on EPA SRS service. | n.a.
DMR | Nitrogen, inorganic total | 7727379 |  |  | 640 | _7727379 | 38472 | Nitrogen | 7727-37-9 | _7727379 | 38472 | Nitrogen | Nitrogen | DTXSID4036304 | Nitrogen | N2 | N#N | Element |  |  |  | 1 | 1 | Matched to full list of "chemical substances" from all datasets on EPA SRS service. | n.a.
DMR | Phosphate, total (as PO4) | 14265442 |  |  | 650 | _14265442 | 60773 | Phosphate | 14265-44-2 | _14265442 | 60773 | Orthophosphate | Phosphate | DTXSID7039672 | Phosphate | O4P | [O-]P([O-])([O-])=O | Chemical |  |  |  | 1 | 0 | Matched to full list of "chemical substances" from all datasets on EPA SRS service. | n.a.
DMR | Phosphate, poly (as PO4) | 14265442 |  |  | 655 | _14265442 | 60773 | Phosphate | 14265-44-2 | _14265442 | 60773 | Orthophosphate | Phosphate | DTXSID7039672 | Phosphate | O4P | [O-]P([O-])([O-])=O | Chemical |  |  |  | 1 | 0 | Matched to full list of "chemical substances" from all datasets on EPA SRS service. | n.a.
DMR | Phosphate, ortho (as PO4) | 14265442 |  |  | 660 | _14265442 | 60773 | Phosphate | 14265-44-2 | _14265442 | 60773 | Orthophosphate | Phosphate | DTXSID7039672 | Phosphate | O4P | [O-]P([O-])([O-])=O | Chemical |  |  |  | 1 | 0 | Matched to full list of "chemical substances" from all datasets on EPA SRS service. | n.a.
DMR | Phosphorous, total recoverable | 7723140 |  |  | 662 | _7723140 | 38478 | Phosphorus | 7723-14-0 | _7723140 | 38478 | Phosphorus | Phosphorus | DTXSID1024382 | Phosphorus | P | [P] | Element |  |  |  | 1 | 1 | Matched to full list of "chemical substances" from all datasets on EPA SRS service. | n.a.
DMR | Dock discharge of phosphorus | 7723140 |  |  | 664 | _7723140 | 38478 | Phosphorus | 7723-14-0 | _7723140 | 38478 | Phosphorus | Phosphorus | DTXSID1024382 | Phosphorus | P | [P] | Element |  |  |  | 1 | 1 | Matched to full list of "chemical substances" from all datasets on EPA SRS service. | n.a.
DMR | Phosphorus, total (as P) | 7723140 |  |  | 665 | _7723140 | 38478 | Phosphorus | 7723-14-0 | _7723140 | 38478 | Phosphorus | Phosphorus | DTXSID1024382 | Phosphorus | P | [P] | Element |  |  |  | 1 | 1 | Matched to full list of "chemical substances" from all datasets on EPA SRS service. | n.a.
DMR | Phosphorus, dissolved | 7723140 |  |  | 666 | _7723140 | 38478 | Phosphorus | 7723-14-0 | _7723140 | 38478 | Phosphorus | Phosphorus | DTXSID1024382 | Phosphorus | P | [P] | Element |  |  |  | 1 | 1 | Matched to full list of "chemical substances" from all datasets on EPA SRS service. | n.a.
DMR | Phosphorous, total organic (as P) | 7723140 |  |  | 670 | _7723140 | 38478 | Phosphorus | 7723-14-0 | _7723140 | 38478 | Phosphorus | Phosphorus | DTXSID1024382 | Phosphorus | P | [P] | Element |  |  |  | 1 | 1 | Matched to full list of "chemical substances" from all datasets on EPA SRS service. | n.a.
DMR | Phosphate, dissolved/orthophosphate(as P) | 14265442 |  |  | 671 | _14265442 | 60773 | Phosphate | 14265-44-2 | _14265442 | 60773 | Orthophosphate | Phosphate | DTXSID7039672 | Phosphate | O4P | [O-]P([O-])([O-])=O | Chemical |  |  |  | 1 | 0 | Matched to full list of "chemical substances" from all datasets on EPA SRS service. | n.a.
DMR | Carbon, tot organic (TOC) | 7440440 |  |  | 680 | _7440440 | 36834 | Carbon | 7440-44-0 | _7440440 | 36834 | Carbon | Carbon | DTXSID9027651 | Carbon | C | [C] | Element |  |  |  | 1 | 1 | Matched to full list of "chemical substances" from all datasets on EPA SRS service. | n.a.
DMR | Carbon, dissolved organic (as C) | 7440440 |  |  | 681 | _7440440 | 36834 | Carbon | 7440-44-0 | _7440440 | 36834 | Carbon | Carbon | DTXSID9027651 | Carbon | C | [C] | Element |  |  |  | 1 | 1 | Matched to full list of "chemical substances" from all datasets on EPA SRS service. | n.a.
DMR | Carbon, total (as C) | 7440440 |  |  | 690 | _7440440 | 36834 | Carbon | 7440-44-0 | _7440440 | 36834 | Carbon | Carbon | DTXSID9027651 | Carbon | C | [C] | Element |  |  |  | 1 | 1 | Matched to full list of "chemical substances" from all datasets on EPA SRS service. | n.a.
DMR | Nitrofurans | (blank) |  |  | 696 | _n.a. | ERG_790 | Nitrofurans | n.a. | _n.a. | no match | no match | no match |  | 0 | 0 | 0 | Element |  |  |  | 1 | 0 |  | n.a.
DMR | Acetic acid | 64197 |  |  | 697 | _64197 | 90042 | Acetic acid | 64-19-7 | _64197 | 90042 | Acetic acid | Acetic acid | DTXSID5024394 | Acetic acid | C2H4O2 | CC(O)=O | Chemical |  |  |  | 1 | 1 | Matched to full list of "chemical substances" from all datasets on EPA SRS service. | n.a.
DMR | Cyanide, weak acid, dissociable | 57125 |  |  | 718 | _57125 | 89604 | Cyanide | 57-12-5 | _57125 | 89604 | Cyanide | Cyanide | DTXSID6023991 | Cyanide | CN | [C-]#N | Chemical |  |  |  | 1 | 1 | Matched to full list of "chemical substances" from all datasets on EPA SRS service. | n.a.
DMR | Cyanide, free-water plus wastewaters | 57125 |  |  | 719 | _57125 | 89604 | Cyanide | 57-12-5 | _57125 | 89604 | Cyanide | Cyanide | DTXSID6023991 | Cyanide | CN | [C-]#N | Chemical |  |  |  | 1 | 1 | Matched to full list of "chemical substances" from all datasets on EPA SRS service. | n.a.
DMR | Cyanide, total (as CN) | 57125 |  |  | 720 | _57125 | 89604 | Cyanide | 57-12-5 | _57125 | 89604 | Cyanide | Cyanide | DTXSID6023991 | Cyanide | CN | [C-]#N | Chemical |  |  |  | 1 | 1 | Matched to full list of "chemical substances" from all datasets on EPA SRS service. | n.a.
DMR | Cyanide, free (amen. to chlorination) | 57125 |  |  | 722 | _57125 | 89604 | Cyanide | 57-12-5 | _57125 | 89604 | Cyanide | Cyanide | DTXSID6023991 | Cyanide | CN | [C-]#N | Chemical |  |  |  | 1 | 1 | Matched to full list of "chemical substances" from all datasets on EPA SRS service. | n.a.
DMR | Cyanide, dissolved std method | 57125 |  |  | 723 | _57125 | 89604 | Cyanide | 57-12-5 | _57125 | 89604 | Cyanide | Cyanide | DTXSID6023991 | Cyanide | CN | [C-]#N | Chemical |  |  |  | 1 | 1 | Matched to full list of "chemical substances" from all datasets on EPA SRS service. | n.a.
DMR | Thiocyanate (as SCN) | 302045 |  |  | 730 | _302045 | 46283 | Thiocyanic acid (-1 ion) | 302-04-5 | _302045 | 46283 | Thiocyanate | Thiocyanate | DTXSID8047763 | Thiocyanate | CNS | [S-]C#N | Chemical |  |  |  | 1 | 0 | Matched to full list of "chemical substances" from all datasets on EPA SRS service. | n.a.
DMR | Sulfite (as SO3) | 14265453 |  |  | 740 | _14265453 | 97716 | Sulfite | 14265-45-3 | _14265453 | 97716 | Sulfite | Sulfite | DTXSID4049791 | Sulfite | O3S | [O-]S([O-])=O | Chemical |  |  |  | 1 | 1 | Matched to full list of "chemical substances" from all datasets on EPA SRS service. | n.a.
DMR | Sulfite (as S) | 14265453 |  |  | 741 | _14265453 | 97716 | Sulfite | 14265-45-3 | _14265453 | 97716 | Sulfite | Sulfite | DTXSID4049791 | Sulfite | O3S | [O-]S([O-])=O | Chemical |  |  |  | 1 | 1 | Matched to full list of "chemical substances" from all datasets on EPA SRS service. | n.a.
DMR | Sulfide, total (as S) | 18496258 |  |  | 745 | _18496258 | 62534 | Sulfide | 18496-25-8 | _18496258 | 62534 | Sulfide | Sulfide | DTXSID20872928 | Sulfide | S | [S--] | Chemical |  |  |  | 1 | 1 | Matched to full list of "chemical substances" from all datasets on EPA SRS service. | n.a.
DMR | Sulfide, dissolved, (as S) | 18496258 |  |  | 746 | _18496258 | 62534 | Sulfide | 18496-25-8 | _18496258 | 62534 | Sulfide | Sulfide | DTXSID20872928 | Sulfide | S | [S--] | Chemical |  |  |  | 1 | 1 | Matched to full list of "chemical substances" from all datasets on EPA SRS service. | n.a.
DMR | Hardness, total (as CaCO3) | (blank) |  |  | 900 | _n.a. | no match | no match | no match | _n.a. | no match | no match | no match |  |  |  |  | Not a chemical |  |  |  | 1 | 1 |  | n.a.
DMR | Magnesium, total recoverable | 7439954 |  |  | 921 | _7439954 | 37009 | Magnesium | 7439-95-4 | _7439954 | 37009 | Magnesium | Magnesium | DTXSID0049658 | Magnesium | Mg | [Mg] | Element |  |  |  | 1 | 1 | Matched to full list of "chemical substances" from all datasets on EPA SRS service. | n.a.
DMR | Sodium, total recoverable | 7440235 |  |  | 923 | _7440235 | 36985 | Sodium | 7440-23-5 | _7440235 | 36985 | Sodium | Sodium | DTXSID1049774 | Sodium | Na | [Na] | Element |  |  |  | 1 | 1 | Matched to full list of "chemical substances" from all datasets on EPA SRS service. | n.a.
DMR | Magnesium, dissolved (as Mg) | 7439954 |  |  | 925 | _7439954 | 37009 | Magnesium | 7439-95-4 | _7439954 | 37009 | Magnesium | Magnesium | DTXSID0049658 | Magnesium | Mg | [Mg] | Element |  |  |  | 1 | 1 | Matched to full list of "chemical substances" from all datasets on EPA SRS service. | n.a.
DMR | Magnesium, total (as Mg) | 7439954 |  |  | 927 | _7439954 | 37009 | Magnesium | 7439-95-4 | _7439954 | 37009 | Magnesium | Magnesium | DTXSID0049658 | Magnesium | Mg | [Mg] | Element |  |  |  | 1 | 1 | Matched to full list of "chemical substances" from all datasets on EPA SRS service. | n.a.
DMR | Sodium, total (as Na) | 7440235 |  |  | 929 | _7440235 | 36985 | Sodium | 7440-23-5 | _7440235 | 36985 | Sodium | Sodium | DTXSID1049774 | Sodium | Na | [Na] | Element |  |  |  | 1 | 1 | Matched to full list of "chemical substances" from all datasets on EPA SRS service. | n.a.
DMR | Sodium, dissolved (as Na) | 7440235 |  |  | 930 | _7440235 | 36985 | Sodium | 7440-23-5 | _7440235 | 36985 | Sodium | Sodium | DTXSID1049774 | Sodium | Na | [Na] | Element |  |  |  | 1 | 1 | Matched to full list of "chemical substances" from all datasets on EPA SRS service. | n.a.
DMR | Potassium, dissolved (as K) | 7440097 |  |  | 935 | _7440097 | 36996 | Potassium | 7440-09-7 | _7440097 | 36996 | Potassium | Potassium | DTXSID9049748 | Potassium | K | [K] | Element |  |  |  | 1 | 1 | Matched to full list of "chemical substances" from all datasets on EPA SRS service. | n.a.
DMR | Potassium, total (as K) | 7440097 |  |  | 937 | _7440097 | 36996 | Potassium | 7440-09-7 | _7440097 | 36996 | Potassium | Potassium | DTXSID9049748 | Potassium | K | [K] | Element |  |  |  | 1 | 1 | Matched to full list of "chemical substances" from all datasets on EPA SRS service. | n.a.
DMR | Potassium, total recoverable | 7440097 |  |  | 939 | _7440097 | 36996 | Potassium | 7440-09-7 | _7440097 | 36996 | Potassium | Potassium | DTXSID9049748 | Potassium | K | [K] | Element |  |  |  | 1 | 1 | Matched to full list of "chemical substances" from all datasets on EPA SRS service. | n.a.
DMR | Chloride (as Cl) | 16887006 |  |  | 940 | _16887006 | 59791 | Chloride | 16887-00-6 | _16887006 | 59791 | Chloride | Chloride | DTXSID6043969 | Chloride | Cl | [Cl-] | Chemical |  |  |  | 1 | 1 | Matched to full list of "chemical substances" from all datasets on EPA SRS service. | n.a.
DMR | Chloride, dissolved in water | 16887006 |  |  | 941 | _16887006 | 59791 | Chloride | 16887-00-6 | _16887006 | 59791 | Chloride | Chloride | DTXSID6043969 | Chloride | Cl | [Cl-] | Chemical |  |  |  | 1 | 1 | Matched to full list of "chemical substances" from all datasets on EPA SRS service. | n.a.
DMR | Chloride, total recoverable | 16887006 |  |  | 943 | _16887006 | 59791 | Chloride | 16887-00-6 | _16887006 | 59791 | Chloride | Chloride | DTXSID6043969 | Chloride | Cl | [Cl-] | Chemical |  |  |  | 1 | 1 | Matched to full list of "chemical substances" from all datasets on EPA SRS service. | n.a.
DMR | Sulfate, total (as SO4) | 14808798 |  |  | 945 | _14808798 | 59829 | Sulfate | 14808-79-8 | _14808798 | 59829 | Sulfate | Sulfate | DTXSID3042425 | Sulfate | O4S | [O-]S([O-])(=O)=O | Chemical |  |  |  | 1 | 1 | Matched to full list of "chemical substances" from all datasets on EPA SRS service. | n.a.
DMR | Sulfate, dissolved (as SO4) | 14808798 |  |  | 946 | _14808798 | 59829 | Sulfate | 14808-79-8 | _14808798 | 59829 | Sulfate | Sulfate | DTXSID3042425 | Sulfate | O4S | [O-]S([O-])(=O)=O | Chemical |  |  |  | 1 | 1 | Matched to full list of "chemical substances" from all datasets on EPA SRS service. | n.a.
DMR | Fluoride | 16984488 |  |  | 949 | _16984488 | 36307 | Fluoride | 16984-48-8 | _16984488 | 36307 | Fluoride | Fluoride | DTXSID9049617 | Fluoride | F | [F-] | Chemical |  |  |  | 1 | 1 | Matched to full list of "chemical substances" from all datasets on EPA SRS service. | n.a.
DMR | Fluoride, dissolved (as F) | 16984488 |  |  | 950 | _16984488 | 36307 | Fluoride | 16984-48-8 | _16984488 | 36307 | Fluoride | Fluoride | DTXSID9049617 | Fluoride | F | [F-] | Chemical |  |  |  | 1 | 1 | Matched to full list of "chemical substances" from all datasets on EPA SRS service. | n.a.
DMR | Fluoride, total (as F) | 16984488 |  |  | 951 | _16984488 | 36307 | Fluoride | 16984-48-8 | _16984488 | 36307 | Fluoride | Fluoride | DTXSID9049617 | Fluoride | F | [F-] | Chemical |  |  |  | 1 | 1 | Matched to full list of "chemical substances" from all datasets on EPA SRS service. | n.a.
DMR | Fluoroborates | 16872110 |  |  | 952 | _16872110 | 59796 | Fluoroboric acid | 16872-11-0 | _16872110 | 59796 | Fluoroboric acid | Borate(1-), tetrafluoro-, hydrogen (1:1) | DTXSID8029739 | Borate(1-), tetrafluoro-, hydrogen | BF4H | [H+].F[B-](F)(F)F | Chemical |  |  |  | 1 | 1 | Matched to full list of "chemical substances" from all datasets on EPA SRS service. | n.a.
DMR | Fluorine | 7782414 |  |  | 953 | _7782414 | 38148 | Fluorine | 7782-41-4 | _7782414 | 38148 | Fluorine | Fluorine | DTXSID3024106 | Fluorine | F2 | FF | Element |  |  |  | 1 | 1 | Matched to full list of "chemical substances" from all datasets on EPA SRS service. | n.a.
DMR | Silica, dissolved (as SiO2) | 7631869 |  |  | 955 | _7631869 | 39473 | Silica | 7631-86-9 | _7631869 | 39473 | Silica | Silica | DTXSID1029677 | Silica | O2Si | O=[Si]=O | Chemical |  |  |  | 1 | 1 | Matched to full list of "chemical substances" from all datasets on EPA SRS service. | n.a.
DMR | Silica, total (as SiO2) | 7631869 |  |  | 956 | _7631869 | 39473 | Silica | 7631-86-9 | _7631869 | 39473 | Silica | Silica | DTXSID1029677 | Silica | O2Si | O=[Si]=O | Chemical |  |  |  | 1 | 1 | Matched to full list of "chemical substances" from all datasets on EPA SRS service. | n.a.
DMR | Asbestos, total amphibole | 1318098 |  |  | 973 | _1318098 | 82692 | Amphiboles | 1318-09-8 | _1318098 | 82692 | Amphiboles | Amphibole-group minerals | DTXSID70873869 | Libby Amphibole Asbestos | - | - | Chemical |  |  |  | 1 | 1 | Matched to full list of "chemical substances" from all datasets on EPA SRS service. | n.a.
DMR | Arsenic, total recoverable | 7440382 |  |  | 978 | _7440382 | 36973 | Arsenic | 7440-38-2 | _7440382 | 36973 | Arsenic | Arsenic | DTXSID4023886 | Arsenic | As | [As] | Element |  |  |  | 1 | 1 | Matched to full list of "chemical substances" from all datasets on EPA SRS service. | n.a.
DMR | Cobalt, total recoverable | 7440484 |  |  | 979 | _7440484 | 36830 | Cobalt | 7440-48-4 | _7440484 | 36830 | Cobalt | Cobalt | DTXSID1031040 | Cobalt | Co | [Co] | Element |  |  |  | 1 | 1 | Matched to full list of "chemical substances" from all datasets on EPA SRS service. | n.a.
DMR | Iron, total recoverable | 7439896 |  |  | 980 | _7439896 | 37015 | Iron | 7439-89-6 | _7439896 | 37015 | Iron | Iron | DTXSID5043710 | Iron | Fe | [Fe] | Element |  |  |  | 1 | 1 | Matched to full list of "chemical substances" from all datasets on EPA SRS service. | n.a.
DMR | Selenium, total recoverable | 7782492 |  |  | 981 | _7782492 | 38145 | Selenium | 7782-49-2 | _7782492 | 38145 | Selenium | Selenium | DTXSID9021261 | Selenium | Se | [Se] | Element |  |  |  | 1 | 1 | Matched to full list of "chemical substances" from all datasets on EPA SRS service. | n.a.
DMR | Thallium, total recoverable | 7440280 |  |  | 982 | _7440280 | 36981 | Thallium | 7440-28-0 | _7440280 | 36981 | Thallium | Thallium | DTXSID2036035 | Thallium | Tl | [Tl] | Element |  |  |  | 1 | 1 | Matched to full list of "chemical substances" from all datasets on EPA SRS service. | n.a.
DMR | Tin, total recoverable | 7440315 |  |  | 983 | _7440315 | 36979 | Tin | 7440-31-5 | _7440315 | 36979 | Tin | Tin | DTXSID1049801 | Tin | Sn | [Sn] | Element |  |  |  | 1 | 1 | Matched to full list of "chemical substances" from all datasets on EPA SRS service. | n.a.
DMR | Titanium, total recoverable | 7440326 |  |  | 984 | _7440326 | 36978 | Titanium | 7440-32-6 | _7440326 | 36978 | Titanium | Titanium | DTXSID3047764 | Titanium | Ti | [Ti] | Element |  |  |  | 1 | 1 | Matched to full list of "chemical substances" from all datasets on EPA SRS service. | n.a.
DMR | Iron and manganese, total | (blank) |  |  | 987 | _n.a. | ERG_735 | Iron and manganese, total | n.a. | _n.a. | no match | no match | no match |  | 0 | 0 | 0 | Element |  |  |  | 1 | 0 |  | n.a.
DMR | Selenite, Total Recoverable | 14124675 |  |  | 990 | _14124675 | 96890 | Selenite | 14124-67-5 | _14124675 | 96890 | Selenite | Selenite | DTXSID9074517 | Selenite | O3Se | [O-][Se]([O-])=O | Chemical |  |  |  | 1 | 1 | Matched to full list of "chemical substances" from all datasets on EPA SRS service. | n.a.
DMR | Arsenic, trivalent, total recoverable | 22541544 |  |  | 991 | _22541544 | 79080 | Arsenic, ion (3+) | 22541-54-4 | _22541544 | 79080 | Arsenic ion (3+) | Arsenic, ion (As3+) | DTXSID30872434 | Arsenic (III) | As | [As+3] | Chemical |  |  |  | 1 | 0 | Matched to full list of "chemical substances" from all datasets on EPA SRS service. | n.a.
DMR | Arsenic, Inorganic | 7440382 |  |  | 997 | _7440382 | 36973 | Arsenic | 7440-38-2 | _7440382 | 36973 | Arsenic | Arsenic | DTXSID4023886 | Arsenic | As | [As] | Element |  |  |  | 1 | 1 | Matched to full list of "chemical substances" from all datasets on EPA SRS service. | n.a.
DMR | Beryllium, total recoverable (as Be) | 7440417 |  |  | 998 | _7440417 | 36837 | Beryllium | 7440-41-7 | _7440417 | 36837 | Beryllium | Beryllium | DTXSID4023913 | Beryllium | Be | [Be] | Element |  |  |  | 1 | 1 | Matched to full list of "chemical substances" from all datasets on EPA SRS service. | n.a.
DMR | Boron, total recoverable | 7440428 |  |  | 999 | _7440428 | 36836 | Boron | 7440-42-8 | _7440428 | 36836 | Boron | Boron | DTXSID3023922 | Boron | B | [B] | Element |  |  |  | 1 | 1 | Matched to full list of "chemical substances" from all datasets on EPA SRS service. | n.a.
DMR | Arsenic, dissolved (as As) | 7440382 |  |  | 1000 | _7440382 | 36973 | Arsenic | 7440-38-2 | _7440382 | 36973 | Arsenic | Arsenic | DTXSID4023886 | Arsenic | As | [As] | Element |  |  |  | 1 | 1 | Matched to full list of "chemical substances" from all datasets on EPA SRS service. | n.a.
DMR | Arsenic, total (as As) | 7440382 |  |  | 1002 | _7440382 | 36973 | Arsenic | 7440-38-2 | _7440382 | 36973 | Arsenic | Arsenic | DTXSID4023886 | Arsenic | As | [As] | Element |  |  |  | 1 | 1 | Matched to full list of "chemical substances" from all datasets on EPA SRS service. | n.a.
DMR | Barium, dissolved (as Ba) | 7440393 |  |  | 1005 | _7440393 | 36972 | Barium | 7440-39-3 | _7440393 | 36972 | Barium | Barium | DTXSID8023894 | Barium | Ba | [Ba] | Element |  |  |  | 1 | 1 | Matched to full list of "chemical substances" from all datasets on EPA SRS service. | n.a.
DMR | Barium, total (as Ba) | 7440393 |  |  | 1007 | _7440393 | 36972 | Barium | 7440-39-3 | _7440393 | 36972 | Barium | Barium | DTXSID8023894 | Barium | Ba | [Ba] | Element |  |  |  | 1 | 1 | Matched to full list of "chemical substances" from all datasets on EPA SRS service. | n.a.
DMR | Barium, total recoverable | 7440393 |  |  | 1009 | _7440393 | 36972 | Barium | 7440-39-3 | _7440393 | 36972 | Barium | Barium | DTXSID8023894 | Barium | Ba | [Ba] | Element |  |  |  | 1 | 1 | Matched to full list of "chemical substances" from all datasets on EPA SRS service. | n.a.
DMR | Beryllium, dissolved (as Be) | 7440417 |  |  | 1010 | _7440417 | 36837 | Beryllium | 7440-41-7 | _7440417 | 36837 | Beryllium | Beryllium | DTXSID4023913 | Beryllium | Be | [Be] | Element |  |  |  | 1 | 1 | Matched to full list of "chemical substances" from all datasets on EPA SRS service. | n.a.
DMR | Beryllium, total (as Be) | 7440417 |  |  | 1012 | _7440417 | 36837 | Beryllium | 7440-41-7 | _7440417 | 36837 | Beryllium | Beryllium | DTXSID4023913 | Beryllium | Be | [Be] | Element |  |  |  | 1 | 1 | Matched to full list of "chemical substances" from all datasets on EPA SRS service. | n.a.
DMR | Boron, dissolved (as B) | 7440428 |  |  | 1020 | _7440428 | 36836 | Boron | 7440-42-8 | _7440428 | 36836 | Boron | Boron | DTXSID3023922 | Boron | B | [B] | Element |  |  |  | 1 | 1 | Matched to full list of "chemical substances" from all datasets on EPA SRS service. | n.a.
DMR | Boron, total (as B) | 7440428 |  |  | 1022 | _7440428 | 36836 | Boron | 7440-42-8 | _7440428 | 36836 | Boron | Boron | DTXSID3023922 | Boron | B | [B] | Element |  |  |  | 1 | 1 | Matched to full list of "chemical substances" from all datasets on EPA SRS service. | n.a.
DMR | Cadmium, dissolved (as Cd) | 7440439 |  |  | 1025 | _7440439 | 36835 | Cadmium | 7440-43-9 | _7440439 | 36835 | Cadmium | Cadmium | DTXSID1023940 | Cadmium | Cd | [Cd] | Element |  |  |  | 1 | 1 | Matched to full list of "chemical substances" from all datasets on EPA SRS service. | n.a.
DMR | Cadmium, total (as Cd) | 7440439 |  |  | 1027 | _7440439 | 36835 | Cadmium | 7440-43-9 | _7440439 | 36835 | Cadmium | Cadmium | DTXSID1023940 | Cadmium | Cd | [Cd] | Element |  |  |  | 1 | 1 | Matched to full list of "chemical substances" from all datasets on EPA SRS service. | n.a.
DMR | Chromium, dissolved (as Cr) | 7440473 |  |  | 1030 | _7440473 | 36831 | Chromium | 7440-47-3 | _7440473 | 36831 | Chromium | Chromium | DTXSID3031022 | Chromium | Cr | [Cr] | Element |  |  |  | 1 | 1 | Matched to full list of "chemical substances" from all datasets on EPA SRS service. | n.a.
DMR | Chromium, hexavalent (as Cr) | 18540299 |  |  | 1032 | _18540299 | 62530 | Chromium VI | 18540-29-9 | _18540299 | 62530 | Chromium(VI) | Chromium, ion (Cr6+) | DTXSID7023982 | Chromium (VI) ion | Cr | [Cr+6] | Chemical |  |  |  | 1 | 0 | Matched to full list of "chemical substances" from all datasets on EPA SRS service. | n.a.
DMR | Chromium, trivalent (as Cr) | 16065831 |  |  | 1033 | _16065831 | 60916 | Chromium III | 16065-83-1 | _16065831 | 60916 | Chromium(III) | Chromium, ion (Cr3+) | DTXSID2023981 | Chromium (III) | Cr | [Cr+3] | Chemical |  |  |  | 1 | 0 | Matched to full list of "chemical substances" from all datasets on EPA SRS service. | n.a.
DMR | Chromium, total (as Cr) | 7440473 |  |  | 1034 | _7440473 | 36831 | Chromium | 7440-47-3 | _7440473 | 36831 | Chromium | Chromium | DTXSID3031022 | Chromium | Cr | [Cr] | Element |  |  |  | 1 | 1 | Matched to full list of "chemical substances" from all datasets on EPA SRS service. | n.a.
DMR | Cobalt, dissolved (as Co) | 7440484 |  |  | 1035 | _7440484 | 36830 | Cobalt | 7440-48-4 | _7440484 | 36830 | Cobalt | Cobalt | DTXSID1031040 | Cobalt | Co | [Co] | Element |  |  |  | 1 | 1 | Matched to full list of "chemical substances" from all datasets on EPA SRS service. | n.a.
DMR | Cobalt, total (as Co) | 7440484 |  |  | 1037 | _7440484 | 36830 | Cobalt | 7440-48-4 | _7440484 | 36830 | Cobalt | Cobalt | DTXSID1031040 | Cobalt | Co | [Co] | Element |  |  |  | 1 | 1 | Matched to full list of "chemical substances" from all datasets on EPA SRS service. | n.a.
DMR | Copper, dissolved (as Cu) | 7440508 |  |  | 1040 | _7440508 | 36829 | Copper | 7440-50-8 | _7440508 | 36829 | Copper | Copper | DTXSID2023985 | Copper | Cu | [Cu] | Element |  |  |  | 1 | 1 | Matched to full list of "chemical substances" from all datasets on EPA SRS service. | n.a.
DMR | Copper, total (as Cu) | 7440508 |  |  | 1042 | _7440508 | 36829 | Copper | 7440-50-8 | _7440508 | 36829 | Copper | Copper | DTXSID2023985 | Copper | Cu | [Cu] | Element |  |  |  | 1 | 1 | Matched to full list of "chemical substances" from all datasets on EPA SRS service. | n.a.
DMR | Iron, suspended | 7439896 |  |  | 1044 | _7439896 | 37015 | Iron | 7439-89-6 | _7439896 | 37015 | Iron | Iron | DTXSID5043710 | Iron | Fe | [Fe] | Element |  |  |  | 1 | 1 | Matched to full list of "chemical substances" from all datasets on EPA SRS service. | n.a.
DMR | Iron, total (as Fe) | 7439896 |  |  | 1045 | _7439896 | 37015 | Iron | 7439-89-6 | _7439896 | 37015 | Iron | Iron | DTXSID5043710 | Iron | Fe | [Fe] | Element |  |  |  | 1 | 1 | Matched to full list of "chemical substances" from all datasets on EPA SRS service. | n.a.
DMR | Iron, dissolved (as Fe) | 7439896 |  |  | 1046 | _7439896 | 37015 | Iron | 7439-89-6 | _7439896 | 37015 | Iron | Iron | DTXSID5043710 | Iron | Fe | [Fe] | Element |  |  |  | 1 | 1 | Matched to full list of "chemical substances" from all datasets on EPA SRS service. | n.a.
DMR | Lead, dissolved (as Pb) | 7439921 |  |  | 1049 | _7439921 | 37012 | Lead | 7439-92-1 | _7439921 | 37012 | Lead | Lead | DTXSID2024161 | Lead | Pb | [Pb] | Element |  |  |  | 1 | 1 | Matched to full list of "chemical substances" from all datasets on EPA SRS service. | n.a.
DMR | Lead, total (as Pb) | 7439921 |  |  | 1051 | _7439921 | 37012 | Lead | 7439-92-1 | _7439921 | 37012 | Lead | Lead | DTXSID2024161 | Lead | Pb | [Pb] | Element |  |  |  | 1 | 1 | Matched to full list of "chemical substances" from all datasets on EPA SRS service. | n.a.
DMR | Lead, total dry weight (as Pb) | 7439921 |  |  | 1052 | _7439921 | 37012 | Lead | 7439-92-1 | _7439921 | 37012 | Lead | Lead | DTXSID2024161 | Lead | Pb | [Pb] | Element |  |  |  | 1 | 1 | Matched to full list of "chemical substances" from all datasets on EPA SRS service. | n.a.
DMR | Manganese, suspended | 7439965 |  |  | 1054 | _7439965 | 37008 | Manganese | 7439-96-5 | _7439965 | 37008 | Manganese | Manganese | DTXSID2024169 | Manganese | Mn | [Mn] | Element |  |  |  | 1 | 1 | Matched to full list of "chemical substances" from all datasets on EPA SRS service. | n.a.
DMR | Manganese, total (as Mn) | 7439965 |  |  | 1055 | _7439965 | 37008 | Manganese | 7439-96-5 | _7439965 | 37008 | Manganese | Manganese | DTXSID2024169 | Manganese | Mn | [Mn] | Element |  |  |  | 1 | 1 | Matched to full list of "chemical substances" from all datasets on EPA SRS service. | n.a.
DMR | Manganese, dissolved (as Mn) | 7439965 |  |  | 1056 | _7439965 | 37008 | Manganese | 7439-96-5 | _7439965 | 37008 | Manganese | Manganese | DTXSID2024169 | Manganese | Mn | [Mn] | Element |  |  |  | 1 | 1 | Matched to full list of "chemical substances" from all datasets on EPA SRS service. | n.a.
DMR | Thallium, dissolved (as Tl) | 7440280 |  |  | 1057 | _7440280 | 36981 | Thallium | 7440-28-0 | _7440280 | 36981 | Thallium | Thallium | DTXSID2036035 | Thallium | Tl | [Tl] | Element |  |  |  | 1 | 1 | Matched to full list of "chemical substances" from all datasets on EPA SRS service. | n.a.
DMR | Thallium, total (as Tl) | 7440280 |  |  | 1059 | _7440280 | 36981 | Thallium | 7440-28-0 | _7440280 | 36981 | Thallium | Thallium | DTXSID2036035 | Thallium | Tl | [Tl] | Element |  |  |  | 1 | 1 | Matched to full list of "chemical substances" from all datasets on EPA SRS service. | n.a.
DMR | Molybdenum, dissolved (as Mo) | 7439987 |  |  | 1060 | _7439987 | 37006 | Molybdenum | 7439-98-7 | _7439987 | 37006 | Molybdenum | Molybdenum | DTXSID1024207 | Molybdenum | Mo | [Mo] | Element |  |  |  | 1 | 1 | Matched to full list of "chemical substances" from all datasets on EPA SRS service. | n.a.
DMR | Molybdenum, total (as Mo) | 7439987 |  |  | 1062 | _7439987 | 37006 | Molybdenum | 7439-98-7 | _7439987 | 37006 | Molybdenum | Molybdenum | DTXSID1024207 | Molybdenum | Mo | [Mo] | Element |  |  |  | 1 | 1 | Matched to full list of "chemical substances" from all datasets on EPA SRS service. | n.a.
DMR | Nickel, dissolved (as Ni) | 7440020 |  |  | 1065 | _7440020 | 37003 | Nickel | 7440-02-0 | _7440020 | 37003 | Nickel | Nickel | DTXSID2020925 | Nickel | Ni | [Ni] | Element |  |  |  | 1 | 1 | Matched to full list of "chemical substances" from all datasets on EPA SRS service. | n.a.
DMR | Nickel, total (as Ni) | 7440020 |  |  | 1067 | _7440020 | 37003 | Nickel | 7440-02-0 | _7440020 | 37003 | Nickel | Nickel | DTXSID2020925 | Nickel | Ni | [Ni] | Element |  |  |  | 1 | 1 | Matched to full list of "chemical substances" from all datasets on EPA SRS service. | n.a.
DMR | Nickel, total recoverable | 7440020 |  |  | 1074 | _7440020 | 37003 | Nickel | 7440-02-0 | _7440020 | 37003 | Nickel | Nickel | DTXSID2020925 | Nickel | Ni | [Ni] | Element |  |  |  | 1 | 1 | Matched to full list of "chemical substances" from all datasets on EPA SRS service. | n.a.
DMR | Silver, dissolved (as Ag) | 7440224 |  |  | 1075 | _7440224 | 36986 | Silver | 7440-22-4 | _7440224 | 36986 | Silver | Silver | DTXSID4024305 | Silver | Ag | [Ag] | Element |  |  |  | 1 | 1 | Matched to full list of "chemical substances" from all datasets on EPA SRS service. | n.a.
DMR | Silver, total (as Ag) | 7440224 |  |  | 1077 | _7440224 | 36986 | Silver | 7440-22-4 | _7440224 | 36986 | Silver | Silver | DTXSID4024305 | Silver | Ag | [Ag] | Element |  |  |  | 1 | 1 | Matched to full list of "chemical substances" from all datasets on EPA SRS service. | n.a.
DMR | Silver total recoverable | 7440224 |  |  | 1079 | _7440224 | 36986 | Silver | 7440-22-4 | _7440224 | 36986 | Silver | Silver | DTXSID4024305 | Silver | Ag | [Ag] | Element |  |  |  | 1 | 1 | Matched to full list of "chemical substances" from all datasets on EPA SRS service. | n.a.
DMR | Strontium, total (as Sr) | 7440246 |  |  | 1082 | _7440246 | 36984 | Strontium | 7440-24-6 | _7440246 | 36984 | Strontium | Strontium | DTXSID3024312 | Strontium | Sr | [Sr] | Element |  |  |  | 1 | 1 | Matched to full list of "chemical substances" from all datasets on EPA SRS service. | n.a.
DMR | Strontium, total recoverable, ug/L | 7440246 |  |  | 1084 | _7440246 | 36984 | Strontium | 7440-24-6 | _7440246 | 36984 | Strontium | Strontium | DTXSID3024312 | Strontium | Sr | [Sr] | Element |  |  |  | 1 | 1 | Matched to full list of "chemical substances" from all datasets on EPA SRS service. | n.a.
DMR | Vanadium, dissolved (as V) | 7440622 |  |  | 1085 | _7440622 | 36819 | Vanadium | 7440-62-2 | _7440622 | 36819 | Vanadium | Vanadium | DTXSID2040282 | Vanadium | V | [V] | Element |  |  |  | 1 | 1 | Matched to full list of "chemical substances" from all datasets on EPA SRS service. | n.a.
DMR | Vanadium, total (as V) | 7440622 |  |  | 1087 | _7440622 | 36819 | Vanadium | 7440-62-2 | _7440622 | 36819 | Vanadium | Vanadium | DTXSID2040282 | Vanadium | V | [V] | Element |  |  |  | 1 | 1 | Matched to full list of "chemical substances" from all datasets on EPA SRS service. | n.a.
DMR | Zinc, dissolved (as Zn) | 7440666 |  |  | 1090 | _7440666 | 36815 | Zinc | 7440-66-6 | _7440666 | 36815 | Zinc | Zinc | DTXSID7035012 | Zinc | Zn | [Zn] | Element |  |  |  | 1 | 1 | Matched to full list of "chemical substances" from all datasets on EPA SRS service. | n.a.
DMR | Zinc, total (as Zn) | 7440666 |  |  | 1092 | _7440666 | 36815 | Zinc | 7440-66-6 | _7440666 | 36815 | Zinc | Zinc | DTXSID7035012 | Zinc | Zn | [Zn] | Element |  |  |  | 1 | 1 | Matched to full list of "chemical substances" from all datasets on EPA SRS service. | n.a.
DMR | Zinc, total recoverable | 7440666 |  |  | 1094 | _7440666 | 36815 | Zinc | 7440-66-6 | _7440666 | 36815 | Zinc | Zinc | DTXSID7035012 | Zinc | Zn | [Zn] | Element |  |  |  | 1 | 1 | Matched to full list of "chemical substances" from all datasets on EPA SRS service. | n.a.
DMR | Antimony, dissolved (as Sb) | 7440360 |  |  | 1095 | _7440360 | 36975 | Antimony | 7440-36-0 | _7440360 | 36975 | Antimony | Antimony | DTXSID5023879 | Antimony | Sb | [Sb] | Element |  |  |  | 1 | 1 | Matched to full list of "chemical substances" from all datasets on EPA SRS service. | n.a.
DMR | Antimony, total (as Sb) | 7440360 |  |  | 1097 | _7440360 | 36975 | Antimony | 7440-36-0 | _7440360 | 36975 | Antimony | Antimony | DTXSID5023879 | Antimony | Sb | [Sb] | Element |  |  |  | 1 | 1 | Matched to full list of "chemical substances" from all datasets on EPA SRS service. | n.a.
DMR | Tin, total (as Sn) | 7440315 |  |  | 1102 | _7440315 | 36979 | Tin | 7440-31-5 | _7440315 | 36979 | Tin | Tin | DTXSID1049801 | Tin | Sn | [Sn] | Element |  |  |  | 1 | 1 | Matched to full list of "chemical substances" from all datasets on EPA SRS service. | n.a.
DMR | Aluminum, total recoverable | 7429905 |  |  | 1104 | _7429905 | 37021 | Aluminum | 7429-90-5 | _7429905 | 37021 | Aluminum | Aluminum | DTXSID3040273 | Aluminum | Al | [AlH3] | Element |  |  |  | 1 | 1 | Matched to full list of "chemical substances" from all datasets on EPA SRS service. | n.a.
DMR | Aluminum, total (as Al) | 7429905 |  |  | 1105 | _7429905 | 37021 | Aluminum | 7429-90-5 | _7429905 | 37021 | Aluminum | Aluminum | DTXSID3040273 | Aluminum | Al | [AlH3] | Element |  |  |  | 1 | 1 | Matched to full list of "chemical substances" from all datasets on EPA SRS service. | n.a.
DMR | Aluminum, dissolved (as Al) | 7429905 |  |  | 1106 | _7429905 | 37021 | Aluminum | 7429-90-5 | _7429905 | 37021 | Aluminum | Aluminum | DTXSID3040273 | Aluminum | Al | [AlH3] | Element |  |  |  | 1 | 1 | Matched to full list of "chemical substances" from all datasets on EPA SRS service. | n.a.
DMR | Cadmium, total recoverable | 7440439 |  |  | 1113 | _7440439 | 36835 | Cadmium | 7440-43-9 | _7440439 | 36835 | Cadmium | Cadmium | DTXSID1023940 | Cadmium | Cd | [Cd] | Element |  |  |  | 1 | 1 | Matched to full list of "chemical substances" from all datasets on EPA SRS service. | n.a.
DMR | Lead, total recoverable | 7439921 |  |  | 1114 | _7439921 | 37012 | Lead | 7439-92-1 | _7439921 | 37012 | Lead | Lead | DTXSID2024161 | Lead | Pb | [Pb] | Element |  |  |  | 1 | 1 | Matched to full list of "chemical substances" from all datasets on EPA SRS service. | n.a.
DMR | Cesium, total (as Cs) | 7440462 |  |  | 1117 | _7440462 | 36832 | Cesium | 7440-46-2 | _7440462 | 36832 | Cesium | Cesium | DTXSID5036767 | Cesium | Cs | [Cs] | Element |  |  |  | 1 | 1 | Matched to full list of "chemical substances" from all datasets on EPA SRS service. | n.a.
DMR | Chromium, total recoverable | 7440473 |  |  | 1118 | _7440473 | 36831 | Chromium | 7440-47-3 | _7440473 | 36831 | Chromium | Chromium | DTXSID3031022 | Chromium | Cr | [Cr] | Element |  |  |  | 1 | 1 | Matched to full list of "chemical substances" from all datasets on EPA SRS service. | n.a.
DMR | Copper, total recoverable | 7440508 |  |  | 1119 | _7440508 | 36829 | Copper | 7440-50-8 | _7440508 | 36829 | Copper | Copper | DTXSID2023985 | Copper | Cu | [Cu] | Element |  |  |  | 1 | 1 | Matched to full list of "chemical substances" from all datasets on EPA SRS service. | n.a.
DMR | Vanadium, total recoverable | 7440622 |  |  | 1128 | _7440622 | 36819 | Vanadium | 7440-62-2 | _7440622 | 36819 | Vanadium | Vanadium | DTXSID2040282 | Vanadium | V | [V] | Element |  |  |  | 1 | 1 | Matched to full list of "chemical substances" from all datasets on EPA SRS service. | n.a.
DMR | Molybdenum, total recoverable | 7439987 |  |  | 1129 | _7439987 | 37006 | Molybdenum | 7439-98-7 | _7439987 | 37006 | Molybdenum | Molybdenum | DTXSID1024207 | Molybdenum | Mo | [Mo] | Element |  |  |  | 1 | 1 | Matched to full list of "chemical substances" from all datasets on EPA SRS service. | n.a.
DMR | Lithium, total (as Li) | 7439932 |  |  | 1132 | _7439932 | 37011 | Lithium | 7439-93-2 | _7439932 | 37011 | Lithium | Lithium | DTXSID5036761 | Lithium | Li | [Li] | Element |  |  |  | 1 | 1 | Matched to full list of "chemical substances" from all datasets on EPA SRS service. | n.a.
DMR | Selenium, dissolved (as Se) | 7782492 |  |  | 1145 | _7782492 | 38145 | Selenium | 7782-49-2 | _7782492 | 38145 | Selenium | Selenium | DTXSID9021261 | Selenium | Se | [Se] | Element |  |  |  | 1 | 1 | Matched to full list of "chemical substances" from all datasets on EPA SRS service. | n.a.
DMR | Selenium, total (as Se) | 7782492 |  |  | 1147 | _7782492 | 38145 | Selenium | 7782-49-2 | _7782492 | 38145 | Selenium | Selenium | DTXSID9021261 | Selenium | Se | [Se] | Element |  |  |  | 1 | 1 | Matched to full list of "chemical substances" from all datasets on EPA SRS service. | n.a.
DMR | Selenium, dry weight | 7782492 |  |  | 1148 | _7782492 | 38145 | Selenium | 7782-49-2 | _7782492 | 38145 | Selenium | Selenium | DTXSID9021261 | Selenium | Se | [Se] | Element |  |  |  | 1 | 1 | Matched to full list of "chemical substances" from all datasets on EPA SRS service. | n.a.
DMR | Titanium, dissolved (as Ti) | 7440326 |  |  | 1150 | _7440326 | 36978 | Titanium | 7440-32-6 | _7440326 | 36978 | Titanium | Titanium | DTXSID3047764 | Titanium | Ti | [Ti] | Element |  |  |  | 1 | 1 | Matched to full list of "chemical substances" from all datasets on EPA SRS service. | n.a.
DMR | Titanium, total (as Ti) | 7440326 |  |  | 1152 | _7440326 | 36978 | Titanium | 7440-32-6 | _7440326 | 36978 | Titanium | Titanium | DTXSID3047764 | Titanium | Ti | [Ti] | Element |  |  |  | 1 | 1 | Matched to full list of "chemical substances" from all datasets on EPA SRS service. | n.a.
DMR | Tungsten, total | 7440337 |  |  | 1154 | _7440337 | 36977 | Tungsten | 7440-33-7 | _7440337 | 36977 | Tungsten | Tungsten | DTXSID8052481 | Tungsten | W | [W] | Element |  |  |  | 1 | 1 | Matched to full list of "chemical substances" from all datasets on EPA SRS service. | n.a.
DMR | Zirconium, total | 7440677 |  |  | 1162 | _7440677 | 36814 | Zirconium | 7440-67-7 | _7440677 | 36814 | Zirconium | Zirconium | DTXSID0049818 | Zirconium | Zr | [Zr] | Element |  |  |  | 1 | 1 | Matched to full list of "chemical substances" from all datasets on EPA SRS service. | n.a.
DMR | Indium | 7440746 |  |  | 1168 | _7440746 | 36811 | Indium | 7440-74-6 | _7440746 | 36811 | Indium | Indium | DTXSID8052485 | Indium | In | [In] | Element |  |  |  | 1 | 1 | Matched to full list of "chemical substances" from all datasets on EPA SRS service. | n.a.
DMR | Palladium, total (as Pd) | 7440053 |  |  | 1210 | _7440053 | 37000 | Palladium | 7440-05-3 | _7440053 | 37000 | Palladium | Palladium | DTXSID4064680 | Palladium | Pd | [Pd] | Element |  |  |  | 1 | 1 | Matched to full list of "chemical substances" from all datasets on EPA SRS service. | n.a.
DMR | Chromium, hexavalent dissolved (as Cr) | 18540299 |  |  | 1220 | _18540299 | 62530 | Chromium VI | 18540-29-9 | _18540299 | 62530 | Chromium(VI) | Chromium, ion (Cr6+) | DTXSID7023982 | Chromium (VI) ion | Cr | [Cr+6] | Chemical |  |  |  | 1 | 0 | Matched to full list of "chemical substances" from all datasets on EPA SRS service. | n.a.
DMR | Niobium, Total | 7440031 |  |  | 1239 | _7440031 | 37002 | Niobium | 7440-03-1 | _7440031 | 37002 | Niobium | Niobium | DTXSID4052479 | Niobium | Nb | [Nb] | Element |  |  |  | 1 | 1 | Matched to full list of "chemical substances" from all datasets on EPA SRS service. | n.a.
DMR | Aluminum | 7429905 |  |  | 1251 | _7429905 | 37021 | Aluminum | 7429-90-5 | _7429905 | 37021 | Aluminum | Aluminum | DTXSID3040273 | Aluminum | Al | [AlH3] | Element |  |  |  | 1 | 1 | Matched to full list of "chemical substances" from all datasets on EPA SRS service. | n.a.
DMR | Arsenic | 7440382 |  |  | 1252 | _7440382 | 36973 | Arsenic | 7440-38-2 | _7440382 | 36973 | Arsenic | Arsenic | DTXSID4023886 | Arsenic | As | [As] | Element |  |  |  | 1 | 1 | Matched to full list of "chemical substances" from all datasets on EPA SRS service. | n.a.
DMR | Copper | 7440508 |  |  | 1256 | _7440508 | 36829 | Copper | 7440-50-8 | _7440508 | 36829 | Copper | Copper | DTXSID2023985 | Copper | Cu | [Cu] | Element |  |  |  | 1 | 1 | Matched to full list of "chemical substances" from all datasets on EPA SRS service. | n.a.
DMR | Cyanide (A) | 57125 |  |  | 1257 | _57125 | 89604 | Cyanide | 57-12-5 | _57125 | 89604 | Cyanide | Cyanide | DTXSID6023991 | Cyanide | CN | [C-]#N | Chemical |  |  |  | 1 | 1 | Matched to full list of "chemical substances" from all datasets on EPA SRS service. | n.a.
DMR | Lead | 7439921 |  |  | 1259 | _7439921 | 37012 | Lead | 7439-92-1 | _7439921 | 37012 | Lead | Lead | DTXSID2024161 | Lead | Pb | [Pb] | Element |  |  |  | 1 | 1 | Matched to full list of "chemical substances" from all datasets on EPA SRS service. | n.a.
DMR | Zinc | 7440666 |  |  | 1264 | _7440666 | 36815 | Zinc | 7440-66-6 | _7440666 | 36815 | Zinc | Zinc | DTXSID7035012 | Zinc | Zn | [Zn] | Element |  |  |  | 1 | 1 | Matched to full list of "chemical substances" from all datasets on EPA SRS service. | n.a.
DMR | Antimony, total recoverable | 7440360 |  |  | 1268 | _7440360 | 36975 | Antimony | 7440-36-0 | _7440360 | 36975 | Antimony | Antimony | DTXSID5023879 | Antimony | Sb | [Sb] | Element |  |  |  | 1 | 1 | Matched to full list of "chemical substances" from all datasets on EPA SRS service. | n.a.
DMR | Total agg concentration #4 | (blank) |  |  | 1276 | _n.a. | no match | no match | no match | _n.a. | no match | no match | no match |  |  |  |  | Not a chemical |  |  |  | 1 | 1 |  | n.a.
DMR | Total agg concentration #1 | (blank) |  |  | 1277 | _n.a. | no match | no match | no match | _n.a. | no match | no match | no match |  |  |  |  | Not a chemical |  |  |  | 1 | 1 |  | n.a.
DMR | Total agg concentration #2 | (blank) |  |  | 1278 | _n.a. | no match | no match | no match | _n.a. | no match | no match | no match |  |  |  |  | Not a chemical |  |  |  | 1 | 1 |  | n.a.
DMR | Total agg concentration #3 | (blank) |  |  | 1279 | _n.a. | no match | no match | no match | _n.a. | no match | no match | no match |  |  |  |  | Not a chemical |  |  |  | 1 | 1 |  | n.a.
DMR | Total agg concentration #5 | (blank) |  |  | 1280 | _n.a. | no match | no match | no match | _n.a. | no match | no match | no match |  |  |  |  | Not a chemical |  |  |  | 1 | 1 |  | n.a.
DMR | Total agg concentration #6 | (blank) |  |  | 1281 | _n.a. | no match | no match | no match | _n.a. | no match | no match | no match |  |  |  |  | Not a chemical |  |  |  | 1 | 1 |  | n.a.
DMR | Foaming agents | (blank) |  |  | 1288 | _n.a. | no match | no match | no match | _n.a. | no match | no match | no match |  |  |  |  | Not a chemical |  |  |  | 1 | 1 |  | n.a.
DMR | Biocides | (blank) |  |  | 1289 | _n.a. | no match | no match | no match | _n.a. | no match | no match | no match |  |  |  |  | Not a chemical |  |  |  | 1 | 1 |  | n.a.
DMR | Zinc, potentially dissolved | 7440666 |  |  | 1303 | _7440666 | 36815 | Zinc | 7440-66-6 | _7440666 | 36815 | Zinc | Zinc | DTXSID7035012 | Zinc | Zn | [Zn] | Element |  |  |  | 1 | 1 | Matched to full list of "chemical substances" from all datasets on EPA SRS service. | n.a.
DMR | Silver, potentially dissolved | 7440224 |  |  | 1304 | _7440224 | 36986 | Silver | 7440-22-4 | _7440224 | 36986 | Silver | Silver | DTXSID4024305 | Silver | Ag | [Ag] | Element |  |  |  | 1 | 1 | Matched to full list of "chemical substances" from all datasets on EPA SRS service. | n.a.
DMR | Copper, potentially dissolved | 7440508 |  |  | 1306 | _7440508 | 36829 | Copper | 7440-50-8 | _7440508 | 36829 | Copper | Copper | DTXSID2023985 | Copper | Cu | [Cu] | Element |  |  |  | 1 | 1 | Matched to full list of "chemical substances" from all datasets on EPA SRS service. | n.a.
DMR | Chromium, hexavalent potentially disolvd | 18540299 |  |  | 1307 | _18540299 | 62530 | Chromium VI | 18540-29-9 | _18540299 | 62530 | Chromium(VI) | Chromium, ion (Cr6+) | DTXSID7023982 | Chromium (VI) ion | Cr | [Cr+6] | Chemical |  |  |  | 1 | 0 | Matched to full list of "chemical substances" from all datasets on EPA SRS service. | n.a.
DMR | Aluminum, potentially dissolvd | 7429905 |  |  | 1308 | _7429905 | 37021 | Aluminum | 7429-90-5 | _7429905 | 37021 | Aluminum | Aluminum | DTXSID3040273 | Aluminum | Al | [AlH3] | Element |  |  |  | 1 | 1 | Matched to full list of "chemical substances" from all datasets on EPA SRS service. | n.a.
DMR | Arsenic, potentially dissolvd | 7440382 |  |  | 1309 | _7440382 | 36973 | Arsenic | 7440-38-2 | _7440382 | 36973 | Arsenic | Arsenic | DTXSID4023886 | Arsenic | As | [As] | Element |  |  |  | 1 | 1 | Matched to full list of "chemical substances" from all datasets on EPA SRS service. | n.a.
DMR | Barium, potentially dissolvd | 7440393 |  |  | 1311 | _7440393 | 36972 | Barium | 7440-39-3 | _7440393 | 36972 | Barium | Barium | DTXSID8023894 | Barium | Ba | [Ba] | Element |  |  |  | 1 | 1 | Matched to full list of "chemical substances" from all datasets on EPA SRS service. | n.a.
DMR | Beryllium, potentially dissolvd | 7440417 |  |  | 1312 | _7440417 | 36837 | Beryllium | 7440-41-7 | _7440417 | 36837 | Beryllium | Beryllium | DTXSID4023913 | Beryllium | Be | [Be] | Element |  |  |  | 1 | 1 | Matched to full list of "chemical substances" from all datasets on EPA SRS service. | n.a.
DMR | Cadmium, potentially dissolvd | 7440439 |  |  | 1313 | _7440439 | 36835 | Cadmium | 7440-43-9 | _7440439 | 36835 | Cadmium | Cadmium | DTXSID1023940 | Cadmium | Cd | [Cd] | Element |  |  |  | 1 | 1 | Matched to full list of "chemical substances" from all datasets on EPA SRS service. | n.a.
DMR | Chromium, trivalent, potentially dissolvd | 16065831 |  |  | 1314 | _16065831 | 60916 | Chromium III | 16065-83-1 | _16065831 | 60916 | Chromium(III) | Chromium, ion (Cr3+) | DTXSID2023981 | Chromium (III) | Cr | [Cr+3] | Chemical |  |  |  | 1 | 0 | Matched to full list of "chemical substances" from all datasets on EPA SRS service. | n.a.
DMR | Iron, potentially dissolvd | 7439896 |  |  | 1317 | _7439896 | 37015 | Iron | 7439-89-6 | _7439896 | 37015 | Iron | Iron | DTXSID5043710 | Iron | Fe | [Fe] | Element |  |  |  | 1 | 1 | Matched to full list of "chemical substances" from all datasets on EPA SRS service. | n.a.
DMR | Lead, potentially dissolvd | 7439921 |  |  | 1318 | _7439921 | 37012 | Lead | 7439-92-1 | _7439921 | 37012 | Lead | Lead | DTXSID2024161 | Lead | Pb | [Pb] | Element |  |  |  | 1 | 1 | Matched to full list of "chemical substances" from all datasets on EPA SRS service. | n.a.
DMR | Manganese, potentially dissolvd | 7439965 |  |  | 1319 | _7439965 | 37008 | Manganese | 7439-96-5 | _7439965 | 37008 | Manganese | Manganese | DTXSID2024169 | Manganese | Mn | [Mn] | Element |  |  |  | 1 | 1 | Matched to full list of "chemical substances" from all datasets on EPA SRS service. | n.a.
DMR | Mercury, potentially dissolvd | 7439976 |  |  | 1321 | _7439976 | 37007 | Mercury | 7439-97-6 | _7439976 | 37007 | Mercury | Mercury | DTXSID1024172 | Mercury | Hg | [Hg] | Element |  |  |  | 1 | 1 | Matched to full list of "chemical substances" from all datasets on EPA SRS service. | n.a.
DMR | Nickel, potentially dissolvd | 7440020 |  |  | 1322 | _7440020 | 37003 | Nickel | 7440-02-0 | _7440020 | 37003 | Nickel | Nickel | DTXSID2020925 | Nickel | Ni | [Ni] | Element |  |  |  | 1 | 1 | Matched to full list of "chemical substances" from all datasets on EPA SRS service. | n.a.
DMR | Selenium, potentially dissolvd | 7782492 |  |  | 1323 | _7782492 | 38145 | Selenium | 7782-49-2 | _7782492 | 38145 | Selenium | Selenium | DTXSID9021261 | Selenium | Se | [Se] | Element |  |  |  | 1 | 1 | Matched to full list of "chemical substances" from all datasets on EPA SRS service. | n.a.
DMR | Thallium, potentially dissolvd | 7440280 |  |  | 1324 | _7440280 | 36981 | Thallium | 7440-28-0 | _7440280 | 36981 | Thallium | Thallium | DTXSID2036035 | Thallium | Tl | [Tl] | Element |  |  |  | 1 | 1 | Matched to full list of "chemical substances" from all datasets on EPA SRS service. | n.a.
DMR | Uranium, potentially dissolvd | 7440611 |  |  | 1326 | _7440611 | 5255 | Uranium-238 | 7440-61-1 | _7440611 | 5255 | Uranium | Uranium | DTXSID1042522 | Uranium | U | [U] | Element |  |  |  | 1 | 0 | Matched to full list of "chemical substances" from all datasets on EPA SRS service. | n.a.
DMR | Silver, ionic | 14701214 |  |  | 1523 | _14701214 | 78783 | Silver, ion | 14701-21-4 | _14701214 | 78783 | Silver ion | Silver, ion (Ag1+) | DTXSID10892099 | Silver ion (1+) | Ag | [Ag+] | Chemical |  |  |  | 1 | 0 | Matched to full list of "chemical substances" from all datasets on EPA SRS service. | n.a.
DMR | 2,3,7,8-Tetrachlorodibenzo-p-dioxin | 1746016 |  |  | 3556 | _1746016 | 40776 | 2,3,7,8-Tetrachlorodibenzo-p-dioxin (EPA TRI dioxin distribution 17) | 1746-01-6 | _1746016 | 40776 | 2,3,7,8-Tetrachlorodibenzo-p-dioxin | Dibenzo[b,e][1,4]dioxin, 2,3,7,8-tetrachloro- | DTXSID2021315 | 2,3,7,8-Tetrachlorodibenzo-p-dioxin | C12H4Cl4O2 | ClC1=CC2=C(OC3=C(O2)C=C(Cl)C(Cl)=C3)C=C1Cl | Chemical |  |  |  | 1 | 0 | Matched to full list of "chemical substances" from all datasets on EPA SRS service. | n.a.
DMR | Oil and grease | (blank) |  |  | 3582 | _n.a. | no match | no match | no match | _n.a. | no match | no match | no match |  |  |  |  | Not a chemical |  |  |  | 1 | 1 |  | n.a.
DMR | Halogens, adsorbable organic | (blank) |  |  | 3594 | _n.a. | ERG_706 | Halogens, adsorbable organic | n.a. | _n.a. | no match | no match | no match |  | 0 | 0 | 0 | Element |  |  |  | 1 | 0 |  | n.a.
DMR | Biochemical oxygen demand | (blank) |  |  | 3602 | _n.a. | ERG_333 | Biological Oxygen Demand (BOD5) | n.a. | _n.a. | no match | no match | no match |  | 0 | 0 | 0 | Chemical |  |  |  | 1 | 0 |  | n.a.
DMR | Total suspendable solids | (blank) |  |  | 3603 | _n.a. | no match | no match | no match | _n.a. | no match | no match | no match |  |  |  |  | Not a chemical |  |  |  | 1 | 1 |  | n.a.
DMR | Total phenols | (blank) |  |  | 3604 | _n.a. | ERG_933 | Total phenols | n.a. | _n.a. | no match | no match | no match |  | 0 | 0 | 0 | Element |  |  |  | 1 | 0 |  | n.a.
DMR | Dioxin | 1746016 |  |  | 3610 | _1746016 | 40776 | 2,3,7,8-Tetrachlorodibenzo-p-dioxin (EPA TRI dioxin distribution 17) | 1746-01-6 | _1746016 | 40776 | 2,3,7,8-Tetrachlorodibenzo-p-dioxin | Dibenzo[b,e][1,4]dioxin, 2,3,7,8-tetrachloro- | DTXSID2021315 | 2,3,7,8-Tetrachlorodibenzo-p-dioxin | C12H4Cl4O2 | ClC1=CC2=C(OC3=C(O2)C=C(Cl)C(Cl)=C3)C=C1Cl | Chemical |  |  |  | 1 | 0 | Matched to full list of "chemical substances" from all datasets on EPA SRS service. | n.a.
DMR | Solids, total dissolved, total tons | (blank) |  |  | 3613 | _n.a. | no match | no match | no match | _n.a. | no match | no match | no match |  |  |  |  | Not a chemical |  |  |  | 1 | 1 |  | n.a.
DMR | 2,4,5-Trichlorophenoxypropionic acid | 93721 |  |  | 3614 | _93721 | 48153 | Fenoprop | 93-72-1 | _93721 | 48153 | Silvex | Propanoic acid, 2-(2,4,5-trichlorophenoxy)- | DTXSID0021387 | 2-(2,4,5-Trichlorophenoxy)propionic acid | C9H7Cl3O3 | CC(OC1=C(Cl)C=C(Cl)C(Cl)=C1)C(O)=O | Chemical |  |  |  | 1 | 0 | Matched to full list of "chemical substances" from all datasets on EPA SRS service. | n.a.
DMR | 2-Methyl-4,6-dinitrophenol | 534521 |  |  | 3615 | _534521 | 45599 | Dinitro-ortho-cresol (DNOC) | 534-52-1 | _534521 | 45599 | 4,6-Dinitro-o-cresol | Phenol, 2-methyl-4,6-dinitro- | DTXSID1022053 | 2-Methyl-4,6-dinitrophenol | C7H6N2O5 | CC1=C(O)C(=CC(=C1)[N+]([O-])=O)[N+]([O-])=O | Chemical |  |  |  | 1 | 0 | Matched to full list of "chemical substances" from all datasets on EPA SRS service. | n.a.
DMR | Purgeable hydrocarbons, Meth. 601 | (blank) |  |  | 3768 | _n.a. | ERG_876 | Purgeable hydrocarbons, Meth. 601 | n.a. | _n.a. | no match | no match | no match |  | 0 | 0 | 0 | Element |  |  |  | 1 | 0 |  | n.a.
DMR | Purgeable aromatics Method 602 | (blank) |  |  | 3771 | _n.a. | ERG_875 | Purgeable aromatics Method 602 | n.a. | _n.a. | no match | no match | no match |  | 0 | 0 | 0 | Element |  |  |  | 1 | 0 |  | n.a.
DMR | Chlorine produced oxidants | (blank) |  |  | 3773 | _n.a. | ERG_633 | Chlorine produced oxidants | n.a. | _n.a. | no match | no match | no match |  | 0 | 0 | 0 | Element |  |  |  | 1 | 0 |  | n.a.
DMR | 1,2-Dichloropropylene | 563542 |  |  | 3777 | _563542 | 89951 | 1,2-Dichloropropene | 563-54-2 | _563542 | 89951 | 1,2-Dichloropropene | 1-Propene, 1,2-dichloro- | DTXSID2060337 | 1,2-Dichloro-1-propene | C3H4Cl2 | CC(Cl)=CCl | Chemical |  |  |  | 1 | 1 | Matched to full list of "chemical substances" from all datasets on EPA SRS service. | n.a.
DMR | Amyl acetate, total | 628637 |  |  | 3809 | _628637 | 44621 | Amyl acetate | 628-63-7 | _628637 | 44621 | n-Amyl acetate | Acetic acid, pentyl ester | DTXSID1027263 | Pentyl acetate | C7H14O2 | CCCCCOC(C)=O | Chemical |  |  |  | 1 | 0 | Matched to full list of "chemical substances" from all datasets on EPA SRS service. | n.a.
DMR | Zinc, total recoverable | 3268879 |  |  | 3818 | _3268879 | 93296 | 1,2,3,4,6,7,8,9-Octachlorodibenzo-p-dioxin (EPA TRI dioxin distribution 12) | 3268-87-9 | _3268879 | 93296 | 1,2,3,4,6,7,8,9-Octachlorodibenzo-p-dioxin | Dibenzo[b,e][1,4]dioxin, octachloro- | DTXSID4025799 | Octachlorodibenzo-p-dioxin | C12Cl8O2 | ClC1=C(Cl)C2=C(OC3=C(Cl)C(Cl)=C(Cl)C(Cl)=C3O2)C(Cl)=C1Cl | Chemical |  |  |  | 1 | 0 | Matched to full list of "chemical substances" from all datasets on EPA SRS service. | n.a.
DMR | Dichloromethane | 75092 |  |  | 3821 | _75092 | 48524 | Methane, dichloro-, HCC-30 | 75-09-2 | _75092 | 48524 | Methylene chloride | Methane, dichloro- | DTXSID0020868 | Dichloromethane | CH2Cl2 | ClCCl | Chemical |  |  |  | 1 | 0 | Matched to full list of "chemical substances" from all datasets on EPA SRS service. | n.a.
DMR | Hydrazines, total | (blank) |  |  | 3823 | _n.a. | 80268 | Hydrazines, total | n.a. | _n.a. | no match | no match | no match |  | 0 | 0 | 0 | Element |  |  |  | 1 | 0 |  | n.a.
DMR | Tributyltin | 688733 |  |  | 3824 | _688733 | 44327 | Tributylstannane | 688-73-3 | _688733 | 44327 | Tributlytin | Stannane, tributyl- | DTXSID0040709 | Tributyltin | C12H28Sn | CCCC[SnH](CCCC)CCCC | Chemical |  |  |  | 1 | 0 | Matched to full list of "chemical substances" from all datasets on EPA SRS service. | n.a.
DMR | Chlorine, free residual, total effluent | 7782505 |  |  | 4141 | _7782505 | 38144 | Chlorine | 7782-50-5 | _7782505 | 38144 | Chlorine | Chlorine | DTXSID1020273 | Chlorine | Cl2 | ClCl | Element |  |  |  | 1 | 1 | Matched to full list of "chemical substances" from all datasets on EPA SRS service. | n.a.
DMR | Isopropyl acetate, total effluent | 108214 |  |  | 4146 | _108214 | 47422 | Isopropyl acetate | 108-21-4 | _108214 | 47422 | Isopropyl acetate | Acetic acid, 1-methylethyl ester | DTXSID2025478 | Isopropyl acetate | C5H10O2 | CC(C)OC(C)=O | Chemical |  |  |  | 1 | 1 | Matched to full list of "chemical substances" from all datasets on EPA SRS service. | n.a.
DMR | Methyl cellosolve | 109864 |  |  | 4147 | _109864 | 47321 | Ethanol, 2-methoxy- | 109-86-4 | _109864 | 47321 | 2-Methoxyethanol | Ethanol, 2-methoxy- | DTXSID5024182 | 2-Methoxyethanol | C3H8O2 | COCCO | Chemical |  |  |  | 1 | 0 | Matched to full list of "chemical substances" from all datasets on EPA SRS service. | n.a.
DMR | o-Dichlorobenzene | 95501 |  |  | 4150 | _95501 | 47750 | Benzene, 1,2-dichloro- | 95-50-1 | _95501 | 47750 | o-Dichlorobenzene | Benzene, 1,2-dichloro- | DTXSID6020430 | 1,2-Dichlorobenzene | C6H4Cl2 | ClC1=C(Cl)C=CC=C1 | Chemical |  |  |  | 1 | 0 | Matched to full list of "chemical substances" from all datasets on EPA SRS service. | n.a.
DMR | PCB, total, scan effluent | 1336363 |  |  | 4166 | _1336363 | 16366 | Polychlorinated biphenyls (PCBs) | 1336-36-3 | _1336363 | 16366 | Polychlorinated biphenyls | 1,1'-Biphenyl, chloro derivs. | DTXSID5024267 | Polychlorinated biphenyls | C12 | [*]C1=C([*])C([*])=C(C([*])=C1[*])C1=C([*])C([*])=C([*])C([*])=C1[*] ¦$_R1;;;_R1;;_R1;;;_R1;;_R1;;;_R1;;_R1;;_R1;;_R1;;_R1$,c:1,5,8,12,20,t:16,RG:_R1={Cl* ¦$;_AP1$,lp:0:2¦},LOG={_R1:;H;>0}¦ | Chemical |  |  |  | 1 | 0 | Matched to full list of "chemical substances" from all datasets on EPA SRS service. | n.a.
DMR | Phosphate, ortho (as P) | 14265442 |  |  | 4175 | _14265442 | 60773 | Phosphate | 14265-44-2 | _14265442 | 60773 | Orthophosphate | Phosphate | DTXSID7039672 | Phosphate | O4P | [O-]P([O-])([O-])=O | Chemical |  |  |  | 1 | 0 | Matched to full list of "chemical substances" from all datasets on EPA SRS service. | n.a.
DMR | Acetochlor | 34256821 |  |  | 4240 | _34256821 | 92725 | Acetochlor | 34256-82-1 | _34256821 | 92725 | Acetochlor | Acetamide, 2-chloro-N-(ethoxymethyl)-N-(2-ethyl-6-methylphenyl)- | DTXSID8023848 | Acetochlor | C14H20ClNO2 | CCOCN(C(=O)CCl)C1=C(CC)C=CC=C1C | Chemical |  |  |  | 1 | 1 | Matched to full list of "chemical substances" from all datasets on EPA SRS service. | n.a.
DMR | Produced water, Radium 226, total | 13982633 |  |  | 4244 | _13982633 | 5239 | Radium-226 | 13982-63-3 | _13982633 | 5239 | Radium-226 | Radium, isotope of mass 226 | DTXSID3051202 | Radium-226 | [226Ra] | [226Ra] | Chemical |  |  |  | 1 | 1 | Matched to full list of "chemical substances" from all datasets on EPA SRS service. | n.a.
DMR | Produced water, Radium 228, total | 15262201 |  |  | 4245 | _15262201 | 5250 | Radium-228 | 15262-20-1 | _15262201 | 5250 | Radium-228 | Radium, isotope of mass 228 | DTXSID6050415 | Radium-228 | [228Ra] | [228Ra] | Chemical |  |  |  | 1 | 1 | Matched to full list of "chemical substances" from all datasets on EPA SRS service. | n.a.
DMR | Chromium, trivalent total recoverable | 16065831 |  |  | 4262 | _16065831 | 60916 | Chromium III | 16065-83-1 | _16065831 | 60916 | Chromium(III) | Chromium, ion (Cr3+) | DTXSID2023981 | Chromium (III) | Cr | [Cr+3] | Chemical |  |  |  | 1 | 0 | Matched to full list of "chemical substances" from all datasets on EPA SRS service. | n.a.
DMR | Well fluids, oil & grease | (blank) |  |  | 4379 | _n.a. | no match | no match | no match | _n.a. | no match | no match | no match |  |  |  |  | Not a chemical |  |  |  | 1 | 1 |  | n.a.
DMR | Diquat | 2764729 |  |  | 4443 | _2764729 | 92790 | Diquat | 2764-72-9 | _2764729 | 92790 | Diquat | Dipyrido[1,2-a:2',1'-c]pyrazinediium, 6,7-dihydro- | DTXSID6034554 | Diquat | C12H12N2 | C1C[N+]2=C(C=CC=C2)C2=CC=CC=[N+]12 | Chemical |  |  |  | 1 | 1 | Matched to full list of "chemical substances" from all datasets on EPA SRS service. | n.a.
DMR | Tritium, total | 10028178 |  |  | 7000 | _10028178 | 5260 | Hydrogen-3, Tritium | 10028-17-8 | _10028178 | 5260 | Tritium | Tritium | DTXSID80881374 | Tritium | T2 | [3H][3H] | Chemical |  |  |  | 1 | 0 | Matched to full list of "chemical substances" from all datasets on EPA SRS service. | n.a.
DMR | Radium 226, total | 13982633 |  |  | 9501 | _13982633 | 5239 | Radium-226 | 13982-63-3 | _13982633 | 5239 | Radium-226 | Radium, isotope of mass 226 | DTXSID3051202 | Radium-226 | [226Ra] | [226Ra] | Chemical |  |  |  | 1 | 1 | Matched to full list of "chemical substances" from all datasets on EPA SRS service. | n.a.
DMR | Radium 226, dissolved | 13982633 |  |  | 9503 | _13982633 | 5239 | Radium-226 | 13982-63-3 | _13982633 | 5239 | Radium-226 | Radium, isotope of mass 226 | DTXSID3051202 | Radium-226 | [226Ra] | [226Ra] | Chemical |  |  |  | 1 | 1 | Matched to full list of "chemical substances" from all datasets on EPA SRS service. | n.a.
DMR | Manganese, total recoverable | 7439965 |  |  | 11123 | _7439965 | 37008 | Manganese | 7439-96-5 | _7439965 | 37008 | Manganese | Manganese | DTXSID2024169 | Manganese | Mn | [Mn] | Element |  |  |  | 1 | 1 | Matched to full list of "chemical substances" from all datasets on EPA SRS service. | n.a.
DMR | Radium 228, total | 15262201 |  |  | 11501 | _15262201 | 5250 | Radium-228 | 15262-20-1 | _15262201 | 5250 | Radium-228 | Radium, isotope of mass 228 | DTXSID6050415 | Radium-228 | [228Ra] | [228Ra] | Chemical |  |  |  | 1 | 1 | Matched to full list of "chemical substances" from all datasets on EPA SRS service. | n.a.
DMR | Strontium 90, total | 10098972 |  |  | 13501 | _10098972 | 5258 | Strontium-90 | 10098-97-2 | _10098972 | 5258 | Strontium-90 | Strontium, isotope of mass 90 | DTXSID0050219 | Strontium-90 | [90Sr] | [90Sr] | Chemical |  |  |  | 1 | 1 | Matched to full list of "chemical substances" from all datasets on EPA SRS service. | n.a.
DMR | Strontium 90, dissolved | 10098972 |  |  | 13503 | _10098972 | 5258 | Strontium-90 | 10098-97-2 | _10098972 | 5258 | Strontium-90 | Strontium, isotope of mass 90 | DTXSID0050219 | Strontium-90 | [90Sr] | [90Sr] | Chemical |  |  |  | 1 | 1 | Matched to full list of "chemical substances" from all datasets on EPA SRS service. | n.a.
DMR | Radium 223, total | 15623457 |  |  | 20501 | _15623457 | 5249 | Radium-223 | 15623-45-7 | _15623457 | 5249 | Radium-223 | Radium, isotope of mass 223 | - | 0 | - | - | Chemical |  |  |  | 1 | 1 | Matched to full list of "chemical substances" from all datasets on EPA SRS service. | n.a.
DMR | Technetium 99, total (14) | 14133767 |  |  | 22100 | _14133767 | 5144 | Technetium-99 | 14133-76-7 | _14133767 | 5144 | Technetium-99 | Technetium, isotope of mass 99 | DTXSID00874006 | Technetium-99 | [99Tc] | [99Tc] | Chemical |  |  |  | 1 | 1 | Matched to full list of "chemical substances" from all datasets on EPA SRS service. | n.a.
DMR | Methyl tert-butyl ether | 1634044 |  |  | 22417 | _1634044 | 41401 | t-Butyl methyl ether | 1634-04-4 | _1634044 | 41401 | Methyl tert-butyl ether | Propane, 2-methoxy-2-methyl- | DTXSID3020833 | Methyl tert-butyl ether | C5H12O | COC(C)(C)C | Chemical |  |  |  | 1 | 0 | Matched to full list of "chemical substances" from all datasets on EPA SRS service. | n.a.
DMR | Tert-Amyl Methyl Ether | 994058 |  |  | 22421 | _994058 | 43785 | tert-Amyl methyl ether | 994-05-8 | _994058 | 43785 | tert-Amyl methyl ether | Butane, 2-methoxy-2-methyl- | DTXSID8024521 | tert-Amyl methyl ether | C6H14O | CCC(C)(C)OC | Chemical |  |  |  | 1 | 1 | Matched to full list of "chemical substances" from all datasets on EPA SRS service. | n.a.
DMR | Ethyl-Tert Butyl Ether | 1634044 |  |  | 22422 | _1634044 | 41401 | t-Butyl methyl ether | 1634-04-4 | _1634044 | 41401 | Methyl tert-butyl ether | Propane, 2-methoxy-2-methyl- | DTXSID3020833 | Methyl tert-butyl ether | C5H12O | COC(C)(C)C | Chemical |  |  |  | 1 | 0 | Matched to full list of "chemical substances" from all datasets on EPA SRS service. | n.a.
DMR | Polynuc aromatic HC per Method 610 | 130498292 |  |  | 22456 | _130498292 | 84476 | Polycyclic aromatic hydrocarbons | 130498-29-2 | _130498292 | 84476 | Polycyclic aromatic hydrocarbons | Polycyclic aromatic hydrocarbons | DTXSID3044043 | Polycyclic aromatic hydrocarbons | - | - | Chemical |  |  |  | 1 | 1 | Matched to full list of "chemical substances" from all datasets on EPA SRS service. | n.a.
DMR | Uranium, 238 total | 7440611 |  |  | 22601 | _7440611 | 5255 | Uranium-238 | 7440-61-1 | _7440611 | 5255 | Uranium | Uranium | DTXSID1042522 | Uranium | U | [U] | Element |  |  |  | 1 | 0 | Matched to full list of "chemical substances" from all datasets on EPA SRS service. | n.a.
DMR | Arsenic, trivalent dissolved | 22541544 |  |  | 22680 | _22541544 | 79080 | Arsenic, ion (3+) | 22541-54-4 | _22541544 | 79080 | Arsenic ion (3+) | Arsenic, ion (As3+) | DTXSID30872434 | Arsenic (III) | As | [As+3] | Chemical |  |  |  | 1 | 0 | Matched to full list of "chemical substances" from all datasets on EPA SRS service. | n.a.
DMR | Uranium, natural, dissolved | 7440611 |  |  | 22703 | _7440611 | 5255 | Uranium-238 | 7440-61-1 | _7440611 | 5255 | Uranium | Uranium | DTXSID1042522 | Uranium | U | [U] | Element |  |  |  | 1 | 0 | Matched to full list of "chemical substances" from all datasets on EPA SRS service. | n.a.
DMR | Uranium, total as U308 | 7440611 |  |  | 22706 | _7440611 | 5255 | Uranium-238 | 7440-61-1 | _7440611 | 5255 | Uranium | Uranium | DTXSID1042522 | Uranium | U | [U] | Element |  |  |  | 1 | 0 | Matched to full list of "chemical substances" from all datasets on EPA SRS service. | n.a.
DMR | Uranium, natural, total | 7440611 |  |  | 22708 | _7440611 | 5255 | Uranium-238 | 7440-61-1 | _7440611 | 5255 | Uranium | Uranium | DTXSID1042522 | Uranium | U | [U] | Element |  |  |  | 1 | 0 | Matched to full list of "chemical substances" from all datasets on EPA SRS service. | n.a.
DMR | Radium 224, total | 13233324 |  |  | 24501 | _13233324 | 5237 | Radium-224 | 13233-32-4 | _13233324 | 5237 | Radium-224 | Radium, isotope of mass 224 | - | 0 | - | - | Chemical |  |  |  | 1 | 1 | Matched to full list of "chemical substances" from all datasets on EPA SRS service. | n.a.
DMR | Uranium, natural, total (in pci/L) | 7440611 |  |  | 28012 | _7440611 | 5255 | Uranium-238 | 7440-61-1 | _7440611 | 5255 | Uranium | Uranium | DTXSID1042522 | Uranium | U | [U] | Element |  |  |  | 1 | 0 | Matched to full list of "chemical substances" from all datasets on EPA SRS service. | n.a.
DMR | Cesium-137 (CS-137), Total | 10045973 |  |  | 28401 | _10045973 | 5259 | Cesium-137 | 10045-97-3 | _10045973 | 5259 | Cesium-137 | Cesium, isotope of mass 137 | DTXSID8040985 | Caesium-137 | [137Cs] | [137CsH] | Chemical |  |  |  | 1 | 1 | Matched to full list of "chemical substances" from all datasets on EPA SRS service. | n.a.
DMR | Dichloroprop | 120365 |  |  | 30190 | _120365 | 47026 | Dichlorprop | 120-36-5 | _120365 | 47026 | Dichlorprop | Propanoic acid, 2-(2,4-dichlorophenoxy)- | DTXSID0020440 | Dichlorprop | C9H8Cl2O3 | CC(OC1=C(Cl)C=C(Cl)C=C1)C(O)=O | Chemical |  |  |  | 1 | 1 | Matched to full list of "chemical substances" from all datasets on EPA SRS service. | n.a.
DMR | Dinoseb | 88857 |  |  | 30191 | _88857 | 88121 | Dinoseb | 88-85-7 | _88857 | 88121 | Dinoseb | Phenol, 2-(1-methylpropyl)-4,6-dinitro- | DTXSID3020207 | Dinoseb | C10H12N2O5 | CCC(C)C1=CC(=CC(=C1O)[N+]([O-])=O)[N+]([O-])=O | Chemical |  |  |  | 1 | 1 | Matched to full list of "chemical substances" from all datasets on EPA SRS service. | n.a.
DMR | 1,2,3,7,8-Pentachlorodibenzo-p-dioxin | 40321764 |  |  | 30344 | _40321764 | 82582 | 1,2,3,7,8-Pentachlorodibenzo-p-dioxin (EPA TRI dioxin distribution 15) | 40321-76-4 | _40321764 | 82582 | 1,2,3,7,8-Pentachlorodibenzo-p-dioxin | Dibenzo[b,e][1,4]dioxin, 1,2,3,7,8-pentachloro- | DTXSID7052078 | 1,2,3,7,8-Pentachlorodibenzo-p-dioxin | C12H3Cl5O2 | ClC1=CC2=C(OC3=CC(Cl)=C(Cl)C=C3O2)C(Cl)=C1Cl | Chemical |  |  |  | 1 | 0 | Matched to full list of "chemical substances" from all datasets on EPA SRS service. | n.a.
DMR | 1,2,3,4,7,8-Hexachlorodibenzo-p-dioxin | 39227286 |  |  | 30345 | _39227286 | 94099 | 1,2,3,4,7,8-Hexachlorodibenzo-p-dioxin (EPA TRI dioxin distribution 7) | 39227-28-6 | _39227286 | 94099 | 1,2,3,4,7,8-Hexachlorodibenzo-p-dioxin | Dibenzo[b,e][1,4]dioxin, 1,2,3,4,7,8-hexachloro- | DTXSID8052067 | 1,2,3,4,7,8-Hexachlorodibenzodioxin | C12H2Cl6O2 | ClC1=C(Cl)C=C2OC3=C(OC2=C1)C(Cl)=C(Cl)C(Cl)=C3Cl | Chemical |  |  |  | 1 | 0 | Matched to full list of "chemical substances" from all datasets on EPA SRS service. | n.a.
DMR | 1,2,3,6,7,8-Hexachlorodibenzo-p-dioxin | 57653857 |  |  | 30346 | _57653857 | 89422 | 1,2,3,6,7,8-Hexachlorodibenzo-p-dioxin (EPA TRI dioxin distribution 8) | 57653-85-7 | _57653857 | 89422 | 1,2,3,6,7,8-Hexachlorodibenzo-p-dioxin | Dibenzo[b,e][1,4]dioxin, 1,2,3,6,7,8-hexachloro- | DTXSID0023824 | 1,2,3,6,7,8-Hexachlorodibenzo-p-dioxin | C12H2Cl6O2 | ClC1=CC2=C(OC3=CC(Cl)=C(Cl)C(Cl)=C3O2)C(Cl)=C1Cl | Chemical |  |  |  | 1 | 0 | Matched to full list of "chemical substances" from all datasets on EPA SRS service. | n.a.
DMR | 1,2,3,7,8,9-Hexachlorodibenzo-p-dioxin | 19408743 |  |  | 30347 | _19408743 | 91728 | 1,2,3,7,8,9-Hexachlorodibenzo-p-dioxin (EPA TRI dioxin distribution 9) | 19408-74-3 | _19408743 | 91728 | 1,2,3,7,8,9-Hexachlorodibenzo-p-dioxin | Dibenzo-p-dioxin, 1,2,3,7,8,9-hexachloro- | DTXSID6023781 | 1,2,3,7,8,9-Hexachlorodibenzo-p-dioxin | C12H2Cl6O2 | ClC1=CC2=C(OC3=C(O2)C=C(Cl)C(Cl)=C3Cl)C(Cl)=C1Cl | Chemical |  |  |  | 1 | 0 | Matched to full list of "chemical substances" from all datasets on EPA SRS service. | n.a.
DMR | 1,2,3,7,8-Pentachlorodibenzofuran | 57117416 |  |  | 30350 | _57117416 | 89607 | 1,2,3,7,8-Pentachlorodibenzofuran (EPA TRI dioxin distribution 13) | 57117-41-6 | _57117416 | 89607 | 1,2,3,7,8-Pentachlorodibenzofuran | Dibenzofuran, 1,2,3,7,8-pentachloro- | DTXSID7052234 | 1,2,3,7,8-Pentachlorodibenzofuran | C12H3Cl5O | ClC1=CC2=C(C3=CC(Cl)=C(Cl)C=C3O2)C(Cl)=C1Cl | Chemical |  |  |  | 1 | 0 | Matched to full list of "chemical substances" from all datasets on EPA SRS service. | n.a.
DMR | 2,3,4,7,8-Pentachlorodibenzofuran | 57117314 |  |  | 30351 | _57117314 | 51072 | 2,3,4,7,8-Pentachlorodibenzofuran (EPA TRI dioxin distribution 14) | 57117-31-4 | _57117314 | 51072 | 2,3,4,7,8-Pentachlorodibenzofuran | Dibenzofuran, 2,3,4,7,8-pentachloro- | DTXSID7030066 | 2,3,4,7,8-Pentachlorodibenzofuran | C12H3Cl5O | ClC1=CC2=C(C=C1Cl)C1=C(O2)C(Cl)=C(Cl)C(Cl)=C1 | Chemical |  |  |  | 1 | 0 | Matched to full list of "chemical substances" from all datasets on EPA SRS service. | n.a.
DMR | 1,2,3,4,7,8-Hexachlorodibenzofuran | 70648269 |  |  | 30352 | _70648269 | 66666 | 1,2,3,4,7,8-Hexachlorod-benzofuran (EPA TRI dioxin distribution 3) | 70648-26-9 | _70648269 | 66666 | 1,2,3,4,7,8-Hexachlorodibenzofuran | Dibenzofuran, 1,2,3,4,7,8-hexachloro- | DTXSID6029915 | 1,2,3,4,7,8-Hexachlorodibenzofuran | C12H2Cl6O | ClC1=CC2=C(C=C1Cl)C1=C(O2)C(Cl)=C(Cl)C(Cl)=C1Cl | Chemical |  |  |  | 1 | 0 | Matched to full list of "chemical substances" from all datasets on EPA SRS service. | n.a.
DMR | 1,2,3,6,7,8-Hexachlorodibenzofuran | 57117449 |  |  | 30353 | _57117449 | 51071 | 1,2,3,6,7,8-Hexachlorodibenzofuran (EPA TRI dioxin distribution 4) | 57117-44-9 | _57117449 | 51071 | 1,2,3,6,7,8-Hexachlorodibenzofuran | Dibenzofuran, 1,2,3,6,7,8-hexachloro- | DTXSID2069155 | 1,2,3,6,7,8-Hexachlorodibenzofuran | C12H2Cl6O | ClC1=CC2=C(C3=C(O2)C(Cl)=C(Cl)C(Cl)=C3)C(Cl)=C1Cl | Chemical |  |  |  | 1 | 0 | Matched to full list of "chemical substances" from all datasets on EPA SRS service. | n.a.
DMR | 1,2,3,7,8,9-Hexachlorodibenzofuran | 72918219 |  |  | 30354 | _72918219 | 64281 | 1,2,3,7,8,9-Hexachlorodibenzofuran (EPA TRI dioxin distribution 5) | 72918-21-9 | _72918219 | 64281 | 1,2,3,7,8,9-Hexachlorodibenzofuran | Dibenzofuran, 1,2,3,7,8,9-hexachloro- | DTXSID9052470 | 1,2,3,7,8,9-Hexachlorodibenzo[b,d]furan | C12H2Cl6O | ClC1=CC2=C(C3=C(Cl)C(Cl)=C(Cl)C=C3O2)C(Cl)=C1Cl | Chemical |  |  |  | 1 | 0 | Matched to full list of "chemical substances" from all datasets on EPA SRS service. | n.a.
DMR | 2,3,4,6,7,8-Hexachlorodibenzofuran | 60851345 |  |  | 30355 | _60851345 | 50784 | 2,3,4,6,7,8-Hexachlorodibenzofuran (EPA TRI dioxin distribution 6) | 60851-34-5 | _60851345 | 50784 | 2,3,4,6,7,8-Hexachlorodibenzofuran | Dibenzofuran, 2,3,4,6,7,8-hexachloro- | DTXSID3052276 | 2,3,4,6,7,8-Hexachlorodibenzo[b,d]furan | C12H2Cl6O | ClC1=CC2=C(OC3=C(Cl)C(Cl)=C(Cl)C=C23)C(Cl)=C1Cl | Chemical |  |  |  | 1 | 0 | Matched to full list of "chemical substances" from all datasets on EPA SRS service. | n.a.
DMR | 1,2,3,4,6,7,8-Heptachlorodibenzofuran | 67562394 |  |  | 30356 | _67562394 | 73858 | 1,2,3,4,6,7,8-Heptachlorodibenzofuran (EPA TRI dioxin distribution 1) | 67562-39-4 | _67562394 | 73858 | 1,2,3,4,6,7,8-Heptachlorodibenzofuran | Dibenzofuran, 1,2,3,4,6,7,8-heptachloro- | DTXSID8052350 | 1,2,3,4,6,7,8-Heptachlorodibenzo[b,d]furan | C12HCl7O | ClC1=CC2=C(OC3=C(Cl)C(Cl)=C(Cl)C(Cl)=C23)C(Cl)=C1Cl | Chemical |  |  |  | 1 | 0 | Matched to full list of "chemical substances" from all datasets on EPA SRS service. | n.a.
DMR | 1,2,3,4,7,8,9-Heptachlorodibenzofuran | 55673897 |  |  | 30357 | _55673897 | 49572 | 1,2,3,4,7,8,9-Heptachlorodibenzofuran (EPA TRI dioxin distribution 2) | 55673-89-7 | _55673897 | 49572 | 1,2,3,4,7,8,9-Heptachlorodibenzofuran | Dibenzofuran, 1,2,3,4,7,8,9-heptachloro- | DTXSID9052216 | 1,2,3,4,7,8,9-Heptachlorodibenzofuran | C12HCl7O | ClC1=CC2=C(C3=C(Cl)C(Cl)=C(Cl)C(Cl)=C3O2)C(Cl)=C1Cl | Chemical |  |  |  | 1 | 0 | Matched to full list of "chemical substances" from all datasets on EPA SRS service. | n.a.
DMR | 1,2,3,4,6,7,8-Heptachlorodibenzo-p-dioxin | 35822469 |  |  | 30358 | _35822469 | 92155 | 1,2,3,4,6,7,8-Heptachlorodibenzo-p-dioxin (EPA TRI dioxin distribution 10) | 35822-46-9 | _35822469 | 92155 | 1,2,3,4,6,7,8-Heptachlorodibenzo-p-dioxin | Dibenzo[b,e][1,4]dioxin, 1,2,3,4,6,7,8-heptachloro- | DTXSID1052034 | 1,2,3,4,6,7,8-Heptachlorodibenzodioxin | C12HCl7O2 | ClC1=C(Cl)C(Cl)=C2OC3=C(OC2=C1)C(Cl)=C(Cl)C(Cl)=C3Cl | Chemical |  |  |  | 1 | 0 | Matched to full list of "chemical substances" from all datasets on EPA SRS service. | n.a.
DMR | Benzene, ethylbenzene, toluene, xylene combination | (blank) |  |  | 30383 | _n.a. | ERG_366 | BTEX (Benzene, toluene, ethylbenzene, xylene combination) | n.a. | _n.a. | no match | no match | no match |  | 0 | 0 | 0 | Chemical |  |  |  | 1 | 0 |  | n.a.
DMR | Hydrocarbon, total recoverable | 308067530 |  |  | 31666 | _308067530 | 80291 | Hydrocarbons | 308067-53-0 | _308067530 | 80291 | Hydrocarbons | Hydrocarbons | DTXSID10107872 | Hydrocarbons | - | - | Chemical |  |  |  | 1 | 1 | Matched to full list of "chemical substances" from all datasets on EPA SRS service. | n.a.
DMR | Oil petroleum, total recoverable | 8002059 |  |  | 31667 | _8002059 | 16136 | Petroleum | 8002-05-9 | _8002059 | 16136 | Petroleum | Petroleum | DTXSID3027669 | Petroleum | - | - | Chemical |  |  |  | 1 | 1 | Matched to full list of "chemical substances" from all datasets on EPA SRS service. | n.a.
DMR | Klebsiella species | (blank) |  |  | 31760 | _n.a. | ERG_744 | Klebsiella species | n.a. | _n.a. | no match | no match | no match |  | 0 | 0 | 0 | Element |  |  |  | 1 | 0 |  | n.a.
DMR | Base/neutral compounds | (blank) |  |  | 32015 | _n.a. | 80387 | Base/neutral compounds | n.a. | _n.a. | no match | no match | no match |  | 0 | 0 | 0 | Element |  |  |  | 1 | 0 |  | n.a.
DMR | Sodium chloride (salt) | 7647145 |  |  | 32017 | _7647145 | 38655 | Sodium chloride | 7647-14-5 | _7647145 | 38655 | Sodium chloride | Sodium chloride (NaCl) | DTXSID3021271 | Sodium chloride | ClNa | [Na+].[Cl-] | Chemical |  |  |  | 1 | 1 | Matched to full list of "chemical substances" from all datasets on EPA SRS service. | n.a.
DMR | Dichlorobromomethane | 75274 |  |  | 32101 | _75274 | 48936 | Methane, bromodichloro-, Halon 1011 | 75-27-4 | _75274 | 48936 | Dichlorobromomethane | Methane, bromodichloro- | DTXSID1020198 | Bromodichloromethane | CHBrCl2 | ClC(Cl)Br | Chemical |  |  |  | 1 | 0 | Matched to full list of "chemical substances" from all datasets on EPA SRS service. | n.a.
DMR | Carbon tetrachloride | 56235 |  |  | 32102 | _56235 | 48965 | Methane, tetrachloro-, CFC-10 | 56-23-5 | _56235 | 48965 | Carbon tetrachloride | Methane, tetrachloro- | DTXSID8020250 | Carbon tetrachloride | CCl4 | ClC(Cl)(Cl)Cl | Chemical |  |  |  | 1 | 0 | Matched to full list of "chemical substances" from all datasets on EPA SRS service. | n.a.
DMR | 1,2-Dichloroethane | 107062 |  |  | 32103 | _107062 | 47485 | Ethane, 1,2-dichloro-, HCC-150 | 107-06-2 | _107062 | 47485 | 1,2-Dichloroethane | Ethane, 1,2-dichloro- | DTXSID6020438 | 1,2-Dichloroethane | C2H4Cl2 | ClCCCl | Chemical |  |  |  | 1 | 0 | Matched to full list of "chemical substances" from all datasets on EPA SRS service. | n.a.
DMR | Bromoform | 75252 |  |  | 32104 | _75252 | 48938 | Bromoform | 75-25-2 | _75252 | 48938 | Tribromomethane | Methane, tribromo- | DTXSID1021374 | Bromoform | CHBr3 | BrC(Br)Br | Chemical |  |  |  | 1 | 0 | Matched to full list of "chemical substances" from all datasets on EPA SRS service. | n.a.
DMR | Dibromochloromethane | 124481 |  |  | 32105 | _124481 | 46791 | Methane, dibromochloro- | 124-48-1 | _124481 | 46791 | Chlorodibromomethane | Methane, dibromochloro- | DTXSID1020300 | Chlorodibromomethane | CHBr2Cl | ClC(Br)Br | Chemical |  |  |  | 1 | 0 | Matched to full list of "chemical substances" from all datasets on EPA SRS service. | n.a.
DMR | Chloroform | 67663 |  |  | 32106 | _67663 | 49020 | Chloroform | 67-66-3 | _67663 | 49020 | Chloroform | Methane, trichloro- | DTXSID1020306 | Chloroform | CHCl3 | ClC(Cl)Cl | Chemical |  |  |  | 1 | 1 | Matched to full list of "chemical substances" from all datasets on EPA SRS service. | n.a.
DMR | Chlorophyll A, corrected | 479618 |  |  | 32209 | _479618 | 90583 | Chlorophyll a | 479-61-8 | _479618 | 90583 | Chlorophyll a | Magnesium, [(2E,7R,11R)-3,7,11,15-tetramethyl-2-hexadecenyl (3S,4S,21R)-9-ethenyl-14-ethyl-21-(methoxycarbonyl)-4,8,13,18-tetramethyl-20-oxo-3-phorbinepropanoato(2-)-.kappa.N23,.kappa.N24,.kappa.N25,.kappa.N26]-, (SP-4-2)- | DTXSID90889346 | Magnesium, [(2E,7R,11R)-3,7,11,15-tetramethyl-2-hexadecenyl (3S,4S,21R)-9-ethenyl-14-ethyl-21-(methoxycarbonyl)-4,8,13,18-tetramethyl-20-oxo-3-phorbinepropanoato(2-)-.kappa.N23,.kappa.N24,.kappa.N25,.kappa.N26]-, (SP-4-2)- | C55H72MgN4O5 | CCC1=C(C)C2=N\C\1=C/C1=C(C)C3=C4N1[Mg]N1\C(=C/C5=N/C(/[C@@H](CCC(=O)OC\C=C(/C)CCC[C@H](C)CCC[C@H](C)CCCC(C)C)[C@@H]5C)=C4/[C@@H](C(=O)OC)C3=O)C(C)=C(C=C)\C\1=C\2 | Chemical |  |  |  | 1 | 1 | Matched to full list of "chemical substances" from all datasets on EPA SRS service. | n.a.
DMR | Chlorophyll A | 479618 |  |  | 32230 | _479618 | 90583 | Chlorophyll a | 479-61-8 | _479618 | 90583 | Chlorophyll a | Magnesium, [(2E,7R,11R)-3,7,11,15-tetramethyl-2-hexadecenyl (3S,4S,21R)-9-ethenyl-14-ethyl-21-(methoxycarbonyl)-4,8,13,18-tetramethyl-20-oxo-3-phorbinepropanoato(2-)-.kappa.N23,.kappa.N24,.kappa.N25,.kappa.N26]-, (SP-4-2)- | DTXSID90889346 | Magnesium, [(2E,7R,11R)-3,7,11,15-tetramethyl-2-hexadecenyl (3S,4S,21R)-9-ethenyl-14-ethyl-21-(methoxycarbonyl)-4,8,13,18-tetramethyl-20-oxo-3-phorbinepropanoato(2-)-.kappa.N23,.kappa.N24,.kappa.N25,.kappa.N26]-, (SP-4-2)- | C55H72MgN4O5 | CCC1=C(C)C2=N\C\1=C/C1=C(C)C3=C4N1[Mg]N1\C(=C/C5=N/C(/[C@@H](CCC(=O)OC\C=C(/C)CCC[C@H](C)CCC[C@H](C)CCCC(C)C)[C@@H]5C)=C4/[C@@H](C(=O)OC)C3=O)C(C)=C(C=C)\C\1=C\2 | Chemical |  |  |  | 1 | 1 | Matched to full list of "chemical substances" from all datasets on EPA SRS service. | n.a.
DMR | Tannin and lignin | (blank) |  |  | 32240 | _n.a. | ERG_908 | Tannin and lignin | n.a. | _n.a. | no match | no match | no match |  | 0 | 0 | 0 | Element |  |  |  | 1 | 0 |  | n.a.
DMR | Phenolics, total recoverable | (blank) |  |  | 32730 | _n.a. | ERG_859 | Phenolics, total recoverable | n.a. | _n.a. | no match | no match | no match |  | 0 | 0 | 0 | Element |  |  |  | 1 | 0 |  | n.a.
DMR | Toluene | 108883 |  |  | 34010 | _108883 | 47380 | Toluene | 108-88-3 | _108883 | 47380 | Toluene | Benzene, methyl- | DTXSID7021360 | Toluene | C7H8 | CC1=CC=CC=C1 | Chemical |  |  |  | 1 | 1 | Matched to full list of "chemical substances" from all datasets on EPA SRS service. | n.a.
DMR | Benzene | 71432 |  |  | 34030 | _71432 | 98385 | Benzene | 71-43-2 | _71432 | 98385 | Benzene | Benzene | DTXSID3039242 | Benzene | C6H6 | C1=CC=CC=C1 | Chemical |  |  |  | 1 | 1 | Matched to full list of "chemical substances" from all datasets on EPA SRS service. | n.a.
DMR | Monochlorobenzenes | 108907 |  |  | 34031 | _108907 | 47379 | Benzene, chloro- | 108-90-7 | _108907 | 47379 | Chlorobenzene | Benzene, chloro- | DTXSID4020298 | Chlorobenzene | C6H5Cl | ClC1=CC=CC=C1 | Chemical |  |  |  | 1 | 0 | Matched to full list of "chemical substances" from all datasets on EPA SRS service. | n.a.
DMR | Chlorinated phenols | 1336352 |  |  | 34034 | _1336352 | 82789 | Chlorinated phenols | 1336-35-2 | _1336352 | 82789 | Chlorinated phenols | Phenol, chloro derivs. | - | 0 | - | - | Chemical |  |  |  | 1 | 1 | Matched to full list of "chemical substances" from all datasets on EPA SRS service. | n.a.
DMR | 3,4,5-Trichloroguaiacol | 57057837 |  |  | 34041 | _57057837 | 89613 | 3,4,5-Trichloro-2-methoxyphenol | 57057-83-7 | _57057837 | 89613 | 3,4,5-Trichloroguaiacol | Phenol, 3,4,5-trichloro-2-methoxy- | DTXSID7052232 | 3,4,5-Trichloro-2-methoxyphenol | C7H5Cl3O2 | COC1=C(Cl)C(Cl)=C(Cl)C=C1O | Chemical |  |  |  | 1 | 0 | Matched to full list of "chemical substances" from all datasets on EPA SRS service. | n.a.
DMR | Phenolics, total | (blank) |  |  | 34043 | _n.a. | ERG_858 | Phenolics, total | n.a. | _n.a. | no match | no match | no match |  | 0 | 0 | 0 | Element |  |  |  | 1 | 0 |  | n.a.
DMR | Oxidants, total residual | (blank) |  |  | 34044 | _n.a. | no match | no match | no match | _n.a. | no match | no match | no match |  |  |  |  | Not a chemical |  |  |  | 1 | 1 |  | n.a.
DMR | Oxidants, free available | (blank) |  |  | 34045 | _n.a. | no match | no match | no match | _n.a. | no match | no match | no match |  |  |  |  | Not a chemical |  |  |  | 1 | 1 |  | n.a.
DMR | Oxidants released, total residual | (blank) |  |  | 34046 | _n.a. | no match | no match | no match | _n.a. | no match | no match | no match |  |  |  |  | Not a chemical |  |  |  | 1 | 1 |  | n.a.
DMR | Nitroglycerin by gas chromatography | 55630 |  |  | 34101 | _55630 | 48975 | Nitroglycerin | 55-63-0 | _55630 | 48975 | Nitroglycerin | 1,2,3-Propanetriol, 1,2,3-trinitrate | DTXSID1021407 | Trinitroglycerin | C3H5N3O9 | [O-][N+](=O)OCC(CO[N+]([O-])=O)O[N+]([O-])=O | Chemical |  |  |  | 1 | 1 | Matched to full list of "chemical substances" from all datasets on EPA SRS service. | n.a.
DMR | Ethylene glycol dinitrate | 628966 |  |  | 34102 | _628966 | 89174 | Ethylene glycol dinitrate | 628-96-6 | _628966 | 89174 | Ethylene glycol dinitrate | 1,2-Ethanediol, 1,2-dinitrate | DTXSID6027264 | Ethylene glycol dinitrate | C2H4N2O6 | [O-][N+](=O)OCCO[N+]([O-])=O | Chemical |  |  |  | 1 | 1 | Matched to full list of "chemical substances" from all datasets on EPA SRS service. | n.a.
DMR | Benzene, toluene, xylene in combination | (blank) |  |  | 34103 | _n.a. | ERG_366 | BTEX (Benzene, toluene, ethylbenzene, xylene combination) | n.a. | _n.a. | no match | no match | no match |  | 0 | 0 | 0 | Chemical |  |  |  | 1 | 0 |  | n.a.
DMR | .delta.-BHC | 319868 |  |  | 34198 | _319868 | 46240 | Delta-hexachlorocyclohexane | 319-86-8 | _319868 | 46240 | .delta.-Hexachlorocyclohexane | Cyclohexane, 1,2,3,4,5,6-hexachloro-, (1.alpha.,2.alpha.,3.alpha.,4.beta.,5.alpha.,6.beta.)- | DTXSID5024134 | delta-Hexachlorocyclohexane | C6H6Cl6 | Cl[C@H]1[C@H](Cl)[C@@H](Cl)[C@H](Cl)[C@H](Cl)[C@@H]1Cl | Chemical |  |  |  | 1 | 0 | Matched to full list of "chemical substances" from all datasets on EPA SRS service. | n.a.
DMR | n-Butylbenzene sulfonamide (in water) | 3622842 |  |  | 34199 | _3622842 | 41635 | N-Butylbenzenesulfonamide | 3622-84-2 | _3622842 | 41635 | N-Butylbenzenesulfonamide | Benzenesulfonamide, N-butyl- | DTXSID7027540 | N-Butylbenzenesulfonamide | C10H15NO2S | CCCCNS(=O)(=O)C1=CC=CC=C1 | Chemical |  |  |  | 1 | 1 | Matched to full list of "chemical substances" from all datasets on EPA SRS service. | n.a.
DMR | Acenaphthylene | 208968 |  |  | 34200 | _208968 | 46344 | Acenaphthylene | 208-96-8 | _208968 | 46344 | Acenaphthylene | Acenaphthylene | DTXSID3023845 | Acenaphthylene | C12H8 | C1=CC2=C3C1=CC=CC3=CC=C2 | Chemical |  |  |  | 1 | 1 | Matched to full list of "chemical substances" from all datasets on EPA SRS service. | n.a.
DMR | Acenaphthene | 83329 |  |  | 34205 | _83329 | 48599 | Acenaphthene | 83-32-9 | _83329 | 48599 | Acenaphthene | Acenaphthylene, 1,2-dihydro- | DTXSID3021774 | Acenaphthene | C12H10 | C1CC2=C3C1=CC=CC3=CC=C2 | Chemical |  |  |  | 1 | 1 | Matched to full list of "chemical substances" from all datasets on EPA SRS service. | n.a.
DMR | Acrolein | 107028 |  |  | 34210 | _107028 | 47488 | Acrolein | 107-02-8 | _107028 | 47488 | Acrolein | 2-Propenal | DTXSID5020023 | Acrolein | C3H4O | C=CC=O | Chemical |  |  |  | 1 | 1 | Matched to full list of "chemical substances" from all datasets on EPA SRS service. | n.a.
DMR | Acrylonitrile | 107131 |  |  | 34215 | _107131 | 47480 | Acrylonitrile | 107-13-1 | _107131 | 47480 | Acrylonitrile | 2-Propenenitrile | DTXSID5020029 | Acrylonitrile | C3H3N | C=CC#N | Chemical |  |  |  | 1 | 1 | Matched to full list of "chemical substances" from all datasets on EPA SRS service. | n.a.
DMR | Anthracene | 120127 |  |  | 34220 | _120127 | 95212 | Anthracene | 120-12-7 | _120127 | 95212 | Anthracene | Anthracene | DTXSID0023878 | Anthracene | C14H10 | C1=CC2=CC3=C(C=CC=C3)C=C2C=C1 | Chemical |  |  |  | 1 | 1 | Matched to full list of "chemical substances" from all datasets on EPA SRS service. | n.a.
DMR | Benzo(b)fluoranthene | 205992 |  |  | 34230 | _205992 | 93562 | Benzo(b)fluoranthene | 205-99-2 | _205992 | 93562 | Benzo(b)fluoranthene | Benz[e]acephenanthrylene | DTXSID0023907 | Benzo(b)fluoranthene | C20H12 | C1=CC=C2C(=C1)C1=CC=CC3=C4C=CC=CC4=CC2=C13 | Chemical |  |  |  | 1 | 1 | Matched to full list of "chemical substances" from all datasets on EPA SRS service. | n.a.
DMR | Benzene, dissolved | 71432 |  |  | 34235 | _71432 | 98385 | Benzene | 71-43-2 | _71432 | 98385 | Benzene | Benzene | DTXSID3039242 | Benzene | C6H6 | C1=CC=CC=C1 | Chemical |  |  |  | 1 | 1 | Matched to full list of "chemical substances" from all datasets on EPA SRS service. | n.a.
DMR | Benzo(k)fluoranthene | 207089 |  |  | 34242 | _207089 | 93556 | Benzo(k)fluoranthene | 207-08-9 | _207089 | 93556 | Benzo[k]fluoranthene | Benzo[k]fluoranthene | DTXSID0023909 | Benzo(k)fluoranthene | C20H12 | C1=CC2=CC3=C(C=C2C=C1)C1=C2C3=CC=CC2=CC=C1 | Chemical |  |  |  | 1 | 0 | Matched to full list of "chemical substances" from all datasets on EPA SRS service. | n.a.
DMR | Benzo(a)pyrene | 50328 |  |  | 34247 | _50328 | 49190 | Benzo(a)pyrene | 50-32-8 | _50328 | 49190 | Benzo[a]pyrene | Benzo[a]pyrene | DTXSID2020139 | Benzo(a)pyrene | C20H12 | C1=CC2=CC3=CC=C4C=CC=C5C=CC(=C2C=C1)C3=C45 | Chemical |  |  |  | 1 | 0 | Matched to full list of "chemical substances" from all datasets on EPA SRS service. | n.a.
DMR | Benzo(a)pyrene, dry weight | 50328 |  |  | 34250 | _50328 | 49190 | Benzo(a)pyrene | 50-32-8 | _50328 | 49190 | Benzo[a]pyrene | Benzo[a]pyrene | DTXSID2020139 | Benzo(a)pyrene | C20H12 | C1=CC2=CC3=CC=C4C=CC=C5C=CC(=C2C=C1)C3=C45 | Chemical |  |  |  | 1 | 0 | Matched to full list of "chemical substances" from all datasets on EPA SRS service. | n.a.
DMR | .alpha.-BHC dissolved | 319846 |  |  | 34253 | _319846 | 94214 | Lindane, alpha- | 319-84-6 | _319846 | 94214 | .alpha.-Hexachlorocyclohexane | Cyclohexane, 1,2,3,4,5,6-hexachloro-, (1.alpha.,2.alpha.,3.beta.,4.alpha.,5.beta.,6.beta.)- | DTXSID2020684 | alpha-1,2,3,4,5,6-Hexachlorocyclohexane | C6H6Cl6 | Cl[C@H]1[C@H](Cl)[C@@H](Cl)[C@H](Cl)[C@H](Cl)[C@H]1Cl | Chemical |  |  |  | 1 | 0 | Matched to full list of "chemical substances" from all datasets on EPA SRS service. | n.a.
DMR | .beta.-BHC, dissolved | 319857 |  |  | 34255 | _319857 | 46241 | Lindane, beta- | 319-85-7 | _319857 | 46241 | .beta.-Hexachlorocyclohexane | Cyclohexane, 1,2,3,4,5,6-hexachloro-, (1.alpha.,2.beta.,3.alpha.,4.beta.,5.alpha.,6.beta.)- | DTXSID7020685 | beta-Hexachlorocyclohexane | C6H6Cl6 | Cl[C@H]1[C@H](Cl)[C@@H](Cl)[C@H](Cl)[C@@H](Cl)[C@@H]1Cl | Chemical |  |  |  | 1 | 0 | Matched to full list of "chemical substances" from all datasets on EPA SRS service. | n.a.
DMR | .delta.-Benzenehexachloride | 319868 |  |  | 34259 | _319868 | 46240 | Delta-hexachlorocyclohexane | 319-86-8 | _319868 | 46240 | .delta.-Hexachlorocyclohexane | Cyclohexane, 1,2,3,4,5,6-hexachloro-, (1.alpha.,2.alpha.,3.alpha.,4.beta.,5.alpha.,6.beta.)- | DTXSID5024134 | delta-Hexachlorocyclohexane | C6H6Cl6 | Cl[C@H]1[C@H](Cl)[C@@H](Cl)[C@H](Cl)[C@H](Cl)[C@@H]1Cl | Chemical |  |  |  | 1 | 0 | Matched to full list of "chemical substances" from all datasets on EPA SRS service. | n.a.
DMR | Bis(chloromethyl) ether | 542881 |  |  | 34268 | _542881 | 45495 | Bis(chloromethyl)ether | 542-88-1 | _542881 | 45495 | Bis(chloromethyl) ether | Methane, 1,1'-oxybis[1-chloro- | DTXSID8020173 | bis(Chloromethyl) ether | C2H4Cl2O | ClCOCCl | Chemical |  |  |  | 1 | 0 | Matched to full list of "chemical substances" from all datasets on EPA SRS service. | n.a.
DMR | Bis(chloromethyl) ether, dry weight | 542881 |  |  | 34271 | _542881 | 45495 | Bis(chloromethyl)ether | 542-88-1 | _542881 | 45495 | Bis(chloromethyl) ether | Methane, 1,1'-oxybis[1-chloro- | DTXSID8020173 | bis(Chloromethyl) ether | C2H4Cl2O | ClCOCCl | Chemical |  |  |  | 1 | 0 | Matched to full list of "chemical substances" from all datasets on EPA SRS service. | n.a.
DMR | Bis(2-chloroethyl) ether | 111444 |  |  | 34273 | _111444 | 46914 | Bis(2-chloroethyl)ether | 111-44-4 | _111444 | 46914 | Bis(2-chloroethyl) ether | Ethane, 1,1'-oxybis[2-chloro- | DTXSID9020168 | Bis(2-chloroethyl) ether | C4H8Cl2O | ClCCOCCCl | Chemical |  |  |  | 1 | 0 | Matched to full list of "chemical substances" from all datasets on EPA SRS service. | n.a.
DMR | Bis(2-chloroethoxy)methane | 111911 |  |  | 34278 | _111911 | 96048 | Methane, bis(2-chloroethoxy)- | 111-91-1 | _111911 | 96048 | Bis(2-chloroethoxy)methane | Ethane, 1,1'-[methylenebis(oxy)]bis[2-chloro- | DTXSID4023917 | Bis(2-chloroethoxy)methane | C5H10Cl2O2 | ClCCOCOCCCl | Chemical |  |  |  | 1 | 0 | Matched to full list of "chemical substances" from all datasets on EPA SRS service. | n.a.
DMR | Bis(2-chloroisopropyl) ether | 39638329 |  |  | 34283 | _39638329 | 53058 | Bis(2-chloroisopropyl) ether | 39638-32-9 | _39638329 | 53058 | Bis(2-chloroisopropyl) ether | Propane, 2,2'-oxybis[2-chloro- | DTXSID7052070 | bis(2-Chloroisopropyl)ether | C6H12Cl2O | CC(C)(Cl)OC(C)(C)Cl | Chemical |  |  |  | 1 | 1 | Matched to full list of "chemical substances" from all datasets on EPA SRS service. | n.a.
DMR | Butyl benzyl phthalate | 85687 |  |  | 34292 | _85687 | 48846 | Phthalate, butyl-benzyl- | 85-68-7 | _85687 | 48846 | Butyl benzyl phthalate | 1,2-Benzenedicarboxylic acid, 1-butyl 2-(phenylmethyl) ester | DTXSID3020205 | Benzyl butyl phthalate | C19H20O4 | CCCCOC(=O)C1=C(C=CC=C1)C(=O)OCC1=CC=CC=C1 | Chemical |  |  |  | 1 | 0 | Matched to full list of "chemical substances" from all datasets on EPA SRS service. | n.a.
DMR | Chlorobenzene | 108907 |  |  | 34301 | _108907 | 47379 | Benzene, chloro- | 108-90-7 | _108907 | 47379 | Chlorobenzene | Benzene, chloro- | DTXSID4020298 | Chlorobenzene | C6H5Cl | ClC1=CC=CC=C1 | Chemical |  |  |  | 1 | 0 | Matched to full list of "chemical substances" from all datasets on EPA SRS service. | n.a.
DMR | Chlorodibromomethane | 124481 |  |  | 34306 | _124481 | 46791 | Methane, dibromochloro- | 124-48-1 | _124481 | 46791 | Chlorodibromomethane | Methane, dibromochloro- | DTXSID1020300 | Chlorodibromomethane | CHBr2Cl | ClC(Br)Br | Chemical |  |  |  | 1 | 0 | Matched to full list of "chemical substances" from all datasets on EPA SRS service. | n.a.
DMR | Chloroethane, total weight | 75003 |  |  | 34311 | _75003 | 48532 | Ethane, chloro-, HCC-160 | 75-00-3 | _75003 | 48532 | Chloroethane | Ethane, chloro- | DTXSID1020302 | Chloroethane | C2H5Cl | CCCl | Chemical |  |  |  | 1 | 0 | Matched to full list of "chemical substances" from all datasets on EPA SRS service. | n.a.
DMR | Chloroform, dissolved | 67663 |  |  | 34316 | _67663 | 49020 | Chloroform | 67-66-3 | _67663 | 49020 | Chloroform | Methane, trichloro- | DTXSID1020306 | Chloroform | CHCl3 | ClC(Cl)Cl | Chemical |  |  |  | 1 | 1 | Matched to full list of "chemical substances" from all datasets on EPA SRS service. | n.a.
DMR | Chrysene | 218019 |  |  | 34320 | _218019 | 93021 | Chrysene gas | 218-01-9 | _218019 | 93021 | Chrysene | Chrysene | DTXSID0022432 | Chrysene | C18H12 | C1=CC2=C(C=C1)C1=C(C=C2)C2=C(C=CC=C2)C=C1 | Chemical |  |  |  | 1 | 0 | Matched to full list of "chemical substances" from all datasets on EPA SRS service. | n.a.
DMR | Diethyl phthalate | 84662 |  |  | 34336 | _84662 | 48877 | Phthalate, diethyl- | 84-66-2 | _84662 | 48877 | Diethyl phthalate | 1,2-Benzenedicarboxylic acid, 1,2-diethyl ester | DTXSID7021780 | Diethyl phthalate | C12H14O4 | CCOC(=O)C1=CC=CC=C1C(=O)OCC | Chemical |  |  |  | 1 | 0 | Matched to full list of "chemical substances" from all datasets on EPA SRS service. | n.a.
DMR | Dimethyl phthalate | 131113 |  |  | 34341 | _131113 | 97998 | Phthalate, dimethyl- | 131-11-3 | _131113 | 97998 | Dimethyl phthalate | 1,2-Benzenedicarboxylic acid, 1,2-dimethyl ester | DTXSID3022455 | Dimethyl phthalate | C10H10O4 | COC(=O)C1=C(C=CC=C1)C(=O)OC | Chemical |  |  |  | 1 | 0 | Matched to full list of "chemical substances" from all datasets on EPA SRS service. | n.a.
DMR | Dimethyl phthalate | 131113 |  |  | 34342 | _131113 | 97998 | Phthalate, dimethyl- | 131-11-3 | _131113 | 97998 | Dimethyl phthalate | 1,2-Benzenedicarboxylic acid, 1,2-dimethyl ester | DTXSID3022455 | Dimethyl phthalate | C10H10O4 | COC(=O)C1=C(C=CC=C1)C(=O)OC | Chemical |  |  |  | 1 | 0 | Matched to full list of "chemical substances" from all datasets on EPA SRS service. | n.a.
DMR | 1,2-Diphenylhydrazine | 122667 |  |  | 34346 | _122667 | 47248 | Hydrazine, 1,2-diphenyl- | 122-66-7 | _122667 | 47248 | 1,2-Diphenylhydrazine | Hydrazine, 1,2-diphenyl- | DTXSID7020710 | 1,2-Diphenylhydrazine | C12H12N2 | N(NC1=CC=CC=C1)C1=CC=CC=C1 | Chemical |  |  |  | 1 | 0 | Matched to full list of "chemical substances" from all datasets on EPA SRS service. | n.a.
DMR | Endosulfan sulfate | 1031078 |  |  | 34351 | _1031078 | 43703 | Endosulfan sulfate | 1031-07-8 | _1031078 | 43703 | Endosulfan sulfate | 6,9-Methano-2,4,3-benzodioxathiepin, 6,7,8,9,10,10-hexachloro-1,5,5a,6,9,9a-hexahydro-, 3,3-dioxide | DTXSID3037541 | Endosulfan sulfate | C9H6Cl6O4S | ClC1=C(Cl)C2(Cl)C3COS(=O)(=O)OCC3C1(Cl)C2(Cl)Cl | Chemical |  |  |  | 1 | 1 | Matched to full list of "chemical substances" from all datasets on EPA SRS service. | n.a.
DMR | .beta.-Endosulfan | 33213659 |  |  | 34356 | _33213659 | 93104 | Endosulfan (beta) | 33213-65-9 | _33213659 | 93104 | .beta.-Endosulfan | 6,9-Methano-2,4,3-benzodioxathiepin, 6,7,8,9,10,10-hexachloro-1,5,5a,6,9,9a-hexahydro-, 3-oxide, (3.alpha.,5a.alpha.,6.beta.,9.beta.,9a.alpha.)- | DTXSID8037540 | Endosulfan II | C9H6Cl6O3S | ClC1=C(Cl)[C@@]2(Cl)[C@@H]3COS(=O)OC[C@@H]3[C@@]1(Cl)C2(Cl)Cl | Chemical |  |  |  | 1 | 0 | Matched to full list of "chemical substances" from all datasets on EPA SRS service. | n.a.
DMR | .alpha.-Endosulfan | 959988 |  |  | 34361 | _959988 | 87422 | A-endosulfan | 959-98-8 | _959988 | 87422 | .alpha.-Endosulfan | 6,9-Methano-2,4,3-benzodioxathiepin, 6,7,8,9,10,10-hexachloro-1,5,5a,6,9,9a-hexahydro-, 3-oxide, (3.alpha.,5a.beta.,6.alpha.,9.alpha.,9a.beta.)- | DTXSID9037539 | Endosulfan I | C9H6Cl6O3S | ClC1=C(Cl)[C@]2(Cl)[C@@H]3COS(=O)OC[C@@H]3[C@@]1(Cl)C2(Cl)Cl | Chemical |  |  |  | 1 | 0 | Matched to full list of "chemical substances" from all datasets on EPA SRS service. | n.a.
DMR | Endrin aldehyde | 7421934 |  |  | 34366 | _7421934 | 37030 | Endrin aldehyde | 7421-93-4 | _7421934 | 37030 | Endrin aldehyde | 1,2,4-Methenocyclopenta[cd]pentalene-5-carboxaldehyde, 2,2a,3,3,4,7-hexachlorodecahydro-, (1.alpha.,2.beta.,2a.beta.,4.beta.,4a.beta.,5.beta.,6a.beta.,6b.beta.,7R*)- | DTXSID0047743 | Endrin aldehyde | C12H8Cl6O | [H][C@@]12[C@@]3([H])C[C@@H](C=O)[C@]4([H])[C@@]3([H])[C@@]3(Cl)[C@]1(Cl)[C@]2(Cl)[C@@]4(Cl)C3(Cl)Cl | Chemical |  |  |  | 1 | 1 | Matched to full list of "chemical substances" from all datasets on EPA SRS service. | n.a.
DMR | Ethylbenzene | 100414 |  |  | 34371 | _100414 | 94770 | Benzene, ethyl- | 100-41-4 | _100414 | 94770 | Ethylbenzene | Benzene, ethyl- | DTXSID3020596 | Ethylbenzene | C8H10 | CCC1=CC=CC=C1 | Chemical |  |  |  | 1 | 0 | Matched to full list of "chemical substances" from all datasets on EPA SRS service. | n.a.
DMR | Ethylbenzene, dry weight | 100414 |  |  | 34374 | _100414 | 94770 | Benzene, ethyl- | 100-41-4 | _100414 | 94770 | Ethylbenzene | Benzene, ethyl- | DTXSID3020596 | Ethylbenzene | C8H10 | CCC1=CC=CC=C1 | Chemical |  |  |  | 1 | 0 | Matched to full list of "chemical substances" from all datasets on EPA SRS service. | n.a.
DMR | Fluoranthene | 206440 |  |  | 34376 | _206440 | 46345 | Fluoranthene | 206-44-0 | _206440 | 46345 | Fluoranthene | Fluoranthene | DTXSID3024104 | Fluoranthene | C16H10 | C1=CC2=C(C=C1)C1=C3C2=CC=CC3=CC=C1 | Chemical |  |  |  | 1 | 1 | Matched to full list of "chemical substances" from all datasets on EPA SRS service. | n.a.
DMR | Fluoranthene, dry weight | 206440 |  |  | 34379 | _206440 | 46345 | Fluoranthene | 206-44-0 | _206440 | 46345 | Fluoranthene | Fluoranthene | DTXSID3024104 | Fluoranthene | C16H10 | C1=CC2=C(C=C1)C1=C3C2=CC=CC3=CC=C1 | Chemical |  |  |  | 1 | 1 | Matched to full list of "chemical substances" from all datasets on EPA SRS service. | n.a.
DMR | Fluorene | 86737 |  |  | 34381 | _86737 | 48444 | Fluorene | 86-73-7 | _86737 | 48444 | Fluorene | 9H-Fluorene | DTXSID8024105 | Fluorene | C13H10 | C1C2=C(C=CC=C2)C2=C1C=CC=C2 | Chemical |  |  |  | 1 | 1 | Matched to full list of "chemical substances" from all datasets on EPA SRS service. | n.a.
DMR | Fluorene, dry weight | 86737 |  |  | 34384 | _86737 | 48444 | Fluorene | 86-73-7 | _86737 | 48444 | Fluorene | 9H-Fluorene | DTXSID8024105 | Fluorene | C13H10 | C1C2=C(C=CC=C2)C2=C1C=CC=C2 | Chemical |  |  |  | 1 | 1 | Matched to full list of "chemical substances" from all datasets on EPA SRS service. | n.a.
DMR | Hexachlorocyclopentadiene | 77474 |  |  | 34386 | _77474 | 48812 | Cyclopentadiene, hexachloro- | 77-47-4 | _77474 | 48812 | Hexachlorocyclopentadiene | 1,3-Cyclopentadiene, 1,2,3,4,5,5-hexachloro- | DTXSID2020688 | Hexachlorocyclopentadiene | C5Cl6 | ClC1=C(Cl)C(Cl)(Cl)C(Cl)=C1Cl | Chemical |  |  |  | 1 | 0 | Matched to full list of "chemical substances" from all datasets on EPA SRS service. | n.a.
DMR | Hexachlorobutadiene | 87683 |  |  | 34391 | _87683 | 48415 | Butadiene, hexachloro- | 87-68-3 | _87683 | 48415 | Hexachlorobutadiene | 1,3-Butadiene, 1,1,2,3,4,4-hexachloro- | DTXSID7020683 | Hexachloro-1,3-butadiene | C4Cl6 | ClC(Cl)=C(Cl)C(Cl)=C(Cl)Cl | Chemical |  |  |  | 1 | 0 | Matched to full list of "chemical substances" from all datasets on EPA SRS service. | n.a.
DMR | Hexachloroethane | 67721 |  |  | 34396 | _67721 | 49017 | Ethane, hexachloro- | 67-72-1 | _67721 | 49017 | Hexachloroethane | Ethane, 1,1,1,2,2,2-hexachloro- | DTXSID7020689 | Hexachloroethane | C2Cl6 | ClC(Cl)(Cl)C(Cl)(Cl)Cl | Chemical |  |  |  | 1 | 0 | Matched to full list of "chemical substances" from all datasets on EPA SRS service. | n.a.
DMR | Indeno(1,2,3-cd)pyrene | 193395 |  |  | 34403 | _193395 | 46349 | Indeno[1,2,3-c,d]Pyrene | 193-39-5 | _193395 | 46349 | Indeno[1,2,3-cd]pyrene | Indeno[1,2,3-cd]pyrene | DTXSID8024153 | Indeno(1,2,3-cd)pyrene | C22H12 | C1=CC2=C(C=C1)C1=C3C2=CC2=C4C(C=CC(C=C1)=C34)=CC=C2 | Chemical |  |  |  | 1 | 0 | Matched to full list of "chemical substances" from all datasets on EPA SRS service. | n.a.
DMR | Indeno(1,2,3-cd)pyrene, dry weight | 193395 |  |  | 34406 | _193395 | 46349 | Indeno[1,2,3-c,d]Pyrene | 193-39-5 | _193395 | 46349 | Indeno[1,2,3-cd]pyrene | Indeno[1,2,3-cd]pyrene | DTXSID8024153 | Indeno(1,2,3-cd)pyrene | C22H12 | C1=CC2=C(C=C1)C1=C3C2=CC2=C4C(C=CC(C=C1)=C34)=CC=C2 | Chemical |  |  |  | 1 | 0 | Matched to full list of "chemical substances" from all datasets on EPA SRS service. | n.a.
DMR | Isophorone | 78591 |  |  | 34408 | _78591 | 48764 | Isophorone | 78-59-1 | _78591 | 48764 | Isophorone | 2-Cyclohexen-1-one, 3,5,5-trimethyl- | DTXSID8020759 | Isophorone | C9H14O | CC1=CC(=O)CC(C)(C)C1 | Chemical |  |  |  | 1 | 1 | Matched to full list of "chemical substances" from all datasets on EPA SRS service. | n.a.
DMR | Methyl bromide (Bromomethane) | 74839 |  |  | 34413 | _74839 | 48547 | Methane, bromo-, Halon 1001 | 74-83-9 | _74839 | 48547 | Methyl bromide | Methane, bromo- | DTXSID8020832 | Methyl bromide | CH3Br | CBr | Chemical |  |  |  | 1 | 0 | Matched to full list of "chemical substances" from all datasets on EPA SRS service. | n.a.
DMR | Methyl chloride (Chloromethane) | 74873 |  |  | 34418 | _74873 | 48543 | Methane, monochloro-, R-40 | 74-87-3 | _74873 | 48543 | Chloromethane | Methane, chloro- | DTXSID0021541 | Chloromethane | CH3Cl | CCl | Chemical |  |  |  | 1 | 0 | Matched to full list of "chemical substances" from all datasets on EPA SRS service. | n.a.
DMR | Methylene chloride | 75092 |  |  | 34423 | _75092 | 48524 | Methane, dichloro-, HCC-30 | 75-09-2 | _75092 | 48524 | Methylene chloride | Methane, dichloro- | DTXSID0020868 | Dichloromethane | CH2Cl2 | ClCCl | Chemical |  |  |  | 1 | 0 | Matched to full list of "chemical substances" from all datasets on EPA SRS service. | n.a.
DMR | Methylene chloride, suspended | 75092 |  |  | 34425 | _75092 | 48524 | Methane, dichloro-, HCC-30 | 75-09-2 | _75092 | 48524 | Methylene chloride | Methane, dichloro- | DTXSID0020868 | Dichloromethane | CH2Cl2 | ClCCl | Chemical |  |  |  | 1 | 0 | Matched to full list of "chemical substances" from all datasets on EPA SRS service. | n.a.
DMR | Methylene chloride, dry weight | 75092 |  |  | 34426 | _75092 | 48524 | Methane, dichloro-, HCC-30 | 75-09-2 | _75092 | 48524 | Methylene chloride | Methane, dichloro- | DTXSID0020868 | Dichloromethane | CH2Cl2 | ClCCl | Chemical |  |  |  | 1 | 0 | Matched to full list of "chemical substances" from all datasets on EPA SRS service. | n.a.
DMR | N-Nitrosodi-N-propylamine | 621647 |  |  | 34428 | _621647 | 44785 | N-Nitrosodipropylamine | 621-64-7 | _621647 | 44785 | N-Nitrosodi-n-propylamine | 1-Propanamine, N-nitroso-N-propyl- | DTXSID6021032 | N-Nitrosodipropylamine | C6H14N2O | CCCN(CCC)N=O | Chemical |  |  |  | 1 | 0 | Matched to full list of "chemical substances" from all datasets on EPA SRS service. | n.a.
DMR | N-Nitrosodiphenylamine | 86306 |  |  | 34433 | _86306 | 48460 | N-Nitrosodiphenylamine | 86-30-6 | _86306 | 48460 | N-Nitrosodiphenylamine | Benzenamine, N-nitroso-N-phenyl- | DTXSID6021030 | N-Nitrosodiphenylamine | C12H10N2O | O=NN(C1=CC=CC=C1)C1=CC=CC=C1 | Chemical |  |  |  | 1 | 1 | Matched to full list of "chemical substances" from all datasets on EPA SRS service. | n.a.
DMR | N-Nitrosodimethylamine | 62759 |  |  | 34438 | _62759 | 49062 | N-Nitrosodimethylamine | 62-75-9 | _62759 | 49062 | N-Nitrosodimethylamine | Methanamine, N-methyl-N-nitroso- | DTXSID7021029 | N-Nitrosodimethylamine | C2H6N2O | CN(C)N=O | Chemical |  |  |  | 1 | 1 | Matched to full list of "chemical substances" from all datasets on EPA SRS service. | n.a.
DMR | Naphthalene, dry weight | 91203 |  |  | 34445 | _91203 | 48273 | Naphthalene | 91-20-3 | _91203 | 48273 | Naphthalene | Naphthalene | DTXSID8020913 | Naphthalene | C10H8 | C1=CC2=CC=CC=C2C=C1 | Chemical |  |  |  | 1 | 1 | Matched to full list of "chemical substances" from all datasets on EPA SRS service. | n.a.
DMR | Nitrobenzene | 98953 |  |  | 34447 | _98953 | 87268 | Nitrobenzene | 98-95-3 | _98953 | 87268 | Nitrobenzene | Benzene, nitro- | DTXSID3020964 | Nitrobenzene | C6H5NO2 | [O-][N+](=O)C1=CC=CC=C1 | Chemical |  |  |  | 1 | 1 | Matched to full list of "chemical substances" from all datasets on EPA SRS service. | n.a.
DMR | para-Chloro-meta-cresol | 59507 |  |  | 34452 | _59507 | 49108 | Metacresol, parachloro- | 59-50-7 | _59507 | 49108 | p-Chloro-m-cresol | Phenol, 4-chloro-3-methyl- | DTXSID4021717 | 4-Chloro-3-methylphenol | C7H7ClO | CC1=C(Cl)C=CC(O)=C1 | Chemical |  |  |  | 1 | 0 | Matched to full list of "chemical substances" from all datasets on EPA SRS service. | n.a.
DMR | Phenanthrene | 85018 |  |  | 34461 | _85018 | 98155 | Phenanthrene | 85-01-8 | _85018 | 98155 | Phenanthrene | Phenanthrene | DTXSID6024254 | Phenanthrene | C14H10 | C1=CC2=C(C=C1)C1=C(C=CC=C1)C=C2 | Chemical |  |  |  | 1 | 1 | Matched to full list of "chemical substances" from all datasets on EPA SRS service. | n.a.
DMR | Phenanthrene, dry weight | 85018 |  |  | 34464 | _85018 | 98155 | Phenanthrene | 85-01-8 | _85018 | 98155 | Phenanthrene | Phenanthrene | DTXSID6024254 | Phenanthrene | C14H10 | C1=CC2=C(C=C1)C1=C(C=CC=C1)C=C2 | Chemical |  |  |  | 1 | 1 | Matched to full list of "chemical substances" from all datasets on EPA SRS service. | n.a.
DMR | Pyrene | 129000 |  |  | 34469 | _129000 | 46705 | Pyrene | 129-00-0 | _129000 | 46705 | Pyrene | Pyrene | DTXSID3024289 | Pyrene | C16H10 | C1=CC2=C3C(C=CC4=CC=CC(C=C2)=C34)=C1 | Chemical |  |  |  | 1 | 1 | Matched to full list of "chemical substances" from all datasets on EPA SRS service. | n.a.
DMR | Pyrene, dry weight | 129000 |  |  | 34472 | _129000 | 46705 | Pyrene | 129-00-0 | _129000 | 46705 | Pyrene | Pyrene | DTXSID3024289 | Pyrene | C16H10 | C1=CC2=C3C(C=CC4=CC=CC(C=C2)=C34)=C1 | Chemical |  |  |  | 1 | 1 | Matched to full list of "chemical substances" from all datasets on EPA SRS service. | n.a.
DMR | Tetrachloroethylene | 127184 |  |  | 34475 | _127184 | 46750 | Ethene, tetrachloro- | 127-18-4 | _127184 | 46750 | Tetrachloroethylene | Ethene, 1,1,2,2-tetrachloro- | DTXSID2021319 | Tetrachloroethylene | C2Cl4 | ClC(Cl)=C(Cl)Cl | Chemical |  |  |  | 1 | 0 | Matched to full list of "chemical substances" from all datasets on EPA SRS service. | n.a.
DMR | Trichloroethylene, dissolved | 79016 |  |  | 34485 | _79016 | 48738 | Ethene, trichloro- | 79-01-6 | _79016 | 48738 | Trichloroethylene | Ethene, 1,1,2-trichloro- | DTXSID0021383 | Trichloroethylene | C2HCl3 | ClC=C(Cl)Cl | Chemical |  |  |  | 1 | 0 | Matched to full list of "chemical substances" from all datasets on EPA SRS service. | n.a.
DMR | Trichlorofluoromethane | 75694 |  |  | 34488 | _75694 | 87874 | Methane, trichlorofluoro-, CFC-11 | 75-69-4 | _75694 | 87874 | CFC-11 | Methane, trichlorofluoro- | DTXSID5021384 | Trichlorofluoromethane | CCl3F | FC(Cl)(Cl)Cl | Chemical |  |  |  | 1 | 0 | Matched to full list of "chemical substances" from all datasets on EPA SRS service. | n.a.
DMR | 1,1-Dichloroethane | 75343 |  |  | 34496 | _75343 | 48932 | Ethane, 1,1-dichloro-, HCC-150a | 75-34-3 | _75343 | 48932 | 1,1-Dichloroethane | Ethane, 1,1-dichloro- | DTXSID1020437 | 1,1-Dichloroethane | C2H4Cl2 | CC(Cl)Cl | Chemical |  |  |  | 1 | 0 | Matched to full list of "chemical substances" from all datasets on EPA SRS service. | n.a.
DMR | 1,1-Dichloroethane, dry weight | 75343 |  |  | 34499 | _75343 | 48932 | Ethane, 1,1-dichloro-, HCC-150a | 75-34-3 | _75343 | 48932 | 1,1-Dichloroethane | Ethane, 1,1-dichloro- | DTXSID1020437 | 1,1-Dichloroethane | C2H4Cl2 | CC(Cl)Cl | Chemical |  |  |  | 1 | 0 | Matched to full list of "chemical substances" from all datasets on EPA SRS service. | n.a.
DMR | 1,1-Dichloroethylene | 75354 |  |  | 34501 | _75354 | 48931 | Ethene, 1,1-dichloro- | 75-35-4 | _75354 | 48931 | 1,1-Dichloroethylene | Ethene, 1,1-dichloro- | DTXSID8021438 | 1,1-Dichloroethylene | C2H2Cl2 | ClC(Cl)=C | Chemical |  |  |  | 1 | 0 | Matched to full list of "chemical substances" from all datasets on EPA SRS service. | n.a.
DMR | 1,1,1-Trichloroethane | 71556 |  |  | 34506 | _71556 | 48567 | Ethane, 1,1,1-trichloro-, HCFC-140 | 71-55-6 | _71556 | 48567 | 1,1,1-Trichloroethane | Ethane, 1,1,1-trichloro- | DTXSID0021381 | 1,1,1-Trichloroethane | C2H3Cl3 | CC(Cl)(Cl)Cl | Chemical |  |  |  | 1 | 0 | Matched to full list of "chemical substances" from all datasets on EPA SRS service. | n.a.
DMR | 1,1,2-Trichloroethane | 79005 |  |  | 34511 | _79005 | 48739 | Ethane, 1,1,2-trichloro-, HCC-140 | 79-00-5 | _79005 | 48739 | 1,1,2-Trichloroethane | Ethane, 1,1,2-trichloro- | DTXSID5021380 | 1,1,2-Trichloroethane | C2H3Cl3 | ClCC(Cl)Cl | Chemical |  |  |  | 1 | 0 | Matched to full list of "chemical substances" from all datasets on EPA SRS service. | n.a.
DMR | 1,1,2,2-Tetrachloroethane | 79345 |  |  | 34516 | _79345 | 48715 | Ethane, 1,1,2,2-tetrachloro-, HCC-130 | 79-34-5 | _79345 | 48715 | 1,1,2,2-Tetrachloroethane | Ethane, 1,1,2,2-tetrachloro- | DTXSID7021318 | 1,1,2,2-Tetrachloroethane | C2H2Cl4 | ClC(Cl)C(Cl)Cl | Chemical |  |  |  | 1 | 0 | Matched to full list of "chemical substances" from all datasets on EPA SRS service. | n.a.
DMR | Benzo(ghi)perylene | 191242 |  |  | 34521 | _191242 | 91912 | Benzo(ghi)perylene | 191-24-2 | _191242 | 91912 | Benzo[ghi]perylene | Benzo[ghi]perylene | DTXSID5023908 | Benzo(g,h,i)perylene | C22H12 | C1=CC2=C3C(=C1)C1=C4C(C=CC5=C4C3=C(C=C2)C=C5)=CC=C1 | Chemical |  |  |  | 1 | 0 | Matched to full list of "chemical substances" from all datasets on EPA SRS service. | n.a.
DMR | Benzo(a)anthracene | 56553 |  |  | 34526 | _56553 | 48956 | Benzo(a)anthracene | 56-55-3 | _56553 | 48956 | Benz[a]anthracene | Benz[a]anthracene | DTXSID5023902 | Benz(a)anthracene | C18H12 | C1=CC2=C(C=C1)C=C1C(C=CC3=C1C=CC=C3)=C2 | Chemical |  |  |  | 1 | 0 | Matched to full list of "chemical substances" from all datasets on EPA SRS service. | n.a.
DMR | 1,2-Dichloroethane, total weight | 107062 |  |  | 34531 | _107062 | 47485 | Ethane, 1,2-dichloro-, HCC-150 | 107-06-2 | _107062 | 47485 | 1,2-Dichloroethane | Ethane, 1,2-dichloro- | DTXSID6020438 | 1,2-Dichloroethane | C2H4Cl2 | ClCCCl | Chemical |  |  |  | 1 | 0 | Matched to full list of "chemical substances" from all datasets on EPA SRS service. | n.a.
DMR | 1,2-Dichlorobenzene | 95501 |  |  | 34536 | _95501 | 47750 | Benzene, 1,2-dichloro- | 95-50-1 | _95501 | 47750 | o-Dichlorobenzene | Benzene, 1,2-dichloro- | DTXSID6020430 | 1,2-Dichlorobenzene | C6H4Cl2 | ClC1=C(Cl)C=CC=C1 | Chemical |  |  |  | 1 | 0 | Matched to full list of "chemical substances" from all datasets on EPA SRS service. | n.a.
DMR | 1,2-Dichloropropane | 78875 |  |  | 34541 | _78875 | 48750 | Propane, 1,2-dichloro- | 78-87-5 | _78875 | 48750 | 1,2-Dichloropropane | Propane, 1,2-dichloro- | DTXSID0020448 | 1,2-Dichloropropane | C3H6Cl2 | CC(Cl)CCl | Chemical |  |  |  | 1 | 0 | Matched to full list of "chemical substances" from all datasets on EPA SRS service. | n.a.
DMR | 1,2-trans-Dichloroethylene | 156605 |  |  | 34546 | _156605 | 46362 | Ethene, dichloro- (trans) | 156-60-5 | _156605 | 46362 | trans-1,2-Dichloroethylene | Ethene, 1,2-dichloro-, (1E)- | DTXSID7024031 | (E)-1,2-Dichloroethylene | C2H2Cl2 | Cl\C=C\Cl | Chemical |  |  |  | 1 | 0 | Matched to full list of "chemical substances" from all datasets on EPA SRS service. | n.a.
DMR | 1,2-trans-Dichloroethylene, dry weight | 156605 |  |  | 34549 | _156605 | 46362 | Ethene, dichloro- (trans) | 156-60-5 | _156605 | 46362 | trans-1,2-Dichloroethylene | Ethene, 1,2-dichloro-, (1E)- | DTXSID7024031 | (E)-1,2-Dichloroethylene | C2H2Cl2 | Cl\C=C\Cl | Chemical |  |  |  | 1 | 0 | Matched to full list of "chemical substances" from all datasets on EPA SRS service. | n.a.
DMR | 1,2,4-Trichlorobenzene | 120821 |  |  | 34551 | _120821 | 47007 | Benzene, 1,2,4-trichloro- | 120-82-1 | _120821 | 47007 | 1,2,4-Trichlorobenzene | Benzene, 1,2,4-trichloro- | DTXSID0021965 | 1,2,4-Trichlorobenzene | C6H3Cl3 | ClC1=CC(Cl)=C(Cl)C=C1 | Chemical |  |  |  | 1 | 0 | Matched to full list of "chemical substances" from all datasets on EPA SRS service. | n.a.
DMR | Dibenzo(a,h)anthracene | 53703 |  |  | 34556 | _53703 | 49154 | Dibenz(a,h)anthracene | 53-70-3 | _53703 | 49154 | Dibenz[a,h]anthracene | Dibenz[a,h]anthracene | DTXSID9020409 | Dibenz(a,h)anthracene | C22H14 | C1=CC2=CC=C3C=C4C(C=CC5=CC=CC=C45)=CC3=C2C=C1 | Chemical |  |  |  | 1 | 0 | Matched to full list of "chemical substances" from all datasets on EPA SRS service. | n.a.
DMR | Dibenzo(a,h)anthracene, dry weight | 53703 |  |  | 34559 | _53703 | 49154 | Dibenz(a,h)anthracene | 53-70-3 | _53703 | 49154 | Dibenz[a,h]anthracene | Dibenz[a,h]anthracene | DTXSID9020409 | Dibenz(a,h)anthracene | C22H14 | C1=CC2=CC=C3C=C4C(C=CC5=CC=CC=C45)=CC3=C2C=C1 | Chemical |  |  |  | 1 | 0 | Matched to full list of "chemical substances" from all datasets on EPA SRS service. | n.a.
DMR | 1,3-Dichloropropene, total weight | 542756 |  |  | 34561 | _542756 | 45499 | Propene, 1,3-dichloro- | 542-75-6 | _542756 | 45499 | 1,3-Dichloropropene | 1-Propene, 1,3-dichloro- | DTXSID1022057 | 1,3-Dichloropropene | C3H4Cl2 | ClCC=CCl | Chemical |  |  |  | 1 | 0 | Matched to full list of "chemical substances" from all datasets on EPA SRS service. | n.a.
DMR | 1,3-Dichlorobenzene | 541731 |  |  | 34566 | _541731 | 91424 | Benzene, 1,3-dichloro- | 541-73-1 | _541731 | 91424 | m-Dichlorobenzene | Benzene, 1,3-dichloro- | DTXSID6022056 | 1,3-Dichlorobenzene | C6H4Cl2 | ClC1=CC(Cl)=CC=C1 | Chemical |  |  |  | 1 | 0 | Matched to full list of "chemical substances" from all datasets on EPA SRS service. | n.a.
DMR | 1,4-Dichlorobenzene | 106467 |  |  | 34571 | _106467 | 47524 | Benzene, 1,4-dichloro- | 106-46-7 | _106467 | 47524 | p-Dichlorobenzene | Benzene, 1,4-dichloro- | DTXSID1020431 | 1,4-Dichlorobenzene | C6H4Cl2 | ClC1=CC=C(Cl)C=C1 | Chemical |  |  |  | 1 | 0 | Matched to full list of "chemical substances" from all datasets on EPA SRS service. | n.a.
DMR | 2-Chloroethyl vinyl ether, (mixed) | 110758 |  |  | 34576 | _110758 | 47665 | 2-Chloroethyl vinyl ether | 110-75-8 | _110758 | 47665 | 2-Chloroethyl vinyl ether | Ethene, (2-chloroethoxy)- | DTXSID0051570 | 2-Chloroethyl vinyl ether | C4H7ClO | ClCCOC=C | Chemical |  |  |  | 1 | 1 | Matched to full list of "chemical substances" from all datasets on EPA SRS service. | n.a.
DMR | 2-Chloroethyl vinyl ether, dry weight | 110758 |  |  | 34579 | _110758 | 47665 | 2-Chloroethyl vinyl ether | 110-75-8 | _110758 | 47665 | 2-Chloroethyl vinyl ether | Ethene, (2-chloroethoxy)- | DTXSID0051570 | 2-Chloroethyl vinyl ether | C4H7ClO | ClCCOC=C | Chemical |  |  |  | 1 | 1 | Matched to full list of "chemical substances" from all datasets on EPA SRS service. | n.a.
DMR | 2-Chloronaphthalene | 91587 |  |  | 34581 | _91587 | 48260 | 2-Chloronaphthalene | 91-58-7 | _91587 | 48260 | 2-Chloronaphthalene | Naphthalene, 2-chloro- | DTXSID8023971 | 2-Chloronaphthalene | C10H7Cl | ClC1=CC=C2C=CC=CC2=C1 | Chemical |  |  |  | 1 | 1 | Matched to full list of "chemical substances" from all datasets on EPA SRS service. | n.a.
DMR | 2-Chlorophenol | 95578 |  |  | 34586 | _95578 | 47745 | Phenol, 2-chloro- | 95-57-8 | _95578 | 47745 | o-Chlorophenol | Phenol, 2-chloro- | DTXSID5021544 | 2-Chlorophenol | C6H5ClO | OC1=CC=CC=C1Cl | Chemical |  |  |  | 1 | 0 | Matched to full list of "chemical substances" from all datasets on EPA SRS service. | n.a.
DMR | 2-Nitrophenol | 88755 |  |  | 34591 | _88755 | 88124 | Phenol, 2-nitro- | 88-75-5 | _88755 | 88124 | o-Nitrophenol | Phenol, 2-nitro- | DTXSID1021790 | 2-Nitrophenol | C6H5NO3 | OC1=C(C=CC=C1)[N+]([O-])=O | Chemical |  |  |  | 1 | 0 | Matched to full list of "chemical substances" from all datasets on EPA SRS service. | n.a.
DMR | Di-n-octyl phthalate | 117840 |  |  | 34596 | _117840 | 47109 | Phthalate, n-dioctyl- | 117-84-0 | _117840 | 47109 | Di-n-octyl phthalate | 1,2-Benzenedicarboxylic acid, 1,2-dioctyl ester | DTXSID1021956 | Di-n-octyl phthalate | C24H38O4 | CCCCCCCCOC(=O)C1=C(C=CC=C1)C(=O)OCCCCCCCC | Chemical |  |  |  | 1 | 0 | Matched to full list of "chemical substances" from all datasets on EPA SRS service. | n.a.
DMR | 2,4-Dichlorophenol | 120832 |  |  | 34601 | _120832 | 94933 | Phenol, 2,4-dichloro- | 120-83-2 | _120832 | 94933 | 2,4-Dichlorophenol | Phenol, 2,4-dichloro- | DTXSID1020439 | 2,4-Dichlorophenol | C6H4Cl2O | OC1=C(Cl)C=C(Cl)C=C1 | Chemical |  |  |  | 1 | 0 | Matched to full list of "chemical substances" from all datasets on EPA SRS service. | n.a.
DMR | 2,4-Dimethylphenol | 105679 |  |  | 34606 | _105679 | 96968 | Phenol, 2,4-dimethyl- | 105-67-9 | _105679 | 96968 | 2,4-Dimethylphenol | Phenol, 2,4-dimethyl- | DTXSID2021864 | 2,4-Dimethylphenol | C8H10O | CC1=CC(C)=C(O)C=C1 | Chemical |  |  |  | 1 | 0 | Matched to full list of "chemical substances" from all datasets on EPA SRS service. | n.a.
DMR | 2,4-Dinitrotoluene | 121142 |  |  | 34611 | _121142 | 46998 | Toluene, 2,4-dinitro- | 121-14-2 | _121142 | 46998 | 2,4-Dinitrotoluene | Benzene, 1-methyl-2,4-dinitro- | DTXSID0020529 | 2,4-Dinitrotoluene | C7H6N2O4 | CC1=C(C=C(C=C1)[N+]([O-])=O)[N+]([O-])=O | Chemical |  |  |  | 1 | 0 | Matched to full list of "chemical substances" from all datasets on EPA SRS service. | n.a.
DMR | 2,4-Dinitrophenol | 51285 |  |  | 34616 | _51285 | 49177 | Phenol, 2,4-dinitro- | 51-28-5 | _51285 | 49177 | 2,4-Dinitrophenol | Phenol, 2,4-dinitro- | DTXSID0020523 | 2,4-Dinitrophenol | C6H4N2O5 | OC1=C(C=C(C=C1)[N+]([O-])=O)[N+]([O-])=O | Chemical |  |  |  | 1 | 0 | Matched to full list of "chemical substances" from all datasets on EPA SRS service. | n.a.
DMR | 2,4,6-Trichlorophenol | 88062 |  |  | 34621 | _88062 | 48401 | Phenol, 2,4,6-trichloro- | 88-06-2 | _88062 | 48401 | 2,4,6-Trichlorophenol | Phenol, 2,4,6-trichloro- | DTXSID5021386 | 2,4,6-Trichlorophenol | C6H3Cl3O | OC1=C(Cl)C=C(Cl)C=C1Cl | Chemical |  |  |  | 1 | 0 | Matched to full list of "chemical substances" from all datasets on EPA SRS service. | n.a.
DMR | 2,6-Dinitrotoluene | 606202 |  |  | 34626 | _606202 | 90476 | Toluene, 2,6-dinitro- | 606-20-2 | _606202 | 90476 | 2,6-Dinitrotoluene | Benzene, 2-methyl-1,3-dinitro- | DTXSID5020528 | 2,6-Dinitrotoluene | C7H6N2O4 | CC1=C(C=CC=C1[N+]([O-])=O)[N+]([O-])=O | Chemical |  |  |  | 1 | 0 | Matched to full list of "chemical substances" from all datasets on EPA SRS service. | n.a.
DMR | 3,3'-Dichlorobenzidine | 91941 |  |  | 34631 | _91941 | 48246 | Benzidine, 3,3'-dichloro- | 91-94-1 | _91941 | 48246 | 3,3'-Dichlorobenzidine | [1,1'-Biphenyl]-4,4'-diamine, 3,3'-dichloro- | DTXSID6020432 | 3,3'-Dichlorobenzidine | C12H10Cl2N2 | NC1=C(Cl)C=C(C=C1)C1=CC(Cl)=C(N)C=C1 | Chemical |  |  |  | 1 | 0 | Matched to full list of "chemical substances" from all datasets on EPA SRS service. | n.a.
DMR | 4-Bromophenyl phenyl ether | 101553 |  |  | 34636 | _101553 | 47835 | 4-Bromophenyl phenyl ether | 101-55-3 | _101553 | 47835 | p-Bromophenyl phenyl ether | Benzene, 1-bromo-4-phenoxy- | DTXSID8023927 | p-Bromodiphenyl ether | C12H9BrO | BrC1=CC=C(OC2=CC=CC=C2)C=C1 | Chemical |  |  |  | 1 | 0 | Matched to full list of "chemical substances" from all datasets on EPA SRS service. | n.a.
DMR | 4-Chlorophenyl phenyl ether | 7005723 |  |  | 34641 | _7005723 | 37788 | 4-Chlorophenyl phenyl ether | 7005-72-3 | _7005723 | 37788 | p-Chlorophenyl phenyl ether | Benzene, 1-chloro-4-phenoxy- | DTXSID2052447 | 4-Chlorodiphenyl ether | C12H9ClO | ClC1=CC=C(OC2=CC=CC=C2)C=C1 | Chemical |  |  |  | 1 | 0 | Matched to full list of "chemical substances" from all datasets on EPA SRS service. | n.a.
DMR | 4-Nitrophenol | 100027 |  |  | 34646 | _100027 | 47917 | Phenol, 4-nitro- | 100-02-7 | _100027 | 47917 | p-Nitrophenol | Phenol, 4-nitro- | DTXSID0021834 | 4-Nitrophenol | C6H5NO3 | OC1=CC=C(C=C1)[N+]([O-])=O | Chemical |  |  |  | 1 | 0 | Matched to full list of "chemical substances" from all datasets on EPA SRS service. | n.a.
DMR | 4,6-Dinitro-o-cresol | 534521 |  |  | 34657 | _534521 | 45599 | Dinitro-ortho-cresol (DNOC) | 534-52-1 | _534521 | 45599 | 4,6-Dinitro-o-cresol | Phenol, 2-methyl-4,6-dinitro- | DTXSID1022053 | 2-Methyl-4,6-dinitrophenol | C7H6N2O5 | CC1=C(O)C(=CC(=C1)[N+]([O-])=O)[N+]([O-])=O | Chemical |  |  |  | 1 | 0 | Matched to full list of "chemical substances" from all datasets on EPA SRS service. | n.a.
DMR | Dichlorodifluoromethane | 75718 |  |  | 34668 | _75718 | 48912 | Methane, dichlorodifluoro-, CFC-12 | 75-71-8 | _75718 | 48912 | CFC-12 | Methane, dichlorodifluoro- | DTXSID6020436 | Dichlorodifluoromethane | CCl2F2 | FC(F)(Cl)Cl | Chemical |  |  |  | 1 | 0 | Matched to full list of "chemical substances" from all datasets on EPA SRS service. | n.a.
DMR | PCB-1016 | 12674112 |  |  | 34671 | _12674112 | 61981 | Polychlorinated biphenyl, PCB-1016 | 12674-11-2 | _12674112 | 61981 | Aroclor 1016 | Aroclor 1016 | DTXSID9023883 | Aroclor 1016 | - | - | Chemical |  |  |  | 1 | 0 | Matched to full list of "chemical substances" from all datasets on EPA SRS service. | n.a.
DMR | 2,3,7,8-Tetrachlorodibenzo-p-dioxin | 1746016 |  |  | 34675 | _1746016 | 40776 | 2,3,7,8-Tetrachlorodibenzo-p-dioxin (EPA TRI dioxin distribution 17) | 1746-01-6 | _1746016 | 40776 | 2,3,7,8-Tetrachlorodibenzo-p-dioxin | Dibenzo[b,e][1,4]dioxin, 2,3,7,8-tetrachloro- | DTXSID2021315 | 2,3,7,8-Tetrachlorodibenzo-p-dioxin | C12H4Cl4O2 | ClC1=CC2=C(OC3=C(O2)C=C(Cl)C(Cl)=C3)C=C1Cl | Chemical |  |  |  | 1 | 0 | Matched to full list of "chemical substances" from all datasets on EPA SRS service. | n.a.
DMR | Dioxin (TCDD) suspended | 1746016 |  |  | 34677 | _1746016 | 40776 | 2,3,7,8-Tetrachlorodibenzo-p-dioxin (EPA TRI dioxin distribution 17) | 1746-01-6 | _1746016 | 40776 | 2,3,7,8-Tetrachlorodibenzo-p-dioxin | Dibenzo[b,e][1,4]dioxin, 2,3,7,8-tetrachloro- | DTXSID2021315 | 2,3,7,8-Tetrachlorodibenzo-p-dioxin | C12H4Cl4O2 | ClC1=CC2=C(OC3=C(O2)C=C(Cl)C(Cl)=C3)C=C1Cl | Chemical |  |  |  | 1 | 0 | Matched to full list of "chemical substances" from all datasets on EPA SRS service. | n.a.
DMR | 2,3,7,8-TCDD TEC | (blank) |  |  | 34679 | _n.a. | 40776 | 2,3,7,8-Tetrachlorodibenzo-p-dioxin (EPA TRI dioxin distribution 17) | 1746-01-6 | _1746016 | no match | no match | no match | DTXSID2021315 | 2,3,7,8-Tetrachlorodibenzo-p-dioxin | C12H4Cl4O2 | ClC1=CC2=C(OC3=C(O2)C=C(Cl)C(Cl)=C3)C=C1Cl | Chemical |  |  |  | 0 | 0 |  | n.a.
DMR | Phenol | 108952 |  |  | 34694 | _108952 | 47376 | Phenol | 108-95-2 | _108952 | 47376 | Phenol | Phenol | DTXSID5021124 | Phenol | C6H6O | OC1=CC=CC=C1 | Chemical |  |  |  | 1 | 1 | Matched to full list of "chemical substances" from all datasets on EPA SRS service. | n.a.
DMR | Naphthalene | 91203 |  |  | 34696 | _91203 | 48273 | Naphthalene | 91-20-3 | _91203 | 48273 | Naphthalene | Naphthalene | DTXSID8020913 | Naphthalene | C10H8 | C1=CC2=CC=CC=C2C=C1 | Chemical |  |  |  | 1 | 1 | Matched to full list of "chemical substances" from all datasets on EPA SRS service. | n.a.
DMR | trans-1,3-Dichloro propene | 10061026 |  |  | 34699 | _10061026 | 39275 | trans-1,3-Dichloropropene | 10061-02-6 | _10061026 | 39275 | trans-1,3-Dichloropropene | 1-Propene, 1,3-dichloro-, (1E)- | DTXSID2042480 | trans-1,3-Dichloropropene | C3H4Cl2 | ClC\C=C\Cl | Chemical |  |  |  | 1 | 1 | Matched to full list of "chemical substances" from all datasets on EPA SRS service. | n.a.
DMR | cis-1,3-Dichloropropene | 10061015 |  |  | 34704 | _10061015 | 39276 | Propene, 1,3-dichloro-, (Z)- | 10061-01-5 | _10061015 | 39276 | cis-1,3-Dichloropropene | 1-Propene, 1,3-dichloro-, (Z)- | DTXSID1032305 | (Z)-Dichloropropene | C3H4Cl2 | ClC\C=C/Cl | Chemical |  |  |  | 1 | 0 | Matched to full list of "chemical substances" from all datasets on EPA SRS service. | n.a.
DMR | Benzo(b,k)fluoranthene | (blank) |  |  | 34711 | _n.a. | ERG_324 | Benzo(b,k)fluoranthene | n.a. | _n.a. | no match | no match | no match |  | 0 | 0 | 0 | Element |  |  |  | 1 | 0 |  | n.a.
DMR | Bolero | 28249776 |  |  | 34722 | _28249776 | 92602 | Thiobencarb | 28249-77-6 | _28249776 | 92602 | Thiobencarb | Carbamothioic acid, diethyl-, S-[(4-chlorophenyl)methyl] ester | DTXSID6024337 | Thiobencarb | C12H16ClNOS | CCN(CC)C(=O)SCC1=CC=C(Cl)C=C1 | Chemical |  |  |  | 1 | 1 | Matched to full list of "chemical substances" from all datasets on EPA SRS service. | n.a.
DMR | Nitrogen, ammonia, total (as NH3) | 7664417 |  |  | 34726 | _7664417 | 38644 | Ammonia, as N | 7664-41-7 | _7664417 | 38644 | Ammonia | Ammonia | DTXSID0023872 | Ammonia | H3N | N | Chemical |  |  |  | 1 | 0 | Matched to full list of "chemical substances" from all datasets on EPA SRS service. | n.a.
DMR | Xylene, para- total | 106423 |  |  | 34728 | _106423 | 47528 | p-Xylene | 106-42-3 | _106423 | 47528 | p-Xylene | Benzene, 1,4-dimethyl- | DTXSID2021868 | p-Xylene | C8H10 | CC1=CC=C(C)C=C1 | Chemical |  |  |  | 1 | 1 | Matched to full list of "chemical substances" from all datasets on EPA SRS service. | n.a.
DMR | Surfactants, as CTAS, effluent | (blank) |  |  | 34790 | _n.a. | 79557 | Surfactants, as CTAS, effluent | n.a. | _n.a. | no match | no match | no match |  | 0 | 0 | 0 | Element |  |  |  | 1 | 0 |  | n.a.
DMR | Ethylbenzene | 100414 |  |  | 37371 | _100414 | 94770 | Benzene, ethyl- | 100-41-4 | _100414 | 94770 | Ethylbenzene | Benzene, ethyl- | DTXSID3020596 | Ethylbenzene | C8H10 | CCC1=CC=CC=C1 | Chemical |  |  |  | 1 | 0 | Matched to full list of "chemical substances" from all datasets on EPA SRS service. | n.a.
DMR | Surfactants (MBAS) | (blank) |  |  | 38260 | _n.a. | ERG_904 | Surfactants (MBAS) | n.a. | _n.a. | no match | no match | no match |  | 0 | 0 | 0 | Element |  |  |  | 1 | 0 |  | n.a.
DMR | Ametryn | 834128 |  |  | 38402 | _834128 | 43683 | Ametryn | 834-12-8 | _834128 | 43683 | Ametryn | 1,3,5-Triazine-2,4-diamine, N-ethyl-N'-(1-methylethyl)-6-(methylthio)- | DTXSID1023869 | Ametryn | C9H17N5S | CCNC1=NC(SC)=NC(NC(C)C)=N1 | Chemical |  |  |  | 1 | 1 | Matched to full list of "chemical substances" from all datasets on EPA SRS service. | n.a.
DMR | Dalapon | 75990 |  |  | 38432 | _75990 | 87865 | Propionic acid, 2,2-Dichloro- | 75-99-0 | _75990 | 87865 | Dalapon | Propanoic acid, 2,2-dichloro- | DTXSID2021575 | Dalapon | C3H4Cl2O2 | CC(Cl)(Cl)C(O)=O | Chemical |  |  |  | 1 | 0 | Matched to full list of "chemical substances" from all datasets on EPA SRS service. | n.a.
DMR | Dichloran, total | 99309 |  |  | 38446 | _99309 | 47948 | 2,6-Dichloro-4-nitroaniline | 99-30-9 | _99309 | 47948 | Dichloran | Benzenamine, 2,6-dichloro-4-nitro- | DTXSID2020426 | Dicloran | C6H4Cl2N2O2 | NC1=C(Cl)C=C(C=C1Cl)[N+]([O-])=O | Chemical |  |  |  | 1 | 0 | Matched to full list of "chemical substances" from all datasets on EPA SRS service. | n.a.
DMR | Polyram | 9006422 |  |  | 38528 | _9006422 | 37286 | Metiram | 9006-42-2 | _9006422 | 37286 | Metiram | Metiram | DTXSID9034737 | Metiram | - | - | Chemical |  |  |  | 1 | 1 | Matched to full list of "chemical substances" from all datasets on EPA SRS service. | n.a.
DMR | Benzene, halogenated | (blank) |  |  | 38579 | _n.a. | 80309 | Benzene, halogenated | n.a. | _n.a. | no match | no match | no match |  | 0 | 0 | 0 | Element |  |  |  | 1 | 0 |  | n.a.
DMR | 1,1-Dichloro-2,2,2-trifluoroethane | 306832 |  |  | 38671 | _306832 | 46265 | Ethane, 2,2-dichloro-1,1,1-trifluoro-, HCFC-123 | 306-83-2 | _306832 | 46265 | HCFC-123 | Ethane, 2,2-dichloro-1,1,1-trifluoro- | DTXSID7020712 | 2,2-Dichloro-1,1,1-trifluoroethane | C2HCl2F3 | FC(F)(F)C(Cl)Cl | Chemical |  |  |  | 1 | 0 | Matched to full list of "chemical substances" from all datasets on EPA SRS service. | n.a.
DMR | 1,1-Dichloro-1,2,2,2-tetrafluoroethane | 374072 |  |  | 38675 | _374072 | 46035 | Ethane, 1,1-dichloro-1,2,2,2-tetrafluoro-, CFC-114a | 374-07-2 | _374072 | 46035 | CFC-114a | Ethane, 1,1-dichloro-1,2,2,2-tetrafluoro- | DTXSID9027150 | 1,1-Dichlorotetrafluoroethane | C2Cl2F4 | FC(F)(F)C(F)(Cl)Cl | Chemical |  |  |  | 1 | 0 | Matched to full list of "chemical substances" from all datasets on EPA SRS service. | n.a.
DMR | trans-1,2-Dichloroethene | 156605 |  |  | 78376 | _156605 | 46362 | Ethene, dichloro- (trans) | 156-60-5 | _156605 | 46362 | trans-1,2-Dichloroethylene | Ethene, 1,2-dichloro-, (1E)- | DTXSID7024031 | (E)-1,2-Dichloroethylene | C2H2Cl2 | Cl\C=C\Cl | Chemical |  |  |  | 1 | 0 | Matched to full list of "chemical substances" from all datasets on EPA SRS service. | n.a.
DMR | Bromomethane | 74839 |  |  | 38677 | _74839 | 48547 | Methane, bromo-, Halon 1001 | 74-83-9 | _74839 | 48547 | Methyl bromide | Methane, bromo- | DTXSID8020832 | Methyl bromide | CH3Br | CBr | Chemical |  |  |  | 1 | 0 | Matched to full list of "chemical substances" from all datasets on EPA SRS service. | n.a.
DMR | Chloromethane | 74873 |  |  | 38678 | _74873 | 48543 | Methane, monochloro-, R-40 | 74-87-3 | _74873 | 48543 | Chloromethane | Methane, chloro- | DTXSID0021541 | Chloromethane | CH3Cl | CCl | Chemical |  |  |  | 1 | 0 | Matched to full list of "chemical substances" from all datasets on EPA SRS service. | n.a.
DMR | Dibromomethane | 74953 |  |  | 38679 | _74953 | 48537 | Methane, dibromo- | 74-95-3 | _74953 | 48537 | Dibromomethane | Methane, dibromo- | DTXSID4021557 | Dibromomethane | CH2Br2 | BrCBr | Chemical |  |  |  | 1 | 0 | Matched to full list of "chemical substances" from all datasets on EPA SRS service. | n.a.
DMR | 2-Chlorotoluene | 95498 |  |  | 38681 | _95498 | 47751 | Toluene, 2-chloro- | 95-49-8 | _95498 | 47751 | o-Chlorotoluene | Benzene, 1-chloro-2-methyl- | DTXSID8023977 | 2-Chlorotoluene | C7H7Cl | CC1=C(Cl)C=CC=C1 | Chemical |  |  |  | 1 | 0 | Matched to full list of "chemical substances" from all datasets on EPA SRS service. | n.a.
DMR | 2,3,7,8-Tetrachlorodibenzofuran | 51207319 |  |  | 38691 | _51207319 | 55701 | 2,3,7,8-Tetrachlorodibenzofuran (EPA TRI dioxin distribution 16) | 51207-31-9 | _51207319 | 55701 | 2,3,7,8-Tetrachlorodibenzofuran | Dibenzofuran, 2,3,7,8-tetrachloro- | DTXSID3052147 | 2,3,7,8-Tetrachlorodibenzofuran | C12H4Cl4O | ClC1=CC2=C(C=C1Cl)C1=CC(Cl)=C(Cl)C=C1O2 | Chemical |  |  |  | 1 | 0 | Matched to full list of "chemical substances" from all datasets on EPA SRS service. | n.a.
DMR | Bromodichloromethane, effluent | 75274 |  |  | 38693 | _75274 | 48936 | Methane, bromodichloro-, Halon 1011 | 75-27-4 | _75274 | 48936 | Dichlorobromomethane | Methane, bromodichloro- | DTXSID1020198 | Bromodichloromethane | CHBrCl2 | ClC(Cl)Br | Chemical |  |  |  | 1 | 0 | Matched to full list of "chemical substances" from all datasets on EPA SRS service. | n.a.
DMR | Bentazon, total | 25057890 |  |  | 38710 | _25057890 | 57531 | Bentazone | 25057-89-0 | _25057890 | 57531 | Bentazon | 1H-2,1,3-Benzothiadiazin-4(3H)-one, 3-(1-methylethyl)-, 2,2-dioxide | DTXSID0023901 | Bentazone | C10H12N2O3S | CC(C)N1C(=O)C2=C(NS1(=O)=O)C=CC=C2 | Chemical |  |  |  | 1 | 0 | Matched to full list of "chemical substances" from all datasets on EPA SRS service. | n.a.
DMR | 2,4-DB | 94826 |  |  | 38745 | _94826 | 48470 | Butyric acid, 4-(2,4-dichlorophenoxy)- | 94-82-6 | _94826 | 48470 | 2,4-DB | Butanoic acid, 4-(2,4-dichlorophenoxy)- | DTXSID7024035 | 2,4-DB | C10H10Cl2O3 | OC(=O)CCCOC1=CC=C(Cl)C=C1Cl | Chemical |  |  |  | 1 | 0 | Matched to full list of "chemical substances" from all datasets on EPA SRS service. | n.a.
DMR | Dinoseb | 88857 |  |  | 38779 | _88857 | 88121 | Dinoseb | 88-85-7 | _88857 | 88121 | Dinoseb | Phenol, 2-(1-methylpropyl)-4,6-dinitro- | DTXSID3020207 | Dinoseb | C10H12N2O5 | CCC(C)C1=CC(=CC(=C1O)[N+]([O-])=O)[N+]([O-])=O | Chemical |  |  |  | 1 | 1 | Matched to full list of "chemical substances" from all datasets on EPA SRS service. | n.a.
DMR | Oxamyl | 23135220 |  |  | 38865 | _23135220 | 92455 | Oxamyl | 23135-22-0 | _23135220 | 92455 | Oxamyl | Ethanimidothioic acid, 2-(dimethylamino)-N-[[(methylamino)carbonyl]oxy]-2-oxo-, methyl ester | DTXSID6021086 | Oxamyl | C7H13N3O3S | CNC(=O)ON=C(SC)C(=O)N(C)C | Chemical |  |  |  | 1 | 1 | Matched to full list of "chemical substances" from all datasets on EPA SRS service. | n.a.
DMR | Dechlorane plus | 13560899 |  |  | 38925 | _13560899 | 97858 | Bis(hexachlorocyclopentadieno)cyclooctane | 13560-89-9 | _13560899 | 97858 | Bis(hexachlorocyclopentadieno)cyclooctane | 1,4:7,10-Dimethanodibenzo[a,e]cyclooctene, 1,2,3,4,7,8,9,10,13,13,14,14-dodecachloro-1,4,4a,5,6,6a,7,10,10a,11,12,12a-dodecahydro- | DTXSID7027750 | 1,4:7,10-Dimethanodibenzo[a,e]cyclooctene, 1,2,3,4,7,8,9,10,13,13,14,14-dodecachloro-1,4,4a,5,6,6a,7,10,10a,11,12,12a-dodecahydro- | C18H12Cl12 | ClC1=C(Cl)C2(Cl)C3CCC4C(CCC3C1(Cl)C2(Cl)Cl)C1(Cl)C(Cl)=C(Cl)C4(Cl)C1(Cl)Cl | Chemical |  |  |  | 1 | 1 | Matched to full list of "chemical substances" from all datasets on EPA SRS service. | n.a.
DMR | Endothall salts and esters | (blank) |  |  | 38926 | _n.a. | 35943 | Endothall salts and esters | n.a. | _n.a. | no match | no match | no match |  | 0 | 0 | 0 | Element |  |  |  | 1 | 0 |  | n.a.
DMR | Chlorpyrifos | 2921882 |  |  | 38933 | _2921882 | 92226 | Chlorpyrifos | 2921-88-2 | _2921882 | 92226 | Chlorpyrifos | Phosphorothioic acid, O,O-diethyl O-(3,5,6-trichloro-2-pyridinyl) ester | DTXSID4020458 | Chlorpyrifos | C9H11Cl3NO3PS | CCOP(=S)(OCC)OC1=NC(Cl)=C(Cl)C=C1Cl | Chemical |  |  |  | 1 | 1 | Matched to full list of "chemical substances" from all datasets on EPA SRS service. | n.a.
DMR | Trifluralin | 1582098 |  |  | 39030 | _1582098 | 93632 | Trifluralin | 1582-09-8 | _1582098 | 93632 | Trifluralin | Benzenamine, 2,6-dinitro-N,N-dipropyl-4-(trifluoromethyl)- | DTXSID4021395 | Trifluralin | C13H16F3N3O4 | CCCN(CCC)C1=C(C=C(C=C1[N+]([O-])=O)C(F)(F)F)[N+]([O-])=O | Chemical |  |  |  | 1 | 1 | Matched to full list of "chemical substances" from all datasets on EPA SRS service. | n.a.
DMR | Pentachlorophenol | 87865 |  |  | 39032 | _87865 | 48409 | Phenol, pentachloro- | 87-86-5 | _87865 | 48409 | Pentachlorophenol | Phenol, 2,3,4,5,6-pentachloro- | DTXSID7021106 | Pentachlorophenol | C6HCl5O | OC1=C(Cl)C(Cl)=C(Cl)C(Cl)=C1Cl | Chemical |  |  |  | 1 | 0 | Matched to full list of "chemical substances" from all datasets on EPA SRS service. | n.a.
DMR | Atrazine | 1912249 |  |  | 39033 | _1912249 | 91913 | Atrazine | 1912-24-9 | _1912249 | 91913 | Atrazine | 1,3,5-Triazine-2,4-diamine, 6-chloro-N2-ethyl-N4-(1-methylethyl)- | DTXSID9020112 | Atrazine | C8H14ClN5 | CCNC1=NC(NC(C)C)=NC(Cl)=N1 | Chemical |  |  |  | 1 | 1 | Matched to full list of "chemical substances" from all datasets on EPA SRS service. | n.a.
DMR | Methomyl | 16752775 |  |  | 39051 | _16752775 | 93071 | Methomyl | 16752-77-5 | _16752775 | 93071 | Methomyl | Ethanimidothioic acid, N-[[(methylamino)carbonyl]oxy]-, methyl ester | DTXSID1022267 | Methomyl | C5H10N2O2S | CNC(=O)ON=C(C)SC | Chemical |  |  |  | 1 | 1 | Matched to full list of "chemical substances" from all datasets on EPA SRS service. | n.a.
DMR | Aldicarb | 116063 |  |  | 39053 | _116063 | 47144 | Aldicarb | 116-06-3 | _116063 | 47144 | Aldicarb | Propanal, 2-methyl-2-(methylthio)-, O-[(methylamino)carbonyl]oxime | DTXSID0039223 | Aldicarb | C7H14N2O2S | CNC(=O)ON=CC(C)(C)SC | Chemical |  |  |  | 1 | 1 | Matched to full list of "chemical substances" from all datasets on EPA SRS service. | n.a.
DMR | Simazine | 122349 |  |  | 39055 | _122349 | 94729 | Simazine | 122-34-9 | _122349 | 94729 | Simazine | 1,3,5-Triazine-2,4-diamine, 6-chloro-N2,N4-diethyl- | DTXSID4021268 | Simazine | C7H12ClN5 | CCNC1=NC(NCC)=NC(Cl)=N1 | Chemical |  |  |  | 1 | 1 | Matched to full list of "chemical substances" from all datasets on EPA SRS service. | n.a.
DMR | Total purgeable halocarbons | (blank) |  |  | 39084 | _n.a. | ERG_934 | Total purgeable halocarbons | n.a. | _n.a. | no match | no match | no match |  | 0 | 0 | 0 | Element |  |  |  | 1 | 0 |  | n.a.
DMR | Bis(2-ethylhexyl) phthalate | 117817 |  |  | 39100 | _117817 | 95501 | Phthalate, dioctyl- | 117-81-7 | _117817 | 95501 | Di(2-ethylhexyl) phthalate | 1,2-Benzenedicarboxylic acid, 1,2-bis(2-ethylhexyl) ester | DTXSID5020607 | Di(2-ethylhexyl) phthalate | C24H38O4 | CCCCC(CC)COC(=O)C1=C(C=CC=C1)C(=O)OCC(CC)CCCC | Chemical |  |  |  | 1 | 0 | Matched to full list of "chemical substances" from all datasets on EPA SRS service. | n.a.
DMR | Bis(2-ethylhexyl) phthalate, dry wgt | 117817 |  |  | 39102 | _117817 | 95501 | Phthalate, dioctyl- | 117-81-7 | _117817 | 95501 | Di(2-ethylhexyl) phthalate | 1,2-Benzenedicarboxylic acid, 1,2-bis(2-ethylhexyl) ester | DTXSID5020607 | Di(2-ethylhexyl) phthalate | C24H38O4 | CCCCC(CC)COC(=O)C1=C(C=CC=C1)C(=O)OCC(CC)CCCC | Chemical |  |  |  | 1 | 0 | Matched to full list of "chemical substances" from all datasets on EPA SRS service. | n.a.
DMR | Chloral hydrate | 302170 |  |  | 39108 | _302170 | 91840 | Chloral hydrate | 302-17-0 | _302170 | 91840 | Chloral hydrate | 1,1-Ethanediol, 2,2,2-trichloro- | DTXSID7020261 | Chloral hydrate | C2H3Cl3O2 | OC(O)C(Cl)(Cl)Cl | Chemical |  |  |  | 1 | 1 | Matched to full list of "chemical substances" from all datasets on EPA SRS service. | n.a.
DMR | Di-n-butyl phthalate | 84742 |  |  | 39110 | _84742 | 48873 | Phthalate, dibutyl- | 84-74-2 | _84742 | 48873 | Dibutyl phthalate | 1,2-Benzenedicarboxylic acid, 1,2-dibutyl ester | DTXSID2021781 | Dibutyl phthalate | C16H22O4 | CCCCOC(=O)C1=CC=CC=C1C(=O)OCCCC | Chemical |  |  |  | 1 | 0 | Matched to full list of "chemical substances" from all datasets on EPA SRS service. | n.a.
DMR | Phthalate esters | (blank) |  |  | 39117 | _n.a. | 35834 | Phthalate esters | n.a. | _n.a. | no match | no match | no match |  | 0 | 0 | 0 | Element |  |  |  | 1 | 0 |  | n.a.
DMR | Benzidine | 92875 |  |  | 39120 | _92875 | 48195 | Benzidine | 92-87-5 | _92875 | 48195 | Benzidine | [1,1'-Biphenyl]-4,4'-diamine | DTXSID2020137 | Benzidine | C12H12N2 | NC1=CC=C(C=C1)C1=CC=C(N)C=C1 | Chemical |  |  |  | 1 | 1 | Matched to full list of "chemical substances" from all datasets on EPA SRS service. | n.a.
DMR | Creosote [Coal Tar] | 8001589 |  |  | 39140 | _8001589 | 16148 | Coal tar creosote | 8001-58-9 | _8001589 | 16148 | Creosote | Creosote | DTXSID2023987 | Creosote | - | - | Chemical |  |  |  | 1 | 0 | Matched to full list of "chemical substances" from all datasets on EPA SRS service. | n.a.
DMR | Alachlor | 15972608 |  |  | 39161 | _15972608 | 60955 | Alachlor | 15972-60-8 | _15972608 | 60955 | Alachlor | Acetamide, 2-chloro-N-(2,6-diethylphenyl)-N-(methoxymethyl)- | DTXSID1022265 | Alachlor | C14H20ClNO2 | CCC1=CC=CC(CC)=C1N(COC)C(=O)CCl | Chemical |  |  |  | 1 | 1 | Matched to full list of "chemical substances" from all datasets on EPA SRS service. | n.a.
DMR | Vinyl chloride | 75014 |  |  | 39175 | _75014 | 48531 | Ethene, chloro- | 75-01-4 | _75014 | 48531 | Vinyl chloride | Ethene, chloro- | DTXSID8021434 | Vinyl chloride | C2H3Cl | ClC=C | Chemical |  |  |  | 1 | 0 | Matched to full list of "chemical substances" from all datasets on EPA SRS service. | n.a.
DMR | Trichloroethylene | 79016 |  |  | 39180 | _79016 | 48738 | Ethene, trichloro- | 79-01-6 | _79016 | 48738 | Trichloroethylene | Ethene, 1,1,2-trichloro- | DTXSID0021383 | Trichloroethylene | C2HCl3 | ClC=C(Cl)Cl | Chemical |  |  |  | 1 | 0 | Matched to full list of "chemical substances" from all datasets on EPA SRS service. | n.a.
DMR | 4,4'-DDT | 50293 |  |  | 39300 | _50293 | 49191 | Dichlorodiphenyltrichloroethane (DDT) | 50-29-3 | _50293 | 49191 | p,p'-DDT | Benzene, 1,1'-(2,2,2-trichloroethylidene)bis[4-chloro- | DTXSID4020375 | p,p'-DDT | C14H9Cl5 | ClC1=CC=C(C=C1)C(C1=CC=C(Cl)C=C1)C(Cl)(Cl)Cl | Chemical |  |  |  | 1 | 0 | Matched to full list of "chemical substances" from all datasets on EPA SRS service. | n.a.
DMR | o,p'-DDT | 789026 |  |  | 39305 | _789026 | 44109 | o,p'-DDT | 789-02-6 | _789026 | 44109 | o,p'-DDT | Benzene, 1-chloro-2-[2,2,2-trichloro-1-(4-chlorophenyl)ethyl]- | DTXSID6022345 | o,p'-DDT | C14H9Cl5 | ClC1=CC=C(C=C1)C(C1=CC=CC=C1Cl)C(Cl)(Cl)Cl | Chemical |  |  |  | 1 | 1 | Matched to full list of "chemical substances" from all datasets on EPA SRS service. | n.a.
DMR | 4,4'-DDD | 72548 |  |  | 39310 | _72548 | 48558 | Dichlorodiphenyldichloroethane (DDD) | 72-54-8 | _72548 | 48558 | p,p'-DDD | Benzene, 1,1'-(2,2-dichloroethylidene)bis[4-chloro- | DTXSID4020373 | p,p'-DDD | C14H10Cl4 | ClC(Cl)C(C1=CC=C(Cl)C=C1)C1=CC=C(Cl)C=C1 | Chemical |  |  |  | 1 | 0 | Matched to full list of "chemical substances" from all datasets on EPA SRS service. | n.a.
DMR | 4,4'-DDE | 72559 |  |  | 39320 | _72559 | 88479 | Dichlorodiphenyldichloroethylene (DDE) | 72-55-9 | _72559 | 88479 | p,p'-DDE | Benzene, 1,1'-(dichloroethenylidene)bis[4-chloro- | DTXSID9020374 | p,p'-DDE | C14H8Cl4 | ClC(Cl)=C(C1=CC=C(Cl)C=C1)C1=CC=C(Cl)C=C1 | Chemical |  |  |  | 1 | 0 | Matched to full list of "chemical substances" from all datasets on EPA SRS service. | n.a.
DMR | Aldrin | 309002 |  |  | 39330 | _309002 | 46257 | Aldrin | 309-00-2 | _309002 | 46257 | Aldrin | 1,4:5,8-Dimethanonaphthalene, 1,2,3,4,10,10-hexachloro-1,4,4a,5,8,8a-hexahydro-, (1.alpha.,4.alpha.,4a.beta.,5.alpha.,8.alpha.,8a.beta.)- | DTXSID8020040 | Aldrin | C12H8Cl6 | ClC1=C(Cl)[C@]2(Cl)[C@@H]3[C@@H]4C[C@@H](C=C4)[C@@H]3[C@@]1(Cl)C2(Cl)Cl | Chemical |  |  |  | 1 | 1 | Matched to full list of "chemical substances" from all datasets on EPA SRS service. | n.a.
DMR | .alpha.-BHC | 319846 |  |  | 39336 | _319846 | 94214 | Lindane, alpha- | 319-84-6 | _319846 | 94214 | .alpha.-Hexachlorocyclohexane | Cyclohexane, 1,2,3,4,5,6-hexachloro-, (1.alpha.,2.alpha.,3.beta.,4.alpha.,5.beta.,6.beta.)- | DTXSID2020684 | alpha-1,2,3,4,5,6-Hexachlorocyclohexane | C6H6Cl6 | Cl[C@H]1[C@H](Cl)[C@@H](Cl)[C@H](Cl)[C@H](Cl)[C@H]1Cl | Chemical |  |  |  | 1 | 0 | Matched to full list of "chemical substances" from all datasets on EPA SRS service. | n.a.
DMR | .alpha.-BHC | 319846 |  |  | 39337 | _319846 | 94214 | Lindane, alpha- | 319-84-6 | _319846 | 94214 | .alpha.-Hexachlorocyclohexane | Cyclohexane, 1,2,3,4,5,6-hexachloro-, (1.alpha.,2.alpha.,3.beta.,4.alpha.,5.beta.,6.beta.)- | DTXSID2020684 | alpha-1,2,3,4,5,6-Hexachlorocyclohexane | C6H6Cl6 | Cl[C@H]1[C@H](Cl)[C@@H](Cl)[C@H](Cl)[C@H](Cl)[C@H]1Cl | Chemical |  |  |  | 1 | 0 | Matched to full list of "chemical substances" from all datasets on EPA SRS service. | n.a.
DMR | .beta.-BHC | 319857 |  |  | 39338 | _319857 | 46241 | Lindane, beta- | 319-85-7 | _319857 | 46241 | .beta.-Hexachlorocyclohexane | Cyclohexane, 1,2,3,4,5,6-hexachloro-, (1.alpha.,2.beta.,3.alpha.,4.beta.,5.alpha.,6.beta.)- | DTXSID7020685 | beta-Hexachlorocyclohexane | C6H6Cl6 | Cl[C@H]1[C@H](Cl)[C@@H](Cl)[C@H](Cl)[C@@H](Cl)[C@@H]1Cl | Chemical |  |  |  | 1 | 0 | Matched to full list of "chemical substances" from all datasets on EPA SRS service. | n.a.
DMR | Gamma-BHC | 58899 |  |  | 39340 | _58899 | 49118 | Lindane | 58-89-9 | _58899 | 49118 | Lindane | Cyclohexane, 1,2,3,4,5,6-hexachloro-, (1.alpha.,2.alpha.,3.beta.,4.alpha.,5.alpha.,6.beta.)- | DTXSID2020686 | Lindane | C6H6Cl6 | Cl[C@H]1[C@H](Cl)[C@@H](Cl)[C@@H](Cl)[C@H](Cl)[C@H]1Cl | Chemical |  |  |  | 1 | 1 | Matched to full list of "chemical substances" from all datasets on EPA SRS service. | n.a.
DMR | .gamma.-BHC | 58899 |  |  | 39344 | _58899 | 49118 | Lindane | 58-89-9 | _58899 | 49118 | Lindane | Cyclohexane, 1,2,3,4,5,6-hexachloro-, (1.alpha.,2.alpha.,3.beta.,4.alpha.,5.alpha.,6.beta.)- | DTXSID2020686 | Lindane | C6H6Cl6 | Cl[C@H]1[C@H](Cl)[C@@H](Cl)[C@@H](Cl)[C@H](Cl)[C@H]1Cl | Chemical |  |  |  | 1 | 1 | Matched to full list of "chemical substances" from all datasets on EPA SRS service. | n.a.
DMR | Chlordane, .alpha.-, whole water | 5103719 |  |  | 39348 | _5103719 | 89846 | Chlordane, cis- | 5103-71-9 | _5103719 | 89846 | cis-Chlordane | 4,7-Methano-1H-indene, 1,2,4,5,6,7,8,8-octachloro-2,3,3a,4,7,7a-hexahydro-, (1R,2S,3aS,4S,7R,7aS)-rel | DTXSID6038326 | cis-Chlordane | C10H6Cl8 | Cl[C@H]1C[C@H]2[C@@H]([C@H]1Cl)[C@@]1(Cl)C(Cl)=C(Cl)[C@]2(Cl)C1(Cl)Cl | Chemical |  |  |  | 1 | 0 | Matched to full list of "chemical substances" from all datasets on EPA SRS service. | n.a.
DMR | Chlordane (tech mix. and metabolites) | (blank) |  |  | 39350 | _n.a. | ERG_629 | Chlordane (tech mix. and metabolites) | n.a. | _n.a. | no match | no match | no match |  | 0 | 0 | 0 | Element |  |  |  | 1 | 0 |  | n.a.
DMR | Metolachlor | 51218452 |  |  | 39356 | _51218452 | 89827 | Metolachlor | 51218-45-2 | _51218452 | 89827 | Metolachlor | Acetamide, 2-chloro-N-(2-ethyl-6-methylphenyl)-N-(2-methoxy-1-methylethyl)- | DTXSID4022448 | Metolachlor | C15H22ClNO2 | CCC1=C(N(C(C)COC)C(=O)CCl)C(C)=CC=C1 | Chemical |  |  |  | 1 | 1 | Matched to full list of "chemical substances" from all datasets on EPA SRS service. | n.a.
DMR | DDD in whole water sample | 72548 |  |  | 39360 | _72548 | 48558 | Dichlorodiphenyldichloroethane (DDD) | 72-54-8 | _72548 | 48558 | p,p'-DDD | Benzene, 1,1'-(2,2-dichloroethylidene)bis[4-chloro- | DTXSID4020373 | p,p'-DDD | C14H10Cl4 | ClC(Cl)C(C1=CC=C(Cl)C=C1)C1=CC=C(Cl)C=C1 | Chemical |  |  |  | 1 | 0 | Matched to full list of "chemical substances" from all datasets on EPA SRS service. | n.a.
DMR | DDE | 72559 |  |  | 39365 | _72559 | 88479 | Dichlorodiphenyldichloroethylene (DDE) | 72-55-9 | _72559 | 88479 | p,p'-DDE | Benzene, 1,1'-(dichloroethenylidene)bis[4-chloro- | DTXSID9020374 | p,p'-DDE | C14H8Cl4 | ClC(Cl)=C(C1=CC=C(Cl)C=C1)C1=CC=C(Cl)C=C1 | Chemical |  |  |  | 1 | 0 | Matched to full list of "chemical substances" from all datasets on EPA SRS service. | n.a.
DMR | DDT | 50293 |  |  | 39370 | _50293 | 49191 | Dichlorodiphenyltrichloroethane (DDT) | 50-29-3 | _50293 | 49191 | p,p'-DDT | Benzene, 1,1'-(2,2,2-trichloroethylidene)bis[4-chloro- | DTXSID4020375 | p,p'-DDT | C14H9Cl5 | ClC1=CC=C(C=C1)C(C1=CC=C(Cl)C=C1)C(Cl)(Cl)Cl | Chemical |  |  |  | 1 | 0 | Matched to full list of "chemical substances" from all datasets on EPA SRS service. | n.a.
DMR | DDT/DDD/DDE, sum of p,p' & o,p' isomers | (blank) |  |  | 39379 | _n.a. | ERG_659 | DDT/DDD/DDE, sum of p,p' & o,p' isomers | n.a. | _n.a. | no match | no match | no match |  | 0 | 0 | 0 | Element |  |  |  | 1 | 0 |  | n.a.
DMR | Dieldrin | 60571 |  |  | 39380 | _60571 | 49086 | Dieldrin | 60-57-1 | _60571 | 49086 | Dieldrin | 2,7:3,6-Dimethanonaphth[2,3-b]oxirene, 3,4,5,6,9,9-hexachloro-1a,2,2a,3,6,6a,7,7a-octahydro-, (1aR,2R,2aS,3S,6R,6aR,7S,7aS)-rel- | DTXSID9020453 | Dieldrin | C12H8Cl6O | ClC1=C(Cl)[C@]2(Cl)[C@@H]3[C@@H]4C[C@@H]([C@H]5O[C@@H]45)[C@@H]3[C@@]1(Cl)C2(Cl)Cl | Chemical |  |  |  | 1 | 1 | Matched to full list of "chemical substances" from all datasets on EPA SRS service. | n.a.
DMR | Endosulfan, total | 115297 |  |  | 39388 | _115297 | 47164 | Endosulfan | 115-29-7 | _115297 | 47164 | Endosulfan | 6,9-Methano-2,4,3-benzodioxathiepin, 6,7,8,9,10,10-hexachloro-1,5,5a,6,9,9a-hexahydro-, 3-oxide | DTXSID1020560 | Endosulfan | C9H6Cl6O3S | ClC1=C(Cl)C2(Cl)C3COS(=O)OCC3C1(Cl)C2(Cl)Cl | Chemical |  |  |  | 1 | 1 | Matched to full list of "chemical substances" from all datasets on EPA SRS service. | n.a.
DMR | Endrin | 72208 |  |  | 39390 | _72208 | 48561 | Endrin | 72-20-8 | _72208 | 48561 | Endrin | 2,7:3,6-Dimethanonaphth[2,3-b]oxirene, 3,4,5,6,9,9-hexachloro-1a,2,2a,3,6,6a,7,7a-octahydro-, (1aR,2R,2aR,3R,6S,6aS,7S,7aS)-rel- | DTXSID6020561 | Endrin | C12H8Cl6O | ClC1=C(Cl)[C@]2(Cl)[C@@H]3[C@H]4C[C@H]([C@@H]5O[C@H]45)[C@@H]3[C@@]1(Cl)C2(Cl)Cl | Chemical |  |  |  | 1 | 1 | Matched to full list of "chemical substances" from all datasets on EPA SRS service. | n.a.
DMR | Toxaphene | 8001352 |  |  | 39400 | _8001352 | 87298 | Toxaphene | 8001-35-2 | _8001352 | 87298 | Toxaphene | Toxaphene | DTXSID7021368 | Toxaphene | - | - | Chemical |  |  |  | 1 | 1 | Matched to full list of "chemical substances" from all datasets on EPA SRS service. | n.a.
DMR | Heptachlor | 76448 |  |  | 39410 | _76448 | 87744 | Heptachlor | 76-44-8 | _76448 | 87744 | Heptachlor | 4,7-Methano-1H-indene, 1,4,5,6,7,8,8-heptachloro-3a,4,7,7a-tetrahydro- | DTXSID3020679 | Heptachlor | C10H5Cl7 | ClC1C=CC2C1C1(Cl)C(Cl)=C(Cl)C2(Cl)C1(Cl)Cl | Chemical |  |  |  | 1 | 1 | Matched to full list of "chemical substances" from all datasets on EPA SRS service. | n.a.
DMR | Heptachlor epoxide | 1024573 |  |  | 39420 | _1024573 | 43710 | Heptachlor epoxide | 1024-57-3 | _1024573 | 43710 | Heptachlor epoxide | 2,5-Methano-2H-indeno[1,2-b]oxirene, 2,3,4,5,6,7,7-heptachloro-1a,1b,5,5a,6,6a-hexahydro-,(1aR,1bS,2R,5S,5aR,6S,6aR)-rel- | DTXSID1024126 | Heptachlor epoxide | C10H5Cl7O | ClC1C2OC2C2C1C1(Cl)C(Cl)=C(Cl)C2(Cl)C1(Cl)Cl | Chemical |  |  |  | 1 | 1 | Matched to full list of "chemical substances" from all datasets on EPA SRS service. | n.a.
DMR | Methoxychlor | 72435 |  |  | 39480 | _72435 | 48560 | Methoxychlor | 72-43-5 | _72435 | 48560 | Methoxychlor | Benzene, 1,1'-(2,2,2-trichloroethylidene)bis[4-methoxy- | DTXSID9020827 | Methoxychlor | C16H15Cl3O2 | COC1=CC=C(C=C1)C(C1=CC=C(OC)C=C1)C(Cl)(Cl)Cl | Chemical |  |  |  | 1 | 1 | Matched to full list of "chemical substances" from all datasets on EPA SRS service. | n.a.
DMR | PCB-1221 | 11104282 |  |  | 39488 | _11104282 | 38807 | Aroclor 1221 | 11104-28-2 | _11104282 | 38807 | Aroclor 1221 | Aroclor 1221 | DTXSID3093945 | Aroclor 1221 | - | - | Chemical |  |  |  | 1 | 1 | Matched to full list of "chemical substances" from all datasets on EPA SRS service. | n.a.
DMR | PCB-1232 | 11141165 |  |  | 39492 | _11141165 | 62305 | Aroclor 1232 | 11141-16-5 | _11141165 | 62305 | Aroclor 1232 | Aroclor 1232 | DTXSID3093949 | Aroclor 1232 | - | - | Chemical |  |  |  | 1 | 1 | Matched to full list of "chemical substances" from all datasets on EPA SRS service. | n.a.
DMR | PCB-1242 | 53469219 |  |  | 39496 | _53469219 | 51347 | Aroclor 1242 | 53469-21-9 | _53469219 | 51347 | Aroclor 1242 | PCB 1242 | DTXSID3040223 | Aroclor 1242 | - | - | Chemical |  |  |  | 1 | 1 | Matched to full list of "chemical substances" from all datasets on EPA SRS service. | n.a.
DMR | PCB-1248 | 12672296 |  |  | 39500 | _12672296 | 61983 | Aroclor 1248 | 12672-29-6 | _12672296 | 61983 | Aroclor 1248 | PCB 1248 | DTXSID4023884 | Aroclor 1248 | - | - | Chemical |  |  |  | 1 | 1 | Matched to full list of "chemical substances" from all datasets on EPA SRS service. | n.a.
DMR | PCB-1254 | 11097691 |  |  | 39504 | _11097691 | 38818 | Polychlorinated biphenyl, PCB-1254 | 11097-69-1 | _11097691 | 38818 | Aroclor 1254 | PCB 1254 | DTXSID5020100 | Aroclor 1254 | - | - | Chemical |  |  |  | 1 | 0 | Matched to full list of "chemical substances" from all datasets on EPA SRS service. | n.a.
DMR | PCB-1260 | 11096825 |  |  | 39508 | _11096825 | 38820 | Polychlorinated biphenyl, PCB-1260 | 11096-82-5 | _11096825 | 38820 | Aroclor 1260 | PCB 1260 | DTXSID0020101 | Aroclor 1260 | - | - | Chemical |  |  |  | 1 | 0 | Matched to full list of "chemical substances" from all datasets on EPA SRS service. | n.a.
DMR | Polychlorinated biphenyls (PCBs) | 1336363 |  |  | 39516 | _1336363 | 16366 | Polychlorinated biphenyls (PCBs) | 1336-36-3 | _1336363 | 16366 | Polychlorinated biphenyls | 1,1'-Biphenyl, chloro derivs. | DTXSID5024267 | Polychlorinated biphenyls | C12 | [*]C1=C([*])C([*])=C(C([*])=C1[*])C1=C([*])C([*])=C([*])C([*])=C1[*] ¦$_R1;;;_R1;;_R1;;;_R1;;_R1;;;_R1;;_R1;;_R1;;_R1;;_R1$,c:1,5,8,12,20,t:16,RG:_R1={Cl* ¦$;_AP1$,lp:0:2¦},LOG={_R1:;H;>0}¦ | Chemical |  |  |  | 1 | 0 | Matched to full list of "chemical substances" from all datasets on EPA SRS service. | n.a.
DMR | Malathion | 121755 |  |  | 39530 | _121755 | 46970 | Malathion | 121-75-5 | _121755 | 46970 | Malathion | Butanedioic acid, [(dimethoxyphosphinothioyl)thio]-, diethyl ester | DTXSID4020791 | Malathion | C10H19O6PS2 | CCOC(=O)CC(SP(=S)(OC)OC)C(=O)OCC | Chemical |  |  |  | 1 | 1 | Matched to full list of "chemical substances" from all datasets on EPA SRS service. | n.a.
DMR | Parathion | 56382 |  |  | 39540 | _56382 | 48961 | Parathion | 56-38-2 | _56382 | 48961 | Parathion | Phosphorothioic acid, O,O-diethyl O-(4-nitrophenyl) ester | DTXSID7021100 | Parathion | C10H14NO5PS | CCOP(=S)(OCC)OC1=CC=C(C=C1)[N+]([O-])=O | Chemical |  |  |  | 1 | 1 | Matched to full list of "chemical substances" from all datasets on EPA SRS service. | n.a.
DMR | Demeton | 8065483 |  |  | 39560 | _8065483 | 87176 | Demeton | 8065-48-3 | _8065483 | 87176 | Demeton | Phosphorothioic acid, O,O-diethyl O-[2-(ethylthio)ethyl] ester, mixt. with O,O-diethyl S-[2-(ethylthio)ethyl] phosphorothioate | DTXSID5022306 | Demeton | - | - | Chemical |  |  |  | 1 | 1 | Matched to full list of "chemical substances" from all datasets on EPA SRS service. | n.a.
DMR | Diazinon | 333415 |  |  | 39570 | _333415 | 46209 | Diazinon | 333-41-5 | _333415 | 46209 | Diazinon | Phosphorothioic acid, O,O-diethyl O-[6-methyl-2-(1-methylethyl)-4-pyrimidinyl] ester | DTXSID9020407 | Diazinon | C12H21N2O3PS | CCOP(=S)(OCC)OC1=NC(=NC(C)=C1)C(C)C | Chemical |  |  |  | 1 | 1 | Matched to full list of "chemical substances" from all datasets on EPA SRS service. | n.a.
DMR | Guthion | 86500 |  |  | 39580 | _86500 | 48453 | Azinphos-methyl | 86-50-0 | _86500 | 48453 | Azinphos-methyl | Phosphorodithioic acid, O,O-dimethyl S-[(4-oxo-1,2,3-benzotriazin-3(4H)-yl)methyl] ester | DTXSID3020122 | Azinphos-methyl | C10H12N3O3PS2 | COP(=S)(OC)SCN1N=NC2=C(C=CC=C2)C1=O | Chemical |  |  |  | 1 | 1 | Matched to full list of "chemical substances" from all datasets on EPA SRS service. | n.a.
DMR | Atrazine, dissolved | 1912249 |  |  | 39632 | _1912249 | 91913 | Atrazine | 1912-24-9 | _1912249 | 91913 | Atrazine | 1,3,5-Triazine-2,4-diamine, 6-chloro-N2-ethyl-N4-(1-methylethyl)- | DTXSID9020112 | Atrazine | C8H14ClN5 | CCNC1=NC(NC(C)C)=NC(Cl)=N1 | Chemical |  |  |  | 1 | 1 | Matched to full list of "chemical substances" from all datasets on EPA SRS service. | n.a.
DMR | Diuron | 330541 |  |  | 39650 | _330541 | 46215 | Diuron | 330-54-1 | _330541 | 46215 | Diuron | Urea, N'-(3,4-dichlorophenyl)-N,N-dimethyl- | DTXSID0020446 | Diuron | C9H10Cl2N2O | CN(C)C(=O)NC1=CC(Cl)=C(Cl)C=C1 | Chemical |  |  |  | 1 | 1 | Matched to full list of "chemical substances" from all datasets on EPA SRS service. | n.a.
DMR | Hexachlorobenzene | 118741 |  |  | 39700 | _118741 | 95480 | Benzene, hexachloro- | 118-74-1 | _118741 | 95480 | Hexachlorobenzene | Benzene, 1,2,3,4,5,6-hexachloro- | DTXSID2020682 | Hexachlorobenzene | C6Cl6 | ClC1=C(Cl)C(Cl)=C(Cl)C(Cl)=C1Cl | Chemical |  |  |  | 1 | 0 | Matched to full list of "chemical substances" from all datasets on EPA SRS service. | n.a.
DMR | Hexachlorobutadiene | 87683 |  |  | 39702 | _87683 | 48415 | Butadiene, hexachloro- | 87-68-3 | _87683 | 48415 | Hexachlorobutadiene | 1,3-Butadiene, 1,1,2,3,4,4-hexachloro- | DTXSID7020683 | Hexachloro-1,3-butadiene | C4Cl6 | ClC(Cl)=C(Cl)C(Cl)=C(Cl)Cl | Chemical |  |  |  | 1 | 0 | Matched to full list of "chemical substances" from all datasets on EPA SRS service. | n.a.
DMR | Picloram | 1918021 |  |  | 39720 | _1918021 | 91763 | Picloram | 1918-02-1 | _1918021 | 91763 | Picloram | 2-Pyridinecarboxylic acid, 4-amino-3,5,6-trichloro- | DTXSID1021160 | Picloram | C6H3Cl3N2O2 | NC1=C(Cl)C(Cl)=NC(C(O)=O)=C1Cl | Chemical |  |  |  | 1 | 1 | Matched to full list of "chemical substances" from all datasets on EPA SRS service. | n.a.
DMR | 2,4-Dichlorophenoxyacetic acid | 94757 |  |  | 39730 | _94757 | 48475 | 2,4-D | 94-75-7 | _94757 | 48475 | 2,4-D | Acetic acid, 2-(2,4-dichlorophenoxy)- | DTXSID0020442 | 2,4-Dichlorophenoxyacetic acid | C8H6Cl2O3 | OC(=O)COC1=C(Cl)C=C(Cl)C=C1 | Chemical |  |  |  | 1 | 1 | Matched to full list of "chemical substances" from all datasets on EPA SRS service. | n.a.
DMR | 2,4,5-T | 93765 |  |  | 39740 | _93765 | 87689 | 2,4,5-T | 93-76-5 | _93765 | 87689 | 2,4,5-T | Acetic acid, 2-(2,4,5-trichlorophenoxy)- | DTXSID5021388 | 2,4,5-Trichlorophenoxyacetic acid | C8H5Cl3O3 | OC(=O)COC1=C(Cl)C=C(Cl)C(Cl)=C1 | Chemical |  |  |  | 1 | 1 | Matched to full list of "chemical substances" from all datasets on EPA SRS service. | n.a.
DMR | Mirex | 2385855 |  |  | 39755 | _2385855 | 92090 | Mirex | 2385-85-5 | _2385855 | 92090 | Mirex | 1,3,4-Metheno-1H-cyclobuta[cd]pentalene, 1,1a,2,2,3,3a,4,5,5,5a,5b,6-dodecachlorooctahydro- | DTXSID7020895 | Mirex | C10Cl12 | ClC12C3(Cl)C4(Cl)C5(Cl)C(Cl)(C1(Cl)C4(Cl)Cl)C2(Cl)C(Cl)(Cl)C35Cl | Chemical |  |  |  | 1 | 1 | Matched to full list of "chemical substances" from all datasets on EPA SRS service. | n.a.
DMR | Silvex | 93721 |  |  | 39760 | _93721 | 48153 | Fenoprop | 93-72-1 | _93721 | 48153 | Silvex | Propanoic acid, 2-(2,4,5-trichlorophenoxy)- | DTXSID0021387 | 2-(2,4,5-Trichlorophenoxy)propionic acid | C9H7Cl3O3 | CC(OC1=C(Cl)C=C(Cl)C(Cl)=C1)C(O)=O | Chemical |  |  |  | 1 | 0 | Matched to full list of "chemical substances" from all datasets on EPA SRS service. | n.a.
DMR | Dacthal | 1861321 |  |  | 39770 | _1861321 | 40347 | Terephthalate, dimethyl 2,3,5,6-tetrachloro- | 1861-32-1 | _1861321 | 40347 | Chlorthal-dimethyl | 1,4-Benzenedicarboxylic acid, 2,3,5,6-tetrachloro-, dimethyl ester | DTXSID0024000 | Chlorthal-dimethyl | C10H6Cl4O4 | COC(=O)C1=C(Cl)C(Cl)=C(C(=O)OC)C(Cl)=C1Cl | Chemical |  |  |  | 1 | 0 | Matched to full list of "chemical substances" from all datasets on EPA SRS service. | n.a.
DMR | Lindane | 58899 |  |  | 39782 | _58899 | 49118 | Lindane | 58-89-9 | _58899 | 49118 | Lindane | Cyclohexane, 1,2,3,4,5,6-hexachloro-, (1.alpha.,2.alpha.,3.beta.,4.alpha.,5.alpha.,6.beta.)- | DTXSID2020686 | Lindane | C6H6Cl6 | Cl[C@H]1[C@H](Cl)[C@@H](Cl)[C@@H](Cl)[C@H](Cl)[C@H]1Cl | Chemical |  |  |  | 1 | 1 | Matched to full list of "chemical substances" from all datasets on EPA SRS service. | n.a.
DMR | .gamma.-Chlordane, whole water | 5566347 |  |  | 39810 | _5566347 | 38598 | 2,2,4,5,6,7,8,8-Octachloro-2,3,3a,4,7,7a-hexahydro-4,7-methano-1H-indene | 5566-34-7 | _5566347 | 38598 | 2,2,4,5,6,7,8,8-Octachloro-2,3,3a,4,7,7a-hexahydro-4,7-methano-1H-indene | 4,7-Methano-1H-indene, 2,2,4,5,6,7,8,8-octachloro-2,3,3a,4,7,7a-hexahydro- | DTXSID10858938 | 2,2,4,5,6,7,8,8-Octachloro-2,3,3a,4,7,7a-hexahydro-4,7-methano-1H-indene | C10H6Cl8 | ClC1=C(Cl)C2(Cl)C3CC(Cl)(Cl)CC3C1(Cl)C2(Cl)Cl | Chemical |  |  |  | 1 | 1 | Matched to full list of "chemical substances" from all datasets on EPA SRS service. | n.a.
DMR | Pyrethrins | 8003347 |  |  | 39930 | _8003347 | 36969 | Pyrethrum | 8003-34-7 | _8003347 | 36969 | Pyrethrins | Pyrethrins and Pyrethroids | DTXSID8034873 | Pyrethrins | - | - | Chemical |  |  |  | 1 | 0 | Matched to full list of "chemical substances" from all datasets on EPA SRS service. | n.a.
DMR | Hydrocarbons, aromatic | 63231516 |  |  | 39942 | _63231516 | 81718 | Aromatic hydrocarbons | 63231-51-6 | _63231516 | 81718 | Aromatic hydrocarbons | Aromatic hydrocarbons | DTXSID30107718 | Aromatic hydrocarbons | - | - | Chemical |  |  |  | 1 | 1 | Matched to full list of "chemical substances" from all datasets on EPA SRS service. | n.a.
DMR | Isopropyl acetate | 108214 |  |  | 45013 | _108214 | 47422 | Isopropyl acetate | 108-21-4 | _108214 | 47422 | Isopropyl acetate | Acetic acid, 1-methylethyl ester | DTXSID2025478 | Isopropyl acetate | C5H10O2 | CC(C)OC(C)=O | Chemical |  |  |  | 1 | 1 | Matched to full list of "chemical substances" from all datasets on EPA SRS service. | n.a.
DMR | Chlorodifluoromethane | 75456 |  |  | 45028 | _75456 | 48927 | Methane, chlorodifluoro-, HCFC-22 | 75-45-6 | _75456 | 48927 | HCFC-22 | Methane, chlorodifluoro- | DTXSID6020301 | Chlorodifluoromethane | CHClF2 | FC(F)Cl | Chemical |  |  |  | 1 | 0 | Matched to full list of "chemical substances" from all datasets on EPA SRS service. | n.a.
DMR | Methyl phenol | 1319773 |  |  | 45058 | _1319773 | 43230 | Cresol(s) | 1319-77-3 | _1319773 | 43230 | Cresol | Phenol, methyl- | DTXSID3024364 | Cresol | C7H8O | C*.OC1=CC=CC=C1 ¦c:4,6,t:2,lp:2:2,m:1:6.7.8¦ | Chemical |  |  |  | 1 | 0 | Matched to full list of "chemical substances" from all datasets on EPA SRS service. | n.a.
DMR | Methylstyrene | 98839 |  |  | 45097 | _98839 | 87273 | .alpha.-Methylstyrene | 98-83-9 | _98839 | 87273 | .alpha.-Methylstyrene | Benzene, (1-methylethenyl)- | DTXSID9025661 | alpha-Methylstyrene | C9H10 | CC(=C)C1=CC=CC=C1 | Chemical |  |  |  | 1 | 1 | Matched to full list of "chemical substances" from all datasets on EPA SRS service. | n.a.
DMR | Alkyl bensene sulfonates, linear (LAS) | 42615292 |  |  | 45131 | _42615292 | 53882 | Benzenesulfonic acid, alkyl derivs. | 42615-29-2 | _42615292 | 53882 | Benzenesulfonic acid, alkyl derivs. | Benzenesulfonic acid, alkyl derivs. | DTXSID3020041 | Alkylbenzenesulfonate, linear | (CH2)y(CH2)xC7H8O3S | [H]CC(C[H])C1=CC=C(C=C1)S(O)(=O)=O | Chemical |  |  |  | 1 | 1 | Matched to full list of "chemical substances" from all datasets on EPA SRS service. | n.a.
DMR | Butanol | 71363 |  |  | 45265 | _71363 | 48572 | 1-Butanol | 71-36-3 | _71363 | 48572 | 1-Butanol | 1-Butanol | DTXSID1021740 | 1-Butanol | C4H10O | CCCCO | Chemical |  |  |  | 1 | 1 | Matched to full list of "chemical substances" from all datasets on EPA SRS service. | n.a.
DMR | Petrol hydrocarbons, total recoverable | (blank) |  |  | 45501 | _n.a. | ERG_853 | Petrol hydrocarbons, total recoverable | n.a. | _n.a. | no match | no match | no match |  | 0 | 0 | 0 | Element |  |  |  | 1 | 0 |  | n.a.
DMR | 1,3-Dinitrobenzene | 99650 |  |  | 45622 | _99650 | 47935 | Benzene, 1,3-dinitro- | 99-65-0 | _99650 | 47935 | m-Dinitrobenzene | Benzene, 1,3-dinitro- | DTXSID9024065 | 1,3-Dinitrobenzene | C6H4N2O4 | [O-][N+](=O)C1=CC(=CC=C1)[N+]([O-])=O | Chemical |  |  |  | 1 | 0 | Matched to full list of "chemical substances" from all datasets on EPA SRS service. | n.a.
DMR | Phenols | (blank) |  |  | 46000 | _n.a. | 35995 | Phenols | n.a. | _n.a. | no match | no match | no match |  | 0 | 0 | 0 | Element |  |  |  | 1 | 0 |  | n.a.
DMR | Hydrocarbons, total gas chromatograph | 308067530 |  |  | 46116 | _308067530 | 80291 | Hydrocarbons | 308067-53-0 | _308067530 | 80291 | Hydrocarbons | Hydrocarbons | DTXSID10107872 | Hydrocarbons | - | - | Chemical |  |  |  | 1 | 1 | Matched to full list of "chemical substances" from all datasets on EPA SRS service. | n.a.
DMR | Chloride | 16887006 |  |  | 46225 | _16887006 | 59791 | Chloride | 16887-00-6 | _16887006 | 59791 | Chloride | Chloride | DTXSID6043969 | Chloride | Cl | [Cl-] | Chemical |  |  |  | 1 | 1 | Matched to full list of "chemical substances" from all datasets on EPA SRS service. | n.a.
DMR | Ethyl parathion | 56382 |  |  | 46315 | _56382 | 48961 | Parathion | 56-38-2 | _56382 | 48961 | Parathion | Phosphorothioic acid, O,O-diethyl O-(4-nitrophenyl) ester | DTXSID7021100 | Parathion | C10H14NO5PS | CCOP(=S)(OCC)OC1=CC=C(C=C1)[N+]([O-])=O | Chemical |  |  |  | 1 | 1 | Matched to full list of "chemical substances" from all datasets on EPA SRS service. | n.a.
DMR | 3-Nitrotoluene | 99081 |  |  | 46341 | _99081 | 87265 | Benzene, 1-methyl-3-nitro- | 99-08-1 | _99081 | 87265 | m-Nitrotoluene | Benzene, 1-methyl-3-nitro- | DTXSID5021831 | 3-Nitrotoluene | C7H7NO2 | CC1=CC(=CC=C1)[N+]([O-])=O | Chemical |  |  |  | 1 | 0 | Matched to full list of "chemical substances" from all datasets on EPA SRS service. | n.a.
DMR | cis-1,2-Dichloroethylene, total | 156592 |  |  | 46363 | _156592 | 46363 | Ethene, dichloro- (cis) | 156-59-2 | _156592 | 46363 | cis-1,2-Dichloroethylene | Ethene, 1,2-dichloro-, (1Z)- | DTXSID2024030 | (Z)-1,2-Dichloroethylene | C2H2Cl2 | Cl\C=C/Cl | Chemical |  |  |  | 1 | 0 | Matched to full list of "chemical substances" from all datasets on EPA SRS service. | n.a.
DMR | 2,2-Dichloropropane | 594207 |  |  | 46366 | _594207 | 88674 | Propane, 2,2-dichloro- | 594-20-7 | _594207 | 88674 | 2,2-Dichloropropane | Propane, 2,2-dichloro- | DTXSID7030060 | 2,2-Dichloropropane | C3H6Cl2 | CC(C)(Cl)Cl | Chemical |  |  |  | 1 | 0 | Matched to full list of "chemical substances" from all datasets on EPA SRS service. | n.a.
DMR | Cadmium, dry weight | 7440439 |  |  | 46395 | _7440439 | 36835 | Cadmium | 7440-43-9 | _7440439 | 36835 | Cadmium | Cadmium | DTXSID1023940 | Cadmium | Cd | [Cd] | Element |  |  |  | 1 | 1 | Matched to full list of "chemical substances" from all datasets on EPA SRS service. | n.a.
DMR | Diethylene glycol dinitrate, total | 693210 |  |  | 46476 | _693210 | 44310 | Diethylene glycol dinitrate | 693-21-0 | _693210 | 44310 | Diethylene glycol dinitrate | Ethanol, 2,2'-oxybis-, 1,1'-dinitrate | DTXSID1024047 | Diethylene glycol dinitrate | C4H8N2O7 | [O-][N+](=O)OCCOCCO[N+]([O-])=O | Chemical |  |  |  | 1 | 1 | Matched to full list of "chemical substances" from all datasets on EPA SRS service. | n.a.
DMR | Hardness, Ca Mg Calculated (mg/L as CaCO3) | (blank) |  |  | 46570 | _n.a. | no match | no match | no match | _n.a. | no match | no match | no match |  |  |  |  | Not a chemical |  |  |  | 1 | 1 |  | n.a.
DMR | Methylene blue active substances | (blank) |  |  | 47021 | _n.a. | ERG_769 | Methylene blue active substances | n.a. | _n.a. | no match | no match | no match |  | 0 | 0 | 0 | Element |  |  |  | 1 | 0 |  | n.a.
DMR | BOD, 5-day, 20 deg C per cfs of streamflw | (blank) |  |  | 47024 | _n.a. | ERG_333 | Biological Oxygen Demand (BOD5) | n.a. | _n.a. | no match | no match | no match |  | 0 | 0 | 0 | Chemical |  |  |  | 1 | 0 |  | n.a.
DMR | Sodium salt of acifluorofen | 62476599 |  |  | 49014 | _62476599 | 89542 | Acifluorfen sodium salt | 62476-59-9 | _62476599 | 89542 | Acifluorfen, sodium salt | Benzoic acid, 5-[2-chloro-4-(trifluoromethyl)phenoxy]-2-nitro-, sodium salt (1:1) | DTXSID7023853 | Acifluorfen-sodium | C14H6ClF3NNaO5 | [Na+].[O-]C(=O)C1=C(C=CC(OC2=CC=C(C=C2Cl)C(F)(F)F)=C1)[N+]([O-])=O | Chemical |  |  |  | 1 | 0 | Matched to full list of "chemical substances" from all datasets on EPA SRS service. | n.a.
DMR | 1,2-Dibromo-3-chloropropane | 96128 |  |  | 49146 | _96128 | 48146 | Propane, 1,2-dibromo-3-chloro- | 96-12-8 | _96128 | 48146 | 1,2-Dibromo-3-chloropropane | Propane, 1,2-dibromo-3-chloro- | DTXSID3020413 | 1,2-Dibromo-3-chloropropane | C3H5Br2Cl | ClCC(Br)CBr | Chemical |  |  |  | 1 | 0 | Matched to full list of "chemical substances" from all datasets on EPA SRS service. | n.a.
DMR | Sanitary waste, BOD, 5-day | (blank) |  |  | 49160 | _n.a. | no match | no match | no match | _n.a. | no match | no match | no match |  |  |  |  | Not a chemical |  |  |  | 1 | 1 |  | n.a.
DMR | Sanitary waste, TSS | (blank) |  |  | 49164 | _n.a. | no match | no match | no match | _n.a. | no match | no match | no match |  |  |  |  | Not a chemical |  |  |  | 1 | 1 |  | n.a.
DMR | trans-1,4-Dichloro-2-butene | 110576 |  |  | 49263 | _110576 | 96270 | Butene, 1,4-dichloro-2- (trans) | 110-57-6 | _110576 | 96270 | trans-1,4-Dichloro-2-butene | 2-Butene, 1,4-dichloro-, (2E)- | DTXSID6020434 | (2E)-1,4-Dichlorobut-2-ene | C4H6Cl2 | ClC\C=C\CCl | Chemical |  |  |  | 1 | 0 | Matched to full list of "chemical substances" from all datasets on EPA SRS service. | n.a.
DMR | Glycol, total | 107211 |  |  | 49489 | _107211 | 47475 | Ethylene glycol | 107-21-1 | _107211 | 47475 | Ethylene glycol | 1,2-Ethanediol | DTXSID8020597 | Ethylene glycol | C2H6O2 | OCCO | Chemical |  |  |  | 1 | 1 | Matched to full list of "chemical substances" from all datasets on EPA SRS service. | n.a.
DMR | BTEX | (blank) |  |  | 49491 | _n.a. | ERG_366 | BTEX (Benzene, toluene, ethylbenzene, xylene combination) | n.a. | _n.a. | no match | no match | no match |  | 0 | 0 | 0 | Element |  |  |  | 1 | 0 |  | n.a.
DMR | 2-Methoxyethanol | 109864 |  |  | 49542 | _109864 | 47321 | Ethanol, 2-methoxy- | 109-86-4 | _109864 | 47321 | 2-Methoxyethanol | Ethanol, 2-methoxy- | DTXSID5024182 | 2-Methoxyethanol | C3H8O2 | COCCO | Chemical |  |  |  | 1 | 0 | Matched to full list of "chemical substances" from all datasets on EPA SRS service. | n.a.
DMR | N,N-Dimethylaniline | 121697 |  |  | 49543 | _121697 | 94909 | Aniline, N,N-dimethyl- | 121-69-7 | _121697 | 94909 | N,N-Dimethylaniline | Benzenamine, N,N-dimethyl- | DTXSID2020507 | N,N-Dimethylaniline | C8H11N | CN(C)C1=CC=CC=C1 | Chemical |  |  |  | 1 | 0 | Matched to full list of "chemical substances" from all datasets on EPA SRS service. | n.a.
DMR | Molinate | 2212671 |  |  | 49562 | _2212671 | 41567 | Molinate | 2212-67-1 | _2212671 | 41567 | Molinate | 1H-Azepine-1-carbothioic acid, hexahydro-, S-ethyl ester | DTXSID6024206 | Molinate | C9H17NOS | CCSC(=O)N1CCCCCC1 | Chemical |  |  |  | 1 | 1 | Matched to full list of "chemical substances" from all datasets on EPA SRS service. | n.a.
DMR | Nitrite plus Nitrate, dry weight [as N] | (blank) |  |  | 49577 | _n.a. | ERG_788 | Nitrite plus Nitrate, dry weight [as N] | n.a. | _n.a. | no match | no match | no match |  | 0 | 0 | 0 | Element |  |  |  | 1 | 0 |  | n.a.
DMR | Nitrogen, total Kjeldahl | 7727379 |  |  | 49579 | _7727379 | 38472 | Nitrogen | 7727-37-9 | _7727379 | 38472 | Nitrogen | Nitrogen | DTXSID4036304 | Nitrogen | N2 | N#N | Element |  |  |  | 1 | 1 | Matched to full list of "chemical substances" from all datasets on EPA SRS service. | n.a.
DMR | Betz slimicide C-31, total | (blank) |  |  | 49699 | _n.a. | ERG_329 | Betz slimicide C-31, total | n.a. | _n.a. | no match | no match | no match |  | 0 | 0 | 0 | Element |  |  |  | 1 | 0 |  | n.a.
DMR | Ammonium picrate | 131748 |  |  | 49702 | _131748 | 46662 | Ammonium picrate | 131-74-8 | _131748 | 46662 | Ammonium picrate | Phenol, 2,4,6-trinitro-, ammonium salt (1:1) | DTXSID50872815 | Ammonium picrate | C6H6N4O7 | [NH4+].[O-]C1=C(C=C(C=C1[N+]([O-])=O)[N+]([O-])=O)[N+]([O-])=O | Chemical |  |  |  | 1 | 1 | Matched to full list of "chemical substances" from all datasets on EPA SRS service. | n.a.
DMR | Propylene glycol monobutyl ether | 5131668 |  |  | 49875 | _5131668 | 42282 | 1-Butoxy-2-propanol | 5131-66-8 | _5131668 | 42282 | 1-Butoxy-2-propanol | 2-Propanol, 1-butoxy- | DTXSID8027589 | 1-Butoxy-2-propanol | C7H16O2 | CCCCOCC(C)O | Chemical |  |  |  | 1 | 1 | Matched to full list of "chemical substances" from all datasets on EPA SRS service. | n.a.
DMR | Betz clam-trol CT-2 | 193700059 |  |  | 49886 | _193700059 | 78767 | Clam-trol CT-2 | 193700-05-9 | _193700059 | 78767 | Clam-trol CT-2 | Clam-trol CT-2 | DTXSID00108994 | Clam-trol CT-2 | - | - | Chemical |  |  |  | 1 | 1 | Matched to full list of "chemical substances" from all datasets on EPA SRS service. | n.a.
DMR | Diesel range organics diesel, total, wtr | (blank) |  |  | 49922 | _n.a. | ERG_661 | Diesel range organics diesel, total, wtr | n.a. | _n.a. | no match | no match | no match |  | 0 | 0 | 0 | Element |  |  |  | 1 | 0 |  | n.a.
DMR | N-Methylbenzeneamine | 100618 |  |  | 49924 | _100618 | 47877 | N-Methylaniline | 100-61-8 | _100618 | 47877 | N-Methylaniline | Benzenamine, N-methyl- | DTXSID9021841 | N-Methylaniline | C7H9N | CNC1=CC=CC=C1 | Chemical |  |  |  | 1 | 1 | Matched to full list of "chemical substances" from all datasets on EPA SRS service. | n.a.
DMR | Chlorine, total residual | 7782505 |  |  | 50060 | _7782505 | 38144 | Chlorine | 7782-50-5 | _7782505 | 38144 | Chlorine | Chlorine | DTXSID1020273 | Chlorine | Cl2 | ClCl | Element |  |  |  | 1 | 1 | Matched to full list of "chemical substances" from all datasets on EPA SRS service. | n.a.
DMR | Chlorine, free available | 7782505 |  |  | 50064 | _7782505 | 38144 | Chlorine | 7782-50-5 | _7782505 | 38144 | Chlorine | Chlorine | DTXSID1020273 | Chlorine | Cl2 | ClCl | Element |  |  |  | 1 | 1 | Matched to full list of "chemical substances" from all datasets on EPA SRS service. | n.a.
DMR | Chlorine dioxide | 10049044 |  |  | 50070 | _10049044 | 39291 | Chlorine dioxide | 10049-04-4 | _10049044 | 39291 | Chlorine dioxide | Chlorine oxide (ClO2) | DTXSID5023958 | Chlorine dioxide | ClO2 | [O][Cl]=O | Chemical |  |  |  | 1 | 1 | Matched to full list of "chemical substances" from all datasets on EPA SRS service. | n.a.
DMR | Chlorite | 14998277 |  |  | 50074 | _14998277 | 59596 | Chlorite | 14998-27-7 | _14998277 | 59596 | Chlorite | Chlorite | DTXSID7021522 | Chlorite | ClO2 | [O-][Cl]=O | Chemical |  |  |  | 1 | 1 | Matched to full list of "chemical substances" from all datasets on EPA SRS service. | n.a.
DMR | Mercury, total low level | 7439976 |  |  | 50092 | _7439976 | 37007 | Mercury | 7439-97-6 | _7439976 | 37007 | Mercury | Mercury | DTXSID1024172 | Mercury | Hg | [Hg] | Element |  |  |  | 1 | 1 | Matched to full list of "chemical substances" from all datasets on EPA SRS service. | n.a.
DMR | Hydrocarbon, aqueous | 308067530 |  |  | 50259 | _308067530 | 80291 | Hydrocarbons | 308067-53-0 | _308067530 | 80291 | Hydrocarbons | Hydrocarbons | DTXSID10107872 | Hydrocarbons | - | - | Chemical |  |  |  | 1 | 1 | Matched to full list of "chemical substances" from all datasets on EPA SRS service. | n.a.
DMR | Mercury, total (low level) | 7439976 |  |  | 50286 | _7439976 | 37007 | Mercury | 7439-97-6 | _7439976 | 37007 | Mercury | Mercury | DTXSID1024172 | Mercury | Hg | [Hg] | Element |  |  |  | 1 | 1 | Matched to full list of "chemical substances" from all datasets on EPA SRS service. | n.a.
DMR | 4-Chloroaniline | 106478 |  |  | 50312 | _106478 | 47523 | Aniline, p-chloro- | 106-47-8 | _106478 | 47523 | p-Chloroaniline | Benzenamine, 4-chloro- | DTXSID9020295 | 4-Chloroaniline | C6H6ClN | NC1=CC=C(Cl)C=C1 | Chemical |  |  |  | 1 | 0 | Matched to full list of "chemical substances" from all datasets on EPA SRS service. | n.a.
DMR | 4-Chloro-2,6-dinitrophenol | 88879 |  |  | 50570 | _88879 | 48364 | Phenol, 4-chloro-2,6-dinitro- | 88-87-9 | _88879 | 48364 | Phenol, 4-chloro-2,6-dinitro- | Phenol, 4-chloro-2,6-dinitro- | DTXSID6058978 | Phenol, 4-chloro-2,6-dinitro- | C6H3ClN2O5 | OC1=C(C=C(Cl)C=C1[N+]([O-])=O)[N+]([O-])=O | Chemical |  |  |  | 1 | 1 | Matched to full list of "chemical substances" from all datasets on EPA SRS service. | n.a.
DMR | Butanone | 78933 |  |  | 50763 | _78933 | 48746 | Methyl ethyl ketone | 78-93-3 | _78933 | 48746 | Methyl ethyl ketone | 2-Butanone | DTXSID3021516 | Methyl ethyl ketone | C4H8O | CCC(C)=O | Chemical |  |  |  | 1 | 1 | Matched to full list of "chemical substances" from all datasets on EPA SRS service. | n.a.
DMR | Phosphorus, ortho | 7723140 |  |  | 50785 | _7723140 | 38478 | Phosphorus | 7723-14-0 | _7723140 | 38478 | Phosphorus | Phosphorus | DTXSID1024382 | Phosphorus | P | [P] | Element |  |  |  | 1 | 1 | Matched to full list of "chemical substances" from all datasets on EPA SRS service. | n.a.
DMR | Acrylamide monomer | 79061 |  |  | 50796 | _79061 | 48733 | Acrylamide | 79-06-1 | _79061 | 48733 | Acrylamide | 2-Propenamide | DTXSID5020027 | Acrylamide | C3H5NO | NC(=O)C=C | Chemical |  |  |  | 1 | 1 | Matched to full list of "chemical substances" from all datasets on EPA SRS service. | n.a.
DMR | Glycol (total) | 107211 |  |  | 50901 | _107211 | 47475 | Ethylene glycol | 107-21-1 | _107211 | 47475 | Ethylene glycol | 1,2-Ethanediol | DTXSID8020597 | Ethylene glycol | C2H6O2 | OCCO | Chemical |  |  |  | 1 | 1 | Matched to full list of "chemical substances" from all datasets on EPA SRS service. | n.a.
DMR | Methyl formate | 107313 |  |  | 51000 | _107313 | 47471 | Methyl formate | 107-31-3 | _107313 | 47471 | Methyl formate | Formic acid, methyl ester | DTXSID5025609 | Methyl formate | C2H4O2 | COC=O | Chemical |  |  |  | 1 | 1 | Matched to full list of "chemical substances" from all datasets on EPA SRS service. | n.a.
DMR | Isobutyraldehyde | 78842 |  |  | 51001 | _78842 | 48752 | Isobutyraldehyde | 78-84-2 | _78842 | 48752 | Isobutyraldehyde | Propanal, 2-methyl- | DTXSID9021635 | 2-Methylpropanal | C4H8O | CC(C)C=O | Chemical |  |  |  | 1 | 1 | Matched to full list of "chemical substances" from all datasets on EPA SRS service. | n.a.
DMR | n-Amyl acetate | 628637 |  |  | 51002 | _628637 | 44621 | Amyl acetate | 628-63-7 | _628637 | 44621 | n-Amyl acetate | Acetic acid, pentyl ester | DTXSID1027263 | Pentyl acetate | C7H14O2 | CCCCCOC(C)=O | Chemical |  |  |  | 1 | 0 | Matched to full list of "chemical substances" from all datasets on EPA SRS service. | n.a.
DMR | Amyl alcohol | 71410 |  |  | 51003 | _71410 | 48571 | 1-Pentanol | 71-41-0 | _71410 | 48571 | 1-Pentanol | 1-Pentanol | DTXSID6021741 | 1-Pentanol | C5H12O | CCCCCO | Chemical |  |  |  | 1 | 1 | Matched to full list of "chemical substances" from all datasets on EPA SRS service. | n.a.
DMR | Spinosad (DE-105) | 168316958 |  |  | 51006 | _168316958 | 80504 | Spinosad | 168316-95-8 | _168316958 | 80504 | Spinosad | Spinosad | DTXSID7032478 | Spinosad | - | - | Chemical |  |  |  | 1 | 1 | Matched to full list of "chemical substances" from all datasets on EPA SRS service. | n.a.
DMR | .beta.-BHC | 319857 |  |  | 51007 | _319857 | 46241 | Lindane, beta- | 319-85-7 | _319857 | 46241 | .beta.-Hexachlorocyclohexane | Cyclohexane, 1,2,3,4,5,6-hexachloro-, (1.alpha.,2.beta.,3.alpha.,4.beta.,5.alpha.,6.beta.)- | DTXSID7020685 | beta-Hexachlorocyclohexane | C6H6Cl6 | Cl[C@H]1[C@H](Cl)[C@@H](Cl)[C@H](Cl)[C@@H](Cl)[C@@H]1Cl | Chemical |  |  |  | 1 | 0 | Matched to full list of "chemical substances" from all datasets on EPA SRS service. | n.a.
DMR | TBA | 75650 |  |  | 51008 | _75650 | 87876 | t-Butyl alcohol | 75-65-0 | _75650 | 87876 | tert-Butanol | 2-Propanol, 2-methyl- | DTXSID8020204 | tert-Butyl alcohol | C4H10O | CC(C)(C)O | Chemical |  |  |  | 1 | 0 | Matched to full list of "chemical substances" from all datasets on EPA SRS service. | n.a.
DMR | Methyl acrylate | 96333 |  |  | 51010 | _96333 | 48133 | Methyl acrylate | 96-33-3 | _96333 | 48133 | Methyl acrylate | 2-Propenoic acid, methyl ester | DTXSID0024183 | Methyl acrylate | C4H6O2 | COC(=O)C=C | Chemical |  |  |  | 1 | 1 | Matched to full list of "chemical substances" from all datasets on EPA SRS service. | n.a.
DMR | Dibutyl phthalate | 84742 |  |  | 51011 | _84742 | 48873 | Phthalate, dibutyl- | 84-74-2 | _84742 | 48873 | Dibutyl phthalate | 1,2-Benzenedicarboxylic acid, 1,2-dibutyl ester | DTXSID2021781 | Dibutyl phthalate | C16H22O4 | CCCCOC(=O)C1=CC=CC=C1C(=O)OCCCC | Chemical |  |  |  | 1 | 0 | Matched to full list of "chemical substances" from all datasets on EPA SRS service. | n.a.
DMR | 3,4,6-Trichloroguaiacol | 60712449 |  |  | 51022 | _60712449 | 83840 | 3,4,6-Trichloroguaiacol | 60712-44-9 | _60712449 | 83840 | 3,4,6-Trichloroguaiacol | Phenol, 3,4,6-trichloro-2-methoxy- | DTXSID70858813 | 3,4,6-Trichloroguaiacol | C7H5Cl3O2 | COC1=C(O)C(Cl)=CC(Cl)=C1Cl | Chemical |  |  |  | 1 | 1 | Matched to full list of "chemical substances" from all datasets on EPA SRS service. | n.a.
DMR | 3,4,6-Trichlorocatechol | 32139723 |  |  | 51024 | _32139723 | 82090 | 3,4,6-Trichlorocatechol | 32139-72-3 | _32139723 | 82090 | 3,4,6-Trichlorocatechol | 1,2-Benzenediol, 3,4,6-trichloro- | - | 0 | - | - | Chemical |  |  |  | 1 | 1 | Matched to full list of "chemical substances" from all datasets on EPA SRS service. | n.a.
DMR | 1,2,3,4,6,7,8,9-Octachlorodibenzofuran | 39001020 |  |  | 51025 | _39001020 | 94109 | 1,2,3,4,6,7,8,9-Octachlorodibenzofuran (EPA TRI dioxin distribution 11) | 39001-02-0 | _39001020 | 94109 | 1,2,3,4,6,7,8,9-Octachlorodibenzofuran | Dibenzofuran, octachloro- | DTXSID3052062 | Octachlorodibenzofuran | C12Cl8O | ClC1=C2OC3=C(C2=C(Cl)C(Cl)=C1Cl)C(Cl)=C(Cl)C(Cl)=C3Cl | Chemical |  |  |  | 1 | 0 | Matched to full list of "chemical substances" from all datasets on EPA SRS service. | n.a.
DMR | Nalco Macrotrol 9210 | (blank) |  |  | 51029 | _n.a. | ERG_782 | Nalco Macrotrol 9210 | n.a. | _n.a. | no match | no match | no match |  | 0 | 0 | 0 | Element |  |  |  | 1 | 0 |  | n.a.
DMR | Spectrus CT 1300 | (blank) |  |  | 51030 | _n.a. | 78736 | Spectrus CT 1300 | n.a. | _n.a. | no match | no match | no match |  | 0 | 0 | 0 | Element |  |  |  | 1 | 0 |  | n.a.
DMR | Terpineol | 8000417 |  |  | 51031 | _8000417 | 87299 | Terpineol | 8000-41-7 | _8000417 | 87299 | Terpineol | Terpineol | DTXSID8040775 | Terpineol | - | - | Chemical |  |  |  | 1 | 1 | Matched to full list of "chemical substances" from all datasets on EPA SRS service. | n.a.
DMR | Chlordane | 57749 |  |  | 51032 | _57749 | 49134 | Chlordane | 57-74-9 | _57749 | 49134 | Chlordane | 4,7-Methano-1H-indene, 1,2,4,5,6,7,8,8-octachloro-2,3,3a,4,7,7a-hexahydro- | DTXSID7020267 | Chlordane | C10H6Cl8 | ClC1CC2C(C1Cl)C1(Cl)C(Cl)=C(Cl)C2(Cl)C1(Cl)Cl | Chemical |  |  |  | 1 | 1 | Matched to full list of "chemical substances" from all datasets on EPA SRS service. | n.a.
DMR | 1,3-Dichloropropylene | 542756 |  |  | 51044 | _542756 | 45499 | Propene, 1,3-dichloro- | 542-75-6 | _542756 | 45499 | 1,3-Dichloropropene | 1-Propene, 1,3-dichloro- | DTXSID1022057 | 1,3-Dichloropropene | C3H4Cl2 | ClCC=CCl | Chemical |  |  |  | 1 | 0 | Matched to full list of "chemical substances" from all datasets on EPA SRS service. | n.a.
DMR | .alpha.-Terpineol | 98555 |  |  | 51045 | _98555 | 47981 | .alpha.-Terpineol | 98-55-5 | _98555 | 47981 | .alpha.-Terpineol | 3-Cyclohexene-1-methanol, .alpha.,.alpha.,4-trimethyl- | DTXSID5026625 | alpha-Terpineol | C10H18O | CC1=CCC(CC1)C(C)(C)O | Chemical |  |  |  | 1 | 1 | Matched to full list of "chemical substances" from all datasets on EPA SRS service. | n.a.
DMR | o-Cresol | 95487 |  |  | 51046 | _95487 | 47752 | o-Cresol | 95-48-7 | _95487 | 47752 | o-Cresol | Phenol, 2-methyl- | DTXSID8021808 | o-Cresol | C7H8O | CC1=C(O)C=CC=C1 | Chemical |  |  |  | 1 | 1 | Matched to full list of "chemical substances" from all datasets on EPA SRS service. | n.a.
DMR | Tin, tri-organo- | (blank) |  |  | 51051 | _n.a. | ERG_922 | Tin, tri-organo- | n.a. | _n.a. | no match | no match | no match |  | 0 | 0 | 0 | Element |  |  |  | 1 | 0 |  | n.a.
DMR | Terramycin | 79572 |  |  | 51057 | _79572 | 87309 | Oxytetracycline | 79-57-2 | _79572 | 87309 | Oxytetracycline | 2-Naphthacenecarboxamide, 4-(dimethylamino)-1,4,4a,5,5a,6,11,12a-octahydro-3,5,6,10,12,12a-hexahydroxy-6-methyl-1,11-dioxo-, (4S,4aR,5S,5aR,6S,12aS)- | DTXSID1034260 | Oxytetracycline | C22H24N2O9 | CN(C)[C@H]1[C@@H]2[C@@H](O)[C@H]3C(=C(O)[C@]2(O)C(=O)C(C(N)=O)=C1O)C(=O)C1=C(C=CC=C1O)[C@@]3(C)O | Chemical |  |  |  | 1 | 1 | Matched to full list of "chemical substances" from all datasets on EPA SRS service. | n.a.
DMR | Chromium III | 16065831 |  |  | 51058 | _16065831 | 60916 | Chromium III | 16065-83-1 | _16065831 | 60916 | Chromium(III) | Chromium, ion (Cr3+) | DTXSID2023981 | Chromium (III) | Cr | [Cr+3] | Chemical |  |  |  | 1 | 0 | Matched to full list of "chemical substances" from all datasets on EPA SRS service. | n.a.
DMR | Rhodamine WT dye | 37299868 |  |  | 51060 | _37299868 | 83596 | Rhodamine WT | 37299-86-8 | _37299868 | 83596 | Rhodamine WT | Xanthylium, 9-(2,4-dicarboxyphenyl)-3,6-bis(diethylamino)-, chloride, disodium salt | - | 0 | - | - | Chemical |  |  |  | 1 | 1 | Matched to full list of "chemical substances" from all datasets on EPA SRS service. | n.a.
DMR | Formalin | 50000 |  |  | 51064 | _50000 | 49201 | Formaldehyde | 50-00-0 | _50000 | 49201 | Formaldehyde | Formaldehyde | DTXSID7020637 | Formaldehyde | CH2O | C=O | Chemical |  |  |  | 1 | 1 | Matched to full list of "chemical substances" from all datasets on EPA SRS service. | n.a.
DMR | Ammonium perfluoroctanoate | 3825261 |  |  | 51065 | _3825261 | 41002 | Ammonium perfluorooctanoate | 3825-26-1 | _3825261 | 41002 | Ammonium perfluorooctanoate | Octanoic acid, 2,2,3,3,4,4,5,5,6,6,7,7,8,8,8-pentadecafluoro-, ammonium salt (1:1) | DTXSID8037708 | Ammonium perfluorooctanoate | C8H4F15NO2 | [NH4+].[O-]C(=O)C(F)(F)C(F)(F)C(F)(F)C(F)(F)C(F)(F)C(F)(F)C(F)(F)F | Chemical |  |  |  | 1 | 1 | Matched to full list of "chemical substances" from all datasets on EPA SRS service. | n.a.
DMR | Diquat product | 2764729 |  |  | 51066 | _2764729 | 92790 | Diquat | 2764-72-9 | _2764729 | 92790 | Diquat | Dipyrido[1,2-a:2',1'-c]pyrazinediium, 6,7-dihydro- | DTXSID6034554 | Diquat | C12H12N2 | C1C[N+]2=C(C=CC=C2)C2=CC=CC=[N+]12 | Chemical |  |  |  | 1 | 1 | Matched to full list of "chemical substances" from all datasets on EPA SRS service. | n.a.
DMR | Chloramine, total | 10599903 |  |  | 51067 | _10599903 | 38844 | Chloramine | 10599-90-3 | _10599903 | 38844 | Chloramine | Chloramide | DTXSID8023842 | Chloramine | ClH2N | NCl | Chemical |  |  |  | 1 | 1 | Matched to full list of "chemical substances" from all datasets on EPA SRS service. | n.a.
DMR | Potassium permanganate | 7722647 |  |  | 51068 | _7722647 | 38484 | Potassium permanganate | 7722-64-7 | _7722647 | 38484 | Potassium permanganate | Permanganic acid (HMnO4), potassium salt (1:1) | DTXSID2034839 | Potassium permanganate | KMnO4 | [K+].[O-][Mn](=O)(=O)=O | Chemical |  |  |  | 1 | 1 | Matched to full list of "chemical substances" from all datasets on EPA SRS service. | n.a.
DMR | Bromodichloromethane | 75274 |  |  | 51073 | _75274 | 48936 | Methane, bromodichloro-, Halon 1011 | 75-27-4 | _75274 | 48936 | Dichlorobromomethane | Methane, bromodichloro- | DTXSID1020198 | Bromodichloromethane | CHBrCl2 | ClC(Cl)Br | Chemical |  |  |  | 1 | 0 | Matched to full list of "chemical substances" from all datasets on EPA SRS service. | n.a.
DMR | Hydrogen sulfide, unionized | 7783064 |  |  | 51078 | _7783064 | 38126 | Hydrogen sulfide | 7783-06-4 | _7783064 | 38126 | Hydrogen sulfide | Hydrogen sulfide (H2S) | DTXSID4024149 | Hydrogen sulfide | H2S | S | Chemical |  |  |  | 1 | 1 | Matched to full list of "chemical substances" from all datasets on EPA SRS service. | n.a.
DMR | Nitrogen, ammonia (NH3-N) | 7664417 |  |  | 51085 | _7664417 | 38644 | Ammonia, as N | 7664-41-7 | _7664417 | 38644 | Ammonia | Ammonia | DTXSID0023872 | Ammonia | H3N | N | Chemical |  |  |  | 1 | 0 | Matched to full list of "chemical substances" from all datasets on EPA SRS service. | n.a.
DMR | Nitrogen, nitrate (NO3), (water) | 14797558 |  |  | 51086 | _14797558 | 97628 | Nitrate | 14797-55-8 | _14797558 | 97628 | Nitrate | Nitrate | DTXSID5024217 | Nitrate | NO3 | [O-][N+]([O-])=O | Chemical |  |  |  | 1 | 1 | Matched to full list of "chemical substances" from all datasets on EPA SRS service. | n.a.
DMR | Nitrogen, Kjeldahl, total (TKN) (water) | 7727379 |  |  | 51087 | _7727379 | 38472 | Nitrogen | 7727-37-9 | _7727379 | 38472 | Nitrogen | Nitrogen | DTXSID4036304 | Nitrogen | N2 | N#N | Element |  |  |  | 1 | 1 | Matched to full list of "chemical substances" from all datasets on EPA SRS service. | n.a.
DMR | Phosphate, total (P2O5), water | 17101369 |  |  | 51092 | _17101369 | 78782 | Diphosphite | 17101-36-9 | _17101369 | 78782 | Diphosphite | Diphosphite | - | 0 | - | - | Chemical |  |  |  | 1 | 1 | Matched to full list of "chemical substances" from all datasets on EPA SRS service. | n.a.
DMR | Morpholine | 110918 |  |  | 51101 | _110918 | 96266 | Morpholine | 110-91-8 | _110918 | 96266 | Morpholine | Morpholine | DTXSID2025688 | Morpholine | C4H9NO | C1COCCN1 | Chemical |  |  |  | 1 | 1 | Matched to full list of "chemical substances" from all datasets on EPA SRS service. | n.a.
DMR | Cyanuric acid | 108805 |  |  | 51132 | _108805 | 47385 | Cyanuric acid | 108-80-5 | _108805 | 47385 | Cyanuric acid | 1,3,5-Triazine-2,4,6(1H,3H,5H)-trione | DTXSID7024873 | Cyanuric acid | C3H3N3O3 | OC1=NC(O)=NC(O)=N1 | Chemical |  |  |  | 1 | 1 | Matched to full list of "chemical substances" from all datasets on EPA SRS service. | n.a.
DMR | Norflurazon | 27314132 |  |  | 51151 | _27314132 | 57392 | Norflurazon | 27314-13-2 | _27314132 | 57392 | Norflurazon | 3(2H)-Pyridazinone, 4-chloro-5-(methylamino)-2-[3-(trifluoromethyl)phenyl]- | DTXSID8024234 | Norflurazon | C12H9ClF3N3O | CNC1=C(Cl)C(=O)N(N=C1)C1=CC=CC(=C1)C(F)(F)F | Chemical |  |  |  | 1 | 1 | Matched to full list of "chemical substances" from all datasets on EPA SRS service. | n.a.
DMR | Prometon | 1610180 |  |  | 51155 | _1610180 | 41587 | Prometon | 1610-18-0 | _1610180 | 41587 | Prometon | 1,3,5-Triazine-2,4-diamine, 6-methoxy-N2,N4-bis(1-methylethyl)- | DTXSID6022341 | Prometon | C10H19N5O | COC1=NC(NC(C)C)=NC(NC(C)C)=N1 | Chemical |  |  |  | 1 | 1 | Matched to full list of "chemical substances" from all datasets on EPA SRS service. | n.a.
DMR | Prometryn | 7287196 |  |  | 51156 | _7287196 | 88330 | Prometryn | 7287-19-6 | _7287196 | 88330 | Prometryn | 1,3,5-Triazine-2,4-diamine, N,N'-bis(1-methylethyl)-6-(methylthio)- | DTXSID4024272 | Prometryn | C10H19N5S | CSC1=NC(NC(C)C)=NC(NC(C)C)=N1 | Chemical |  |  |  | 1 | 1 | Matched to full list of "chemical substances" from all datasets on EPA SRS service. | n.a.
DMR | Propazine | 139402 |  |  | 51159 | _139402 | 46889 | Propazine | 139-40-2 | _139402 | 46889 | Propazine | 1,3,5-Triazine-2,4-diamine, 6-chloro-N2,N4-bis(1-methylethyl)- | DTXSID3021196 | Propazine | C9H16ClN5 | CC(C)NC1=NC(NC(C)C)=NC(Cl)=N1 | Chemical |  |  |  | 1 | 1 | Matched to full list of "chemical substances" from all datasets on EPA SRS service. | n.a.
DMR | Terbuthylazine | 5915413 |  |  | 51161 | _5915413 | 38055 | Terbuthylazin | 5915-41-3 | _5915413 | 38055 | Terbuthylazine | 1,3,5-Triazine-2,4-diamine, 6-chloro-N2-(1,1-dimethylethyl)-N4-ethyl- | DTXSID4027608 | Terbutylazine | C9H16ClN5 | CCNC1=NC(NC(C)(C)C)=NC(Cl)=N1 | Chemical |  |  |  | 1 | 0 | Matched to full list of "chemical substances" from all datasets on EPA SRS service. | n.a.
DMR | Cyanide, free available | 57125 |  |  | 51173 | _57125 | 89604 | Cyanide | 57-12-5 | _57125 | 89604 | Cyanide | Cyanide | DTXSID6023991 | Cyanide | CN | [C-]#N | Chemical |  |  |  | 1 | 1 | Matched to full list of "chemical substances" from all datasets on EPA SRS service. | n.a.
DMR | Di(2-ethylhexyl) adipate | 103231 |  |  | 51174 | _103231 | 48082 | Adipate, bis(2-ethylhexyl)- | 103-23-1 | _103231 | 48082 | Di(2-ethylhexyl) adipate | Hexanedioic acid, 1,6-bis(2-ethylhexyl) ester | DTXSID0020606 | Bis(2-ethylhexyl)hexanedioate | C22H42O4 | CCCCC(CC)COC(=O)CCCCC(=O)OCC(CC)CCCC | Chemical |  |  |  | 1 | 0 | Matched to full list of "chemical substances" from all datasets on EPA SRS service. | n.a.
DMR | Nonyl phenoxypoly ethanol | (blank) |  |  | 51178 | _n.a. | 97469 | Nonyl phenoxypoly ethanol | n.a. | _n.a. | no match | no match | no match |  | 0 | 0 | 0 | Element |  |  |  | 1 | 0 |  | n.a.
DMR | Glycol mix applied | (blank) |  |  | 51181 | _n.a. | ERG_703 | Glycol mix applied | n.a. | _n.a. | no match | no match | no match |  | 0 | 0 | 0 | Element |  |  |  | 1 | 0 |  | n.a.
DMR | Ethyl mercaptan | 75081 |  |  | 51183 | _75081 | 48525 | Ethane thiol | 75-08-1 | _75081 | 48525 | Ethyl mercaptan | Ethanethiol | DTXSID9026394 | Ethanethiol | C2H6S | CCS | Chemical |  |  |  | 1 | 0 | Matched to full list of "chemical substances" from all datasets on EPA SRS service. | n.a.
DMR | Acetontrile | 75058 |  |  | 51196 | _75058 | 48527 | Acetonitrile | 75-05-8 | _75058 | 48527 | Acetonitrile | Acetonitrile | DTXSID7020009 | Acetonitrile | C2H3N | CC#N | Chemical |  |  |  | 1 | 1 | Matched to full list of "chemical substances" from all datasets on EPA SRS service. | n.a.
DMR | Oil & grease, non-polar material | (blank) |  |  | 51198 | _n.a. | no match | no match | no match | _n.a. | no match | no match | no match |  |  |  |  | Not a chemical |  |  |  | 1 | 1 |  | n.a.
DMR | Endothall | 145733 |  |  | 51200 | _145733 | 46482 | Endothall | 145-73-3 | _145733 | 46482 | Endothall | 7-Oxabicyclo[2.2.1]heptane-2,3-dicarboxylic acid | DTXSID7024081 | Endothal | C8H10O5 | OC(=O)C1C2CCC(O2)C1C(O)=O | Chemical |  |  |  | 1 | 1 | Matched to full list of "chemical substances" from all datasets on EPA SRS service. | n.a.
DMR | Sulfide-hydrogen sulfide (undissociated) | (blank) |  |  | 51202 | _n.a. | 38126 | Hydrogen sulfide | 7783-06-4 | _7783064 | no match | no match | no match | DTXSID4024149 | Hydrogen sulfide | H2S | S | Element |  |  |  | 0 | 0 |  | n.a.
DMR | Di-2-ethylhexyl phthalate | 117817 |  |  | 51315 | _117817 | 95501 | Phthalate, dioctyl- | 117-81-7 | _117817 | 95501 | Di(2-ethylhexyl) phthalate | 1,2-Benzenedicarboxylic acid, 1,2-bis(2-ethylhexyl) ester | DTXSID5020607 | Di(2-ethylhexyl) phthalate | C24H38O4 | CCCCC(CC)COC(=O)C1=C(C=CC=C1)C(=O)OCC(CC)CCCC | Chemical |  |  |  | 1 | 0 | Matched to full list of "chemical substances" from all datasets on EPA SRS service. | n.a.
DMR | Bicarbonate as (CaCO3) | (blank) |  |  | 51380 | _n.a. | no match | no match | no match | _n.a. | no match | no match | no match |  |  |  |  | Not a chemical |  |  |  | 1 | 1 |  | n.a.
DMR | Solids, total suspd. non-volatile | (blank) |  |  | 51404 | _n.a. | no match | no match | no match | _n.a. | no match | no match | no match |  |  |  |  | Not a chemical |  |  |  | 1 | 1 |  | n.a.
DMR | Volatile Organic Compound (VOC) | (blank) |  |  | 51415 | _n.a. | 83723 | Volatile organic compounds (VOC) | n.a. | _n.a. | no match | no match | no match |  | 0 | 0 | 0 | Chemical |  |  |  | 1 | 0 |  | n.a.
DMR | Nitrogen, Total As N | 7727379 |  |  | 51425 | _7727379 | 38472 | Nitrogen | 7727-37-9 | _7727379 | 38472 | Nitrogen | Nitrogen | DTXSID4036304 | Nitrogen | N2 | N#N | Element |  |  |  | 1 | 1 | Matched to full list of "chemical substances" from all datasets on EPA SRS service. | n.a.
DMR | Phosphorus, Total As P | 7723140 |  |  | 51426 | _7723140 | 38478 | Phosphorus | 7723-14-0 | _7723140 | 38478 | Phosphorus | Phosphorus | DTXSID1024382 | Phosphorus | P | [P] | Element |  |  |  | 1 | 1 | Matched to full list of "chemical substances" from all datasets on EPA SRS service. | n.a.
DMR | N-Hexane | 110543 |  |  | 51437 | _110543 | 47684 | Hexane | 110-54-3 | _110543 | 47684 | Hexane | Hexane | DTXSID0021917 | n-Hexane | C6H14 | CCCCCC | Chemical |  |  |  | 1 | 1 | Matched to full list of "chemical substances" from all datasets on EPA SRS service. | n.a.
DMR | 2,4-DDD (O,P-DDD) | 53190 |  |  | 51440 | _53190 | 84992 | o,p'-DDD | 53-19-0 | _53190 | 84992 | o,p'-DDD | Benzene, 1-chloro-2-[2,2-dichloro-1-(4-chlorophenyl)ethyl]- | DTXSID9020372 | o,p'-DDD | C14H10Cl4 | ClC(Cl)C(C1=CC=C(Cl)C=C1)C1=C(Cl)C=CC=C1 | Chemical |  |  |  | 1 | 1 | Matched to full list of "chemical substances" from all datasets on EPA SRS service. | n.a.
DMR | Nitrogen, Total | 7727379 |  |  | 51445 | _7727379 | 38472 | Nitrogen | 7727-37-9 | _7727379 | 38472 | Nitrogen | Nitrogen | DTXSID4036304 | Nitrogen | N2 | N#N | Element |  |  |  | 1 | 1 | Matched to full list of "chemical substances" from all datasets on EPA SRS service. | n.a.
DMR | Nitrogen, Ammonia Total | 7664417 |  |  | 51446 | _7664417 | 38644 | Ammonia, as N | 7664-41-7 | _7664417 | 38644 | Ammonia | Ammonia | DTXSID0023872 | Ammonia | H3N | N | Chemical |  |  |  | 1 | 0 | Matched to full list of "chemical substances" from all datasets on EPA SRS service. | n.a.
DMR | Nitrogen, Nitrite Total | 14797650 |  |  | 51447 | _14797650 | 59837 | Nitrite | 14797-65-0 | _14797650 | 59837 | Nitrite | Nitrite | DTXSID5024219 | Nitrite | NO2 | [O-]N=O | Chemical |  |  |  | 1 | 1 | Matched to full list of "chemical substances" from all datasets on EPA SRS service. | n.a.
DMR | Nitrogen, Nitrate Total | 14797558 |  |  | 51448 | _14797558 | 97628 | Nitrate | 14797-55-8 | _14797558 | 97628 | Nitrate | Nitrate | DTXSID5024217 | Nitrate | NO3 | [O-][N+]([O-])=O | Chemical |  |  |  | 1 | 1 | Matched to full list of "chemical substances" from all datasets on EPA SRS service. | n.a.
DMR | Nitrogen, Kjeldahl Total | 7727379 |  |  | 51449 | _7727379 | 38472 | Nitrogen | 7727-37-9 | _7727379 | 38472 | Nitrogen | Nitrogen | DTXSID4036304 | Nitrogen | N2 | N#N | Element |  |  |  | 1 | 1 | Matched to full list of "chemical substances" from all datasets on EPA SRS service. | n.a.
DMR | Nitrite Plus Nitrate Total | 7727379 |  |  | 51450 | _7727379 | 38472 | Nitrogen | 7727-37-9 | _7727379 | 38472 | Nitrogen | Nitrogen | DTXSID4036304 | Nitrogen | N2 | N#N | Element |  |  |  | 1 | 1 | Matched to full list of "chemical substances" from all datasets on EPA SRS service. | n.a.
DMR | Phosphorus, Total | 7723140 |  |  | 51451 | _7723140 | 38478 | Phosphorus | 7723-14-0 | _7723140 | 38478 | Phosphorus | Phosphorus | DTXSID1024382 | Phosphorus | P | [P] | Element |  |  |  | 1 | 1 | Matched to full list of "chemical substances" from all datasets on EPA SRS service. | n.a.
DMR | Trichorofon | 52686 |  |  | 51460 | _52686 | 49159 | Trichlorfon | 52-68-6 | _52686 | 49159 | Trichlorfon | Phosphonic acid, (2,2,2-trichloro-1-hydroxyethyl)-, dimethyl ester | DTXSID0021389 | Trichlorfon | C4H8Cl3O4P | COP(=O)(OC)C(O)C(Cl)(Cl)Cl | Chemical |  |  |  | 1 | 1 | Matched to full list of "chemical substances" from all datasets on EPA SRS service. | n.a.
DMR | Acetate, Total | 71501 |  |  | 51465 | _71501 | 98371 | Acetate ion | 71-50-1 | _71501 | 98371 | Acetate ion | Acetic acid, ion(1-) | DTXSID1037694 | Acetate | C2H3O2 | CC([O-])=O | Chemical |  |  |  | 1 | 1 | Matched to full list of "chemical substances" from all datasets on EPA SRS service. | n.a.
DMR | Chloramine-T | 127651 |  |  | 51480 | _127651 | 46736 | Chloramine-T | 127-65-1 | _127651 | 46736 | Chloramine T | Benzenesulfonamide, N-chloro-4-methyl-, sodium salt (1:1) | DTXSID6040321 | Chloramine-T | C7H7ClNNaO2S | [Na+].CC1=CC=C(C=C1)S(=O)(=O)[N-]Cl | Chemical |  |  |  | 1 | 0 | Matched to full list of "chemical substances" from all datasets on EPA SRS service. | n.a.
DMR | PVP-Iodine | 25655418 |  |  | 51481 | _25655418 | 58573 | Povidone-iodine | 25655-41-8 | _25655418 | 58573 | Povidone-iodine | 2-Pyrrolidinone, 1-ethenyl-, homopolymer, compd. with iodine | DTXSID8035712 | Betadine | - | - | Chemical |  |  |  | 1 | 1 | Matched to full list of "chemical substances" from all datasets on EPA SRS service. | n.a.
DMR | Nitrogen, Total as NO3 + NH3 | 7727379 |  |  | 51489 | _7727379 | 38472 | Nitrogen | 7727-37-9 | _7727379 | 38472 | Nitrogen | Nitrogen | DTXSID4036304 | Nitrogen | N2 | N#N | Element |  |  |  | 1 | 1 | Matched to full list of "chemical substances" from all datasets on EPA SRS service. | n.a.
DMR | Bromate | 15541454 |  |  | 51492 | _15541454 | 82602 | Bromate | 15541-45-4 | _15541454 | 82602 | Bromate | Bromate | DTXSID8023923 | Bromate | BrO3 | [O-][Br](=O)=O | Chemical |  |  |  | 1 | 1 | Matched to full list of "chemical substances" from all datasets on EPA SRS service. | n.a.
DMR | Tetryl | 479458 |  |  | 51494 | _479458 | 90584 | Tetryl | 479-45-8 | _479458 | 90584 | Tetryl | Benzenamine, N-methyl-N,2,4,6-tetranitro- | DTXSID7047770 | Trinitrophenylmethylnitramine | C7H5N5O8 | CN(C1=C(C=C(C=C1[N+]([O-])=O)[N+]([O-])=O)[N+]([O-])=O)[N+]([O-])=O | Chemical |  |  |  | 1 | 1 | Matched to full list of "chemical substances" from all datasets on EPA SRS service. | n.a.
DMR | Heptachlor + Heptachlor Epoxide | (blank) |  |  | 51496 | _n.a. | ERG_712 | Heptachlor + Heptachlor Epoxide | n.a. | _n.a. | no match | no match | no match |  | 0 | 0 | 0 | Element |  |  |  | 1 | 0 |  | n.a.
DMR | Diisopropyl methylphosphonate | 1445-75-6 |  |  | 51499 | _1445756 | 43191 | Diisopropyl methylphosphonate | 1445-75-6 | _1445756 | 43191 | Diisopropyl methylphosphonate | Phosphonic acid, P-methyl-, bis(1-methylethyl) ester | DTXSID5024051 | Diisopropyl methylphosphonate | C7H17O3P | CC(C)OP(C)(=O)OC(C)C | Chemical |  |  |  | 1 | 1 | Matched to full list of "chemical substances" from all datasets on EPA SRS service. | n.a.
DMR | N-Nitroso-N-Methylethylamine | (blank) |  |  | 51501 | _n.a. | 96955 | Nitrosomethylethylamine, N- | 10595-95-6 | _10595956 | no match | no match | no match | DTXSID6021036 | N-Nitroso-N-methylethylamine | C3H8N2O | CCN(C)N=O | Element |  |  |  | 0 | 0 |  | n.a.
DMR | Calcium Chloride | 10043524 |  |  | 51503 | _10043524 | 39304 | Calcium chloride | 10043-52-4 | _10043524 | 39304 | Calcium chloride | Calcium chloride (CaCl2) | DTXSID5020235 | Calcium chloride | CaCl2 | [Cl-].[Cl-].[Ca++] | Chemical |  |  |  | 1 | 1 | Matched to full list of "chemical substances" from all datasets on EPA SRS service. | n.a.
DMR | Tributyltin, Total Recoverable | 688733 |  |  | 51515 | _688733 | 44327 | Tributylstannane | 688-73-3 | _688733 | 44327 | Tributlytin | Stannane, tributyl- | DTXSID0040709 | Tributyltin | C12H28Sn | CCCC[SnH](CCCC)CCCC | Chemical |  |  |  | 1 | 0 | Matched to full list of "chemical substances" from all datasets on EPA SRS service. | n.a.
DMR | Perfluorooctanoic Acid | 335671 |  |  | 51521 | _335671 | 46198 | Perfluorooctanoic acid | 335-67-1 | _335671 | 46198 | Perfluorooctanoic acid | Octanoic acid, 2,2,3,3,4,4,5,5,6,6,7,7,8,8,8-pentadecafluoro- | DTXSID8031865 | Perfluorooctanoic acid | C8HF15O2 | OC(=O)C(F)(F)C(F)(F)C(F)(F)C(F)(F)C(F)(F)C(F)(F)C(F)(F)F | Chemical |  |  |  | 1 | 1 | Matched to full list of "chemical substances" from all datasets on EPA SRS service. | n.a.
DMR | Perfluorooctanesulfonamide | 754916 |  |  | 51525 | _754916 | 80252 | Perfluorooctanesulfonamide | 754-91-6 | _754916 | 80252 | Perfluorooctanesulfonamide | 1-Octanesulfonamide, 1,1,2,2,3,3,4,4,5,5,6,6,7,7,8,8,8-heptadecafluoro- | DTXSID3038939 | Perfluorooctanesulfonamide | C8H2F17NO2S | NS(=O)(=O)C(F)(F)C(F)(F)C(F)(F)C(F)(F)C(F)(F)C(F)(F)C(F)(F)C(F)(F)F | Chemical |  |  |  | 1 | 1 | Matched to full list of "chemical substances" from all datasets on EPA SRS service. | n.a.
DMR | Suspended Solids, Total | (blank) |  |  | 51530 | _n.a. | no match | no match | no match | _n.a. | no match | no match | no match |  |  |  |  | Not a chemical |  |  |  | 1 | 1 |  | n.a.
DMR | Selenate, Total Recoverable | 14124686 |  |  | 51536 | _14124686 | 96889 | Selenate | 14124-68-6 | _14124686 | 96889 | (blank) | Selenate | DTXSID4074518 | Selenate | O4Se | [O-][Se]([O-])(=O)=O | Chemical |  |  |  | 1 | 0 | Matched to full list of "chemical substances" from all datasets on EPA SRS service. | n.a.
DMR | Nonpurgeable Organic Halides | (blank) |  |  | 51539 | _n.a. | no match | no match | no match | _n.a. | no match | no match | no match |  |  |  |  | Not a chemical |  |  |  | 1 | 1 |  | n.a.
DMR | Purgeable Organic Halides | (blank) |  |  | 51540 | _n.a. | no match | no match | no match | _n.a. | no match | no match | no match |  |  |  |  | Not a chemical |  |  |  | 1 | 1 |  | n.a.
DMR | Hexachlorophene | 70304 |  |  | 51541 | _70304 | 87232 | Hexachlorophene | 70-30-4 | _70304 | 87232 | Hexachlorophene | Phenol, 2,2'-methylenebis[3,4,6-trichloro- | DTXSID6020690 | Hexachlorophene | C13H6Cl6O2 | OC1=C(CC2=C(Cl)C(Cl)=CC(Cl)=C2O)C(Cl)=C(Cl)C=C1Cl | Chemical |  |  |  | 1 | 1 | Matched to full list of "chemical substances" from all datasets on EPA SRS service. | n.a.
DMR | BOD | (blank) |  |  | 51544 | _n.a. | ERG_333 | Biological Oxygen Demand (BOD5) | n.a. | _n.a. | no match | no match | no match |  | 0 | 0 | 0 | Chemical |  |  |  | 1 | 0 |  | n.a.
DMR | Total Suspended Solids | (blank) |  |  | 51545 | _n.a. | no match | no match | no match | _n.a. | no match | no match | no match |  |  |  |  | Not a chemical |  |  |  | 1 | 1 |  | n.a.
DMR | Oil And Grease | (blank) |  |  | 51546 | _n.a. | no match | no match | no match | _n.a. | no match | no match | no match |  |  |  |  | Not a chemical |  |  |  | 1 | 1 |  | n.a.
DMR | Amoxicillin | 61336707 |  |  | 51547 | _61336707 | 86949 | Amoxicillin trihydrate | 61336-70-7 | _61336707 | 86949 | Amoxicillin trihydrate | 4-Thia-1-azabicyclo[3.2.0]heptane-2-carboxylic acid, 6-[[(2R)-amino(4-hydroxyphenyl)acetyl]amino]-3,3-dimethyl-7-oxo-, trihydrate, (2S,5R,6R)- | DTXSID2022599 | Amoxicillin hydrate (1:3) | C16H25N3O8S | O.O.O.[H][C@]12SC(C)(C)[C@@H](N1C(=O)[C@H]2NC(=O)[C@H](N)C1=CC=C(O)C=C1)C(O)=O | Chemical |  |  |  | 1 | 1 | Matched to full list of "chemical substances" from all datasets on EPA SRS service. | n.a.
DMR | Ampicillin | 69534 |  |  | 51548 | _69534 | 86948 | Ampicillin | 69-53-4 | _69534 | 86948 | Ampicillin | 4-Thia-1-azabicyclo[3.2.0]heptane-2-carboxylic acid, 6-[[(2R)-aminophenylacetyl]amino]-3,3-dimethyl-7-oxo-, (2S,5R,6R)- | DTXSID4022602 | Ampicillin | C16H19N3O4S | CC1(C)S[C@@H]2[C@H](NC(=O)[C@H](N)C3=CC=CC=C3)C(=O)N2[C@H]1C(O)=O | Chemical |  |  |  | 1 | 1 | Matched to full list of "chemical substances" from all datasets on EPA SRS service. | n.a.
DMR | PCBs Wet Weather Analysis | 1336363 |  |  | 51556 | _1336363 | 16366 | Polychlorinated biphenyls (PCBs) | 1336-36-3 | _1336363 | 16366 | Polychlorinated biphenyls | 1,1'-Biphenyl, chloro derivs. | DTXSID5024267 | Polychlorinated biphenyls | C12 | [*]C1=C([*])C([*])=C(C([*])=C1[*])C1=C([*])C([*])=C([*])C([*])=C1[*] ¦$_R1;;;_R1;;_R1;;;_R1;;_R1;;;_R1;;_R1;;_R1;;_R1;;_R1$,c:1,5,8,12,20,t:16,RG:_R1={Cl* ¦$;_AP1$,lp:0:2¦},LOG={_R1:;H;>0}¦ | Chemical |  |  |  | 1 | 0 | Matched to full list of "chemical substances" from all datasets on EPA SRS service. | n.a.
DMR | PCBs Dry Weather Analysis | 1336363 |  |  | 51557 | _1336363 | 16366 | Polychlorinated biphenyls (PCBs) | 1336-36-3 | _1336363 | 16366 | Polychlorinated biphenyls | 1,1'-Biphenyl, chloro derivs. | DTXSID5024267 | Polychlorinated biphenyls | C12 | [*]C1=C([*])C([*])=C(C([*])=C1[*])C1=C([*])C([*])=C([*])C([*])=C1[*] ¦$_R1;;;_R1;;_R1;;;_R1;;_R1;;;_R1;;_R1;;_R1;;_R1;;_R1$,c:1,5,8,12,20,t:16,RG:_R1={Cl* ¦$;_AP1$,lp:0:2¦},LOG={_R1:;H;>0}¦ | Chemical |  |  |  | 1 | 0 | Matched to full list of "chemical substances" from all datasets on EPA SRS service. | n.a.
DMR | tert-Butylphenol | 27178343 |  |  | 51566 | _27178343 | 92985 | Phenol, (1,1-dimethylethyl)- | 27178-34-3 | _27178343 | 92985 | Phenol, (1,1-dimethylethyl)- | Phenol, (1,1-dimethylethyl)- | - | 0 | - | - | Chemical |  |  |  | 1 | 1 | Matched to full list of "chemical substances" from all datasets on EPA SRS service. | n.a.
DMR | 3-methylphenol and 4-methylphenol Combination | 27029761 |  |  | 51567 | _27029761 | 57892 | m-Cresol, p-cresol, formaldehyde polymer | 27029-76-1 | _27029761 | 57892 | m-Cresol, p-cresol, formaldehyde polymer | Formaldehyde, polymer with 3-methylphenol and 4-methylphenol | - | 0 | - | - | Chemical |  |  |  | 1 | 1 | Matched to full list of "chemical substances" from all datasets on EPA SRS service. | n.a.
DMR | Nonylphenol | (blank) |  |  | 51568 | _n.a. | 56871 | Nonylphenol | 25154-52-3 | _25154523 | no match | no match | no match | DTXSID3021857 | n-Nonylphenol | C14H22O | - | Element |  |  |  | 0 | 0 |  | n.a.
DMR | (1,1,3,3-Tetramethylbutyl)phenol | 27193288 |  |  | 51569 | _27193288 | 92981 | (1,1,3,3-Tetramethylbutyl)phenol | 27193-28-8 | _27193288 | 92981 | (1,1,3,3-Tetramethylbutyl)phenol | Phenol, (1,1,3,3-tetramethylbutyl)- | DTXSID6027925 | (1,1,3,3-Tetramethylbutyl)phenol (all isomers) | - | - | Chemical |  |  |  | 1 | 1 | Matched to full list of "chemical substances" from all datasets on EPA SRS service. | n.a.
DMR | Sulfolane | 126330 |  |  | 51570 | _126330 | 46775 | Tetrahydrothiophene-1,1-dioxide | 126-33-0 | _126330 | 46775 | Sulfolane | Thiophene, tetrahydro-, 1,1-dioxide | DTXSID3027037 | Sulfolane | C4H8O2S | O=S1(=O)CCCC1 | Chemical |  |  |  | 1 | 0 | Matched to full list of "chemical substances" from all datasets on EPA SRS service. | n.a.
DMR | Arochlor 1268 | 11100144 |  |  | 51581 | _11100144 | 38810 | Aroclor 1268 | 11100-14-4 | _11100144 | 38810 | Aroclor 1268 | Aroclor 1268 | DTXSID8093944 | Aroclor 1268 | - | - | Chemical |  |  |  | 1 | 1 | Matched to full list of "chemical substances" from all datasets on EPA SRS service. | n.a.
DMR | Total Petroleum Hydrocarbons - Jet Fuel | 8008206 |  |  | 51584 | _8008206 | 16071 | Kerosene | 8008-20-6 | _8008206 | 16071 | Kerosene | Kerosine (petroleum) | DTXSID6027684 | Kerosine | - | - | Chemical |  |  |  | 1 | 1 | Matched to full list of "chemical substances" from all datasets on EPA SRS service. | n.a.
DMR | Imazapyr | 81334341 |  |  | 51585 | _81334341 | 86394 | Imazapyr | 81334-34-1 | _81334341 | 86394 | Imazapyr | 3-Pyridinecarboxylic acid, 2-[4,5-dihydro-4-methyl-4-(1-methylethyl)-5-oxo-1H-imidazol-2-yl]- | DTXSID8034665 | Imazapyr | C13H15N3O3 | CC(C)C1(C)N=C(NC1=O)C1=NC=CC=C1C(O)=O | Chemical |  |  |  | 1 | 1 | Matched to full list of "chemical substances" from all datasets on EPA SRS service. | n.a.
DMR | Triclopyr | 55335063 |  |  | 51586 | _55335063 | 90354 | Triclopyr | 55335-06-3 | _55335063 | 90354 | Triclopyr | Acetic acid, 2-[(3,5,6-trichloro-2-pyridinyl)oxy]- | DTXSID0032497 | Triclopyr | C7H4Cl3NO3 | OC(=O)COC1=C(Cl)C=C(Cl)C(Cl)=N1 | Chemical |  |  |  | 1 | 1 | Matched to full list of "chemical substances" from all datasets on EPA SRS service. | n.a.
DMR | Penoxsulam | 219714962 |  |  | 51587 | _219714962 | 76846 | Penoxsulam | 219714-96-2 | _219714962 | 76846 | Penoxsulam | Benzenesulfonamide, 2-(2,2-difluoroethoxy)-N-(5,8-dimethoxy[1,2,4]triazolo[1,5-c]pyrimidin-2-yl)-6-(trifluoromethyl)- | DTXSID0034803 | Penoxsulam | C16H14F5N5O5S | COC1=CN=C(OC)N2N=C(NS(=O)(=O)C3=C(C=CC=C3OCC(F)F)C(F)(F)F)N=C12 | Chemical |  |  |  | 1 | 1 | Matched to full list of "chemical substances" from all datasets on EPA SRS service. | n.a.
DMR | Fluridone | 59756604 |  |  | 51588 | _59756604 | 51671 | Fluridone | 59756-60-4 | _59756604 | 51671 | Fluridone | 4(1H)-Pyridinone, 1-methyl-3-phenyl-5-[3-(trifluoromethyl)phenyl]- | DTXSID8024107 | Fluridone | C19H14F3NO | CN1C=C(C(=O)C(=C1)C1=CC(=CC=C1)C(F)(F)F)C1=CC=CC=C1 | Chemical |  |  |  | 1 | 1 | Matched to full list of "chemical substances" from all datasets on EPA SRS service. | n.a.
DMR | Dichloroacetic acid (DCAA) | 79436 |  |  | 51605 | _79436 | 87314 | Acetic acid, dichloro- | 79-43-6 | _79436 | 87314 | Dichloroacetic acid | Acetic acid, 2,2-dichloro- | DTXSID2020428 | Dichloroacetic acid | C2H2Cl2O2 | OC(=O)C(Cl)Cl | Chemical |  |  |  | 1 | 0 | Matched to full list of "chemical substances" from all datasets on EPA SRS service. | n.a.
DMR | Monobromoacetic acid (MBAA) | 79083 |  |  | 51606 | _79083 | 48731 | Bromoacetic acid | 79-08-3 | _79083 | 48731 | Bromoacetic acid | Acetic acid, 2-bromo- | DTXSID7021495 | Bromoacetic acid | C2H3BrO2 | OC(=O)CBr | Chemical |  |  |  | 1 | 1 | Matched to full list of "chemical substances" from all datasets on EPA SRS service. | n.a.
DMR | Dipropylene Glycol | 25265718 |  |  | 51612 | _25265718 | 56434 | Dipropylene glycol | 25265-71-8 | _25265718 | 56434 | Dipropylene glycol | Propanol, oxybis- | DTXSID0027856 | Dipropylene glycol | - | - | Chemical |  |  |  | 1 | 1 | Matched to full list of "chemical substances" from all datasets on EPA SRS service. | n.a.
DMR | Total Group I Polycyclic Aromatic Hydrocarbons | 130498292 |  |  | 51614 | _130498292 | 84476 | Polycyclic aromatic hydrocarbons | 130498-29-2 | _130498292 | 84476 | Polycyclic aromatic hydrocarbons | Polycyclic aromatic hydrocarbons | DTXSID3044043 | Polycyclic aromatic hydrocarbons | - | - | Chemical |  |  |  | 1 | 1 | Matched to full list of "chemical substances" from all datasets on EPA SRS service. | n.a.
DMR | Total Group II Polycyclic Aromatic Hydrocarbons | 130498292 |  |  | 51615 | _130498292 | 84476 | Polycyclic aromatic hydrocarbons | 130498-29-2 | _130498292 | 84476 | Polycyclic aromatic hydrocarbons | Polycyclic aromatic hydrocarbons | DTXSID3044043 | Polycyclic aromatic hydrocarbons | - | - | Chemical |  |  |  | 1 | 1 | Matched to full list of "chemical substances" from all datasets on EPA SRS service. | n.a.
DMR | Seafood Processing Waste | (blank) |  |  | 51619 | _n.a. | no match | no match | no match | _n.a. | no match | no match | no match |  |  |  |  | Not a chemical |  |  |  | 1 | 1 |  | n.a.
DMR | Perfluoropentanoic acid | 2706903 |  |  | 51623 | _2706903 | 93138 | Perfluorovaleric acid | 2706-90-3 | _2706903 | 93138 | Perfluorovaleric acid | Pentanoic acid, 2,2,3,3,4,4,5,5,5-nonafluoro- | DTXSID6062599 | Perfluoropentanoic acid | C5HF9O2 | OC(=O)C(F)(F)C(F)(F)C(F)(F)C(F)(F)F | Chemical |  |  |  | 1 | 1 | Matched to full list of "chemical substances" from all datasets on EPA SRS service. | n.a.
DMR | Perfluorohexanoic acid | 307244 |  |  | 51624 | _307244 | 46263 | Perfluorohexanoic acid | 307-24-4 | _307244 | 46263 | Perfluorohexanoic acid | Hexanoic acid, 2,2,3,3,4,4,5,5,6,6,6-undecafluoro- | DTXSID3031862 | Perfluorohexanoic acid | C6HF11O2 | OC(=O)C(F)(F)C(F)(F)C(F)(F)C(F)(F)C(F)(F)F | Chemical |  |  |  | 1 | 1 | Matched to full list of "chemical substances" from all datasets on EPA SRS service. | n.a.
DMR | Perfluoroheptanoic acid | 375859 |  |  | 51625 | _375859 | 46028 | Perfluoroheptanoic acid | 375-85-9 | _375859 | 46028 | Perfluoroheptanoic acid | Heptanoic acid, 2,2,3,3,4,4,5,5,6,6,7,7,7-tridecafluoro- | DTXSID1037303 | Perfluoroheptanoic acid | C7HF13O2 | OC(=O)C(F)(F)C(F)(F)C(F)(F)C(F)(F)C(F)(F)C(F)(F)F | Chemical |  |  |  | 1 | 1 | Matched to full list of "chemical substances" from all datasets on EPA SRS service. | n.a.
DMR | Perfluorononanoic acid | 375951 |  |  | 51626 | _375951 | 46025 | Perfluorononanoic acid | 375-95-1 | _375951 | 46025 | Perfluorononanoic acid | Nonanoic acid, 2,2,3,3,4,4,5,5,6,6,7,7,8,8,9,9,9-heptadecafluoro- | DTXSID8031863 | Perfluorononanoic acid | C9HF17O2 | OC(=O)C(F)(F)C(F)(F)C(F)(F)C(F)(F)C(F)(F)C(F)(F)C(F)(F)C(F)(F)F | Chemical |  |  |  | 1 | 1 | Matched to full list of "chemical substances" from all datasets on EPA SRS service. | n.a.
DMR | Perfluorodecanoic acid | 335762 |  |  | 51627 | _335762 | 46196 | Perfluorodecanoic acid | 335-76-2 | _335762 | 46196 | Perfluorodecanoic acid | Decanoic acid, 2,2,3,3,4,4,5,5,6,6,7,7,8,8,9,9,10,10,10-nonadecafluoro- | DTXSID3031860 | Perfluorodecanoic acid | C10HF19O2 | OC(=O)C(F)(F)C(F)(F)C(F)(F)C(F)(F)C(F)(F)C(F)(F)C(F)(F)C(F)(F)C(F)(F)F | Chemical |  |  |  | 1 | 1 | Matched to full list of "chemical substances" from all datasets on EPA SRS service. | n.a.
DMR | Perfluoroundecanoic acid | 4234235 |  |  | 51628 | _4234235 | 101631 | Undecanoic acid, 2,2,3,3,4,4,5,5,6,6,7,7,8,8,9,9,10,10,11,11,11-heneicosafluoro- | 2058-94-8 | _2058948 | no match | no match | no match | DTXSID8047553 | Perfluoroundecanoic acid | C11HF21O2 | OC(=O)C(F)(F)C(F)(F)C(F)(F)C(F)(F)C(F)(F)C(F)(F)C(F)(F)C(F)(F)C(F)(F)C(F)(F)F | Chemical |  |  |  | 0 | 0 | Wrong CAS in DMR | CAS does not match EPA CAS
DMR | Perfluorododecanoic acid | 307551 |  |  | 51629 | _307551 | 91633 | Perfluorolauric acid | 307-55-1 | _307551 | 91633 | Perfluorolauric acid | Dodecanoic acid, 2,2,3,3,4,4,5,5,6,6,7,7,8,8,9,9,10,10,11,11,12,12,12-tricosafluoro- | DTXSID8031861 | Perfluorododecanoic acid | C12HF23O2 | OC(=O)C(F)(F)C(F)(F)C(F)(F)C(F)(F)C(F)(F)C(F)(F)C(F)(F)C(F)(F)C(F)(F)C(F)(F)C(F)(F)F | Chemical |  |  |  | 1 | 1 | Matched to full list of "chemical substances" from all datasets on EPA SRS service. | n.a.
DMR | Perfluorotridecanoic acid | 72629948 |  |  | 51630 | _72629948 | 101749 | Tridecanoic acid, 2,2,3,3,4,4,5,5,6,6,7,7,8,8,9,9,10,10,11,11,12,12,13,13,13-pentacosafluoro- | 72629-94-8 | _72629948 | 101749 | (blank) | Tridecanoic acid, 2,2,3,3,4,4,5,5,6,6,7,7,8,8,9,9,10,10,11,11,12,12,13,13,13-pentacosafluoro- | DTXSID90868151 | Perfluorotridecanoic acid | C13HF25O2 | OC(=O)C(F)(F)C(F)(F)C(F)(F)C(F)(F)C(F)(F)C(F)(F)C(F)(F)C(F)(F)C(F)(F)C(F)(F)C(F)(F)C(F)(F)F | Chemical |  |  |  | 1 | 0 | Matched to full list of "chemical substances" from all datasets on EPA SRS service. | n.a.
DMR | Perfluorotetradecanoic acid | 376067 |  |  | 51631 | _376067 | 46024 | Perfluoromyristic acid | 376-06-7 | _376067 | 46024 | Perfluoromyristic acid | Tetradecanoic acid, 2,2,3,3,4,4,5,5,6,6,7,7,8,8,9,9,10,10,11,11,12,12,13,13,14,14,14-heptacosafluoro- | DTXSID3059921 | Perfluorotetradecanoic acid | C14HF27O2 | OC(=O)C(F)(F)C(F)(F)C(F)(F)C(F)(F)C(F)(F)C(F)(F)C(F)(F)C(F)(F)C(F)(F)C(F)(F)C(F)(F)C(F)(F)C(F)(F)F | Chemical |  |  |  | 1 | 1 | Matched to full list of "chemical substances" from all datasets on EPA SRS service. | n.a.
DMR | Perfluorobutane Sulfonate | 45187153 |  |  | 51632 | _45187153 | 101476 | Perfluorobutanesulfonate | 45187-15-3 | _45187153 | 101476 | Perfluorobutanesulfonate | 1-Butanesulfonic acid, 1,1,2,2,3,3,4,4,4-nonafluoro-, ion(1-) | DTXSID60873015 | Perfluorobutanesulfonate | C4F9O3S | [O-]S(=O)(=O)C(F)(F)C(F)(F)C(F)(F)C(F)(F)F | Chemical |  |  |  | 1 | 1 | Matched to full list of "chemical substances" from all datasets on EPA SRS service. | n.a.
DMR | Perfluorohexane Sulfonate | 108427538 |  |  | 51633 | _108427538 | 101731 | 1-Hexanesulfonic acid, 1,1,2,2,3,3,4,4,5,5,6,6,6-tridecafluoro-, ion(1-) | 108427-53-8 | _108427538 | 101731 | (blank) | 1-Hexanesulfonic acid, 1,1,2,2,3,3,4,4,5,5,6,6,6-tridecafluoro-, ion(1-) | DTXSID80873012 | Perfluorohexanesulfonate | C6F13O3S | [O-]S(=O)(=O)C(F)(F)C(F)(F)C(F)(F)C(F)(F)C(F)(F)C(F)(F)F | Chemical |  |  |  | 1 | 0 | Matched to full list of "chemical substances" from all datasets on EPA SRS service. | n.a.
DMR | Perfluoroheptane Sulfonate | (blank) |  |  | 51634 | _n.a. | ERG_850 | Perfluoroheptane Sulfonate | n.a. | _n.a. | no match | no match | no match |  | 0 | 0 | 0 | Element |  |  |  | 1 | 0 |  | n.a.
DMR | Perfluorodecane Sulfonate | (blank) |  |  | 51635 | _n.a. | ERG_849 | Perfluorodecane Sulfonate | n.a. | _n.a. | no match | no match | no match |  | 0 | 0 | 0 | Element |  |  |  | 1 | 0 |  | n.a.
DMR | 8:2 Fluorotelomer Alcohol | 678397 |  |  | 51636 | _678397 | 91205 | 1-Decanol, 3,3,4,4,5,5,6,6,7,7,8,8,9,9,10,10,10-heptadecafluoro- | 678-39-7 | _678397 | 91205 | 1-Decanol, 3,3,4,4,5,5,6,6,7,7,8,8,9,9,10,10,10-heptadecafluoro- | 1-Decanol, 3,3,4,4,5,5,6,6,7,7,8,8,9,9,10,10,10-heptadecafluoro- | DTXSID7029904 | 8:2 Fluorotelomer alcohol | C10H5F17O | OCCC(F)(F)C(F)(F)C(F)(F)C(F)(F)C(F)(F)C(F)(F)C(F)(F)C(F)(F)F | Chemical |  |  |  | 1 | 1 | Matched to full list of "chemical substances" from all datasets on EPA SRS service. | n.a.
DMR | 10:2 Fluorotelomer Alcohol | 865861 |  |  | 51637 | _865861 | 88442 | 1-Dodecanol, 3,3,4,4,5,5,6,6,7,7,8,8,9,9,10,10,11,11,12,12,12-heneicosafluoro- | 865-86-1 | _865861 | 88442 | 1-Dodecanol, 3,3,4,4,5,5,6,6,7,7,8,8,9,9,10,10,11,11,12,12,12-heneicosafluoro- | 1-Dodecanol, 3,3,4,4,5,5,6,6,7,7,8,8,9,9,10,10,11,11,12,12,12-heneicosafluoro- | DTXSID2029905 | 10:2 Fluorotelomer alcohol | C12H5F21O | OCCC(F)(F)C(F)(F)C(F)(F)C(F)(F)C(F)(F)C(F)(F)C(F)(F)C(F)(F)C(F)(F)C(F)(F)F | Chemical |  |  |  | 1 | 1 | Matched to full list of "chemical substances" from all datasets on EPA SRS service. | n.a.
DMR | 8:2 Fluorotelomer Acrylate | (blank) |  |  | 51638 | _n.a. | 56716 | 1,1,2,2-Tetrahydroperfluorodecyl acrylate | 27905-45-9 | _27905459 | no match | no match | no match | DTXSID5067348 | 8:2 Fluorotelomer acrylate | C13H7F17O2 | FC(F)(F)C(F)(F)C(F)(F)C(F)(F)C(F)(F)C(F)(F)C(F)(F)C(F)(F)CCOC(=O)C=C | Chemical |  |  |  | 0 | 0 | EPA DashboardSynonymQuery identified alternative name for 8:2 Fluorotelomer Acrylate which matches SRS results, other databases were already identified correctly (formerly ERG_292) | n.a.
DMR | cis-1,2-Dichloroethylene | 156592 |  |  | 77093 | _156592 | 46363 | Ethene, dichloro- (cis) | 156-59-2 | _156592 | 46363 | cis-1,2-Dichloroethylene | Ethene, 1,2-dichloro-, (1Z)- | DTXSID2024030 | (Z)-1,2-Dichloroethylene | C2H2Cl2 | Cl\C=C/Cl | Chemical |  |  |  | 1 | 0 | Matched to full list of "chemical substances" from all datasets on EPA SRS service. | n.a.
DMR | N-ethylperfluorooctane Sulfonamidoethanol | 1691992 |  |  | 51641 | _1691992 | 93059 | 1-Octanesulfonamide, N-ethyl-1,1,2,2,3,3,4,4,5,5,6,6,7,7,8,8,8-heptadecafluoro-N-(2-hydroxyethyl)- | 1691-99-2 | _1691992 | 93059 | (blank) | 1-Octanesulfonamide, N-ethyl-1,1,2,2,3,3,4,4,5,5,6,6,7,7,8,8,8-heptadecafluoro-N-(2-hydroxyethyl)- | DTXSID6027426 | N-Ethyl-N-(2-hydroxyethyl)perfluorooctanesulfonamide | C12H10F17NO3S | CCN(CCO)S(=O)(=O)C(F)(F)C(F)(F)C(F)(F)C(F)(F)C(F)(F)C(F)(F)C(F)(F)C(F)(F)F | Chemical |  |  |  | 1 | 0 | Matched to full list of "chemical substances" from all datasets on EPA SRS service. | n.a.
DMR | N-methylperfluorooctane Sulfonamidoethanol | 24448097 |  |  | 51642 | _24448097 | 91879 | 1-Octanesulfonamide, 1,1,2,2,3,3,4,4,5,5,6,6,7,7,8,8,8-heptadecafluoro-N-(2-hydroxyethyl)-N-methyl- | 24448-09-7 | _24448097 | 91879 | 1-Octanesulfonamide, 1,1,2,2,3,3,4,4,5,5,6,6,7,7,8,8,8-heptadecafluoro-N-(2-hydroxyethyl)-N-methyl- | 1-Octanesulfonamide, 1,1,2,2,3,3,4,4,5,5,6,6,7,7,8,8,8-heptadecafluoro-N-(2-hydroxyethyl)-N-methyl- | DTXSID7027831 | N-Methyl-N-(2-hydroxyethyl)perfluorooctanesulfonamide | C11H8F17NO3S | CN(CCO)S(=O)(=O)C(F)(F)C(F)(F)C(F)(F)C(F)(F)C(F)(F)C(F)(F)C(F)(F)C(F)(F)F | Chemical |  |  |  | 1 | 1 | Matched to full list of "chemical substances" from all datasets on EPA SRS service. | n.a.
DMR | 2-(N-ethylperfluorooctanesulfonamido) acetic acid | (blank) |  |  | 51643 | _n.a. | 41079 | 2-(N-ethylperfluorooctanesulfonamido) acetic acid | 2991-50-6 | _2991506 | no match | no match | no match | DTXSID5062760 | 2-(N-Ethylperfluorooctanesulfonamido)acetic acid | C12H8F17NO4S | CCN(CC(O)=O)S(=O)(=O)C(F)(F)C(F)(F)C(F)(F)C(F)(F)C(F)(F)C(F)(F)C(F)(F)C(F)(F)F | Element |  |  |  | 0 | 0 |  | n.a.
DMR | 2-(N-methylperfluorooctanesulfonamido) acetic acid | (blank) |  |  | 51644 | _n.a. | 102997 | 2-(N-methylperfluorooctanesulfonamido) acetic acid | 2355-31-9 | _2355319 | no match | no match | no match | DTXSID10624392 | 2-(N-Methylperfluorooctanesulfonamido)acetic acid | C11H6F17NO4S | CN(CC(O)=O)S(=O)(=O)C(F)(F)C(F)(F)C(F)(F)C(F)(F)C(F)(F)C(F)(F)C(F)(F)C(F)(F)F | Element |  |  |  | 0 | 0 |  | n.a.
DMR | 3,3'-Dimethylbenzidine | 119937 |  |  | 51647 | _119937 | 95217 | Benzidine, 3,3'-dimethyl- | 119-93-7 | _119937 | 95217 | 3,3'-Dimethylbenzidine | [1,1'-Biphenyl]-4,4'-diamine, 3,3'-dimethyl- | DTXSID5024059 | 3,3'-Dimethylbenzidine | C14H16N2 | CC1=CC(=CC=C1N)C1=CC=C(N)C(C)=C1 | Chemical |  |  |  | 1 | 0 | Matched to full list of "chemical substances" from all datasets on EPA SRS service. | n.a.
DMR | m-Toluidine | 108441 |  |  | 51648 | _108441 | 47410 | m-Toluidine | 108-44-1 | _108441 | 47410 | m-Toluidine | Benzenamine, 3-methyl- | DTXSID1026792 | 3-Methylaniline | C7H9N | CC1=CC(N)=CC=C1 | Chemical |  |  |  | 1 | 1 | Matched to full list of "chemical substances" from all datasets on EPA SRS service. | n.a.
DMR | 1-Chloro-2-nitrobenzene | 88733 |  |  | 51649 | _88733 | 48368 | Benzene, 1-chloro-2-nitro- | 88-73-3 | _88733 | 48368 | o-Chloronitrobenzene | Benzene, 1-chloro-2-nitro- | DTXSID0020280 | 1-Chloro-2-nitrobenzene | C6H4ClNO2 | [O-][N+](=O)C1=C(Cl)C=CC=C1 | Chemical |  |  |  | 1 | 0 | Matched to full list of "chemical substances" from all datasets on EPA SRS service. | n.a.
DMR | Total Petroleum Hydrocarbons - Waste Oil | (blank) |  |  | 51652 | _n.a. | ERG_932 | Total Petroleum Hydrocarbons - Waste Oil | n.a. | _n.a. | no match | no match | no match |  | 0 | 0 | 0 | Element |  |  |  | 1 | 0 |  | n.a.
DMR | Ethanolamine | 141435 |  |  | 51658 | _141435 | 46145 | Monoethanolamine | 141-43-5 | _141435 | 46145 | Ethanolamine | Ethanol, 2-amino- | DTXSID6022000 | Ethanolamine | C2H7NO | NCCO | Chemical |  |  |  | 1 | 0 | Matched to full list of "chemical substances" from all datasets on EPA SRS service. | n.a.
DMR | Dimethyldithiocarbamate | 79458 |  |  | 51659 | _79458 | 100634 | Carbamodithioic acid, N,N-dimethyl- | 79-45-8 | _79458 | 100634 | (blank) | Carbamodithioic acid, N,N-dimethyl- | DTXSID2043797 | Dimethyldithiocarbamic acid | C3H7NS2 | CN(C)C(S)=S | Chemical |  |  |  | 1 | 0 | Matched to full list of "chemical substances" from all datasets on EPA SRS service. | n.a.
DMR | Surfactants, anionic | (blank) |  |  | 51660 | _n.a. | ERG_905 | Surfactants, anionic | n.a. | _n.a. | no match | no match | no match |  | 0 | 0 | 0 | Element |  |  |  | 1 | 0 |  | n.a.
DMR | Ethyl acrylate | 140885 |  |  | 51661 | _140885 | 97768 | Ethyl acrylate | 140-88-5 | _140885 | 97768 | Ethyl acrylate | 2-Propenoic acid, ethyl ester | DTXSID4020583 | Ethyl acrylate | C5H8O2 | CCOC(=O)C=C | Chemical |  |  |  | 1 | 1 | Matched to full list of "chemical substances" from all datasets on EPA SRS service. | n.a.
DMR | Nitrogen, Kjeldahl,Total [TKN], insoluble | 7727379 |  |  | 51662 | _7727379 | 38472 | Nitrogen | 7727-37-9 | _7727379 | 38472 | Nitrogen | Nitrogen | DTXSID4036304 | Nitrogen | N2 | N#N | Element |  |  |  | 1 | 1 | Matched to full list of "chemical substances" from all datasets on EPA SRS service. | n.a.
DMR | Phosphorus, insoluble | 7723140 |  |  | 51663 | _7723140 | 38478 | Phosphorus | 7723-14-0 | _7723140 | 38478 | Phosphorus | Phosphorus | DTXSID1024382 | Phosphorus | P | [P] | Element |  |  |  | 1 | 1 | Matched to full list of "chemical substances" from all datasets on EPA SRS service. | n.a.
DMR | Molybdenum, potentially dissolved | 7439987 |  |  | 51671 | _7439987 | 37006 | Molybdenum | 7439-98-7 | _7439987 | 37006 | Molybdenum | Molybdenum | DTXSID1024207 | Molybdenum | Mo | [Mo] | Element |  |  |  | 1 | 1 | Matched to full list of "chemical substances" from all datasets on EPA SRS service. | n.a.
DMR | Chlorhexidine diacetate | 56951 |  |  | 51672 | _56951 | 89625 | Chlorhexidine diacetate | 56-95-1 | _56951 | 89625 | Chlorhexidine diacetate | 2,4,11,13-Tetraazatetradecanediimidamide, N,N''-bis(4-chlorophenyl)-3,12-diimino-, diacetate | DTXSID7032345 | Chlorhexidine diacetate | C26H38Cl2N10O4 | CC(O)=O.CC(O)=O.ClC1=CC=C(NC(=N)NC(=N)NCCCCCCNC(=N)NC(=N)NC2=CC=C(Cl)C=C2)C=C1 | Chemical |  |  |  | 1 | 1 | Matched to full list of "chemical substances" from all datasets on EPA SRS service. | n.a.
DMR | Coconut Diethanolamide | 68603429 |  |  | 51673 | _68603429 | 11132 | Cocamides diethanolamines | 68603-42-9 | _68603429 | 11132 | Cocamides diethanolamines | Amides, coco, N,N-bis(hydroxyethyl) | DTXSID0024842 | Coconut oil acid/Diethanolamine condensate (2:1) | - | - | Chemical |  |  |  | 1 | 1 | Matched to full list of "chemical substances" from all datasets on EPA SRS service. | n.a.
DMR | Peracetic Acid | 79210 |  |  | 51674 | _79210 | 48722 | Peracetic acid | 79-21-0 | _79210 | 48722 | Peracetic acid | Ethaneperoxoic acid | DTXSID1025853 | Peracetic acid | C2H4O3 | CC(=O)OO | Chemical |  |  |  | 1 | 1 | Matched to full list of "chemical substances" from all datasets on EPA SRS service. | n.a.
DMR | Annual Nitrate Nitrogen Discharged | 14797558 |  |  | 51675 | _14797558 | 97628 | Nitrate | 14797-55-8 | _14797558 | 97628 | Nitrate | Nitrate | DTXSID5024217 | Nitrate | NO3 | [O-][N+]([O-])=O | Chemical |  |  |  | 1 | 1 | Matched to full list of "chemical substances" from all datasets on EPA SRS service. | n.a.
DMR | C5-C8 Aliphatics | (blank) |  |  | 51676 | _n.a. | ERG_555 | C5-C8 Aliphatics | n.a. | _n.a. | no match | no match | no match |  | 0 | 0 | 0 | Element |  |  |  | 1 | 0 |  | n.a.
DMR | C9-C12 Aliphatics | (blank) |  |  | 51677 | _n.a. | ERG_595 | C9-C12 Aliphatics | n.a. | _n.a. | no match | no match | no match |  | 0 | 0 | 0 | Element |  |  |  | 1 | 0 |  | n.a.
DMR | C9-C18 Aliphatics | (blank) |  |  | 51678 | _n.a. | ERG_596 | C9-C18 Aliphatics | n.a. | _n.a. | no match | no match | no match |  | 0 | 0 | 0 | Element |  |  |  | 1 | 0 |  | n.a.
DMR | C19-C36 Aliphatics | (blank) |  |  | 51679 | _n.a. | ERG_495 | C19-C36 Aliphatics | n.a. | _n.a. | no match | no match | no match |  | 0 | 0 | 0 | Element |  |  |  | 1 | 0 |  | n.a.
DMR | C9-C10 Aromatics | (blank) |  |  | 51680 | _n.a. | ERG_594 | C9-C10 Aromatics | n.a. | _n.a. | no match | no match | no match |  | 0 | 0 | 0 | Element |  |  |  | 1 | 0 |  | n.a.
DMR | C11-C22 Aromatics | (blank) |  |  | 51681 | _n.a. | ERG_400 | C11-C22 Aromatics | n.a. | _n.a. | no match | no match | no match |  | 0 | 0 | 0 | Element |  |  |  | 1 | 0 |  | n.a.
DMR | Giardia | (blank) |  |  | 51684 | _n.a. | ERG_702 | Giardia | n.a. | _n.a. | no match | no match | no match |  | 0 | 0 | 0 | Element |  |  |  | 1 | 0 |  | n.a.
DMR | Imidacloprid [Neonicotinoid] | 138261413 |  |  | 51686 | _138261413 | 82986 | Imidacloprid | 138261-41-3 | _138261413 | 82986 | Imidacloprid | 1H-Imidazol-2-amine, 1-[(6-chloro-3-pyridinyl)methyl]-4,5-dihydro-N-nitro- | DTXSID5032442 | Imidacloprid | C9H10ClN5O2 | [O-][N+](=O)\N=C1/NCCN1CC1=CN=C(Cl)C=C1 | Chemical |  |  |  | 1 | 1 | Matched to full list of "chemical substances" from all datasets on EPA SRS service. | n.a.
DMR | Diesel Oil Content | 68334305 |  |  | 51688 | _68334305 | 11923 | Diesel fuel | 68334-30-5 | _68334305 | 11923 | Diesel fuel | Fuels, diesel | DTXSID5028455 | Fuels, diesel | - | - | Chemical |  |  |  | 1 | 1 | Matched to full list of "chemical substances" from all datasets on EPA SRS service. | n.a.
DMR | PCB-Aroclor (mixture unspecified) | 12767792 |  |  | 51692 | _12767792 | 61959 | Aroclor (unspecified) | 12767-79-2 | _12767792 | 61959 | Aroclor (unspecified) | Aroclor | DTXSID8093996 | Aroclor | - | - | Chemical |  |  |  | 1 | 1 | Matched to full list of "chemical substances" from all datasets on EPA SRS service. | n.a.
DMR | Dimethyl Benzyl Ammonium Chloride | (blank) |  |  | 51697 | _n.a. | 37294 | Benzalkonium chloride | 8001-54-5 | _8001545 | no match | no match | no match | DTXSID9034317 | Benzalkonium chloride | - | - | Element |  |  |  | 0 | 0 |  | n.a.
DMR | Nalco H150M | (blank) |  |  | 51698 | _n.a. | ERG_781 | Nalco H150M | n.a. | _n.a. | no match | no match | no match |  | 0 | 0 | 0 | Element |  |  |  | 1 | 0 |  | n.a.
DMR | Phosphorus, Total (Avg Seasonal Load Cap) | 7723140 |  |  | 51699 | _7723140 | 38478 | Phosphorus | 7723-14-0 | _7723140 | 38478 | Phosphorus | Phosphorus | DTXSID1024382 | Phosphorus | P | [P] | Element |  |  |  | 1 | 1 | Matched to full list of "chemical substances" from all datasets on EPA SRS service. | n.a.
DMR | Corrosion Inhibitor | (blank) |  |  | 51706 | _n.a. | no match | no match | no match | _n.a. | no match | no match | no match |  |  |  |  | Not a chemical |  |  |  | 1 | 1 |  | n.a.
DMR | Poly[hexamethylenebiguanide] hydrochloride | 32289580 |  |  | 51731 | _32289580 | 53599 | Poly(iminoimidocarbonyliminoimidocarbonyliminohexamethylene) hydrochloride | 32289-58-0 | _32289580 | 53599 | Poly(iminoimidocarbonyliminoimidocarbonyliminohexamethylene) hydrochloride | Poly(iminocarbonimidoyliminocarbonimidoylimino-1,6-hexanediyl), hydrochloride | DTXSID2035726 | Polihexanide | - | - | Chemical |  |  |  | 1 | 1 | Matched to full list of "chemical substances" from all datasets on EPA SRS service. | n.a.
DMR | Dibenz[a,h]acridine | 226368 |  |  | 51736 | _226368 | 92639 | Dibenz[a,h]acridine | 226-36-8 | _226368 | 92639 | Dibenz[a,h]acridine | Dibenz[a,h]acridine | DTXSID3059761 | Dibenz[a,h]acridine | C21H13N | C1=CC=C2C(C=CC3=C2C=C2C=CC4=CC=CC=C4C2=N3)=C1 | Chemical |  |  |  | 1 | 1 | Matched to full list of "chemical substances" from all datasets on EPA SRS service. | n.a.
DMR | Dibenzo[a,e]pyrene | 192654 |  |  | 51737 | _192654 | 46350 | Dibenzo[a,e]pyrene | 192-65-4 | _192654 | 46350 | Dibenzo[a,e]pyrene | Naphtho[1,2,3,4-def]chrysene | DTXSID3052690 | Dibenzo(a,e)pyrene | C24H14 | C1=CC2=CC3=C4C(C=CC5=C4C(=CC=C5)C4=C3C=CC=C4)=C2C=C1 | Chemical |  |  |  | 1 | 1 | Matched to full list of "chemical substances" from all datasets on EPA SRS service. | n.a.
DMR | Dibenzo[a,h]pyrene | 189640 |  |  | 51738 | _189640 | 46353 | Dibenzo[a,h]pyrene | 189-64-0 | _189640 | 46353 | Dibenzo[a,h]pyrene | Dibenzo[b,def]chrysene | DTXSID4059752 | Dibenzo[a,h]pyrene | C24H14 | C1=CC=C2C(=C1)C=C1C=CC3=C4C(C=CC2=C14)=CC1=CC=CC=C31 | Chemical |  |  |  | 1 | 1 | Matched to full list of "chemical substances" from all datasets on EPA SRS service. | n.a.
DMR | Tetrahydroxymethylphosphonium chloride, THPC | 124641 |  |  | 51757 | _124641 | 46790 | Tetrakis(hydroxymethyl)phosphonium chloride | 124-64-1 | _124641 | 46790 | Tetrakis(hydroxymethyl)phosphonium chloride | Phosphonium, tetrakis(hydroxymethyl)-, chloride (1:1) | DTXSID5021330 | Tetrakis(hydroxymethyl)phosphonium chloride | C4H12ClO4P | [Cl-].OC[P+](CO)(CO)CO | Chemical |  |  |  | 1 | 1 | Matched to full list of "chemical substances" from all datasets on EPA SRS service. | n.a.
DMR | Hydroxide | 14280309 |  |  | 51766 | _14280309 | 85321 | Hydroxide | 14280-30-9 | _14280309 | 85321 | Hydroxide | Hydroxide | DTXSID8074281 | Hydroxide | HO | [OH-] | Chemical |  |  |  | 1 | 1 | Matched to full list of "chemical substances" from all datasets on EPA SRS service. | n.a.
DMR | Arsenic, trivalent total | 22541544 |  |  | 51770 | _22541544 | 79080 | Arsenic, ion (3+) | 22541-54-4 | _22541544 | 79080 | Arsenic ion (3+) | Arsenic, ion (As3+) | DTXSID30872434 | Arsenic (III) | As | [As+3] | Chemical |  |  |  | 1 | 0 | Matched to full list of "chemical substances" from all datasets on EPA SRS service. | n.a.
DMR | Nitrite + Nitrate total [as N] | 7727379 |  |  | 51794 | _7727379 | 38472 | Nitrogen | 7727-37-9 | _7727379 | 38472 | Nitrogen | Nitrogen | DTXSID4036304 | Nitrogen | N2 | N#N | Element |  |  |  | 1 | 1 | Matched to full list of "chemical substances" from all datasets on EPA SRS service. | n.a.
DMR | Total K001 Constituents | (blank) |  |  | 51802 | _n.a. | no match | no match | no match | _n.a. | no match | no match | no match |  |  |  |  | Not a chemical |  |  |  | 1 | 1 |  | n.a.
DMR | Freeboard | (blank) |  |  | 52020 | _n.a. | no match | no match | no match | _n.a. | no match | no match | no match |  |  |  |  | Not a chemical |  |  |  | 1 | 1 |  | n.a.
DMR | Furans | (blank) |  |  | 52030 | _n.a. | ERG_701 | Furans | n.a. | _n.a. | no match | no match | no match |  | 0 | 0 | 0 | Element |  |  |  | 1 | 0 |  | n.a.
DMR | Halogens, total combined | (blank) |  |  | 52040 | _n.a. | 97466 | Halogens, total combined | n.a. | _n.a. | no match | no match | no match |  | 0 | 0 | 0 | Element |  |  |  | 1 | 0 |  | n.a.
DMR | Octachlorodibenzo-p-dioxin | 3268879 |  |  | 52090 | _3268879 | 93296 | 1,2,3,4,6,7,8,9-Octachlorodibenzo-p-dioxin (EPA TRI dioxin distribution 12) | 3268-87-9 | _3268879 | 93296 | 1,2,3,4,6,7,8,9-Octachlorodibenzo-p-dioxin | Dibenzo[b,e][1,4]dioxin, octachloro- | DTXSID4025799 | Octachlorodibenzo-p-dioxin | C12Cl8O2 | ClC1=C(Cl)C2=C(OC3=C(Cl)C(Cl)=C(Cl)C(Cl)=C3O2)C(Cl)=C1Cl | Chemical |  |  |  | 1 | 0 | Matched to full list of "chemical substances" from all datasets on EPA SRS service. | n.a.
DMR | Octachlorodibenzofuran | 39001020 |  |  | 52100 | _39001020 | 94109 | 1,2,3,4,6,7,8,9-Octachlorodibenzofuran (EPA TRI dioxin distribution 11) | 39001-02-0 | _39001020 | 94109 | 1,2,3,4,6,7,8,9-Octachlorodibenzofuran | Dibenzofuran, octachloro- | DTXSID3052062 | Octachlorodibenzofuran | C12Cl8O | ClC1=C2OC3=C(C2=C(Cl)C(Cl)=C1Cl)C(Cl)=C(Cl)C(Cl)=C3Cl | Chemical |  |  |  | 1 | 0 | Matched to full list of "chemical substances" from all datasets on EPA SRS service. | n.a.
DMR | Solids, total dissolved (inorganic) | (blank) |  |  | 52190 | _n.a. | no match | no match | no match | _n.a. | no match | no match | no match |  |  |  |  | Not a chemical |  |  |  | 1 | 1 |  | n.a.
DMR | Tebuconazole | 107534963 |  |  | 52220 | _107534963 | 83455 | Tebuconazole | 107534-96-3 | _107534963 | 83455 | Tebuconazole | 1H-1,2,4-Triazole-1-ethanol, .alpha.-[2-(4-chlorophenyl)ethyl]-.alpha.-(1,1-dimethylethyl)- | DTXSID9032113 | Tebuconazole | C16H22ClN3O | CC(C)(C)C(O)(CCC1=CC=C(Cl)C=C1)CN1C=NC=N1 | Chemical |  |  |  | 1 | 1 | Matched to full list of "chemical substances" from all datasets on EPA SRS service. | n.a.
DMR | Total petroleum hydrocarbon - diesel | (blank) |  |  | 52290 | _n.a. | ERG_930 | Total petroleum hydrocarbon - diesel | n.a. | _n.a. | no match | no match | no match |  | 0 | 0 | 0 | Element |  |  |  | 1 | 0 |  | n.a.
DMR | Total petroleum hydrocarbon - gasoline | (blank) |  |  | 52300 | _n.a. | ERG_931 | Total petroleum hydrocarbon - gasoline | n.a. | _n.a. | no match | no match | no match |  | 0 | 0 | 0 | Element |  |  |  | 1 | 0 |  | n.a.
DMR | 2,4,5-Trichlorophenol | 95954 |  |  | 61023 | _95954 | 47719 | Phenol, 2,4,5-trichloro- | 95-95-4 | _95954 | 47719 | 2,4,5-Trichlorophenol | Phenol, 2,4,5-trichloro- | DTXSID4024359 | 2,4,5-Trichlorophenol | C6H3Cl3O | OC1=C(Cl)C=C(Cl)C(Cl)=C1 | Chemical |  |  |  | 1 | 0 | Matched to full list of "chemical substances" from all datasets on EPA SRS service. | n.a.
DMR | 3,4,5-Trichloroguaiacol | 57057837 |  |  | 61024 | _57057837 | 89613 | 3,4,5-Trichloro-2-methoxyphenol | 57057-83-7 | _57057837 | 89613 | 3,4,5-Trichloroguaiacol | Phenol, 3,4,5-trichloro-2-methoxy- | DTXSID7052232 | 3,4,5-Trichloro-2-methoxyphenol | C7H5Cl3O2 | COC1=C(Cl)C(Cl)=C(Cl)C=C1O | Chemical |  |  |  | 1 | 0 | Matched to full list of "chemical substances" from all datasets on EPA SRS service. | n.a.
DMR | 3,4,6-Trichlorocatechol | 32139723 |  |  | 61025 | _32139723 | 82090 | 3,4,6-Trichlorocatechol | 32139-72-3 | _32139723 | 82090 | 3,4,6-Trichlorocatechol | 1,2-Benzenediol, 3,4,6-trichloro- | - | 0 | - | - | Chemical |  |  |  | 1 | 1 | Matched to full list of "chemical substances" from all datasets on EPA SRS service. | n.a.
DMR | 2,3,4,5-Tetrachlorophenol | 4901513 |  |  | 61026 | _4901513 | 42376 | 2,3,4,5-Tetrachlorophenol | 4901-51-3 | _4901513 | 42376 | 2,3,4,5-Tetrachlorophenol | Phenol, 2,3,4,5-tetrachloro- | DTXSID0022220 | 2,3,4,5-Tetrachlorophenol | C6H2Cl4O | OC1=C(Cl)C(Cl)=C(Cl)C(Cl)=C1 | Chemical |  |  |  | 1 | 1 | Matched to full list of "chemical substances" from all datasets on EPA SRS service. | n.a.
DMR | 1,1-Dichloroethene | 75354 |  |  | 61162 | _75354 | 48931 | Ethene, 1,1-dichloro- | 75-35-4 | _75354 | 48931 | 1,1-Dichloroethylene | Ethene, 1,1-dichloro- | DTXSID8021438 | 1,1-Dichloroethylene | C2H2Cl2 | ClC(Cl)=C | Chemical |  |  |  | 1 | 0 | Matched to full list of "chemical substances" from all datasets on EPA SRS service. | n.a.
DMR | Propylene glycol, total | 57556 |  |  | 61163 | _57556 | 49144 | Propylene glycol | 57-55-6 | _57556 | 49144 | Propylene glycol | 1,2-Propanediol | DTXSID0021206 | 1,2-Propylene glycol | C3H8O2 | CC(O)CO | Chemical |  |  |  | 1 | 1 | Matched to full list of "chemical substances" from all datasets on EPA SRS service. | n.a.
DMR | Halogen, total residual | (blank) |  |  | 61194 | _n.a. | ERG_705 | Halogen, total residual | n.a. | _n.a. | no match | no match | no match |  | 0 | 0 | 0 | Element |  |  |  | 1 | 0 |  | n.a.
DMR | Perchlorate (ClO4) | 14797730 |  |  | 61209 | _14797730 | 81029 | Perchlorate | 14797-73-0 | _14797730 | 81029 | Perchlorate | Perchlorate | DTXSID6024252 | Perchlorate | ClO4 | [O-][Cl](=O)(=O)=O | Chemical |  |  |  | 1 | 1 | Matched to full list of "chemical substances" from all datasets on EPA SRS service. | n.a.
DMR | Fats, oils & grease (total o & g less TPH) | (blank) |  |  | 61210 | _n.a. | ERG_687 | Fats, oils & grease (total o & g less TPH) | n.a. | _n.a. | no match | no match | no match |  | 0 | 0 | 0 | Element |  |  |  | 1 | 0 |  | n.a.
DMR | Diazoxon | 962583 |  |  | 61224 | _962583 | 78859 | Diazinon, O-analog | 962-58-3 | _962583 | 78859 | Diazoxon | Phosphoric acid, diethyl 6-methyl-2-(1-methylethyl)-4-pyrimidinyl ester | DTXSID5037523 | Diazoxon | C12H21N2O4P | CCOP(=O)(OCC)OC1=NC(=NC(C)=C1)C(C)C | Chemical |  |  |  | 1 | 0 | Matched to full list of "chemical substances" from all datasets on EPA SRS service. | n.a.
DMR | 3-Methylcholanthrene | 56495 |  |  | 61225 | _56495 | 48958 | 3-Methylcholanthrene | 56-49-5 | _56495 | 48958 | 3-Methylcholanthrene | Benz[j]aceanthrylene, 1,2-dihydro-3-methyl- | DTXSID0020862 | 3-Methylcholanthrene | C21H16 | CC1=C2CCC3=C4C=CC5=CC=CC=C5C4=CC(C=C1)=C23 | Chemical |  |  |  | 1 | 1 | Matched to full list of "chemical substances" from all datasets on EPA SRS service. | n.a.
DMR | 4-Chlorotoluene | 106434 |  |  | 61227 | _106434 | 47527 | Toluene, 4-chloro- | 106-43-4 | _106434 | 47527 | p-Chlorotoluene | Benzene, 1-chloro-4-methyl- | DTXSID8024814 | 4-Chlorotoluene | C7H7Cl | CC1=CC=C(Cl)C=C1 | Chemical |  |  |  | 1 | 0 | Matched to full list of "chemical substances" from all datasets on EPA SRS service. | n.a.
DMR | Cryptosporidium | (blank) |  |  | 61230 | _n.a. | ERG_652 | Cryptosporidium | n.a. | _n.a. | no match | no match | no match |  | 0 | 0 | 0 | Element |  |  |  | 1 | 0 |  | n.a.
DMR | Chlorinated hydrocarbons, total | (blank) |  |  | 61237 | _n.a. | ERG_632 | Chlorinated hydrocarbons, total | n.a. | _n.a. | no match | no match | no match |  | 0 | 0 | 0 | Element |  |  |  | 1 | 0 |  | n.a.
DMR | Ammonia (as N) + unionized ammonia | 7664417 |  |  | 61574 | _7664417 | 38644 | Ammonia, as N | 7664-41-7 | _7664417 | 38644 | Ammonia | Ammonia | DTXSID0023872 | Ammonia | H3N | N | Chemical |  |  |  | 1 | 0 | Matched to full list of "chemical substances" from all datasets on EPA SRS service. | n.a.
DMR | Tebupirimfos | 96182535 |  |  | 61602 | _96182535 | 86723 | Tebupirimfos | 96182-53-5 | _96182535 | 86723 | Phostebupirim | Phosphorothioic acid, O-[2-(1,1-dimethylethyl)-5-pyrimidinyl] O-ethyl O-(1-methylethyl) ester | DTXSID1032482 | Tebupirimfos | C13H23N2O3PS | CCOP(=S)(OC(C)C)OC1=CN=C(N=C1)C(C)(C)C | Chemical |  |  |  | 1 | 0 | Matched to full list of "chemical substances" from all datasets on EPA SRS service. | n.a.
DMR | Inorganic suspended solids | (blank) |  |  | 61730 | _n.a. | no match | no match | no match | _n.a. | no match | no match | no match |  |  |  |  | Not a chemical |  |  |  | 1 | 1 |  | n.a.
DMR | Bromochloromethane | 74975 |  |  | 70009 | _74975 | 48535 | Methane, chlorobromo-, Halon 1011 | 74-97-5 | _74975 | 48535 | Halon 1011 | Methane, bromochloro- | DTXSID4021503 | Bromochloromethane | CH2BrCl | ClCBr | Chemical |  |  |  | 1 | 0 | Matched to full list of "chemical substances" from all datasets on EPA SRS service. | n.a.
DMR | Dichlorofluoromethane | 75434 |  |  | 70010 | _75434 | 48928 | Methane, dichlorofluoro-, HCFC-21 | 75-43-4 | _75434 | 48928 | HCFC-21 | Methane, dichlorofluoro- | DTXSID7052498 | Dichlorofluoromethane | CHCl2F | FC(Cl)Cl | Chemical |  |  |  | 1 | 0 | Matched to full list of "chemical substances" from all datasets on EPA SRS service. | n.a.
DMR | 4-Chloro-3-methylphenol | 59507 |  |  | 70012 | _59507 | 49108 | Metacresol, parachloro- | 59-50-7 | _59507 | 49108 | p-Chloro-m-cresol | Phenol, 4-chloro-3-methyl- | DTXSID4021717 | 4-Chloro-3-methylphenol | C7H7ClO | CC1=C(Cl)C=CC(O)=C1 | Chemical |  |  |  | 1 | 0 | Matched to full list of "chemical substances" from all datasets on EPA SRS service. | n.a.
DMR | Freon, total | (blank) |  |  | 70015 | _n.a. | ERG_699 | Freon, total | n.a. | _n.a. | no match | no match | no match |  | 0 | 0 | 0 | Element |  |  |  | 1 | 0 |  | n.a.
DMR | 1,2,4-Trichlorobenzene, total | 120821 |  |  | 70022 | _120821 | 47007 | Benzene, 1,2,4-trichloro- | 120-82-1 | _120821 | 47007 | 1,2,4-Trichlorobenzene | Benzene, 1,2,4-trichloro- | DTXSID0021965 | 1,2,4-Trichlorobenzene | C6H3Cl3 | ClC1=CC(Cl)=C(Cl)C=C1 | Chemical |  |  |  | 1 | 0 | Matched to full list of "chemical substances" from all datasets on EPA SRS service. | n.a.
DMR | Chromium hexavalent (as Cr) | 18540299 |  |  | 70023 | _18540299 | 62530 | Chromium VI | 18540-29-9 | _18540299 | 62530 | Chromium(VI) | Chromium, ion (Cr6+) | DTXSID7023982 | Chromium (VI) ion | Cr | [Cr+6] | Chemical |  |  |  | 1 | 0 | Matched to full list of "chemical substances" from all datasets on EPA SRS service. | n.a.
DMR | COD, 25N K2Cr207, tot | (blank) |  |  | 70027 | _n.a. | ERG_627 | Chemical Oxygen Demand (COD) | n.a. | _n.a. | no match | Chemical oxygen demand | Oxygen demand, chemical |  | 0 | 0 | 0 | Element |  |  |  | 1 | 0 | manual search by name on SRS website | n.a.
DMR | Phenolic compounds, total | (blank) |  |  | 70029 | _n.a. | ERG_856 | Phenolic compounds, total | n.a. | _n.a. | no match | no match | no match |  | 0 | 0 | 0 | Element |  |  |  | 1 | 0 |  | n.a.
DMR | Oil & grease, total recoverable | (blank) |  |  | 70030 | _n.a. | no match | no match | no match | _n.a. | no match | no match | no match |  |  |  |  | Not a chemical |  |  |  | 1 | 1 |  | n.a.
DMR | Solids, total suspended | (blank) |  |  | 70031 | _n.a. | no match | no match | no match | _n.a. | no match | no match | no match |  |  |  |  | Not a chemical |  |  |  | 1 | 1 |  | n.a.
DMR | Solids, total dissolved | (blank) |  |  | 70295 | _n.a. | no match | no match | no match | _n.a. | no match | no match | no match |  |  |  |  | Not a chemical |  |  |  | 1 | 1 |  | n.a.
DMR | Solids, total dissolved (TDS) | (blank) |  |  | 70296 | _n.a. | no match | no match | no match | _n.a. | no match | no match | no match |  |  |  |  | Not a chemical |  |  |  | 1 | 1 |  | n.a.
DMR | Solids, total susp. per 1000 gallons | (blank) |  |  | 70297 | _n.a. | no match | no match | no match | _n.a. | no match | no match | no match |  |  |  |  | Not a chemical |  |  |  | 1 | 1 |  | n.a.
DMR | Solids, total dissolved- 180 deg. C | (blank) |  |  | 70300 | _n.a. | no match | no match | no match | _n.a. | no match | no match | no match |  |  |  |  | Not a chemical |  |  |  | 1 | 1 |  | n.a.
DMR | Chloride, organic, total | 16887006 |  |  | 70352 | _16887006 | 59791 | Chloride | 16887-00-6 | _16887006 | 59791 | Chloride | Chloride | DTXSID6043969 | Chloride | Cl | [Cl-] | Chemical |  |  |  | 1 | 1 | Matched to full list of "chemical substances" from all datasets on EPA SRS service. | n.a.
DMR | Organic halides, total | (blank) |  |  | 70353 | _n.a. | ERG_822 | Organic halides, total | n.a. | _n.a. | no match | no match | no match |  | 0 | 0 | 0 | Element |  |  |  | 1 | 0 |  | n.a.
DMR | Phosphate, total, color method (as P) | 14265442 |  |  | 70505 | _14265442 | 60773 | Phosphate | 14265-44-2 | _14265442 | 60773 | Orthophosphate | Phosphate | DTXSID7039672 | Phosphate | O4P | [O-]P([O-])([O-])=O | Chemical |  |  |  | 1 | 0 | Matched to full list of "chemical substances" from all datasets on EPA SRS service. | n.a.
DMR | Phosphorous, in total orthophosphate | 7723140 |  |  | 70507 | _7723140 | 38478 | Phosphorus | 7723-14-0 | _7723140 | 38478 | Phosphorus | Phosphorus | DTXSID1024382 | Phosphorus | P | [P] | Element |  |  |  | 1 | 1 | Matched to full list of "chemical substances" from all datasets on EPA SRS service. | n.a.
DMR | Urea | 57136 |  |  | 71800 | _57136 | 48941 | Urea | 57-13-6 | _57136 | 48941 | Urea | Urea | DTXSID4021426 | Urea | CH4N2O | NC(N)=O | Chemical |  |  |  | 1 | 1 | Matched to full list of "chemical substances" from all datasets on EPA SRS service. | n.a.
DMR | Nitrogen, ammonia total (as NH4) | 14798039 |  |  | 71845 | _14798039 | 59836 | Ammonium, ion | 14798-03-9 | _14798039 | 59836 | Ammonium | Ammonium | DTXSID5043974 | Ammonium | H4N | [NH4+] | Chemical |  |  |  | 1 | 0 | Matched to full list of "chemical substances" from all datasets on EPA SRS service. | n.a.
DMR | Nitrogen, nitrate total (as NO3) | 14797558 |  |  | 71850 | _14797558 | 97628 | Nitrate | 14797-55-8 | _14797558 | 97628 | Nitrate | Nitrate | DTXSID5024217 | Nitrate | NO3 | [O-][N+]([O-])=O | Chemical |  |  |  | 1 | 1 | Matched to full list of "chemical substances" from all datasets on EPA SRS service. | n.a.
DMR | Nitrogen, nitrite total (as NO2) | 14797650 |  |  | 71855 | _14797650 | 59837 | Nitrite | 14797-65-0 | _14797650 | 59837 | Nitrite | Nitrite | DTXSID5024219 | Nitrite | NO2 | [O-]N=O | Chemical |  |  |  | 1 | 1 | Matched to full list of "chemical substances" from all datasets on EPA SRS service. | n.a.
DMR | Iodide (as I) | 20461545 |  |  | 71865 | _20461545 | 58034 | Iodide | 20461-54-5 | _20461545 | 58034 | Iodide | Iodide | - | 0 | - | - | Chemical |  |  |  | 1 | 1 | Matched to full list of "chemical substances" from all datasets on EPA SRS service. | n.a.
DMR | Bromide (as Br) | 24959679 |  |  | 71870 | _24959679 | 57984 | Bromide | 24959-67-9 | _24959679 | 57984 | Bromide | Bromide | DTXSID6043967 | Bromide | Br | [Br-] | Chemical |  |  |  | 1 | 1 | Matched to full list of "chemical substances" from all datasets on EPA SRS service. | n.a.
DMR | Bromine, reported as the element | 7726956 |  |  | 71871 | _7726956 | 38476 | Bromine | 7726-95-6 | _7726956 | 38476 | Bromine | Bromine | DTXSID1035238 | Bromine | Br2 | BrBr | Element |  |  |  | 1 | 1 | Matched to full list of "chemical substances" from all datasets on EPA SRS service. | n.a.
DMR | Bromine chloride | 13863417 |  |  | 71872 | _13863417 | 61670 | Bromine chloride | 13863-41-7 | _13863417 | 61670 | Bromine chloride | Bromine chloride (BrCl) | DTXSID4035259 | Bromine chloride | BrCl | ClBr | Chemical |  |  |  | 1 | 1 | Matched to full list of "chemical substances" from all datasets on EPA SRS service. | n.a.
DMR | Hydrogen sulfide | 7783064 |  |  | 71875 | _7783064 | 38126 | Hydrogen sulfide | 7783-06-4 | _7783064 | 38126 | Hydrogen sulfide | Hydrogen sulfide (H2S) | DTXSID4024149 | Hydrogen sulfide | H2S | S | Chemical |  |  |  | 1 | 1 | Matched to full list of "chemical substances" from all datasets on EPA SRS service. | n.a.
DMR | Formaldehyde | 50000 |  |  | 71880 | _50000 | 49201 | Formaldehyde | 50-00-0 | _50000 | 49201 | Formaldehyde | Formaldehyde | DTXSID7020637 | Formaldehyde | CH2O | C=O | Chemical |  |  |  | 1 | 1 | Matched to full list of "chemical substances" from all datasets on EPA SRS service. | n.a.
DMR | Mercury, dissolved (as Hg) | 7439976 |  |  | 71890 | _7439976 | 37007 | Mercury | 7439-97-6 | _7439976 | 37007 | Mercury | Mercury | DTXSID1024172 | Mercury | Hg | [Hg] | Element |  |  |  | 1 | 1 | Matched to full list of "chemical substances" from all datasets on EPA SRS service. | n.a.
DMR | Mercury, total (as Hg) | 7439976 |  |  | 71900 | _7439976 | 37007 | Mercury | 7439-97-6 | _7439976 | 37007 | Mercury | Mercury | DTXSID1024172 | Mercury | Hg | [Hg] | Element |  |  |  | 1 | 1 | Matched to full list of "chemical substances" from all datasets on EPA SRS service. | n.a.
DMR | Mercury, total recoverable | 7439976 |  |  | 71901 | _7439976 | 37007 | Mercury | 7439-97-6 | _7439976 | 37007 | Mercury | Mercury | DTXSID1024172 | Mercury | Hg | [Hg] | Element |  |  |  | 1 | 1 | Matched to full list of "chemical substances" from all datasets on EPA SRS service. | n.a.
DMR | Gold, total (as Au) | 7440575 |  |  | 71910 | _7440575 | 36823 | Gold | 7440-57-5 | _7440575 | 36823 | Gold | Gold | DTXSID3064697 | Gold | Au | [Au] | Element |  |  |  | 1 | 1 | Matched to full list of "chemical substances" from all datasets on EPA SRS service. | n.a.
DMR | Ethyl ether, by gas chromatograph | 60297 |  |  | 73010 | _60297 | 49093 | Diethyl ether | 60-29-7 | _60297 | 49093 | Ethyl ether | Ethane, 1,1'-oxybis- | DTXSID3021720 | Diethyl ether | C4H10O | CCOCC | Chemical |  |  |  | 1 | 0 | Matched to full list of "chemical substances" from all datasets on EPA SRS service. | n.a.
DMR | 3,4,5-Trichlorocatechol | 56961207 |  |  | 73037 | _56961207 | 81890 | 3,4,5-Trichlorocatechol | 56961-20-7 | _56961207 | 81890 | 3,4,5-Trichlorocatechol | 1,2-Benzenediol, 3,4,5-trichloro- | DTXSID9074060 | 3,4,5-Trichlorocatechol | C6H3Cl3O2 | OC1=CC(Cl)=C(Cl)C(Cl)=C1O | Chemical |  |  |  | 1 | 1 | Matched to full list of "chemical substances" from all datasets on EPA SRS service. | n.a.
DMR | Tetrachloroguaiacol | 2539175 |  |  | 73047 | _2539175 | 40066 | Tetrachloroguaiacol | 2539-17-5 | _2539175 | 40066 | Tetrachloroguaiacol | Phenol, 2,3,4,5-tetrachloro-6-methoxy- | DTXSID0044155 | 3,4,5,6-Tetrachloroguaiacol | C7H4Cl4O2 | COC1=C(Cl)C(Cl)=C(Cl)C(Cl)=C1O | Chemical |  |  |  | 1 | 1 | Matched to full list of "chemical substances" from all datasets on EPA SRS service. | n.a.
DMR | Tetrachlorocatechol | 1198556 |  |  | 73050 | _1198556 | 95220 | Tetrachloro-1,2-benzenediol | 1198-55-6 | _1198556 | 95220 | Tetrachlorocatechol | 1,2-Benzenediol, 3,4,5,6-tetrachloro- | DTXSID4022151 | Tetrachlorocatechol | C6H2Cl4O2 | OC1=C(O)C(Cl)=C(Cl)C(Cl)=C1Cl | Chemical |  |  |  | 1 | 0 | Matched to full list of "chemical substances" from all datasets on EPA SRS service. | n.a.
DMR | Trichlorosyringol | 2539266 |  |  | 73054 | _2539266 | 83864 | 3,4,5-Tricl-2,6-meo phenol | 2539-26-6 | _2539266 | 83864 | Trichlorosyringol | Phenol, 3,4,5-trichloro-2,6-dimethoxy- | DTXSID7074246 | Trichlorosyringol | C8H7Cl3O3 | COC1=C(O)C(OC)=C(Cl)C(Cl)=C1Cl | Chemical |  |  |  | 1 | 0 | Matched to full list of "chemical substances" from all datasets on EPA SRS service. | n.a.
DMR | 4,5,6-Trichloroguaiacol | 2668248 |  |  | 73088 | _2668248 | 81625 | 4,5,6-Trichloroguaiacol | 2668-24-8 | _2668248 | 81625 | 4,5,6-Trichloroguaiacol | Phenol, 2,3,4-trichloro-6-methoxy- | DTXSID00858745 | 4,5,6-Trichloroguaiacol | C7H5Cl3O2 | COC1=C(O)C(Cl)=C(Cl)C(Cl)=C1 | Chemical |  |  |  | 1 | 1 | Matched to full list of "chemical substances" from all datasets on EPA SRS service. | n.a.
DMR | 4,5,6-Trichloroguaiacol | 2668248 |  |  | 73089 | _2668248 | 81625 | 4,5,6-Trichloroguaiacol | 2668-24-8 | _2668248 | 81625 | 4,5,6-Trichloroguaiacol | Phenol, 2,3,4-trichloro-6-methoxy- | DTXSID00858745 | 4,5,6-Trichloroguaiacol | C7H5Cl3O2 | COC1=C(O)C(Cl)=C(Cl)C(Cl)=C1 | Chemical |  |  |  | 1 | 1 | Matched to full list of "chemical substances" from all datasets on EPA SRS service. | n.a.
DMR | Acetone, dry weight | 67641 |  |  | 73191 | _67641 | 49021 | Acetone | 67-64-1 | _67641 | 49021 | Acetone | 2-Propanone | DTXSID8021482 | Acetone | C3H6O | CC(C)=O | Chemical |  |  |  | 1 | 1 | Matched to full list of "chemical substances" from all datasets on EPA SRS service. | n.a.
DMR | Acetonitrile | 75058 |  |  | 73207 | _75058 | 48527 | Acetonitrile | 75-05-8 | _75058 | 48527 | Acetonitrile | Acetonitrile | DTXSID7020009 | Acetonitrile | C2H3N | CC#N | Chemical |  |  |  | 1 | 1 | Matched to full list of "chemical substances" from all datasets on EPA SRS service. | n.a.
DMR | 1,2-Dibromomethane | 106934 |  |  | 73292 | _106934 | 47495 | Ethane, 1,2-dibromo- | 106-93-4 | _106934 | 47495 | Ethylene dibromide | Ethane, 1,2-dibromo- | DTXSID3020415 | 1,2-Dibromoethane | C2H4Br2 | BrCCBr | Chemical |  |  |  | 1 | 0 | Matched to full list of "chemical substances" from all datasets on EPA SRS service. | n.a.
DMR | Dibenzofuran, dry weight | 132649 |  |  | 73335 | _132649 | 46646 | Dibenzofuran | 132-64-9 | _132649 | 46646 | Dibenzofuran | Dibenzofuran | DTXSID2021993 | Dibenzofuran | C12H8O | O1C2=CC=CC=C2C2=C1C=CC=C2 | Chemical |  |  |  | 1 | 1 | Matched to full list of "chemical substances" from all datasets on EPA SRS service. | n.a.
DMR | Xylenes (total), dry weight | 1330207 |  |  | 73382 | _1330207 | 43047 | Xylene | 1330-20-7 | _1330207 | 43047 | Xylene | Benzene, dimethyl- | DTXSID2021446 | Xylenes | C8H10 | - | Chemical |  |  |  | 1 | 1 | Matched to full list of "chemical substances" from all datasets on EPA SRS service. | n.a.
DMR | Dibenz[a,j]acridine | 224420 |  |  | 73542 | _224420 | 46342 | Dibenzo[a,j]Acridine | 224-42-0 | _224420 | 46342 | Dibenz[a,j]acridine | Dibenz[a,j]acridine | DTXSID4059758 | Dibenz[a,j]acridine | C21H13N | C1=CC=C2C(C=CC3=NC4=C(C=C23)C2=CC=CC=C2C=C4)=C1 | Chemical |  |  |  | 1 | 0 | Matched to full list of "chemical substances" from all datasets on EPA SRS service. | n.a.
DMR | Benzo[rst]pentaphene | 189559 |  |  | 73546 | _189559 | 46354 | Dibenzo[a,i]pyrene | 189-55-9 | _189559 | 46354 | Dibenzo[a,i]pyrene | Benzo[rst]pentaphene | DTXSID9059751 | Dibenzo[a,i]pyrene | C24H14 | C1=CC=C2C(=C1)C=C1C=CC3=CC4=CC=CC=C4C4=CC=C2C1=C34 | Chemical |  |  |  | 1 | 1 | Matched to full list of "chemical substances" from all datasets on EPA SRS service. | n.a.
DMR | Methylhydrazine | 60344 |  |  | 73593 | _60344 | 49090 | Hydrazine, methyl- | 60-34-4 | _60344 | 49090 | Methyl hydrazine | Hydrazine, methyl- | DTXSID4020874 | Methylhydrazine | CH6N2 | CNN | Chemical |  |  |  | 1 | 0 | Matched to full list of "chemical substances" from all datasets on EPA SRS service. | n.a.
DMR | Morpholine, 4-nitroso- | 59892 |  |  | 73617 | _59892 | 49102 | N-Nitrosomorpholine | 59-89-2 | _59892 | 49102 | N-Nitrosomorpholine | Morpholine, 4-nitroso- | DTXSID4021056 | N-Nitrosomorpholine | C4H8N2O2 | O=NN1CCOCC1 | Chemical |  |  |  | 1 | 1 | Matched to full list of "chemical substances" from all datasets on EPA SRS service. | n.a.
DMR | 1,3,5-Trinitrobenzene | 99354 |  |  | 73653 | _99354 | 47945 | Benzene, trinitro- | 99-35-4 | _99354 | 47945 | 1,3,5-Trinitrobenzene | Benzene, 1,3,5-trinitro- | DTXSID6021406 | 1,3,5-Trinitrobenzene | C6H3N3O6 | [O-][N+](=O)C1=CC(=CC(=C1)[N+]([O-])=O)[N+]([O-])=O | Chemical |  |  |  | 1 | 0 | Matched to full list of "chemical substances" from all datasets on EPA SRS service. | n.a.
DMR | Iron, total (as Fe) | 7439896 |  |  | 74010 | _7439896 | 37015 | Iron | 7439-89-6 | _7439896 | 37015 | Iron | Iron | DTXSID5043710 | Iron | Fe | [Fe] | Element |  |  |  | 1 | 1 | Matched to full list of "chemical substances" from all datasets on EPA SRS service. | n.a.
DMR | Phenols, chlorinated | 1336352 |  |  | 74015 | _1336352 | 82789 | Chlorinated phenols | 1336-35-2 | _1336352 | 82789 | Chlorinated phenols | Phenol, chloro derivs. | - | 0 | - | - | Chemical |  |  |  | 1 | 1 | Matched to full list of "chemical substances" from all datasets on EPA SRS service. | n.a.
DMR | Algicides, general | (blank) |  |  | 74051 | _n.a. | 80385 | Algicides, general | n.a. | _n.a. | no match | no match | no match |  | 0 | 0 | 0 | Element |  |  |  | 1 | 0 |  | n.a.
DMR | Chlorinated hydrocarbons, general | (blank) |  |  | 74052 | _n.a. | ERG_631 | Chlorinated hydrocarbons, general | n.a. | _n.a. | no match | no match | no match |  | 0 | 0 | 0 | Element |  |  |  | 1 | 0 |  | n.a.
DMR | Pesticides, general | (blank) |  |  | 74053 | _n.a. | ERG_851 | Pesticides, general | n.a. | _n.a. | no match | no match | no match |  | 0 | 0 | 0 | Element |  |  |  | 1 | 0 |  | n.a.
DMR | Potassium-40 (K-40), Total | 13966002 |  |  | 75038 | _13966002 | 5247 | Potassium-40 | 13966-00-2 | _13966002 | 5247 | Potassium-40 | Potassium, isotope of mass 40 | - | 0 | - | - | Chemical |  |  |  | 1 | 1 | Matched to full list of "chemical substances" from all datasets on EPA SRS service. | n.a.
DMR | Chlorinated dibenzo-p-dioxins, effluent | 136677093 |  |  | 76025 | _136677093 | 85485 | Chlorinated dibenzo-p-dioxins | 136677-09-3 | _136677093 | 85485 | Chlorinated dibenzo-p-dioxins | Chlorinated dibenzo-p-dioxins | DTXSID50891561 | Chlorinated dibenzo-p-dioxins | - | - | Chemical |  |  |  | 1 | 1 | Matched to full list of "chemical substances" from all datasets on EPA SRS service. | n.a.
DMR | Base neutrals & acid (Method 625), efflnt | (blank) |  |  | 76028 | _n.a. | no match | no match | no match | _n.a. | no match | no match | no match |  |  |  |  | Not a chemical |  |  |  | 1 | 1 |  | n.a.
DMR | Organics, tot purgeables (Method 624) | (blank) |  |  | 76029 | _n.a. | no match | no match | no match | _n.a. | no match | no match | no match |  |  |  |  | Not a chemical |  |  |  | 1 | 1 |  | n.a.
DMR | Base neutrals & acid (Method 625), total | (blank) |  |  | 76030 | _n.a. | no match | no match | no match | _n.a. | no match | no match | no match |  |  |  |  | Not a chemical |  |  |  | 1 | 1 |  | n.a.
DMR | 4-Amino-2,6-dinitrotoluene | 19406510 |  |  | 76987 | _19406510 | 81018 | 4-Amino-2,6-dinitrotoluene | 19406-51-0 | _19406510 | 81018 | 4-Amino-2,6-dinitrotoluene | Benzenamine, 4-methyl-3,5-dinitro- | DTXSID8074312 | 4-Amino-2,6-dinitrotoluene | C7H7N3O4 | CC1=C(C=C(N)C=C1[N+]([O-])=O)[N+]([O-])=O | Chemical |  |  |  | 1 | 1 | Matched to full list of "chemical substances" from all datasets on EPA SRS service. | n.a.
DMR | 2,2-Dibromo-3-nitrilopropionamide | 10222012 |  |  | 76993 | _10222012 | 39095 | 2,2-Dibromo-2-cyanoacetamide | 10222-01-2 | _10222012 | 39095 | 2,2-Dibromo-3-nitrilopropionamide | Acetamide, 2,2-dibromo-2-cyano- | DTXSID5032361 | 2,2-Dibromo-3-nitrilopropionamide | C3H2Br2N2O | NC(=O)C(Br)(Br)C#N | Chemical |  |  |  | 1 | 0 | Matched to full list of "chemical substances" from all datasets on EPA SRS service. | n.a.
DMR | Methyl cyanide (acetonitrile) | 75058 |  |  | 76997 | _75058 | 48527 | Acetonitrile | 75-05-8 | _75058 | 48527 | Acetonitrile | Acetonitrile | DTXSID7020009 | Acetonitrile | C2H3N | CC#N | Chemical |  |  |  | 1 | 1 | Matched to full list of "chemical substances" from all datasets on EPA SRS service. | n.a.
DMR | Acetaldehyde | 75070 |  |  | 77001 | _75070 | 48526 | Acetaldehyde | 75-07-0 | _75070 | 48526 | Acetaldehyde | Acetaldehyde | DTXSID5039224 | Acetaldehyde | C2H4O | CC=O | Chemical |  |  |  | 1 | 1 | Matched to full list of "chemical substances" from all datasets on EPA SRS service. | n.a.
DMR | Dimethylamine | 124403 |  |  | 77003 | _124403 | 46794 | Dimethylamine | 124-40-3 | _124403 | 46794 | Dimethylamine | Methanamine, N-methyl- | DTXSID5024057 | Dimethylamine | C2H7N | CNC | Chemical |  |  |  | 1 | 1 | Matched to full list of "chemical substances" from all datasets on EPA SRS service. | n.a.
DMR | Ethanol | 64175 |  |  | 77004 | _64175 | 49054 | Ethanol | 64-17-5 | _64175 | 49054 | Ethanol | Ethanol | DTXSID9020584 | Ethanol | C2H6O | CCO | Chemical |  |  |  | 1 | 1 | Matched to full list of "chemical substances" from all datasets on EPA SRS service. | n.a.
DMR | Isopropylamine | 75310 |  |  | 77014 | _75310 | 87894 | Isopropylamine | 75-31-0 | _75310 | 87894 | Isopropylamine | 2-Propanamine | DTXSID2025682 | Isopropylamine | C3H9N | CC(C)N | Chemical |  |  |  | 1 | 1 | Matched to full list of "chemical substances" from all datasets on EPA SRS service. | n.a.
DMR | Isopropanol | 67630 |  |  | 77015 | _67630 | 49022 | 2-Propanol | 67-63-0 | _67630 | 49022 | Isopropanol | 2-Propanol | DTXSID7020762 | Isopropanol | C3H8O | CC(C)O | Chemical |  |  |  | 1 | 0 | Matched to full list of "chemical substances" from all datasets on EPA SRS service. | n.a.
DMR | n-Propyl alcohol | 71238 |  |  | 77018 | _71238 | 48574 | Propanol | 71-23-8 | _71238 | 48574 | 1-Propanol | 1-Propanol | DTXSID2021739 | 1-Propanol | C3H8O | CCCO | Chemical |  |  |  | 1 | 0 | Matched to full list of "chemical substances" from all datasets on EPA SRS service. | n.a.
DMR | Ethylene glycol | 107211 |  |  | 77023 | _107211 | 47475 | Ethylene glycol | 107-21-1 | _107211 | 47475 | Ethylene glycol | 1,2-Ethanediol | DTXSID8020597 | Ethylene glycol | C2H6O2 | OCCO | Chemical |  |  |  | 1 | 1 | Matched to full list of "chemical substances" from all datasets on EPA SRS service. | n.a.
DMR | Diethylamine | 109897 |  |  | 77030 | _109897 | 47318 | Diethylamine | 109-89-7 | _109897 | 47318 | Diethylamine | Ethanamine, N-ethyl- | DTXSID6021909 | Diethylamine | C4H11N | CCNCC | Chemical |  |  |  | 1 | 1 | Matched to full list of "chemical substances" from all datasets on EPA SRS service. | n.a.
DMR | Isobutyl alcohol | 78831 |  |  | 77033 | _78831 | 48753 | 2-Methyl-1-propanol | 78-83-1 | _78831 | 48753 | Isobutanol | 1-Propanol, 2-methyl- | DTXSID0021759 | 2-Methyl-1-propanol | C4H10O | CC(C)CO | Chemical |  |  |  | 1 | 0 | Matched to full list of "chemical substances" from all datasets on EPA SRS service. | n.a.
DMR | 1-Butanol | 71363 |  |  | 77034 | _71363 | 48572 | 1-Butanol | 71-36-3 | _71363 | 48572 | 1-Butanol | 1-Butanol | DTXSID1021740 | 1-Butanol | C4H10O | CCCCO | Chemical |  |  |  | 1 | 1 | Matched to full list of "chemical substances" from all datasets on EPA SRS service. | n.a.
DMR | 2-Methyl-2-propanol | 75650 |  |  | 77035 | _75650 | 87876 | t-Butyl alcohol | 75-65-0 | _75650 | 87876 | tert-Butanol | 2-Propanol, 2-methyl- | DTXSID8020204 | tert-Butyl alcohol | C4H10O | CC(C)(C)O | Chemical |  |  |  | 1 | 0 | Matched to full list of "chemical substances" from all datasets on EPA SRS service. | n.a.
DMR | 1,2-Propanediol | 57556 |  |  | 77038 | _57556 | 49144 | Propylene glycol | 57-55-6 | _57556 | 49144 | Propylene glycol | 1,2-Propanediol | DTXSID0021206 | 1,2-Propylene glycol | C3H8O2 | CC(O)CO | Chemical |  |  |  | 1 | 1 | Matched to full list of "chemical substances" from all datasets on EPA SRS service. | n.a.
DMR | Carbon disulfide | 75150 |  |  | 77041 | _75150 | 48521 | Carbon disulfide | 75-15-0 | _75150 | 48521 | Carbon disulfide | Carbon disulfide | DTXSID6023947 | Carbon disulfide | CS2 | S=C=S | Chemical |  |  |  | 1 | 1 | Matched to full list of "chemical substances" from all datasets on EPA SRS service. | n.a.
DMR | Dimethyl sulfoxide, total | 67685 |  |  | 77042 | _67685 | 49019 | Dimethyl sulfoxide | 67-68-5 | _67685 | 49019 | Dimethyl sulfoxide | Methane, 1,1'-sulfinylbis- | DTXSID2021735 | Dimethyl sulfoxide | C2H6OS | CS(C)=O | Chemical |  |  |  | 1 | 1 | Matched to full list of "chemical substances" from all datasets on EPA SRS service. | n.a.
DMR | Pyridine | 110861 |  |  | 77045 | _110861 | 46949 | Pyridine | 110-86-1 | _110861 | 46949 | Pyridine | Pyridine | DTXSID9021924 | Pyridine | C5H5N | C1=CC=NC=C1 | Chemical |  |  |  | 1 | 1 | Matched to full list of "chemical substances" from all datasets on EPA SRS service. | n.a.
DMR | Vinyl acetate | 108054 |  |  | 77057 | _108054 | 96461 | Vinyl acetate | 108-05-4 | _108054 | 96461 | Vinyl acetate | Acetic acid ethenyl ester | DTXSID3021431 | Vinyl acetate | C4H6O2 | CC(=O)OC=C | Chemical |  |  |  | 1 | 1 | Matched to full list of "chemical substances" from all datasets on EPA SRS service. | n.a.
DMR | Butanoic acid | 107926 |  |  | 77063 | _107926 | 96465 | Butyric acid | 107-92-6 | _107926 | 96465 | Butyric acid | Butanoic acid | DTXSID8021515 | Butanoic acid | C4H8O2 | CCCC(O)=O | Chemical |  |  |  | 1 | 1 | Matched to full list of "chemical substances" from all datasets on EPA SRS service. | n.a.
DMR | 2-Methyl-1,3-dioxolane | 497267 |  |  | 77066 | _497267 | 45772 | 2-Methyl-1,3-dioxolane | 497-26-7 | _497267 | 45772 | 2-Methyl-1,3-dioxolane | 1,3-Dioxolane, 2-methyl- | DTXSID7060095 | 2-Methyl-1,3-dioxolane | C4H8O2 | CC1OCCO1 | Chemical |  |  |  | 1 | 1 | Matched to full list of "chemical substances" from all datasets on EPA SRS service. | n.a.
DMR | 3-Methylpyridine | 108996 |  |  | 77086 | _108996 | 47374 | 3-Methylpyridine | 108-99-6 | _108996 | 47374 | 3-Methylpyridine | Pyridine, 3-methyl- | DTXSID9021897 | 3-Methylpyridine | C6H7N | CC1=CC=CN=C1 | Chemical |  |  |  | 1 | 1 | Matched to full list of "chemical substances" from all datasets on EPA SRS service. | n.a.
DMR | 2-Methylpyridine | 109068 |  |  | 77088 | _109068 | 47369 | Pyridine, 2-methyl- | 109-06-8 | _109068 | 47369 | 2-Methylpyridine | Pyridine, 2-methyl- | DTXSID9021899 | 2-Methylpyridine | C6H7N | CC1=NC=CC=C1 | Chemical |  |  |  | 1 | 0 | Matched to full list of "chemical substances" from all datasets on EPA SRS service. | n.a.
DMR | Aniline | 62533 |  |  | 77089 | _62533 | 49067 | Aniline | 62-53-3 | _62533 | 49067 | Aniline | Benzenamine | DTXSID8020090 | Aniline | C6H7N | NC1=CC=CC=C1 | Chemical |  |  |  | 1 | 1 | Matched to full list of "chemical substances" from all datasets on EPA SRS service. | n.a.
DMR | 1,2-cis-Dichloroethylene | 156592 |  |  | 81574 | _156592 | 46363 | Ethene, dichloro- (cis) | 156-59-2 | _156592 | 46363 | cis-1,2-Dichloroethylene | Ethene, 1,2-dichloro-, (1Z)- | DTXSID2024030 | (Z)-1,2-Dichloroethylene | C2H2Cl2 | Cl\C=C/Cl | Chemical |  |  |  | 1 | 0 | Matched to full list of "chemical substances" from all datasets on EPA SRS service. | n.a.
DMR | Cyclohexanone | 108941 |  |  | 77097 | _108941 | 96442 | Cyclohexanone | 108-94-1 | _108941 | 96442 | Cyclohexanone | Cyclohexanone | DTXSID6020359 | Cyclohexanone | C6H10O | O=C1CCCCC1 | Chemical |  |  |  | 1 | 1 | Matched to full list of "chemical substances" from all datasets on EPA SRS service. | n.a.
DMR | Cyclohexylamine | 108918 |  |  | 77101 | _108918 | 47378 | Cyclohexylamine | 108-91-8 | _108918 | 47378 | Cyclohexylamine | Cyclohexanamine | DTXSID1023996 | Cyclohexylamine | C6H13N | NC1CCCCC1 | Chemical |  |  |  | 1 | 1 | Matched to full list of "chemical substances" from all datasets on EPA SRS service. | n.a.
DMR | N-Methyl-2-pyrrolidone | 872504 |  |  | 77102 | _872504 | 44051 | 1-Methyl-2-pyrrolidinone | 872-50-4 | _872504 | 44051 | N-Methyl-2-pyrrolidone | 2-Pyrrolidinone, 1-methyl- | DTXSID6020856 | N-Methyl-2-pyrrolidone | C5H9NO | CN1CCCC1=O | Chemical |  |  |  | 1 | 0 | Matched to full list of "chemical substances" from all datasets on EPA SRS service. | n.a.
DMR | 2-Hexanone | 591786 |  |  | 77103 | _591786 | 45110 | 2-Hexanone | 591-78-6 | _591786 | 45110 | 2-Hexanone | 2-Hexanone | DTXSID0022068 | 2-Hexanone | C6H12O | CCCCC(C)=O | Chemical |  |  |  | 1 | 1 | Matched to full list of "chemical substances" from all datasets on EPA SRS service. | n.a.
DMR | Triethylamine | 121448 |  |  | 77111 | _121448 | 46986 | Triethyl amine | 121-44-8 | _121448 | 46986 | Triethylamine | Ethanamine, N,N-diethyl- | DTXSID3024366 | Triethylamine | C6H15N | CCN(CC)CC | Chemical |  |  |  | 1 | 0 | Matched to full list of "chemical substances" from all datasets on EPA SRS service. | n.a.
DMR | Isopropyl ether | 108203 |  |  | 77117 | _108203 | 47423 | Diisopropyl ether | 108-20-3 | _108203 | 47423 | Isopropyl ether | Propane, 2,2'-oxybis- | DTXSID4021890 | Isopropyl ether | C6H14O | CC(C)OC(C)C | Chemical |  |  |  | 1 | 0 | Matched to full list of "chemical substances" from all datasets on EPA SRS service. | n.a.
DMR | Styrene, total | 100425 |  |  | 77128 | _100425 | 47892 | Styrene | 100-42-5 | _100425 | 47892 | Styrene | Benzene, ethenyl- | DTXSID2021284 | Styrene | C8H8 | C=CC1=CC=CC=C1 | Chemical |  |  |  | 1 | 1 | Matched to full list of "chemical substances" from all datasets on EPA SRS service. | n.a.
DMR | o-Xylene | 95476 |  |  | 77135 | _95476 | 87536 | o-Xylene | 95-47-6 | _95476 | 87536 | o-Xylene | Benzene, 1,2-dimethyl- | DTXSID3021807 | o-Xylene | C8H10 | CC1=C(C)C=CC=C1 | Chemical |  |  |  | 1 | 1 | Matched to full list of "chemical substances" from all datasets on EPA SRS service. | n.a.
DMR | p-Cresol | 106445 |  |  | 77146 | _106445 | 47526 | p-Cresol | 106-44-5 | _106445 | 47526 | p-Cresol | Phenol, 4-methyl- | DTXSID7021869 | p-Cresol | C7H8O | CC1=CC=C(O)C=C1 | Chemical |  |  |  | 1 | 1 | Matched to full list of "chemical substances" from all datasets on EPA SRS service. | n.a.
DMR | 3-Methylphenol | 108394 |  |  | 77151 | _108394 | 47414 | m-Cresol | 108-39-4 | _108394 | 47414 | m-Cresol | Phenol, 3-methyl- | DTXSID6024200 | m-Cresol | C7H8O | CC1=CC(O)=CC=C1 | Chemical |  |  |  | 1 | 1 | Matched to full list of "chemical substances" from all datasets on EPA SRS service. | n.a.
DMR | 1,3-Dichloropropene | 542756 |  |  | 77163 | _542756 | 45499 | Propene, 1,3-dichloro- | 542-75-6 | _542756 | 45499 | 1,3-Dichloropropene | 1-Propene, 1,3-dichloro- | DTXSID1022057 | 1,3-Dichloropropene | C3H4Cl2 | ClCC=CCl | Chemical |  |  |  | 1 | 0 | Matched to full list of "chemical substances" from all datasets on EPA SRS service. | n.a.
DMR | Hydroquinone | 123319 |  |  | 77165 | _123319 | 47211 | Hydroquinone | 123-31-9 | _123319 | 47211 | Hydroquinone | 1,4-Benzenediol | DTXSID7020716 | Hydroquinone | C6H6O2 | OC1=CC=C(O)C=C1 | Chemical |  |  |  | 1 | 1 | Matched to full list of "chemical substances" from all datasets on EPA SRS service. | n.a.
DMR | 1,1-Dichloropropene | 563-58-6 |  |  | 77168 | _563586 | 45664 | 1,1-Dichloropropene | 563-58-6 | _563586 | 45664 | 1,1-Dichloropropene | 1-Propene, 1,1-dichloro- | DTXSID1029910 | 1,1-Dichloropropene | C3H4Cl2 | CC=C(Cl)Cl | Chemical |  |  |  | 1 | 1 | Matched to full list of "chemical substances" from all datasets on EPA SRS service. | n.a.
DMR | 1,3-Dichloropropane | 142289 |  |  | 77173 | _142289 | 97729 | 1,3-Dichloropropane | 142-28-9 | _142289 | 97729 | 1,3-Dichloropropane | Propane, 1,3-dichloro- | DTXSID6022004 | 1,3-Dichloropropane | C3H6Cl2 | ClCCCCl | Chemical |  |  |  | 1 | 1 | Matched to full list of "chemical substances" from all datasets on EPA SRS service. | n.a.
DMR | n-Butyl acetate | 123864 |  |  | 77189 | _123864 | 46822 | Butyl acetate | 123-86-4 | _123864 | 46822 | n-Butyl acetate | Acetic acid, butyl ester | DTXSID3021982 | Butyl acetate | C6H12O2 | CCCCOC(C)=O | Chemical |  |  |  | 1 | 0 | Matched to full list of "chemical substances" from all datasets on EPA SRS service. | n.a.
DMR | 1,2,4-Trimethylbenzene | 95636 |  |  | 77222 | _95636 | 47743 | Benzene, 1,2,4-trimethyl- | 95-63-6 | _95636 | 47743 | 1,2,4-Trimethylbenzene | Benzene, 1,2,4-trimethyl- | DTXSID6021402 | 1,2,4-Trimethylbenzene | C9H12 | CC1=CC(C)=C(C)C=C1 | Chemical |  |  |  | 1 | 0 | Matched to full list of "chemical substances" from all datasets on EPA SRS service. | n.a.
DMR | Isopropylbenzene | 98828 |  |  | 77223 | _98828 | 47969 | Cumene | 98-82-8 | _98828 | 47969 | Cumene | Benzene, (1-methylethyl)- | DTXSID1021827 | Cumene | C9H12 | CC(C)C1=CC=CC=C1 | Chemical |  |  |  | 1 | 1 | Matched to full list of "chemical substances" from all datasets on EPA SRS service. | n.a.
DMR | n-Propylbenzene | 103651 |  |  | 77224 | _103651 | 48059 | Benzene, 1-propyl- | 103-65-1 | _103651 | 48059 | n-Propylbenzene | Benzene, propyl- | DTXSID3042219 | Propylbenzene | C9H12 | CCCC1=CC=CC=C1 | Chemical |  |  |  | 1 | 0 | Matched to full list of "chemical substances" from all datasets on EPA SRS service. | n.a.
DMR | 1,3,5-Trimethylbenzene | 108678 |  |  | 77226 | _108678 | 47397 | Benzene, 1,3,5-trimethyl- | 108-67-8 | _108678 | 47397 | 1,3,5-Trimethylbenzene | Benzene, 1,3,5-trimethyl- | DTXSID6026797 | 1,3,5-Trimethylbenzene | C9H12 | CC1=CC(C)=CC(C)=C1 | Chemical |  |  |  | 1 | 0 | Matched to full list of "chemical substances" from all datasets on EPA SRS service. | n.a.
DMR | N-Ethylbenzenamine | 103695 |  |  | 77234 | _103695 | 76541 | N-Ethylaniline | 103-69-5 | _103695 | 76541 | N-Ethylaniline | Benzenamine, N-ethyl- | DTXSID1025271 | N-Ethylaniline | C8H11N | CCNC1=CC=CC=C1 | Chemical |  |  |  | 1 | 1 | Matched to full list of "chemical substances" from all datasets on EPA SRS service. | n.a.
DMR | Benzoic acids, total | (blank) |  |  | 77247 | _n.a. | ERG_325 | Benzoic acids, total | n.a. | _n.a. | no match | no match | no match |  | 0 | 0 | 0 | Element |  |  |  | 1 | 0 |  | n.a.
DMR | 3-Chloroaniline | 108429 |  |  | 77286 | _108429 | 96451 | Aniline, m-chloro- | 108-42-9 | _108429 | 96451 | m-Chloroaniline | Benzenamine, 3-chloro- | DTXSID0024761 | 3-Chloroaniline | C6H6ClN | NC1=CC(Cl)=CC=C1 | Chemical |  |  |  | 1 | 0 | Matched to full list of "chemical substances" from all datasets on EPA SRS service. | n.a.
DMR | 2-Chloroaniline | 95512 |  |  | 77287 | _95512 | 87534 | 2-Chloroaniline | 95-51-2 | _95512 | 87534 | o-Chloroaniline | Benzenamine, 2-chloro- | DTXSID2021810 | 2-Chloroaniline | C6H6ClN | NC1=C(Cl)C=CC=C1 | Chemical |  |  |  | 1 | 0 | Matched to full list of "chemical substances" from all datasets on EPA SRS service. | n.a.
DMR | 4-Chlorophenol | 106489 |  |  | 77296 | _106489 | 47522 | Phenol, 4-chloro- | 106-48-9 | _106489 | 47522 | p-Chlorophenol | Phenol, 4-chloro- | DTXSID1021871 | 4-Chlorophenol | C6H5ClO | OC1=CC=C(Cl)C=C1 | Chemical |  |  |  | 1 | 0 | Matched to full list of "chemical substances" from all datasets on EPA SRS service. | n.a.
DMR | Quinoline | 91225 |  |  | 77299 | _91225 | 87972 | Quinoline | 91-22-5 | _91225 | 87972 | Quinoline | Quinoline | DTXSID1021798 | Quinoline | C9H7N | C1=CC2=C(C=C1)N=CC=C2 | Chemical |  |  |  | 1 | 1 | Matched to full list of "chemical substances" from all datasets on EPA SRS service. | n.a.
DMR | 2-Ethyl-1-hexanol | 104767 |  |  | 77311 | _104767 | 47619 | Hexanol, 2-ethyl-1- | 104-76-7 | _104767 | 47619 | 2-Ethylhexanol | 1-Hexanol, 2-ethyl- | DTXSID5020605 | 2-Ethyl-1-hexanol | C8H18O | CCCCC(CC)CO | Chemical |  |  |  | 1 | 0 | Matched to full list of "chemical substances" from all datasets on EPA SRS service. | n.a.
DMR | n-Butylbenzene | 104518 |  |  | 77342 | _104518 | 97250 | Benzene, butyl- | 104-51-8 | _104518 | 97250 | n-Butylbenzene | Benzene, butyl- | DTXSID6022472 | Butylbenzene | C10H14 | CCCCC1=CC=CC=C1 | Chemical |  |  |  | 1 | 0 | Matched to full list of "chemical substances" from all datasets on EPA SRS service. | n.a.
DMR | Sec-butylbenzene | 135988 |  |  | 77350 | _135988 | 46586 | sec-Butylbenzene | 135-98-8 | _135988 | 46586 | sec-Butylbenzene | Benzene, (1-methylpropyl)- | DTXSID2022333 | sec-Butylbenzene | C10H14 | CCC(C)C1=CC=CC=C1 | Chemical |  |  |  | 1 | 1 | Matched to full list of "chemical substances" from all datasets on EPA SRS service. | n.a.
DMR | tert-Butylbenzene | 98066 |  |  | 77353 | _98066 | 48011 | T-butylbenzene | 98-06-6 | _98066 | 48011 | tert-Butylbenzene | Benzene, (1,1-dimethylethyl)- | DTXSID3047138 | tert-Butylbenzene | C10H14 | CC(C)(C)C1=CC=CC=C1 | Chemical |  |  |  | 1 | 0 | Matched to full list of "chemical substances" from all datasets on EPA SRS service. | n.a.
DMR | 2-Nitrotoluene | 88722 |  |  | 77394 | _88722 | 88125 | Benzene, 1-methyl-2-nitro- | 88-72-2 | _88722 | 88125 | o-Nitrotoluene | Benzene, 1-methyl-2-nitro- | DTXSID4025791 | 2-Nitrotoluene | C7H7NO2 | CC1=CC=CC=C1[N+]([O-])=O | Chemical |  |  |  | 1 | 0 | Matched to full list of "chemical substances" from all datasets on EPA SRS service. | n.a.
DMR | 4-Nitrotoluene | 99990 |  |  | 77395 | _99990 | 87137 | 4-nitrotoluene | 99-99-0 | _99990 | 87137 | p-Nitrotoluene | Benzene, 1-methyl-4-nitro- | DTXSID5023792 | 4-Nitrotoluene | C7H7NO2 | CC1=CC=C(C=C1)[N+]([O-])=O | Chemical |  |  |  | 1 | 0 | Matched to full list of "chemical substances" from all datasets on EPA SRS service. | n.a.
DMR | 2-Phenoxyethanol | 122996 |  |  | 77402 | _122996 | 47227 | 2-Phenoxyethanol | 122-99-6 | _122996 | 47227 | Ethylene glycol monophenyl ether | Ethanol, 2-phenoxy- | DTXSID9021976 | 2-Phenoxyethanol | C8H10O2 | OCCOC1=CC=CC=C1 | Chemical |  |  |  | 1 | 0 | Matched to full list of "chemical substances" from all datasets on EPA SRS service. | n.a.
DMR | 2-Methylnaphthalene | 91576 |  |  | 77416 | _91576 | 87964 | 2-Methylnaphthalene | 91-57-6 | _91576 | 87964 | 2-Methylnaphthalene | Naphthalene, 2-methyl- | DTXSID4020878 | 2-Methylnaphthalene | C11H10 | CC1=CC2=CC=CC=C2C=C1 | Chemical |  |  |  | 1 | 1 | Matched to full list of "chemical substances" from all datasets on EPA SRS service. | n.a.
DMR | 1-Methylnaphthalene | 90120 |  |  | 77418 | _90120 | 48309 | 1-Methylnapthalene | 90-12-0 | _90120 | 48309 | 1-Methylnaphthalene | Naphthalene, 1-methyl- | DTXSID9020877 | 1-Methylnaphthalene | C11H10 | CC1=C2C=CC=CC2=CC=C1 | Chemical |  |  |  | 1 | 0 | Matched to full list of "chemical substances" from all datasets on EPA SRS service. | n.a.
DMR | n-Decane | 124185 |  |  | 77427 | _124185 | 46801 | Decane | 124-18-5 | _124185 | 46801 | Decane | Decane | DTXSID6024913 | Decane | C10H22 | CCCCCCCCCC | Chemical |  |  |  | 1 | 1 | Matched to full list of "chemical substances" from all datasets on EPA SRS service. | n.a.
DMR | 1,2,3-Trichloropropane | 96184 |  |  | 77443 | _96184 | 48142 | Propane, 1,2,3-trichloro- | 96-18-4 | _96184 | 48142 | 1,2,3-Trichloropropane | Propane, 1,2,3-trichloro- | DTXSID9021390 | 1,2,3-Trichloropropane | C3H5Cl3 | ClCC(Cl)CCl | Chemical |  |  |  | 1 | 0 | Matched to full list of "chemical substances" from all datasets on EPA SRS service. | n.a.
DMR | .alpha.-Terpineol | 98555 |  |  | 77493 | _98555 | 47981 | .alpha.-Terpineol | 98-55-5 | _98555 | 47981 | .alpha.-Terpineol | 3-Cyclohexene-1-methanol, .alpha.,.alpha.,4-trimethyl- | DTXSID5026625 | alpha-Terpineol | C10H18O | CC1=CCC(CC1)C(C)(C)O | Chemical |  |  |  | 1 | 1 | Matched to full list of "chemical substances" from all datasets on EPA SRS service. | n.a.
DMR | Chloropicrin | 76062 |  |  | 77548 | _76062 | 87860 | Chloropicrin | 76-06-2 | _76062 | 87860 | Chloropicrin | Methane, trichloronitro- | DTXSID0020315 | Chloropicrin | CCl3NO2 | [O-][N+](=O)C(Cl)(Cl)Cl | Chemical |  |  |  | 1 | 1 | Matched to full list of "chemical substances" from all datasets on EPA SRS service. | n.a.
DMR | 1,1,1,2-Tetrachloroethane | 630206 |  |  | 77562 | _630206 | 44565 | Ethane, 1,1,1,2-tetrachloro-, HCC-130a | 630-20-6 | _630206 | 44565 | 1,1,1,2-Tetrachloroethane | Ethane, 1,1,1,2-tetrachloro- | DTXSID2021317 | 1,1,1,2-Tetrachloroethane | C2H2Cl4 | ClCC(Cl)(Cl)Cl | Chemical |  |  |  | 1 | 0 | Matched to full list of "chemical substances" from all datasets on EPA SRS service. | n.a.
DMR | Carbazole | 86748 |  |  | 77571 | _86748 | 48443 | Carbazole | 86-74-8 | _86748 | 48443 | Carbazole | 9H-Carbazole | DTXSID4020248 | Carbazole | C12H9N | N1C2=CC=CC=C2C2=C1C=CC=C2 | Chemical |  |  |  | 1 | 1 | Matched to full list of "chemical substances" from all datasets on EPA SRS service. | n.a.
DMR | Diphenylamine | 122394 |  |  | 77579 | _122394 | 47259 | Diphenylamine | 122-39-4 | _122394 | 47259 | Diphenylamine | Benzenamine, N-phenyl- | DTXSID4021975 | Diphenylamine | C12H11N | N(C1=CC=CC=C1)C1=CC=CC=C1 | Chemical |  |  |  | 1 | 1 | Matched to full list of "chemical substances" from all datasets on EPA SRS service. | n.a.
DMR | 1,2,3-Trichlorobenzene | 87616 |  |  | 77613 | _87616 | 48419 | Benzene, 1,2,3-trichloro- | 87-61-6 | _87616 | 48419 | 1,2,3-Trichlorobenzene | Benzene, 1,2,3-trichloro- | DTXSID8026193 | 1,2,3-Trichlorobenzene | C6H3Cl3 | ClC1=CC=CC(Cl)=C1Cl | Chemical |  |  |  | 1 | 0 | Matched to full list of "chemical substances" from all datasets on EPA SRS service. | n.a.
DMR | Azobenzene | 103333 |  |  | 77625 | _103333 | 48074 | Azobenzene | 103-33-3 | _103333 | 48074 | Azobenzene | Diazene, 1,2-diphenyl- | DTXSID8020123 | Azobenzene | C12H10N2 | C1=CC=C(C=C1)N=NC1=CC=CC=C1 | Chemical |  |  |  | 1 | 1 | Matched to full list of "chemical substances" from all datasets on EPA SRS service. | n.a.
DMR | Freon 113 | 76131 |  |  | 77647 | _76131 | 48832 | Ethane, 1,1,2-trichloro-1,2,2-trifluoro-, CFC-113 | 76-13-1 | _76131 | 48832 | CFC-113 | Ethane, 1,1,2-trichloro-1,2,2-trifluoro- | DTXSID6021377 | 1,1,2-Trichloro-1,2,2-trifluoroethane | C2Cl3F3 | FC(F)(Cl)C(F)(Cl)Cl | Chemical |  |  |  | 1 | 0 | Matched to full list of "chemical substances" from all datasets on EPA SRS service. | n.a.
DMR | Ethylene dibromide | 106934 |  |  | 77651 | _106934 | 47495 | Ethane, 1,2-dibromo- | 106-93-4 | _106934 | 47495 | Ethylene dibromide | Ethane, 1,2-dibromo- | DTXSID3020415 | 1,2-Dibromoethane | C2H4Br2 | BrCCBr | Chemical |  |  |  | 1 | 0 | Matched to full list of "chemical substances" from all datasets on EPA SRS service. | n.a.
DMR | 1,1,2-Trichloro-1,2,2-trifluoroethane | 76131 |  |  | 77652 | _76131 | 48832 | Ethane, 1,1,2-trichloro-1,2,2-trifluoro-, CFC-113 | 76-13-1 | _76131 | 48832 | CFC-113 | Ethane, 1,1,2-trichloro-1,2,2-trifluoro- | DTXSID6021377 | 1,1,2-Trichloro-1,2,2-trifluoroethane | C2Cl3F3 | FC(F)(Cl)C(F)(Cl)Cl | Chemical |  |  |  | 1 | 0 | Matched to full list of "chemical substances" from all datasets on EPA SRS service. | n.a.
DMR | Dimethyl terephthalate | 120616 |  |  | 77672 | _120616 | 94940 | Terephthalate, dimethyl | 120-61-6 | _120616 | 94940 | Dimethyl terephthalate | 1,4-Benzenedicarboxylic acid, 1,4-dimethyl ester | DTXSID0020498 | Dimethyl terephthalate | C10H10O4 | COC(=O)C1=CC=C(C=C1)C(=O)OC | Chemical |  |  |  | 1 | 0 | Matched to full list of "chemical substances" from all datasets on EPA SRS service. | n.a.
DMR | Trichlorotoluene | 30583336 |  |  | 77676 | _30583336 | 58742 | Trichlorotoluene | 30583-33-6 | _30583336 | 58742 | Trichlorotoluene | Benzene, trichloromethyl- | - | 0 | - | - | Chemical |  |  |  | 1 | 1 | Matched to full list of "chemical substances" from all datasets on EPA SRS service. | n.a.
DMR | 2,4,5-Trichlorophenol | 95954 |  |  | 77687 | _95954 | 47719 | Phenol, 2,4,5-trichloro- | 95-95-4 | _95954 | 47719 | 2,4,5-Trichlorophenol | Phenol, 2,4,5-trichloro- | DTXSID4024359 | 2,4,5-Trichlorophenol | C6H3Cl3O | OC1=C(Cl)C=C(Cl)C(Cl)=C1 | Chemical |  |  |  | 1 | 0 | Matched to full list of "chemical substances" from all datasets on EPA SRS service. | n.a.
DMR | Carbaryl, total | 63252 |  |  | 77700 | _63252 | 49061 | Carbaryl | 63-25-2 | _63252 | 49061 | Carbaryl | 1-Naphthalenol, 1-(N-methylcarbamate) | DTXSID9020247 | Carbaryl | C12H11NO2 | CNC(=O)OC1=C2C=CC=CC2=CC=C1 | Chemical |  |  |  | 1 | 1 | Matched to full list of "chemical substances" from all datasets on EPA SRS service. | n.a.
DMR | 1,2,4,5-Tetrachlorobenzene | 95943 |  |  | 77734 | _95943 | 47720 | Benzene, 1,2,4,5-tetrachloro- | 95-94-3 | _95943 | 47720 | 1,2,4,5-Tetrachlorobenzene | Benzene, 1,2,4,5-tetrachloro- | DTXSID7024320 | 1,2,4,5-Tetrachlorobenzene | C6H2Cl4 | ClC1=CC(Cl)=C(Cl)C=C1Cl | Chemical |  |  |  | 1 | 0 | Matched to full list of "chemical substances" from all datasets on EPA SRS service. | n.a.
DMR | Nonylphenol | (blank) |  |  | 77745 | _n.a. | 56871 | Nonylphenol | 25154-52-3 | _25154523 | no match | no match | no match | DTXSID3021857 | n-Nonylphenol | C14H22O | - | Element |  |  |  | 0 | 0 |  | n.a.
DMR | Bisphenol-A (.alpha.) | 80057 |  |  | 77763 | _80057 | 48694 | Bisphenol A | 80-05-7 | _80057 | 48694 | 4,4'-Isopropylidenediphenol | Phenol, 4,4'-(1-methylethylidene)bis- | DTXSID7020182 | Bisphenol A | C15H16O2 | CC(C)(C1=CC=C(O)C=C1)C1=CC=C(O)C=C1 | Chemical |  |  |  | 1 | 0 | Matched to full list of "chemical substances" from all datasets on EPA SRS service. | n.a.
DMR | 2,3,4,6-Tetrachlorophenol | 58902 |  |  | 77770 | _58902 | 49117 | Phenol, 2,3,4,6-tetrachloro- | 58-90-2 | _58902 | 49117 | 2,3,4,6-Tetrachlorophenol | Phenol, 2,3,4,6-tetrachloro- | DTXSID9021716 | 2,3,4,6-Tetrachlorophenol | C6H2Cl4O | OC1=C(Cl)C(Cl)=C(Cl)C=C1Cl | Chemical |  |  |  | 1 | 0 | Matched to full list of "chemical substances" from all datasets on EPA SRS service. | n.a.
DMR | Dibromodichloromethane | 594183 |  |  | 77779 | _594183 | 45064 | Dibromodichloromethane | 594-18-3 | _594183 | 45064 | Dibromodichloromethane | Methane, dibromodichloro- | DTXSID4024014 | Dibromodichloromethane | CBr2Cl2 | ClC(Cl)(Br)Br | Chemical |  |  |  | 1 | 1 | Matched to full list of "chemical substances" from all datasets on EPA SRS service. | n.a.
DMR | Pentachlorobenzene | 608935 |  |  | 77793 | _608935 | 90315 | Benzene, pentachloro- | 608-93-5 | _608935 | 90315 | Pentachlorobenzene | Benzene, 1,2,3,4,5-pentachloro- | DTXSID7024247 | Pentachlorobenzene | C6HCl5 | ClC1=CC(Cl)=C(Cl)C(Cl)=C1Cl | Chemical |  |  |  | 1 | 0 | Matched to full list of "chemical substances" from all datasets on EPA SRS service. | n.a.
DMR | Perylene | 198550 |  |  | 77801 | _198550 | 46348 | Perylene | 198-55-0 | _198550 | 46348 | Perylene | Perylene | DTXSID4047753 | Perylene | C20H12 | C1=CC2=C3C(=C1)C1=CC=CC4=C1C(=CC=C4)C3=CC=C2 | Chemical |  |  |  | 1 | 1 | Matched to full list of "chemical substances" from all datasets on EPA SRS service. | n.a.
DMR | n-Octadecane | 593453 |  |  | 77804 | _593453 | 45083 | Octadecane | 593-45-3 | _593453 | 45083 | Octadecane | Octadecane | DTXSID9047172 | Octadecane | C18H38 | CCCCCCCCCCCCCCCCCC | Chemical |  |  |  | 1 | 1 | Matched to full list of "chemical substances" from all datasets on EPA SRS service. | n.a.
DMR | Tri-n-butyl phosphate | 126738 |  |  | 77819 | _126738 | 46767 | Tributylphosphate | 126-73-8 | _126738 | 46767 | Tributyl phosphate | Phosphoric acid tributyl ester | DTXSID3021986 | Tributyl phosphate | C12H27O4P | CCCCOP(=O)(OCCCC)OCCCC | Chemical |  |  |  | 1 | 0 | Matched to full list of "chemical substances" from all datasets on EPA SRS service. | n.a.
DMR | Alachlor | 15972608 |  |  | 77825 | _15972608 | 60955 | Alachlor | 15972-60-8 | _15972608 | 60955 | Alachlor | Acetamide, 2-chloro-N-(2,6-diethylphenyl)-N-(methoxymethyl)- | DTXSID1022265 | Alachlor | C14H20ClNO2 | CCC1=CC=CC(CC)=C1N(COC)C(=O)CCl | Chemical |  |  |  | 1 | 1 | Matched to full list of "chemical substances" from all datasets on EPA SRS service. | n.a.
DMR | Hexachlorocyclohexane, total | 27154445 |  |  | 77835 | _27154445 | 57648 | Hexachlorocyclohexane | 27154-44-5 | _27154445 | 57648 | Hexachlorocyclohexane | Cyclohexane, hexachloro- | DTXSID80891695 | Hexachlorocyclohexane | - | - | Chemical |  |  |  | 1 | 1 | Matched to full list of "chemical substances" from all datasets on EPA SRS service. | n.a.
DMR | Butachlor | 23184669 |  |  | 77860 | _23184669 | 56242 | Butachlor | 23184-66-9 | _23184669 | 56242 | Butachlor | Acetamide, N-(butoxymethyl)-2-chloro-N-(2,6-diethylphenyl)- | DTXSID3034402 | Butachlor | C17H26ClNO2 | CCCCOCN(C(=O)CCl)C1=C(CC)C=CC=C1CC | Chemical |  |  |  | 1 | 1 | Matched to full list of "chemical substances" from all datasets on EPA SRS service. | n.a.
DMR | Triphenyl phosphate | 115866 |  |  | 77881 | _115866 | 47153 | Triphenylphosphate | 115-86-6 | _115866 | 47153 | Triphenyl phosphate | Phosphoric acid, triphenyl ester | DTXSID1021952 | Triphenyl phosphate | C18H15O4P | O=P(OC1=CC=CC=C1)(OC1=CC=CC=C1)OC1=CC=CC=C1 | Chemical |  |  |  | 1 | 0 | Matched to full list of "chemical substances" from all datasets on EPA SRS service. | n.a.
DMR | Methanol, total | 67561 |  |  | 77885 | _67561 | 49023 | Methanol | 67-56-1 | _67561 | 49023 | Methanol | Methanol | DTXSID2021731 | Methanol | CH4O | CO | Chemical |  |  |  | 1 | 1 | Matched to full list of "chemical substances" from all datasets on EPA SRS service. | n.a.
DMR | Octachlorocyclopentene | 706785 |  |  | 77889 | _706785 | 87209 | Octachlorocyclopentene | 706-78-5 | _706785 | 87209 | Octachlorocyclopentene | Cyclopentene, octachloro- | DTXSID5061037 | Octachlorocyclopentene | C5Cl8 | ClC1=C(Cl)C(Cl)(Cl)C(Cl)(Cl)C1(Cl)Cl | Chemical |  |  |  | 1 | 1 | Matched to full list of "chemical substances" from all datasets on EPA SRS service. | n.a.
DMR | Bis(2-ethylhexyl) adipate | 103231 |  |  | 77903 | _103231 | 48082 | Adipate, bis(2-ethylhexyl)- | 103-23-1 | _103231 | 48082 | Di(2-ethylhexyl) adipate | Hexanedioic acid, 1,6-bis(2-ethylhexyl) ester | DTXSID0020606 | Bis(2-ethylhexyl)hexanedioate | C22H42O4 | CCCCC(CC)COC(=O)CCCCC(=O)OCC(CC)CCCC | Chemical |  |  |  | 1 | 0 | Matched to full list of "chemical substances" from all datasets on EPA SRS service. | n.a.
DMR | Chlorpyrifos | 2921882 |  |  | 77969 | _2921882 | 92226 | Chlorpyrifos | 2921-88-2 | _2921882 | 92226 | Chlorpyrifos | Phosphorothioic acid, O,O-diethyl O-(3,5,6-trichloro-2-pyridinyl) ester | DTXSID4020458 | Chlorpyrifos | C9H11Cl3NO3PS | CCOP(=S)(OCC)OC1=NC(Cl)=C(Cl)C=C1Cl | Chemical |  |  |  | 1 | 1 | Matched to full list of "chemical substances" from all datasets on EPA SRS service. | n.a.
DMR | Chlorotoluene | 25168052 |  |  | 77970 | _25168052 | 91514 | Chlorotoluene | 25168-05-2 | _25168052 | 91514 | Chlorotoluene | Benzene, chloromethyl- | DTXSID0027852 | Chlorotoluene | C7H7Cl | CC1=CC=CC=C1.Cl* ¦c:3,5,t:1,lp:7:3,m:8:4.5.6¦ | Chemical |  |  |  | 1 | 1 | Matched to full list of "chemical substances" from all datasets on EPA SRS service. | n.a.
DMR | Dichlorotoluene | 29797408 |  |  | 77983 | _29797408 | 58945 | Dichlorotoluene | 29797-40-8 | _29797408 | 58945 | Dichlorotoluene | Benzene, dichloromethyl- | - | 0 | - | - | Chemical |  |  |  | 1 | 1 | Matched to full list of "chemical substances" from all datasets on EPA SRS service. | n.a.
DMR | Dichlorotrifluoroethane | 34077877 |  |  | 77984 | _34077877 | 55071 | Dichlorotrifluoroethane | 34077-87-7 | _34077877 | 55071 | Dichlorotrifluoroethane | Ethane, dichlorotrifluoro- | - | 0 | - | - | Chemical |  |  |  | 1 | 1 | Matched to full list of "chemical substances" from all datasets on EPA SRS service. | n.a.
DMR | Diphenamid | 957517 |  |  | 78004 | _957517 | 43810 | Diphenamid | 957-51-7 | _957517 | 43810 | Diphenamid | Benzeneacetamide, N,N-dimethyl-.alpha.-phenyl- | DTXSID8024072 | Diphenamid | C16H17NO | CN(C)C(=O)C(C1=CC=CC=C1)C1=CC=CC=C1 | Chemical |  |  |  | 1 | 1 | Matched to full list of "chemical substances" from all datasets on EPA SRS service. | n.a.
DMR | Tetrachlorobenzene | 12408105 |  |  | 78028 | _12408105 | 83524 | Tetrachlorobenzene | 12408-10-5 | _12408105 | 83524 | Tetrachlorobenzene | Benzene, tetrachloro- | - | 0 | - | - | Chemical |  |  |  | 1 | 1 | Matched to full list of "chemical substances" from all datasets on EPA SRS service. | n.a.
DMR | Propane, 2-methoxy-2-methyl | 1634044 |  |  | 78032 | _1634044 | 41401 | t-Butyl methyl ether | 1634-04-4 | _1634044 | 41401 | Methyl tert-butyl ether | Propane, 2-methoxy-2-methyl- | DTXSID3020833 | Methyl tert-butyl ether | C5H12O | COC(C)(C)C | Chemical |  |  |  | 1 | 0 | Matched to full list of "chemical substances" from all datasets on EPA SRS service. | n.a.
DMR | Ethylbenzene | 100414 |  |  | 78113 | _100414 | 94770 | Benzene, ethyl- | 100-41-4 | _100414 | 94770 | Ethylbenzene | Benzene, ethyl- | DTXSID3020596 | Ethylbenzene | C8H10 | CCC1=CC=CC=C1 | Chemical |  |  |  | 1 | 0 | Matched to full list of "chemical substances" from all datasets on EPA SRS service. | n.a.
DMR | Halogen, total organic | (blank) |  |  | 78115 | _n.a. | ERG_704 | Halogen, total organic | n.a. | _n.a. | no match | no match | no match |  | 0 | 0 | 0 | Element |  |  |  | 1 | 0 |  | n.a.
DMR | Benzo[j]fluoranthene | 205823 |  |  | 78122 | _205823 | 46346 | Benzo[j]fluoranthene | 205-82-3 | _205823 | 46346 | Benzo[j]fluoranthene | Benzo[j]fluoranthene | DTXSID8052691 | Benzo(j)fluoranthene | C20H12 | C1=CC2=C(C=C1)C1=C(C=C2)C2=CC=CC3=CC=CC1=C23 | Chemical |  |  |  | 1 | 1 | Matched to full list of "chemical substances" from all datasets on EPA SRS service. | n.a.
DMR | Benzene (volatile analysis) | 71432 |  |  | 78124 | _71432 | 98385 | Benzene | 71-43-2 | _71432 | 98385 | Benzene | Benzene | DTXSID3039242 | Benzene | C6H6 | C1=CC=CC=C1 | Chemical |  |  |  | 1 | 1 | Matched to full list of "chemical substances" from all datasets on EPA SRS service. | n.a.
DMR | 1,4-Xylene | 106423 |  |  | 78132 | _106423 | 47528 | p-Xylene | 106-42-3 | _106423 | 47528 | p-Xylene | Benzene, 1,4-dimethyl- | DTXSID2021868 | p-Xylene | C8H10 | CC1=CC=C(C)C=C1 | Chemical |  |  |  | 1 | 1 | Matched to full list of "chemical substances" from all datasets on EPA SRS service. | n.a.
DMR | 4-Methyl-2-pentanone | 108101 |  |  | 78133 | _108101 | 47428 | 4-Methyl-2-pentanone | 108-10-1 | _108101 | 47428 | Methyl isobutyl ketone | 2-Pentanone, 4-methyl- | DTXSID5021889 | 4-Methyl-2-pentanone | C6H12O | CC(C)CC(C)=O | Chemical |  |  |  | 1 | 0 | Matched to full list of "chemical substances" from all datasets on EPA SRS service. | n.a.
DMR | Trimethylbenzene | 25551137 |  |  | 78136 | _25551137 | 59488 | Trimethylbenzenes | 25551-13-7 | _25551137 | 59488 | Trimethylbenzene | Benzene, trimethyl- | DTXSID6049808 | Trimethylbenzene | - | - | Chemical |  |  |  | 1 | 0 | Matched to full list of "chemical substances" from all datasets on EPA SRS service. | n.a.
DMR | Organics, total toxic (TTO) | (blank) |  |  | 78141 | _n.a. | ERG_823 | Organics, total toxic (TTO) | n.a. | _n.a. | no match | no match | no match |  | 0 | 0 | 0 | Element |  |  |  | 1 | 0 |  | n.a.
DMR | Monochlorobenzyl trifluoride | 88164 |  |  | 78143 | _88164 | 48395 | 2-Chlorobenzotrifluoride | 88-16-4 | _88164 | 48395 | 2-Chlorobenzotrifluoride | Benzene, 1-chloro-2-(trifluoromethyl)- | DTXSID9024774 | 2-Chlorobenzotrifluoride | C7H4ClF3 | FC(F)(F)C1=CC=CC=C1Cl | Chemical |  |  |  | 1 | 1 | Matched to full list of "chemical substances" from all datasets on EPA SRS service. | n.a.
DMR | EDTA | 60004 |  |  | 78151 | _60004 | 49100 | EDTA | 60-00-4 | _60004 | 49100 | Ethylenediaminetetraacetic acid | Glycine, N,N'-1,2-ethanediylbis[N-(carboxymethyl)- | DTXSID6022977 | Ethylenediaminetetraacetic acid | C10H16N2O8 | OC(=O)CN(CCN(CC(O)=O)CC(O)=O)CC(O)=O | Chemical |  |  |  | 1 | 0 | Matched to full list of "chemical substances" from all datasets on EPA SRS service. | n.a.
DMR | Dichlorobenzyl trifluoride | 30498352 |  |  | 78155 | _30498352 | 78777 | Dichlorobenzotrifluoride | 30498-35-2 | _30498352 | 78777 | Dichlorobenzotrifluoride | Benzene, dichloro(trifluoromethyl)- | - | 0 | - | - | Chemical |  |  |  | 1 | 1 | Matched to full list of "chemical substances" from all datasets on EPA SRS service. | n.a.
DMR | Naphthenic acid | 1338245 |  |  | 78157 | _1338245 | 16362 | Naphthenic acids | 1338-24-5 | _1338245 | 16362 | Naphthenic acids | Naphthenic acids | DTXSID1027394 | Naphthenic acids | - | - | Chemical |  |  |  | 1 | 1 | Matched to full list of "chemical substances" from all datasets on EPA SRS service. | n.a.
DMR | Carbamates | (blank) |  |  | 78168 | _n.a. | ERG_622 | Carbamates | n.a. | _n.a. | no match | no match | no match |  | 0 | 0 | 0 | Element |  |  |  | 1 | 0 |  | n.a.
DMR | Aromatics, total purgeable | (blank) |  |  | 78171 | _n.a. | ERG_309 | Aromatics, total purgeable | n.a. | _n.a. | no match | no match | no match |  | 0 | 0 | 0 | Element |  |  |  | 1 | 0 |  | n.a.
DMR | Heptane | 142825 |  |  | 78198 | _142825 | 46520 | Heptane | 142-82-5 | _142825 | 46520 | Heptane | Heptane | DTXSID6024127 | Heptane | C7H16 | CCCCCCC | Chemical |  |  |  | 1 | 1 | Matched to full list of "chemical substances" from all datasets on EPA SRS service. | n.a.
DMR | N-Nitrosodiethylamine | 55185 |  |  | 78200 | _55185 | 48982 | N-Nitrosodiethylamine | 55-18-5 | _55185 | 48982 | N-Nitrosodiethylamine | Ethanamine, N-ethyl-N-nitroso- | DTXSID2021028 | N-Nitrosodiethylamine | C4H10N2O | CCN(CC)N=O | Chemical |  |  |  | 1 | 1 | Matched to full list of "chemical substances" from all datasets on EPA SRS service. | n.a.
DMR | Monochlorotoluene | 25168052 |  |  | 78204 | _25168052 | 91514 | Chlorotoluene | 25168-05-2 | _25168052 | 91514 | Chlorotoluene | Benzene, chloromethyl- | DTXSID0027852 | Chlorotoluene | C7H7Cl | CC1=CC=CC=C1.Cl* ¦c:3,5,t:1,lp:7:3,m:8:4.5.6¦ | Chemical |  |  |  | 1 | 1 | Matched to full list of "chemical substances" from all datasets on EPA SRS service. | n.a.
DMR | N-Nitrosopyrrolidine | 930552 |  |  | 78206 | _930552 | 43884 | Pyrrolidine, N-nitroso- | 930-55-2 | _930552 | 43884 | N-Nitrosopyrrolidine | Pyrrolidine, 1-nitroso- | DTXSID8021062 | N-Nitrosopyrrolidine | C4H8N2O | O=NN1CCCC1 | Chemical |  |  |  | 1 | 0 | Matched to full list of "chemical substances" from all datasets on EPA SRS service. | n.a.
DMR | N-Nitrosodibutylamine | 924163 |  |  | 78207 | _924163 | 43926 | N-Nitrosodibutylamine | 924-16-3 | _924163 | 43926 | N-Nitrosodi-n-butylamine | 1-Butanamine, N-butyl-N-nitroso- | DTXSID2021026 | N-Nitrosodibutylamine | C8H18N2O | CCCCN(CCCC)N=O | Chemical |  |  |  | 1 | 0 | Matched to full list of "chemical substances" from all datasets on EPA SRS service. | n.a.
DMR | Monochloroacetic acid | 79118 |  |  | 78213 | _79118 | 48728 | Chloroacetic acid | 79-11-8 | _79118 | 48728 | Chloroacetic acid | Acetic acid, 2-chloro- | DTXSID4020901 | Chloroacetic acid | C2H3ClO2 | OC(=O)CCl | Chemical |  |  |  | 1 | 1 | Matched to full list of "chemical substances" from all datasets on EPA SRS service. | n.a.
DMR | Phenolic compounds, unchlorinated | (blank) |  |  | 78218 | _n.a. | ERG_857 | Phenolic compounds, unchlorinated | n.a. | _n.a. | no match | no match | no match |  | 0 | 0 | 0 | Element |  |  |  | 1 | 0 |  | n.a.
DMR | Organic pesticide chemicals (40 CFR455) | (blank) |  |  | 78221 | _n.a. | no match | no match | no match | _n.a. | no match | no match | no match |  |  |  |  | Not a chemical |  |  |  | 1 | 1 |  | n.a.
DMR | Organic active ingredients (40 CFR455) | (blank) |  |  | 78222 | _n.a. | no match | no match | no match | _n.a. | no match | no match | no match |  |  |  |  | Not a chemical |  |  |  | 1 | 1 |  | n.a.
DMR | Total toxic organics (TTO) (40 CFR413) | (blank) |  |  | 78223 | _n.a. | no match | no match | no match | _n.a. | no match | no match | no match |  |  |  |  | Not a chemical |  |  |  | 1 | 1 |  | n.a.
DMR | Total toxic organics (TTO) (40 CFR433) | (blank) |  |  | 78224 | _n.a. | no match | no match | no match | _n.a. | no match | no match | no match |  |  |  |  | Not a chemical |  |  |  | 1 | 1 |  | n.a.
DMR | Total toxic organics (TTO) (40 CFR464a) | (blank) |  |  | 78225 | _n.a. | no match | no match | no match | _n.a. | no match | no match | no match |  |  |  |  | Not a chemical |  |  |  | 1 | 1 |  | n.a.
DMR | Total toxic organics (TTO) (40 CFR464b) | (blank) |  |  | 78226 | _n.a. | no match | no match | no match | _n.a. | no match | no match | no match |  |  |  |  | Not a chemical |  |  |  | 1 | 1 |  | n.a.
DMR | Total toxic organics (TTO) (40 CFR464c) | (blank) |  |  | 78227 | _n.a. | no match | no match | no match | _n.a. | no match | no match | no match |  |  |  |  | Not a chemical |  |  |  | 1 | 1 |  | n.a.
DMR | Total toxic organics (TTO) (40 CFR464d) | (blank) |  |  | 78228 | _n.a. | no match | no match | no match | _n.a. | no match | no match | no match |  |  |  |  | Not a chemical |  |  |  | 1 | 1 |  | n.a.
DMR | Total toxic organics(TTO) (40 CFR465) | (blank) |  |  | 78229 | _n.a. | no match | no match | no match | _n.a. | no match | no match | no match |  |  |  |  | Not a chemical |  |  |  | 1 | 1 |  | n.a.
DMR | Total toxic organics (TTO) (40 CFR467) | (blank) |  |  | 78230 | _n.a. | no match | no match | no match | _n.a. | no match | no match | no match |  |  |  |  | Not a chemical |  |  |  | 1 | 1 |  | n.a.
DMR | Total toxic organics (TTO) (40 CFR468) | (blank) |  |  | 78231 | _n.a. | no match | no match | no match | _n.a. | no match | no match | no match |  |  |  |  | Not a chemical |  |  |  | 1 | 1 |  | n.a.
DMR | Total toxic organics (TTO) (40 CFR469) | (blank) |  |  | 78232 | _n.a. | no match | no match | no match | _n.a. | no match | no match | no match |  |  |  |  | Not a chemical |  |  |  | 1 | 1 |  | n.a.
DMR | Organics-tot voltile (NJAC reg.7:23-17e) | (blank) |  |  | 78236 | _n.a. | no match | no match | no match | _n.a. | no match | no match | no match |  |  |  |  | Not a chemical |  |  |  | 1 | 1 |  | n.a.
DMR | Organics, volatile (NJAC reg. 7:23-17e) | (blank) |  |  | 78237 | _n.a. | no match | no match | no match | _n.a. | no match | no match | no match |  |  |  |  | Not a chemical |  |  |  | 1 | 1 |  | n.a.
DMR | Metals, tox priority pollutants, total | (blank) |  |  | 78239 | _n.a. | no match | no match | no match | _n.a. | no match | no match | no match |  |  |  |  | Not a chemical |  |  |  | 1 | 1 |  | n.a.
DMR | Metals, total | (blank) |  |  | 78240 | _n.a. | no match | no match | no match | _n.a. | no match | no match | no match |  |  |  |  | Not a chemical |  |  |  | 1 | 1 |  | n.a.
DMR | Chromium, hexavalent tot recoverable | 18540299 |  |  | 78247 | _18540299 | 62530 | Chromium VI | 18540-29-9 | _18540299 | 62530 | Chromium(VI) | Chromium, ion (Cr6+) | DTXSID7023982 | Chromium (VI) ion | Cr | [Cr+6] | Chemical |  |  |  | 1 | 0 | Matched to full list of "chemical substances" from all datasets on EPA SRS service. | n.a.
DMR | Cyanide, total recoverable | 57125 |  |  | 78248 | _57125 | 89604 | Cyanide | 57-12-5 | _57125 | 89604 | Cyanide | Cyanide | DTXSID6023991 | Cyanide | CN | [C-]#N | Chemical |  |  |  | 1 | 1 | Matched to full list of "chemical substances" from all datasets on EPA SRS service. | n.a.
DMR | 2-Butanone | 78933 |  |  | 78356 | _78933 | 48746 | Methyl ethyl ketone | 78-93-3 | _78933 | 48746 | Methyl ethyl ketone | 2-Butanone | DTXSID3021516 | Methyl ethyl ketone | C4H8O | CCC(C)=O | Chemical |  |  |  | 1 | 1 | Matched to full list of "chemical substances" from all datasets on EPA SRS service. | n.a.
DMR | Tetrachloroethene | 127184 |  |  | 78389 | _127184 | 46750 | Ethene, tetrachloro- | 127-18-4 | _127184 | 46750 | Tetrachloroethylene | Ethene, 1,1,2,2-tetrachloro- | DTXSID2021319 | Tetrachloroethylene | C2Cl4 | ClC(Cl)=C(Cl)Cl | Chemical |  |  |  | 1 | 0 | Matched to full list of "chemical substances" from all datasets on EPA SRS service. | n.a.
DMR | Trichloroethene | 79016 |  |  | 78391 | _79016 | 48738 | Ethene, trichloro- | 79-01-6 | _79016 | 48738 | Trichloroethylene | Ethene, 1,1,2-trichloro- | DTXSID0021383 | Trichloroethylene | C2HCl3 | ClC=C(Cl)Cl | Chemical |  |  |  | 1 | 0 | Matched to full list of "chemical substances" from all datasets on EPA SRS service. | n.a.
DMR | 2-Methylphenol | 95487 |  |  | 78395 | _95487 | 47752 | o-Cresol | 95-48-7 | _95487 | 47752 | o-Cresol | Phenol, 2-methyl- | DTXSID8021808 | o-Cresol | C7H8O | CC1=C(O)C=CC=C1 | Chemical |  |  |  | 1 | 1 | Matched to full list of "chemical substances" from all datasets on EPA SRS service. | n.a.
DMR | 4-Methylphenol | 106445 |  |  | 78396 | _106445 | 47526 | p-Cresol | 106-44-5 | _106445 | 47526 | p-Cresol | Phenol, 4-methyl- | DTXSID7021869 | p-Cresol | C7H8O | CC1=CC=C(O)C=C1 | Chemical |  |  |  | 1 | 1 | Matched to full list of "chemical substances" from all datasets on EPA SRS service. | n.a.
DMR | Explosives, combined TNT + RDX + tetryl | (blank) |  |  | 78455 | _n.a. | no match | no match | no match | _n.a. | no match | no match | no match |  |  |  |  | Not a chemical |  |  |  | 1 | 1 |  | n.a.
DMR | Halomethanes, sum | (blank) |  |  | 78456 | _n.a. | ERG_707 | Halomethanes, sum | n.a. | _n.a. | no match | no match | no match |  | 0 | 0 | 0 | Element |  |  |  | 1 | 0 |  | n.a.
DMR | Molybdenum, dry weight | 7439987 |  |  | 78465 | _7439987 | 37006 | Molybdenum | 7439-98-7 | _7439987 | 37006 | Molybdenum | Molybdenum | DTXSID1024207 | Molybdenum | Mo | [Mo] | Element |  |  |  | 1 | 1 | Matched to full list of "chemical substances" from all datasets on EPA SRS service. | n.a.
DMR | Zinc, dry weight | 7440666 |  |  | 78467 | _7440666 | 36815 | Zinc | 7440-66-6 | _7440666 | 36815 | Zinc | Zinc | DTXSID7035012 | Zinc | Zn | [Zn] | Element |  |  |  | 1 | 1 | Matched to full list of "chemical substances" from all datasets on EPA SRS service. | n.a.
DMR | Lead, dry weight | 7439921 |  |  | 78468 | _7439921 | 37012 | Lead | 7439-92-1 | _7439921 | 37012 | Lead | Lead | DTXSID2024161 | Lead | Pb | [Pb] | Element |  |  |  | 1 | 1 | Matched to full list of "chemical substances" from all datasets on EPA SRS service. | n.a.
DMR | Nickel, dry weight | 7440020 |  |  | 78469 | _7440020 | 37003 | Nickel | 7440-02-0 | _7440020 | 37003 | Nickel | Nickel | DTXSID2020925 | Nickel | Ni | [Ni] | Element |  |  |  | 1 | 1 | Matched to full list of "chemical substances" from all datasets on EPA SRS service. | n.a.
DMR | Mercury, dry weight | 7439976 |  |  | 78471 | _7439976 | 37007 | Mercury | 7439-97-6 | _7439976 | 37007 | Mercury | Mercury | DTXSID1024172 | Mercury | Hg | [Hg] | Element |  |  |  | 1 | 1 | Matched to full list of "chemical substances" from all datasets on EPA SRS service. | n.a.
DMR | Chromium, dry weight | 7440473 |  |  | 78473 | _7440473 | 36831 | Chromium | 7440-47-3 | _7440473 | 36831 | Chromium | Chromium | DTXSID3031022 | Chromium | Cr | [Cr] | Element |  |  |  | 1 | 1 | Matched to full list of "chemical substances" from all datasets on EPA SRS service. | n.a.
DMR | Butyl acetate | 123864 |  |  | 78531 | _123864 | 46822 | Butyl acetate | 123-86-4 | _123864 | 46822 | n-Butyl acetate | Acetic acid, butyl ester | DTXSID3021982 | Butyl acetate | C6H12O2 | CCCCOC(C)=O | Chemical |  |  |  | 1 | 0 | Matched to full list of "chemical substances" from all datasets on EPA SRS service. | n.a.
DMR | Phthalates, total | (blank) |  |  | 78721 | _n.a. | ERG_864 | Phthalates, total | n.a. | _n.a. | no match | no match | no match |  | 0 | 0 | 0 | Element |  |  |  | 1 | 0 |  | n.a.
DMR | Amines, organic total | (blank) |  |  | 78723 | _n.a. | ERG_299 | Amines, organic total | n.a. | _n.a. | no match | no match | no match |  | 0 | 0 | 0 | Element |  |  |  | 1 | 0 |  | n.a.
DMR | 4-Nitro-N-methylphthalimide, total | 41663847 |  |  | 78724 | _41663847 | 54509 | 4-Nitro-N-methylphthalimide | 41663-84-7 | _41663847 | 54509 | 4-Nitro-N-methylphthalimide | 1H-Isoindole-1,3(2H)-dione, 2-methyl-5-nitro- | DTXSID7028013 | N-Methyl-4-nitrophthalimide | C9H6N2O4 | CN1C(=O)C2=C(C=C(C=C2)[N+]([O-])=O)C1=O | Chemical |  |  |  | 1 | 1 | Matched to full list of "chemical substances" from all datasets on EPA SRS service. | n.a.
DMR | Volatile compounds, (GC/MS) | (blank) |  |  | 78732 | _n.a. | 80391 | Volatile pollutants | n.a. | _n.a. | no match | no match | no match |  | 0 | 0 | 0 | Element |  |  |  | 1 | 0 |  | n.a.
DMR | Volatile fraction organics (EPA 624) | (blank) |  |  | 78733 | _n.a. | 83723 | Volatile organic compounds (VOC) | n.a. | _n.a. | no match | no match | no match |  | 0 | 0 | 0 | Chemical |  |  |  | 1 | 0 |  | n.a.
DMR | 2-Methylnaphthalene | 91576 |  |  | 78868 | _91576 | 87964 | 2-Methylnaphthalene | 91-57-6 | _91576 | 87964 | 2-Methylnaphthalene | Naphthalene, 2-methyl- | DTXSID4020878 | 2-Methylnaphthalene | C11H10 | CC1=CC2=CC=CC=C2C=C1 | Chemical |  |  |  | 1 | 1 | Matched to full list of "chemical substances" from all datasets on EPA SRS service. | n.a.
DMR | 2-Amino-4,6-dinitrotoluene | 35572782 |  |  | 78901 | _35572782 | 92178 | 2-Amino-4,6-dinitrotoluene | 35572-78-2 | _35572782 | 92178 | 2-Amino-4,6-dinitrotoluene | Benzenamine, 2-methyl-3,5-dinitro- | DTXSID6044068 | 2-Amino-4,6-dinitrotoluene | C7H7N3O4 | CC1=C(C=C(C=C1N)[N+]([O-])=O)[N+]([O-])=O | Chemical |  |  |  | 1 | 1 | Matched to full list of "chemical substances" from all datasets on EPA SRS service. | n.a.
DMR | Gasoline, regular | 68425296 |  |  | 78920 | _68425296 | 12833 | Gasoline blending pyrolyzate derived naphtha raffinate distillates (petroleum) | 68425-29-6 | _68425296 | 12833 | Gasoline blending pyrolyzate derived naphtha raffinate distillates (petroleum) | Distillates (petroleum), naphtha-raffinate pyrolyzate-derived, gasoline-blending | DTXSID2098297 | Distillates (petroleum), naphtha-raffinate pyrolyzate-derived, gasoline-blending | - | - | Chemical |  |  |  | 1 | 1 | Matched to full list of "chemical substances" from all datasets on EPA SRS service. | n.a.
DMR | Fuel, diesel, #1 | 68334305 |  |  | 78939 | _68334305 | 11923 | Diesel fuel | 68334-30-5 | _68334305 | 11923 | Diesel fuel | Fuels, diesel | DTXSID5028455 | Fuels, diesel | - | - | Chemical |  |  |  | 1 | 1 | Matched to full list of "chemical substances" from all datasets on EPA SRS service. | n.a.
DMR | 4-Methylphenol | 106445 |  |  | 79146 | _106445 | 47526 | p-Cresol | 106-44-5 | _106445 | 47526 | p-Cresol | Phenol, 4-methyl- | DTXSID7021869 | p-Cresol | C7H8O | CC1=CC=C(O)C=C1 | Chemical |  |  |  | 1 | 1 | Matched to full list of "chemical substances" from all datasets on EPA SRS service. | n.a.
DMR | 3,4-Benzofluoranthene | 205992 |  |  | 79531 | _205992 | 93562 | Benzo(b)fluoranthene | 205-99-2 | _205992 | 93562 | Benzo(b)fluoranthene | Benz[e]acephenanthrylene | DTXSID0023907 | Benzo(b)fluoranthene | C20H12 | C1=CC=C2C(=C1)C1=CC=CC3=C4C=CC=CC4=CC2=C13 | Chemical |  |  |  | 1 | 1 | Matched to full list of "chemical substances" from all datasets on EPA SRS service. | n.a.
DMR | .alpha.-Endosulfan, in waste | 959988 |  |  | 79617 | _959988 | 87422 | A-endosulfan | 959-98-8 | _959988 | 87422 | .alpha.-Endosulfan | 6,9-Methano-2,4,3-benzodioxathiepin, 6,7,8,9,10,10-hexachloro-1,5,5a,6,9,9a-hexahydro-, 3-oxide, (3.alpha.,5a.beta.,6.alpha.,9.alpha.,9a.beta.)- | DTXSID9037539 | Endosulfan I | C9H6Cl6O3S | ClC1=C(Cl)[C@]2(Cl)[C@@H]3COS(=O)OC[C@@H]3[C@@]1(Cl)C2(Cl)Cl | Chemical |  |  |  | 1 | 0 | Matched to full list of "chemical substances" from all datasets on EPA SRS service. | n.a.
DMR | .beta.-Endosulfan, in waste | 33213659 |  |  | 79618 | _33213659 | 93104 | Endosulfan (beta) | 33213-65-9 | _33213659 | 93104 | .beta.-Endosulfan | 6,9-Methano-2,4,3-benzodioxathiepin, 6,7,8,9,10,10-hexachloro-1,5,5a,6,9,9a-hexahydro-, 3-oxide, (3.alpha.,5a.alpha.,6.beta.,9.beta.,9a.alpha.)- | DTXSID8037540 | Endosulfan II | C9H6Cl6O3S | ClC1=C(Cl)[C@@]2(Cl)[C@@H]3COS(=O)OC[C@@H]3[C@@]1(Cl)C2(Cl)Cl | Chemical |  |  |  | 1 | 0 | Matched to full list of "chemical substances" from all datasets on EPA SRS service. | n.a.
DMR | 2,4,5-TP | 93721 |  |  | 79732 | _93721 | 48153 | Fenoprop | 93-72-1 | _93721 | 48153 | Silvex | Propanoic acid, 2-(2,4,5-trichlorophenoxy)- | DTXSID0021387 | 2-(2,4,5-Trichlorophenoxy)propionic acid | C9H7Cl3O3 | CC(OC1=C(Cl)C=C(Cl)C(Cl)=C1)C(O)=O | Chemical |  |  |  | 1 | 0 | Matched to full list of "chemical substances" from all datasets on EPA SRS service. | n.a.
DMR | Glyphosate, total | 1071836 |  |  | 79743 | _1071836 | 43980 | Glyphosate | 1071-83-6 | _1071836 | 43980 | Glyphosate | Glycine, N-(phosphonomethyl)- | DTXSID1024122 | Glyphosate | C3H8NO5P | OC(=O)CNCP(O)(O)=O | Chemical |  |  |  | 1 | 1 | Matched to full list of "chemical substances" from all datasets on EPA SRS service. | n.a.
DMR | Neptune Blue | 39409455 |  |  | 79745 | _39409455 | 78775 | Neptune Blue | 39409-45-5 | _39409455 | 78775 | Neptune Blue | Neptune Blue | DTXSID20108991 | Neptune Blue | - | - | Chemical |  |  |  | 1 | 1 | Matched to full list of "chemical substances" from all datasets on EPA SRS service. | n.a.
DMR | MCPA 2-ethylhexyl ester | 29450451 |  |  | 79746 | _29450451 | 80949 | MCPA-2-ethylhexyl | 29450-45-1 | _29450451 | 80949 | MCPA-2-ethylhexyl | Acetic acid, (4-chloro-2-methylphenoxy)-, 2-ethylhexyl ester | DTXSID5034698 | MCPA-2-ethylhexyl | C17H25ClO3 | CCCCC(CC)COC(=O)COC1=C(C)C=C(Cl)C=C1 | Chemical |  |  |  | 1 | 1 | Matched to full list of "chemical substances" from all datasets on EPA SRS service. | n.a.
DMR | Suspended solids, total discharge | (blank) |  |  | 79774 | _n.a. | no match | no match | no match | _n.a. | no match | no match | no match |  |  |  |  | Not a chemical |  |  |  | 1 | 1 |  | n.a.
DMR | Suspended solids, total annual | (blank) |  |  | 79775 | _n.a. | no match | no match | no match | _n.a. | no match | no match | no match |  |  |  |  | Not a chemical |  |  |  | 1 | 1 |  | n.a.
DMR | Cresol | 1319773 |  |  | 79778 | _1319773 | 43230 | Cresol(s) | 1319-77-3 | _1319773 | 43230 | Cresol | Phenol, methyl- | DTXSID3024364 | Cresol | C7H8O | C*.OC1=CC=CC=C1 ¦c:4,6,t:2,lp:2:2,m:1:6.7.8¦ | Chemical |  |  |  | 1 | 0 | Matched to full list of "chemical substances" from all datasets on EPA SRS service. | n.a.
DMR | Polychlorinated biphenyls (PCB) pg/L | 1336363 |  |  | 79819 | _1336363 | 16366 | Polychlorinated biphenyls (PCBs) | 1336-36-3 | _1336363 | 16366 | Polychlorinated biphenyls | 1,1'-Biphenyl, chloro derivs. | DTXSID5024267 | Polychlorinated biphenyls | C12 | [*]C1=C([*])C([*])=C(C([*])=C1[*])C1=C([*])C([*])=C([*])C([*])=C1[*] ¦$_R1;;;_R1;;_R1;;;_R1;;_R1;;;_R1;;_R1;;_R1;;_R1;;_R1$,c:1,5,8,12,20,t:16,RG:_R1={Cl* ¦$;_AP1$,lp:0:2¦},LOG={_R1:;H;>0}¦ | Chemical |  |  |  | 1 | 0 | Matched to full list of "chemical substances" from all datasets on EPA SRS service. | n.a.
DMR | 2,3,7,8-Tetrachlorodibenzofuran | 51207319 |  |  | 79848 | _51207319 | 55701 | 2,3,7,8-Tetrachlorodibenzofuran (EPA TRI dioxin distribution 16) | 51207-31-9 | _51207319 | 55701 | 2,3,7,8-Tetrachlorodibenzofuran | Dibenzofuran, 2,3,7,8-tetrachloro- | DTXSID3052147 | 2,3,7,8-Tetrachlorodibenzofuran | C12H4Cl4O | ClC1=CC2=C(C=C1Cl)C1=CC(Cl)=C(Cl)C=C1O2 | Chemical |  |  |  | 1 | 0 | Matched to full list of "chemical substances" from all datasets on EPA SRS service. | n.a.
DMR | Trichlorosyringol | 2539266 |  |  | 79849 | _2539266 | 83864 | 3,4,5-Tricl-2,6-meo phenol | 2539-26-6 | _2539266 | 83864 | Trichlorosyringol | Phenol, 3,4,5-trichloro-2,6-dimethoxy- | DTXSID7074246 | Trichlorosyringol | C8H7Cl3O3 | COC1=C(O)C(OC)=C(Cl)C(Cl)=C1Cl | Chemical |  |  |  | 1 | 0 | Matched to full list of "chemical substances" from all datasets on EPA SRS service. | n.a.
DMR | Tetrachlorocatechol | 1198556 |  |  | 79850 | _1198556 | 95220 | Tetrachloro-1,2-benzenediol | 1198-55-6 | _1198556 | 95220 | Tetrachlorocatechol | 1,2-Benzenediol, 3,4,5,6-tetrachloro- | DTXSID4022151 | Tetrachlorocatechol | C6H2Cl4O2 | OC1=C(O)C(Cl)=C(Cl)C(Cl)=C1Cl | Chemical |  |  |  | 1 | 0 | Matched to full list of "chemical substances" from all datasets on EPA SRS service. | n.a.
DMR | Adsorbable organic halides (AOX) | (blank) |  |  | 79855 | _n.a. | ERG_298 | Adsorbable organic halides (AOX) | n.a. | _n.a. | no match | no match | no match |  | 0 | 0 | 0 | Element |  |  |  | 1 | 0 |  | n.a.
DMR | n-Heptane | 142825 |  |  | 79862 | _142825 | 46520 | Heptane | 142-82-5 | _142825 | 46520 | Heptane | Heptane | DTXSID6024127 | Heptane | C7H16 | CCCCCCC | Chemical |  |  |  | 1 | 1 | Matched to full list of "chemical substances" from all datasets on EPA SRS service. | n.a.
DMR | BOD, carbonaceous, 05 day, 20 C | (blank) |  |  | 80082 | _n.a. | ERG_341 | Carbonaceous Biological Oxygen Demand (CBOD5) | n.a. | _n.a. | no match | no match | no match |  | 0 | 0 | 0 | Chemical |  |  |  | 1 | 0 |  | n.a.
DMR | BOD, carbonaceous, 20 day, 20 C | (blank) |  |  | 80087 | _n.a. | ERG_341 | Carbonaceous Biological Oxygen Demand (CBOD5) | n.a. | _n.a. | no match | no match | no match |  | 0 | 0 | 0 | Chemical |  |  |  | 1 | 0 |  | n.a.
DMR | Particulate Organic Carbon | 7440440 |  |  | 80102 | _7440440 | 36834 | Carbon | 7440-44-0 | _7440440 | 36834 | Carbon | Carbon | DTXSID9027651 | Carbon | C | [C] | Element |  |  |  | 1 | 1 | Matched to full list of "chemical substances" from all datasets on EPA SRS service. | n.a.
DMR | Chemical oxygen demand (COD) | (blank) |  |  | 80103 | _n.a. | ERG_627 | Chemical Oxygen Demand (COD) | n.a. | _n.a. | no match | Chemical oxygen demand | Oxygen demand, chemical |  | 0 | 0 | 0 | Chemical |  |  |  | 1 | 0 | manual search by name on SRS website | n.a.
DMR | Sulfur, total | 7704349 |  |  | 80107 | _7704349 | 38507 | Sulfur | 7704-34-9 | _7704349 | 38507 | Sulfur | Sulfur | DTXSID9034941 | Sulfur | S | [S] | Element |  |  |  | 1 | 1 | Matched to full list of "chemical substances" from all datasets on EPA SRS service. | n.a.
DMR | Chemical oxygen demand (COD) | (blank) |  |  | 80108 | _n.a. | ERG_627 | Chemical Oxygen Demand (COD) | n.a. | _n.a. | no match | Chemical oxygen demand | Oxygen demand, chemical |  | 0 | 0 | 0 | Chemical |  |  |  | 1 | 0 | manual search by name on SRS website | n.a.
DMR | Chemical oxygen demand, soluble | (blank) |  |  | 80116 | _n.a. | ERG_627 | Chemical Oxygen Demand (COD) | n.a. | _n.a. | no match | Chemical oxygen demand | Oxygen demand, chemical |  | 0 | 0 | 0 | Chemical |  |  |  | 1 | 0 | manual search by name on SRS website | n.a.
DMR | BOD, carbonaceous, 5 day, 5 C | (blank) |  |  | 80126 | _n.a. | ERG_341 | Carbonaceous Biological Oxygen Demand (CBOD5) | n.a. | _n.a. | no match | no match | no match |  | 0 | 0 | 0 | Chemical |  |  |  | 1 | 0 |  | n.a.
DMR | Sediment, suspended | (blank) |  |  | 80155 | _n.a. | ERG_897 | Sediment, suspended | n.a. | _n.a. | no match | no match | no match |  | 0 | 0 | 0 | Element |  |  |  | 1 | 0 |  | n.a.
DMR | BOD, carbonaceous, 28-day (20 deg. C) | (blank) |  |  | 80276 | _n.a. | ERG_341 | Carbonaceous Biological Oxygen Demand (CBOD5) | n.a. | _n.a. | no match | no match | no match |  | 0 | 0 | 0 | Chemical |  |  |  | 1 | 0 |  | n.a.
DMR | CBOD5/NH3-N | (blank) |  |  | 80279 | _n.a. | ERG_341 | Carbonaceous Biological Oxygen Demand (CBOD5) | n.a. | _n.a. | no match | no match | no match |  | 0 | 0 | 0 | Chemical |  |  |  | 1 | 0 |  | n.a.
DMR | Carbonaceous BOD, 5 day, 20 deg C filtrd | (blank) |  |  | 80280 | _n.a. | ERG_341 | Carbonaceous Biological Oxygen Demand (CBOD5) | n.a. | _n.a. | no match | no match | no match |  | 0 | 0 | 0 | Chemical |  |  |  | 1 | 0 |  | n.a.
DMR | 1,1,2,2-Tetrachloroethylene | 127184 |  |  | 80355 | _127184 | 46750 | Ethene, tetrachloro- | 127-18-4 | _127184 | 46750 | Tetrachloroethylene | Ethene, 1,1,2,2-tetrachloro- | DTXSID2021319 | Tetrachloroethylene | C2Cl4 | ClC(Cl)=C(Cl)Cl | Chemical |  |  |  | 1 | 0 | Matched to full list of "chemical substances" from all datasets on EPA SRS service. | n.a.
DMR | Chromium, trivalent dissolved, as Cr | 16065831 |  |  | 80357 | _16065831 | 60916 | Chromium III | 16065-83-1 | _16065831 | 60916 | Chromium(III) | Chromium, ion (Cr3+) | DTXSID2023981 | Chromium (III) | Cr | [Cr+3] | Chemical |  |  |  | 1 | 0 | Matched to full list of "chemical substances" from all datasets on EPA SRS service. | n.a.
DMR | Methylmercury | 22967926 |  |  | 80361 | _22967926 | 56269 | Methylmercury(1+) | 22967-92-6 | _22967926 | 56269 | Methylmercury(1+) | Mercury(1+), methyl- | DTXSID9024198 | Methyl mercury(II) cation | CH3Hg | C[Hg+] | Chemical |  |  |  | 1 | 1 | Matched to full list of "chemical substances" from all datasets on EPA SRS service. | n.a.
DMR | Chemical Oxygen Demand (COD) | (blank) |  |  | 81017 | _n.a. | ERG_627 | Chemical Oxygen Demand (COD) | n.a. | _n.a. | no match | Chemical oxygen demand | Oxygen demand, chemical |  | 0 | 0 | 0 | Chemical |  |  |  | 1 | 0 | manual search by name on SRS website | n.a.
DMR | Sulfate | 14808798 |  |  | 81020 | _14808798 | 59829 | Sulfate | 14808-79-8 | _14808798 | 59829 | Sulfate | Sulfate | DTXSID3042425 | Sulfate | O4S | [O-]S([O-])(=O)=O | Chemical |  |  |  | 1 | 1 | Matched to full list of "chemical substances" from all datasets on EPA SRS service. | n.a.
DMR | Cyanide, free not amenable to chlorin. | 57125 |  |  | 81208 | _57125 | 89604 | Cyanide | 57-12-5 | _57125 | 89604 | Cyanide | Cyanide | DTXSID6023991 | Cyanide | CN | [C-]#N | Chemical |  |  |  | 1 | 1 | Matched to full list of "chemical substances" from all datasets on EPA SRS service. | n.a.
DMR | BOD, carbonaceous, 5-day, 20 deg C | (blank) |  |  | 81286 | _n.a. | ERG_341 | Carbonaceous Biological Oxygen Demand (CBOD5) | n.a. | _n.a. | no match | no match | no match |  | 0 | 0 | 0 | Chemical |  |  |  | 1 | 0 |  | n.a.
DMR | Dinitrobutyl phenol | 88857 |  |  | 81287 | _88857 | 88121 | Dinoseb | 88-85-7 | _88857 | 88121 | Dinoseb | Phenol, 2-(1-methylpropyl)-4,6-dinitro- | DTXSID3020207 | Dinoseb | C10H12N2O5 | CCC(C)C1=CC(=CC(=C1O)[N+]([O-])=O)[N+]([O-])=O | Chemical |  |  |  | 1 | 1 | Matched to full list of "chemical substances" from all datasets on EPA SRS service. | n.a.
DMR | BHC, total | 608731 |  |  | 81288 | _608731 | 44948 | 1,2,3,4,5,6-Hexachlorocyclohexane | 608-73-1 | _608731 | 44948 | 1,2,3,4,5,6-Hexachlorocyclohexane | Cyclohexane, 1,2,3,4,5,6-hexachloro- | DTXSID7020687 | 1,2,3,4,5,6-Hexachlorocyclohexane | C6H6Cl6 | ClC1C(Cl)C(Cl)C(Cl)C(Cl)C1Cl | Chemical |  |  |  | 1 | 1 | Matched to full list of "chemical substances" from all datasets on EPA SRS service. | n.a.
DMR | Dibenzofuran | 132649 |  |  | 81302 | _132649 | 46646 | Dibenzofuran | 132-64-9 | _132649 | 46646 | Dibenzofuran | Dibenzofuran | DTXSID2021993 | Dibenzofuran | C12H8O | O1C2=CC=CC=C2C2=C1C=CC=C2 | Chemical |  |  |  | 1 | 1 | Matched to full list of "chemical substances" from all datasets on EPA SRS service. | n.a.
DMR | Hydrazine | 302012 |  |  | 81313 | _302012 | 46284 | Hydrazine | 302-01-2 | _302012 | 46284 | Hydrazine | Hydrazine | DTXSID3020702 | Hydrazine | H4N2 | NN | Chemical |  |  |  | 1 | 1 | Matched to full list of "chemical substances" from all datasets on EPA SRS service. | n.a.
DMR | Camphor, whole water | 76222 |  |  | 81324 | _76222 | 48828 | Camphor | 76-22-2 | _76222 | 48828 | Camphor | Bicyclo[2.2.1]heptan-2-one, 1,7,7-trimethyl- | DTXSID5030955 | Camphor | C10H16O | CC1(C)C2CCC1(C)C(=O)C2 | Chemical |  |  |  | 1 | 1 | Matched to full list of "chemical substances" from all datasets on EPA SRS service. | n.a.
DMR | Dichloroethene, total | 25323302 |  |  | 81328 | _25323302 | 56391 | Dichloroethylene | 25323-30-2 | _25323302 | 56391 | Dichloroethylene | Ethene, dichloro- | - | 0 | - | - | Chemical |  |  |  | 1 | 1 | Matched to full list of "chemical substances" from all datasets on EPA SRS service. | n.a.
DMR | TNT, total | 118967 |  |  | 81360 | _118967 | 47073 | Toluene, 2,4,6-trinitro- | 118-96-7 | _118967 | 47073 | Trinitrotoluene | Benzene, 2-methyl-1,3,5-trinitro- | DTXSID7024372 | 2,4,6-Trinitrotoluene | C7H5N3O6 | CC1=C(C=C(C=C1[N+]([O-])=O)[N+]([O-])=O)[N+]([O-])=O | Chemical |  |  |  | 1 | 0 | Matched to full list of "chemical substances" from all datasets on EPA SRS service. | n.a.
DMR | RDX, total | 121824 |  |  | 81364 | _121824 | 46969 | 1,3,5,-trinitrohexahydro-1,3,5-triazine | 121-82-4 | _121824 | 46969 | Cyclonite | 1,3,5-Triazine, hexahydro-1,3,5-trinitro- | DTXSID9024142 | Cyclonite | C3H6N6O6 | [O-][N+](=O)N1CN(CN(C1)[N+]([O-])=O)[N+]([O-])=O | Chemical |  |  |  | 1 | 0 | Matched to full list of "chemical substances" from all datasets on EPA SRS service. | n.a.
DMR | Nitrogenous oxygen demand (20-day, 20 C) | (blank) |  |  | 81382 | _n.a. | ERG_791 | Nitrogenous Oxygen Demand | n.a. | _n.a. | no match | no match | no match |  | 0 | 0 | 0 | Chemical |  |  |  | 1 | 0 |  | n.a.
DMR | Chlorpyrifos | 2921882 |  |  | 81403 | _2921882 | 92226 | Chlorpyrifos | 2921-88-2 | _2921882 | 92226 | Chlorpyrifos | Phosphorothioic acid, O,O-diethyl O-(3,5,6-trichloro-2-pyridinyl) ester | DTXSID4020458 | Chlorpyrifos | C9H11Cl3NO3PS | CCOP(=S)(OCC)OC1=NC(Cl)=C(Cl)C=C1Cl | Chemical |  |  |  | 1 | 1 | Matched to full list of "chemical substances" from all datasets on EPA SRS service. | n.a.
DMR | Carbofuran | 1563662 |  |  | 81405 | _1563662 | 41800 | Carbofuran | 1563-66-2 | _1563662 | 41800 | Carbofuran | 7-Benzofuranol, 2,3-dihydro-2,2-dimethyl-, 7-(N-methylcarbamate) | DTXSID9020249 | Carbofuran | C12H15NO3 | CNC(=O)OC1=CC=CC2=C1OC(C)(C)C2 | Chemical |  |  |  | 1 | 1 | Matched to full list of "chemical substances" from all datasets on EPA SRS service. | n.a.
DMR | Pentachloroethane | 76017 |  |  | 81501 | _76017 | 48888 | Ethane, pentachloro-, HCC-120 | 76-01-7 | _76017 | 48888 | Pentachloroethane | Ethane, 1,1,1,2,2-pentachloro- | DTXSID7021104 | Pentachloroethane | C2HCl5 | ClC(Cl)C(Cl)(Cl)Cl | Chemical |  |  |  | 1 | 0 | Matched to full list of "chemical substances" from all datasets on EPA SRS service. | n.a.
DMR | Chloroprene | 126998 |  |  | 81520 | _126998 | 46756 | Chloroprene | 126-99-8 | _126998 | 46756 | Chloroprene | 1,3-Butadiene, 2-chloro- | DTXSID5020316 | Chloroprene | C4H5Cl | ClC(=C)C=C | Chemical |  |  |  | 1 | 1 | Matched to full list of "chemical substances" from all datasets on EPA SRS service. | n.a.
DMR | Dichlorobenzene | 25321226 |  |  | 81524 | _25321226 | 56401 | Benzene, dichloro- | 25321-22-6 | _25321226 | 56401 | Dichlorobenzene | Benzene, dichloro- | DTXSID0041854 | Dichlorobenzene | C6H4Cl2 | - | Chemical |  |  |  | 1 | 0 | Matched to full list of "chemical substances" from all datasets on EPA SRS service. | n.a.
DMR | Methyl naphthalene | 1321944 |  |  | 81547 | _1321944 | 43208 | Methyl naphthalenes (mixture of isomers) | 1321-94-4 | _1321944 | 43208 | Methylnaphthalene | Naphthalene, methyl- | DTXSID3025625 | Methylnaphthalene | C11H10 | C*.C1=CC2=C(C=C1)C=CC=C2 ¦c:1,5,8,10,m:1:10.11¦ | Chemical |  |  |  | 1 | 0 | Matched to full list of "chemical substances" from all datasets on EPA SRS service. | n.a.
DMR | Tetrachloroethane, total | 25322207 |  |  | 81549 | _25322207 | 91490 | Tetrachloroethanes | 25322-20-7 | _25322207 | 91490 | Tetrachloroethane | Ethane, tetrachloro- | DTXSID4051453 | Tetrachloroethane | - | - | Chemical |  |  |  | 1 | 0 | Matched to full list of "chemical substances" from all datasets on EPA SRS service. | n.a.
DMR | Xylene | 1330207 |  |  | 81551 | _1330207 | 43047 | Xylene | 1330-20-7 | _1330207 | 43047 | Xylene | Benzene, dimethyl- | DTXSID2021446 | Xylenes | C8H10 | - | Chemical |  |  |  | 1 | 1 | Matched to full list of "chemical substances" from all datasets on EPA SRS service. | n.a.
DMR | Acetone | 67641 |  |  | 81552 | _67641 | 49021 | Acetone | 67-64-1 | _67641 | 49021 | Acetone | 2-Propanone | DTXSID8021482 | Acetone | C3H6O | CC(C)=O | Chemical |  |  |  | 1 | 1 | Matched to full list of "chemical substances" from all datasets on EPA SRS service. | n.a.
DMR | Acetophenone | 98862 |  |  | 81553 | _98862 | 47967 | Acetophenone | 98-86-2 | _98862 | 47967 | Acetophenone | Ethanone, 1-phenyl- | DTXSID6021828 | Acetophenone | C8H8O | CC(=O)C1=CC=CC=C1 | Chemical |  |  |  | 1 | 1 | Matched to full list of "chemical substances" from all datasets on EPA SRS service. | n.a.
DMR | Bromo benzene, total | 108861 |  |  | 81555 | _108861 | 47382 | Bromobenzene | 108-86-1 | _108861 | 47382 | Bromobenzene | Benzene, bromo- | DTXSID5024637 | Bromobenzene | C6H5Br | BrC1=CC=CC=C1 | Chemical |  |  |  | 1 | 1 | Matched to full list of "chemical substances" from all datasets on EPA SRS service. | n.a.
DMR | Bromodichloroethane | 683534 |  |  | 81559 | _683534 | 44339 | 2-Bromo-1,1-dichloroethane | 683-53-4 | _683534 | 44339 | 2-Bromo-1,1-dichloroethane | Ethane, 2-bromo-1,1-dichloro- | DTXSID5060988 | 2-Bromo-1,1-dichloroethane | C2H3BrCl2 | ClC(Cl)CBr | Chemical |  |  |  | 1 | 1 | Matched to full list of "chemical substances" from all datasets on EPA SRS service. | n.a.
DMR | Buthdiene, total | 106990 |  |  | 81561 | _106990 | 47490 | Butadiene | 106-99-0 | _106990 | 47490 | 1,3-Butadiene | 1,3-Butadiene | DTXSID3020203 | 1,3-Butadiene | C4H6 | C=CC=C | Chemical |  |  |  | 1 | 0 | Matched to full list of "chemical substances" from all datasets on EPA SRS service. | n.a.
DMR | Cyclohexane | 110827 |  |  | 81570 | _110827 | 47659 | Cyclohexane | 110-82-7 | _110827 | 47659 | Cyclohexane | Cyclohexane | DTXSID4021923 | Cyclohexane | C6H12 | C1CCCCC1 | Chemical |  |  |  | 1 | 1 | Matched to full list of "chemical substances" from all datasets on EPA SRS service. | n.a.
DMR | Diethyl ether | 60297 |  |  | 81576 | _60297 | 49093 | Diethyl ether | 60-29-7 | _60297 | 49093 | Ethyl ether | Ethane, 1,1'-oxybis- | DTXSID3021720 | Diethyl ether | C4H10O | CCOCC | Chemical |  |  |  | 1 | 0 | Matched to full list of "chemical substances" from all datasets on EPA SRS service. | n.a.
DMR | Diisopropyl ether | 108203 |  |  | 81577 | _108203 | 47423 | Diisopropyl ether | 108-20-3 | _108203 | 47423 | Isopropyl ether | Propane, 2,2'-oxybis- | DTXSID4021890 | Isopropyl ether | C6H14O | CC(C)OC(C)C | Chemical |  |  |  | 1 | 0 | Matched to full list of "chemical substances" from all datasets on EPA SRS service. | n.a.
DMR | Dioxane | 123911 |  |  | 81582 | _123911 | 46821 | 1,4-Dioxane | 123-91-1 | _123911 | 46821 | 1,4-Dioxane | 1,4-Dioxane | DTXSID4020533 | 1,4-Dioxane | C4H8O2 | C1COCCO1 | Chemical |  |  |  | 1 | 1 | Matched to full list of "chemical substances" from all datasets on EPA SRS service. | n.a.
DMR | Ethyl acetate | 141786 |  |  | 81585 | _141786 | 46136 | Ethyl acetate | 141-78-6 | _141786 | 46136 | Ethyl acetate | Acetic acid ethyl ester | DTXSID1022001 | Ethyl acetate | C4H8O2 | CCOC(C)=O | Chemical |  |  |  | 1 | 1 | Matched to full list of "chemical substances" from all datasets on EPA SRS service. | n.a.
DMR | Furfural | 98011 |  |  | 81588 | _98011 | 87376 | Furfural | 98-01-1 | _98011 | 87376 | Furfural | 2-Furancarboxaldehyde | DTXSID1020647 | Furfural | C5H4O2 | O=CC1=CC=CO1 | Chemical |  |  |  | 1 | 1 | Matched to full list of "chemical substances" from all datasets on EPA SRS service. | n.a.
DMR | Methyl ethyl ketone | 78933 |  |  | 81595 | _78933 | 48746 | Methyl ethyl ketone | 78-93-3 | _78933 | 48746 | Methyl ethyl ketone | 2-Butanone | DTXSID3021516 | Methyl ethyl ketone | C4H8O | CCC(C)=O | Chemical |  |  |  | 1 | 1 | Matched to full list of "chemical substances" from all datasets on EPA SRS service. | n.a.
DMR | Methyl isobutyl ketone | 108101 |  |  | 81596 | _108101 | 47428 | 4-Methyl-2-pentanone | 108-10-1 | _108101 | 47428 | Methyl isobutyl ketone | 2-Pentanone, 4-methyl- | DTXSID5021889 | 4-Methyl-2-pentanone | C6H12O | CC(C)CC(C)=O | Chemical |  |  |  | 1 | 0 | Matched to full list of "chemical substances" from all datasets on EPA SRS service. | n.a.
DMR | Methyl methacrylate | 80626 |  |  | 81597 | _80626 | 48666 | Methacrylic acid, methyl ester | 80-62-6 | _80626 | 48666 | Methyl methacrylate | 2-Propenoic acid, 2-methyl-, methyl ester | DTXSID2020844 | Methyl methacrylate | C5H8O2 | COC(=O)C(C)=C | Chemical |  |  |  | 1 | 0 | Matched to full list of "chemical substances" from all datasets on EPA SRS service. | n.a.
DMR | Tetrahydrofuran | 109999 |  |  | 81607 | _109999 | 47713 | Furan, tetrahydro- | 109-99-9 | _109999 | 47713 | Tetrahydrofuran | Furan, tetrahydro- | DTXSID1021328 | Tetrahydrofuran | C4H8O | C1CCOC1 | Chemical |  |  |  | 1 | 0 | Matched to full list of "chemical substances" from all datasets on EPA SRS service. | n.a.
DMR | Trichlorotrifluoroethane | 26523648 |  |  | 81611 | _26523648 | 56367 | Trichlorotrifluoroethane | 26523-64-8 | _26523648 | 56367 | Trichlorotrifluoroethane | Ethane, trichlorotrifluoro- | - | 0 | - | - | Chemical |  |  |  | 1 | 1 | Matched to full list of "chemical substances" from all datasets on EPA SRS service. | n.a.
DMR | Sulfide, total | 18496258 |  |  | 81621 | _18496258 | 62534 | Sulfide | 18496-25-8 | _18496258 | 62534 | Sulfide | Sulfide | DTXSID20872928 | Sulfide | S | [S--] | Chemical |  |  |  | 1 | 1 | Matched to full list of "chemical substances" from all datasets on EPA SRS service. | n.a.
DMR | Surfactants (linear alkylate sulfonate) | 42615292 |  |  | 81646 | _42615292 | 53882 | Benzenesulfonic acid, alkyl derivs. | 42615-29-2 | _42615292 | 53882 | Benzenesulfonic acid, alkyl derivs. | Benzenesulfonic acid, alkyl derivs. | DTXSID3020041 | Alkylbenzenesulfonate, linear | (CH2)y(CH2)xC7H8O3S | [H]CC(C[H])C1=CC=C(C=C1)S(O)(=O)=O | Chemical |  |  |  | 1 | 1 | Matched to full list of "chemical substances" from all datasets on EPA SRS service. | n.a.
DMR | PCB-1262 | 37324235 |  |  | 81649 | _37324235 | 55008 | Aroclor 1262 | 37324-23-5 | _37324235 | 55008 | Aroclor 1262 | Aroclor 1262 | DTXSID9094822 | Aroclor 1262 | - | - | Chemical |  |  |  | 1 | 1 | Matched to full list of "chemical substances" from all datasets on EPA SRS service. | n.a.
DMR | Bisphenol-A | 80057 |  |  | 81651 | _80057 | 48694 | Bisphenol A | 80-05-7 | _80057 | 48694 | 4,4'-Isopropylidenediphenol | Phenol, 4,4'-(1-methylethylidene)bis- | DTXSID7020182 | Bisphenol A | C15H16O2 | CC(C)(C1=CC=C(O)C=C1)C1=CC=C(O)C=C1 | Chemical |  |  |  | 1 | 0 | Matched to full list of "chemical substances" from all datasets on EPA SRS service. | n.a.
DMR | Epichlorohydrin | 106898 |  |  | 81679 | _106898 | 96714 | Epichlorohydrin | 106-89-8 | _106898 | 96714 | Epichlorohydrin | Oxirane, 2-(chloromethyl)- | DTXSID1020566 | Epichlorohydrin | C3H5ClO | ClCC1CO1 | Chemical |  |  |  | 1 | 1 | Matched to full list of "chemical substances" from all datasets on EPA SRS service. | n.a.
DMR | Dichloroethane | 1300216 |  |  | 81680 | _1300216 | 43278 | Dichloroethanes | 1300-21-6 | _1300216 | 43278 | Dichloroethane | Ethane, dichloro- | DTXSID20858727 | Dichloroethane | - | - | Chemical |  |  |  | 1 | 0 | Matched to full list of "chemical substances" from all datasets on EPA SRS service. | n.a.
DMR | 2-Butoxyethanol | 124174 |  |  | 81683 | _124174 | 46802 | Butyl Carbitol Acetate | 124-17-4 | _124174 | 46802 | Diethylene glycol monobutyl ether acetate | Ethanol, 2-(2-butoxyethoxy)-, 1-acetate | DTXSID9027021 | 2-(2-Butoxyethoxy)ethyl acetate | C10H20O4 | CCCCOCCOCCOC(C)=O | Chemical |  |  |  | 1 | 0 | Matched to full list of "chemical substances" from all datasets on EPA SRS service. | n.a.
DMR | 2-Ethoxyethanol | 110805 |  |  | 81685 | _110805 | 47661 | Ethanol, 2-ethoxy- | 110-80-5 | _110805 | 47661 | 2-Ethoxyethanol | Ethanol, 2-ethoxy- | DTXSID7024087 | 2-Ethoxyethanol | C4H10O2 | CCOCCO | Chemical |  |  |  | 1 | 0 | Matched to full list of "chemical substances" from all datasets on EPA SRS service. | n.a.
DMR | 1,2-Dichloroethene, effluent | 540590 |  |  | 38676 | _540590 | 45537 | Ethene, 1,2-dichloro- | 540-59-0 | _540590 | 45537 | 1,2-Dichloroethylene | Ethene, 1,2-dichloro- | DTXSID8024991 | 1,2-Dichloroethylene | C2H2Cl2 | ClC=CCl | Chemical |  |  |  | 1 | 0 | Matched to full list of "chemical substances" from all datasets on EPA SRS service. | n.a.
DMR | Ethylene glycol | 107211 |  |  | 81688 | _107211 | 47475 | Ethylene glycol | 107-21-1 | _107211 | 47475 | Ethylene glycol | 1,2-Ethanediol | DTXSID8020597 | Ethylene glycol | C2H6O2 | OCCO | Chemical |  |  |  | 1 | 1 | Matched to full list of "chemical substances" from all datasets on EPA SRS service. | n.a.
DMR | Styrene | 100425 |  |  | 81708 | _100425 | 47892 | Styrene | 100-42-5 | _100425 | 47892 | Styrene | Benzene, ethenyl- | DTXSID2021284 | Styrene | C8H8 | C=CC1=CC=CC=C1 | Chemical |  |  |  | 1 | 1 | Matched to full list of "chemical substances" from all datasets on EPA SRS service. | n.a.
DMR | .meta.-Xylene | 108383 |  |  | 81710 | _108383 | 96452 | m-Xylene | 108-38-3 | _108383 | 96452 | m-Xylene | Benzene, 1,3-dimethyl- | DTXSID6026298 | m-Xylene | C8H10 | CC1=CC(C)=CC=C1 | Chemical |  |  |  | 1 | 1 | Matched to full list of "chemical substances" from all datasets on EPA SRS service. | n.a.
DMR | ortho-xylene | 95476 |  |  | 81711 | _95476 | 87536 | o-Xylene | 95-47-6 | _95476 | 87536 | o-Xylene | Benzene, 1,2-dimethyl- | DTXSID3021807 | o-Xylene | C8H10 | CC1=C(C)C=CC=C1 | Chemical |  |  |  | 1 | 1 | Matched to full list of "chemical substances" from all datasets on EPA SRS service. | n.a.
DMR | Sulfur dioxide, total | 7446095 |  |  | 81795 | _7446095 | 36802 | Sulfur dioxide | 7446-09-5 | _7446095 | 36802 | Sulfur dioxide | Sulfur dioxide | DTXSID6029672 | Sulfur dioxide | O2S | O=S=O | Chemical |  |  |  | 1 | 1 | Matched to full list of "chemical substances" from all datasets on EPA SRS service. | n.a.
DMR | Trichlorophenol | 25167822 |  |  | 81848 | _25167822 | 91515 | Trichlorophenol | 25167-82-2 | _25167822 | 91515 | Trichlorophenol | Phenol, trichloro- | DTXSID00858725 | Trichlorophenol | - | - | Chemical |  |  |  | 1 | 1 | Matched to full list of "chemical substances" from all datasets on EPA SRS service. | n.a.
DMR | Trichloroethane | 25323891 |  |  | 81853 | _25323891 | 91489 | Trichloroethane | 25323-89-1 | _25323891 | 91489 | Trichloroethane | Ethane, trichloro- | - | 0 | - | - | Chemical |  |  |  | 1 | 1 | Matched to full list of "chemical substances" from all datasets on EPA SRS service. | n.a.
DMR | Tetrachloroguaiacol (4cg) in whole water | 2539175 |  |  | 81870 | _2539175 | 40066 | Tetrachloroguaiacol | 2539-17-5 | _2539175 | 40066 | Tetrachloroguaiacol | Phenol, 2,3,4,5-tetrachloro-6-methoxy- | DTXSID0044155 | 3,4,5,6-Tetrachloroguaiacol | C7H4Cl4O2 | COC1=C(Cl)C(Cl)=C(Cl)C(Cl)=C1O | Chemical |  |  |  | 1 | 1 | Matched to full list of "chemical substances" from all datasets on EPA SRS service. | n.a.
DMR | Disulfoton | 298044 |  |  | 81888 | _298044 | 46311 | Disulfoton | 298-04-4 | _298044 | 46311 | Disulfoton | Phosphorodithioic acid, O,O-diethyl S-[2-(ethylthio)ethyl] ester | DTXSID0022018 | Disulfoton | C8H19O2PS3 | CCOP(=S)(OCC)SCCSCC | Chemical |  |  |  | 1 | 1 | Matched to full list of "chemical substances" from all datasets on EPA SRS service. | n.a.
DMR | EPTC | 759944 |  |  | 81894 | _759944 | 44205 | Dipropylthiocarbamic acid S-ethyl ester | 759-94-4 | _759944 | 44205 | S-Ethyl dipropylthiocarbamate | Carbamothioic acid, N,N-dipropyl-, S-ethyl ester | DTXSID1024091 | EPTC | C9H19NOS | CCCN(CCC)C(=O)SCC | Chemical |  |  |  | 1 | 0 | Matched to full list of "chemical substances" from all datasets on EPA SRS service. | n.a.
DMR | Sodium, total (as Na) | 7440235 |  |  | 82035 | _7440235 | 36985 | Sodium | 7440-23-5 | _7440235 | 36985 | Sodium | Sodium | DTXSID1049774 | Sodium | Na | [Na] | Element |  |  |  | 1 | 1 | Matched to full list of "chemical substances" from all datasets on EPA SRS service. | n.a.
DMR | Dicamba | 1918009 |  |  | 82052 | _1918009 | 40140 | Dicamba | 1918-00-9 | _1918009 | 40140 | Dicamba | Benzoic acid, 3,6-dichloro-2-methoxy- | DTXSID4024018 | Dicamba | C8H6Cl2O3 | COC1=C(Cl)C=CC(Cl)=C1C(O)=O | Chemical |  |  |  | 1 | 1 | Matched to full list of "chemical substances" from all datasets on EPA SRS service. | n.a.
DMR | Boron, total | 7440428 |  |  | 82057 | _7440428 | 36836 | Boron | 7440-42-8 | _7440428 | 36836 | Boron | Boron | DTXSID3023922 | Boron | B | [B] | Element |  |  |  | 1 | 1 | Matched to full list of "chemical substances" from all datasets on EPA SRS service. | n.a.
DMR | Zinc, total | 7440666 |  |  | 82062 | _7440666 | 36815 | Zinc | 7440-66-6 | _7440666 | 36815 | Zinc | Zinc | DTXSID7035012 | Zinc | Zn | [Zn] | Element |  |  |  | 1 | 1 | Matched to full list of "chemical substances" from all datasets on EPA SRS service. | n.a.
DMR | Ferrous sulfate | 7720787 |  |  | 82064 | _7720787 | 38489 | Sulfuric acid, iron (2+) salt (1:1) | 7720-78-7 | _7720787 | 38489 | Ferrous sulfate | Sulfuric acid, iron(2+) salt (1:1) | DTXSID0029688 | Iron(II) sulfate | FeO4S | [Fe++].[O-]S([O-])(=O)=O | Chemical |  |  |  | 1 | 0 | Matched to full list of "chemical substances" from all datasets on EPA SRS service. | n.a.
DMR | Trihalomethane, tot. | (blank) |  |  | 82080 | _n.a. | 35914 | Trihalomethanes (four), total, from SDWA NPDWR | n.a. | _n.a. | no match | no match | no match |  | 0 | 0 | 0 | Element |  |  |  | 1 | 0 |  | n.a.
DMR | Terbufos (counter) total | 13071799 |  |  | 82088 | _13071799 | 61528 | Terbufos | 13071-79-9 | _13071799 | 61528 | Terbufos | Phosphorodithioic acid, S-[[(1,1-dimethylethyl)thio]methyl] O,O-diethyl ester | DTXSID2022254 | Terbufos | C9H21O2PS3 | CCOP(=S)(OCC)SCSC(C)(C)C | Chemical |  |  |  | 1 | 1 | Matched to full list of "chemical substances" from all datasets on EPA SRS service. | n.a.
DMR | Tritium, total | 10028178 |  |  | 82126 | _10028178 | 5260 | Hydrogen-3, Tritium | 10028-17-8 | _10028178 | 5260 | Tritium | Tritium | DTXSID80881374 | Tritium | T2 | [3H][3H] | Chemical |  |  |  | 1 | 0 | Matched to full list of "chemical substances" from all datasets on EPA SRS service. | n.a.
DMR | Dichlorodibromomethane | 594183 |  |  | 82153 | _594183 | 45064 | Dibromodichloromethane | 594-18-3 | _594183 | 45064 | Dibromodichloromethane | Methane, dibromodichloro- | DTXSID4024014 | Dibromodichloromethane | CBr2Cl2 | ClC(Cl)(Br)Br | Chemical |  |  |  | 1 | 1 | Matched to full list of "chemical substances" from all datasets on EPA SRS service. | n.a.
DMR | Hydrocarbons, petroleum | (blank) |  |  | 82180 | _n.a. | no match | no match | no match | _n.a. | no match | no match | no match |  |  |  |  | Not a chemical |  |  |  | 1 | 1 |  | n.a.
DMR | Hydrocarbons, total petroleum | (blank) |  |  | 82181 | _n.a. | no match | no match | no match | _n.a. | no match | no match | no match |  |  |  |  | Not a chemical |  |  |  | 1 | 1 |  | n.a.
DMR | Thiocarbamates | (blank) |  |  | 82195 | _n.a. | ERG_919 | Thiocarbamates | n.a. | _n.a. | no match | no match | no match |  | 0 | 0 | 0 | Element |  |  |  | 1 | 0 |  | n.a.
DMR | HMPA | 680319 |  |  | 82196 | _680319 | 44344 | Hexamethylphosphoramide | 680-31-9 | _680319 | 44344 | Hexamethylphosphoramide | Phosphoric triamide, N,N,N',N',N'',N''-hexamethyl- | DTXSID6020694 | Hexamethylphosphoramide | C6H18N3OP | CN(C)P(=O)(N(C)C)N(C)C | Chemical |  |  |  | 1 | 1 | Matched to full list of "chemical substances" from all datasets on EPA SRS service. | n.a.
DMR | HMX | 2691410 |  |  | 82203 | _2691410 | 42754 | Tetrazocine, 1,3,5,7- | 2691-41-0 | _2691410 | 42754 | Cyclotetramethylenetetranitramine | 1,3,5,7-Tetrazocine, octahydro-1,3,5,7-tetranitro- | DTXSID3024237 | Cyclotetramethylenetetranitramine | C4H8N8O8 | [O-][N+](=O)N1CN(CN(CN(C1)[N+]([O-])=O)[N+]([O-])=O)[N+]([O-])=O | Chemical |  |  |  | 1 | 0 | Matched to full list of "chemical substances" from all datasets on EPA SRS service. | n.a.
DMR | Acidity | (blank) |  |  | 82206 | _n.a. | no match | no match | no match | _n.a. | no match | no match | no match |  |  |  |  | Not a chemical |  |  |  | 1 | 1 |  | n.a.
DMR | Chlorides & sulfates | (blank) |  |  | 82209 | _n.a. | ERG_630 | Chlorides & sulfates | n.a. | _n.a. | no match | no match | no match |  | 0 | 0 | 0 | Element |  |  |  | 1 | 0 |  | n.a.
DMR | Mercaptans, total | (blank) |  |  | 82211 | _n.a. | ERG_760 | Mercaptans, total | n.a. | _n.a. | no match | no match | no match |  | 0 | 0 | 0 | Element |  |  |  | 1 | 0 |  | n.a.
DMR | Resin acids, total | (blank) |  |  | 82212 | _n.a. | ERG_885 | Resin acids, total | n.a. | _n.a. | no match | no match | no match |  | 0 | 0 | 0 | Element |  |  |  | 1 | 0 |  | n.a.
DMR | Ammonia & ammonium- total | (blank) |  |  | 82230 | _n.a. | ERG_300 | Ammonia & ammonium- total | n.a. | _n.a. | no match | no match | no match |  | 0 | 0 | 0 | Element |  |  |  | 1 | 0 |  | n.a.
DMR | Nitrobodies, total | (blank) |  |  | 82241 | _n.a. | ERG_789 | Nitrobodies, total | n.a. | _n.a. | no match | no match | no match |  | 0 | 0 | 0 | Element |  |  |  | 1 | 0 |  | n.a.
DMR | Chloride, dissolved (as Cl) | 16887006 |  |  | 82295 | _16887006 | 59791 | Chloride | 16887-00-6 | _16887006 | 59791 | Chloride | Chloride | DTXSID6043969 | Chloride | Cl | [Cl-] | Chemical |  |  |  | 1 | 1 | Matched to full list of "chemical substances" from all datasets on EPA SRS service. | n.a.
DMR | Radon, total in water | 10043922 |  |  | 82303 | _10043922 | 39299 | Radon | 10043-92-2 | _10043922 | 39299 | Radon | Radon | - | 0 | - | - | Element |  |  |  | 1 | 1 | Matched to full list of "chemical substances" from all datasets on EPA SRS service. | n.a.
DMR | Tantalum, total | 7440257 |  |  | 82318 | _7440257 | 36983 | Tantalum | 7440-25-7 | _7440257 | 36983 | Tantalum | Tantalum | DTXSID8064690 | Tantalum | Ta | [Ta] | Element |  |  |  | 1 | 1 | Matched to full list of "chemical substances" from all datasets on EPA SRS service. | n.a.
DMR | Solids accumulation rate tot dry weight | (blank) |  |  | 82375 | _n.a. | no match | no match | no match | _n.a. | no match | no match | no match |  |  |  |  | Not a chemical |  |  |  | 1 | 1 |  | n.a.
DMR | Nitrogen oxides (as N) | 7727379 |  |  | 82385 | _7727379 | 38472 | Nitrogen | 7727-37-9 | _7727379 | 38472 | Nitrogen | Nitrogen | DTXSID4036304 | Nitrogen | N2 | N#N | Element |  |  |  | 1 | 1 | Matched to full list of "chemical substances" from all datasets on EPA SRS service. | n.a.
DMR | 1,4-Dioxane | 123911 |  |  | 82388 | _123911 | 46821 | 1,4-Dioxane | 123-91-1 | _123911 | 46821 | 1,4-Dioxane | 1,4-Dioxane | DTXSID4020533 | 1,4-Dioxane | C4H8O2 | C1COCCO1 | Chemical |  |  |  | 1 | 1 | Matched to full list of "chemical substances" from all datasets on EPA SRS service. | n.a.
DMR | Hardness, tot calc. (Ca, Mg, Fe) as CaC03 | (blank) |  |  | 82394 | _n.a. | no match | no match | no match | _n.a. | no match | no match | no match |  |  |  |  | Not a chemical |  |  |  | 1 | 1 |  | n.a.
DMR | Paraquat | 4685147 |  |  | 82416 | _4685147 | 42487 | Paraquat | 4685-14-7 | _4685147 | 42487 | Paraquat | 4,4'-Bipyridinium, 1,1'-dimethyl- | DTXSID3034799 | Paraquat | C12H14N2 | C[N+]1=CC=C(C=C1)C1=CC=[N+](C)C=C1 | Chemical |  |  |  | 1 | 1 | Matched to full list of "chemical substances" from all datasets on EPA SRS service. | n.a.
DMR | Trichlorobenzene | 12002481 |  |  | 82516 | _12002481 | 62297 | Trichlorobenzenes | 12002-48-1 | _12002481 | 62297 | Trichlorobenzene | Benzene, trichloro- | DTXSID60858726 | Trichlorobenzene | - | - | Chemical |  |  |  | 1 | 0 | Matched to full list of "chemical substances" from all datasets on EPA SRS service. | n.a.
DMR | Volatile halogenated hydrocarbons | (blank) |  |  | 82558 | _n.a. | 80382 | Volatile halogenated hydrocarbons | n.a. | _n.a. | no match | no match | no match |  | 0 | 0 | 0 | Element |  |  |  | 1 | 0 |  | n.a.
DMR | Total pesticides | (blank) |  |  | 82560 | _n.a. | ERG_929 | Total pesticides | n.a. | _n.a. | no match | no match | no match |  | 0 | 0 | 0 | Element |  |  |  | 1 | 0 |  | n.a.
DMR | Produced water, oil and grease | (blank) |  |  | 82599 | _n.a. | no match | no match | no match | _n.a. | no match | no match | no match |  |  |  |  | Not a chemical |  |  |  | 1 | 1 |  | n.a.
DMR | Sanitary waste, residual chlorine | (blank) |  |  | 82605 | _n.a. | no match | no match | no match | _n.a. | no match | no match | no match |  |  |  |  | Not a chemical |  |  |  | 1 | 1 |  | n.a.
DMR | Sanitary waste, solids | (blank) |  |  | 82607 | _n.a. | no match | no match | no match | _n.a. | no match | no match | no match |  |  |  |  | Not a chemical |  |  |  | 1 | 1 |  | n.a.
DMR | Domestic waste, solids | (blank) |  |  | 82608 | _n.a. | no match | no match | no match | _n.a. | no match | no match | no match |  |  |  |  | Not a chemical |  |  |  | 1 | 1 |  | n.a.
DMR | Dibromochloropropane | 96128 |  |  | 82625 | _96128 | 48146 | Propane, 1,2-dibromo-3-chloro- | 96-12-8 | _96128 | 48146 | 1,2-Dibromo-3-chloropropane | Propane, 1,2-dibromo-3-chloro- | DTXSID3020413 | 1,2-Dibromo-3-chloropropane | C3H5Br2Cl | ClCC(Br)CBr | Chemical |  |  |  | 1 | 0 | Matched to full list of "chemical substances" from all datasets on EPA SRS service. | n.a.
DMR | p-Chloro-m-cresol | 59507 |  |  | 82627 | _59507 | 49108 | Metacresol, parachloro- | 59-50-7 | _59507 | 49108 | p-Chloro-m-cresol | Phenol, 4-chloro-3-methyl- | DTXSID4021717 | 4-Chloro-3-methylphenol | C7H7ClO | CC1=C(Cl)C=CC(O)=C1 | Chemical |  |  |  | 1 | 0 | Matched to full list of "chemical substances" from all datasets on EPA SRS service. | n.a.
DMR | Metribuzin, water, dissolved | 21087649 |  |  | 82630 | _21087649 | 93379 | Metribuzin | 21087-64-9 | _21087649 | 93379 | Metribuzin | 1,2,4-Triazin-5(4H)-one, 4-amino-6-(1,1-dimethylethyl)-3-(methylthio)- | DTXSID6024204 | Metribuzin | C8H14N4OS | CSC1=NN=C(C(=O)N1N)C(C)(C)C | Chemical |  |  |  | 1 | 1 | Matched to full list of "chemical substances" from all datasets on EPA SRS service. | n.a.
DMR | Permethrin, total recoverable | 52645531 |  |  | 82687 | _52645531 | 55274 | Permethrin | 52645-53-1 | _52645531 | 55274 | Permethrin | Cyclopropanecarboxylic acid, 3-(2,2-dichloroethenyl)-2,2-dimethyl-, (3-phenoxyphenyl)methyl ester | DTXSID8022292 | Permethrin | C21H20Cl2O3 | CC1(C)C(C=C(Cl)Cl)C1C(=O)OCC1=CC(OC2=CC=CC=C2)=CC=C1 | Chemical |  |  |  | 1 | 1 | Matched to full list of "chemical substances" from all datasets on EPA SRS service. | n.a.
DMR | TCDD equivalents | (blank) |  |  | 82698 | _n.a. | 40776 | 2,3,7,8-Tetrachlorodibenzo-p-dioxin (EPA TRI dioxin distribution 17) | 1746-01-6 | _1746016 | no match | no match | no match | DTXSID2021315 | 2,3,7,8-Tetrachlorodibenzo-p-dioxin | C12H4Cl4O2 | ClC1=CC2=C(OC3=C(O2)C=C(Cl)C(Cl)=C3)C=C1Cl | Chemical |  |  |  | 0 | 0 |  | n.a.
DMR | Endrin + endrin aldehyde (sum) | (blank) |  |  | 82699 | _n.a. | ERG_678 | Endrin + endrin aldehyde (sum) | n.a. | _n.a. | no match | no match | no match |  | 0 | 0 | 0 | Element |  |  |  | 1 | 0 |  | n.a.
DMR | Clostridium perfringens | (blank) |  |  | 82700 | _n.a. | ERG_647 | Clostridium perfringens | n.a. | _n.a. | no match | no match | no match |  | 0 | 0 | 0 | Element |  |  |  | 1 | 0 |  | n.a.
DMR | Dibromoacetic acid (DBAA) | 631641 |  |  | 82721 | _631641 | 88813 | Acetic acid, dibromo- | 631-64-1 | _631641 | 88813 | Dibromoacetic acid | Acetic acid, 2,2-dibromo- | DTXSID1023815 | Dibromoacetic acid | C2H2Br2O2 | OC(=O)C(Br)Br | Chemical |  |  |  | 1 | 0 | Matched to full list of "chemical substances" from all datasets on EPA SRS service. | n.a.
DMR | Trichloroacetic acid (TCAA) | 76039 |  |  | 82723 | _76039 | 87861 | Trichloroacetic acid | 76-03-9 | _76039 | 87861 | Trichloroacetic acid | Acetic acid, 2,2,2-trichloro- | DTXSID1021378 | Trichloroacetic acid | C2HCl3O2 | OC(=O)C(Cl)(Cl)Cl | Chemical |  |  |  | 1 | 1 | Matched to full list of "chemical substances" from all datasets on EPA SRS service. | n.a.
DMR | Volatile organics detected | (blank) |  |  | 84085 | _n.a. | 83723 | Volatile organic compounds (VOC) | n.a. | _n.a. | no match | no match | no match |  | 0 | 0 | 0 | Chemical |  |  |  | 1 | 0 |  | n.a.
DMR | Suspended solids | (blank) |  |  | 85001 | _n.a. | no match | no match | no match | _n.a. | no match | no match | no match |  |  |  |  | Not a chemical |  |  |  | 1 | 1 |  | n.a.
DMR | Biochemical oxygen demand-5 | (blank) |  |  | 85002 | _n.a. | ERG_333 | Biological Oxygen Demand (BOD5) | n.a. | _n.a. | no match | no match | no match |  | 0 | 0 | 0 | Chemical |  |  |  | 1 | 0 |  | n.a.
DMR | 2,2-Dimethyl-2,3-dihydro-7-benzofuranol | 1563388 |  |  | 85789 | _1563388 | 41801 | Carbofuran phenol | 1563-38-8 | _1563388 | 41801 | 2,3-Dihydro-2,2-dimethyl-7-benzofuranol | 7-Benzofuranol, 2,3-dihydro-2,2-dimethyl- | DTXSID2027414 | 2,3-Dihydro-2,2-dimethyl-7-benzofuranol | C10H12O2 | CC1(C)CC2=C(O1)C(O)=CC=C2 | Chemical |  |  |  | 1 | 0 | Matched to full list of "chemical substances" from all datasets on EPA SRS service. | n.a.
DMR | Xylene, meta & para in combination | (blank) |  |  | 85795 | _n.a. | ERG_366 | BTEX (Benzene, toluene, ethylbenzene, xylene combination) | n.a. | _n.a. | no match | no match | no match |  | 0 | 0 | 0 | Chemical |  |  |  | 1 | 0 |  | n.a.
DMR | trans-1,2-Dichloroethylene | 156605 |  |  | 85810 | _156605 | 46362 | Ethene, dichloro- (trans) | 156-60-5 | _156605 | 46362 | trans-1,2-Dichloroethylene | Ethene, 1,2-dichloro-, (1E)- | DTXSID7024031 | (E)-1,2-Dichloroethylene | C2H2Cl2 | Cl\C=C\Cl | Chemical |  |  |  | 1 | 0 | Matched to full list of "chemical substances" from all datasets on EPA SRS service. | n.a.
DMR | Chloroethane | 75003 |  |  | 85811 | _75003 | 48532 | Ethane, chloro-, HCC-160 | 75-00-3 | _75003 | 48532 | Chloroethane | Ethane, chloro- | DTXSID1020302 | Chloroethane | C2H5Cl | CCCl | Chemical |  |  |  | 1 | 0 | Matched to full list of "chemical substances" from all datasets on EPA SRS service. | n.a.
DMR | 1-Hydroxyethylidene | 2809214 |  |  | 85812 | _2809214 | 41706 | 1-Hydroxy-1,1-diphosphonoethane | 2809-21-4 | _2809214 | 41706 | Etidronic acid | Phosphonic acid, P,P'-(1-hydroxyethylidene)bis- | DTXSID6023028 | Etidronic acid | C2H8O7P2 | CC(O)(P(O)(O)=O)P(O)(O)=O | Chemical |  |  |  | 1 | 0 | Matched to full list of "chemical substances" from all datasets on EPA SRS service. | n.a.
DMR | Tolytriazole | 29385431 |  |  | 85813 | _29385431 | 59086 | Tolyl triazole | 29385-43-1 | _29385431 | 59086 | Tolyl triazole | 1H-Benzotriazole, 6(or 7)-methyl- | DTXSID0026171 | Tolyltriazole | C7H7N3 | - | Chemical |  |  |  | 1 | 1 | Matched to full list of "chemical substances" from all datasets on EPA SRS service. | n.a.
DMR | Tetrachloroethylene | 127184 |  |  | 85814 | _127184 | 46750 | Ethene, tetrachloro- | 127-18-4 | _127184 | 46750 | Tetrachloroethylene | Ethene, 1,1,2,2-tetrachloro- | DTXSID2021319 | Tetrachloroethylene | C2Cl4 | ClC(Cl)=C(Cl)Cl | Chemical |  |  |  | 1 | 0 | Matched to full list of "chemical substances" from all datasets on EPA SRS service. | n.a.
DMR | Aldicarb sulfoxide | 1646873 |  |  | 85815 | _1646873 | 41381 | Aldicarb sulfoxide | 1646-87-3 | _1646873 | 41381 | Aldicarb sulfoxide | Propanal, 2-methyl-2-(methylsulfinyl)-, O-[(methylamino)carbonyl]oxime | DTXSID1033161 | Aldicarb sulfoxide | C7H14N2O3S | CNC(=O)O\N=C\C(C)(C)S(C)=O | Chemical |  |  |  | 1 | 1 | Matched to full list of "chemical substances" from all datasets on EPA SRS service. | n.a.
DMR | Aldicarb sulfone | 1646884 |  |  | 85816 | _1646884 | 93263 | Aldoxycarb | 1646-88-4 | _1646884 | 93263 | Aldicarb sulfone | Propanal, 2-methyl-2-(methylsulfonyl)-, O-[(methylamino)carbonyl]oxime | DTXSID6023862 | Aldoxycarb | C7H14N2O4S | CNC(=O)O\N=C\C(C)(C)S(C)(=O)=O | Chemical |  |  |  | 1 | 0 | Matched to full list of "chemical substances" from all datasets on EPA SRS service. | n.a.
DMR | Aluminum, acid soluble | 7429905 |  |  | 85824 | _7429905 | 37021 | Aluminum | 7429-90-5 | _7429905 | 37021 | Aluminum | Aluminum | DTXSID3040273 | Aluminum | Al | [AlH3] | Element |  |  |  | 1 | 1 | Matched to full list of "chemical substances" from all datasets on EPA SRS service. | n.a.
DMR | 10:2 Fluorotelomer Acrylate | (blank) |  |  | 51639 | _17741605 | 92512 | 1,1,2,2-Tetrahydroperfluorododecyl acrylate | 17741-60-5 | _17741605 | no match | no match | no match | DTXSID9037743 | 10:2 Fluorotelomer acrylate | C15H7F21O2 | FC(F)(F)C(F)(F)C(F)(F)C(F)(F)C(F)(F)C(F)(F)C(F)(F)C(F)(F)C(F)(F)C(F)(F)CCOC(=O)C=C | Chemical |  |  |  | 1 | 0 | EPA DashboardSynonymQuery identified alternative name for 10:2 Fluorotelomer Acrylate which matches SRS results, other databases were already identified correctly (formerly ERG_57) | n.a.
Note on G2: Troy R. Hawkins: ="_"&IFERROR(NUMBERVALUE(SUBSTITUTE(C2,CHAR(45),"")),"n.a.")

## ElemFlows (hidden)
Flowable | CAS No | STIPPED CAS | STIPPED CAS_NO | Formula | Synonyms | Flow quality | Unit | Directionality | Compartment | External reference | Preferred | Class | Flow UUID | Compartment UUID | Unit UUID | Quality UUID
Biomass | [5 empty] | Mass | kg | resource | ground |  | 0 | Biological | 0fc38581-9fba-3635-a8e8-3e6c9074c4b7 | 2d0430aa-7d05-3447-b37e-f0365e6428f0 | 20aadc24-a391-41cf-b340-3e4529f44bde | 93a60a56-a3c8-11da-a746-0800200b9a66
Cellulose | 9004-34-6 | 9004346 | 9004346 |  |  | Mass | kg | resource | ground | https://iaspub.epa.gov/sor_internet/registry/substreg/searchandretrieve/advancedsearch/externalSearch.do?p_type=CASNO&p_value=9004-34-6 | 0 | Biological | 583bef70-f329-3477-953e-2540a0c15216 | 2d0430aa-7d05-3447-b37e-f0365e6428f0 | 20aadc24-a391-41cf-b340-3e4529f44bde | 93a60a56-a3c8-11da-a746-0800200b9a66
Hardwood | [5 empty] | Mass | kg | resource | ground |  | 1 | Biological | 4be9d750-734b-35c5-9256-ed2ad144a2ff | 2d0430aa-7d05-3447-b37e-f0365e6428f0 | 20aadc24-a391-41cf-b340-3e4529f44bde | 93a60a56-a3c8-11da-a746-0800200b9a66
Softwood | [5 empty] | Mass | kg | resource | ground |  | 1 | Biological | aa56d088-0a40-3910-b208-0eb32905231f | 2d0430aa-7d05-3447-b37e-f0365e6428f0 | 20aadc24-a391-41cf-b340-3e4529f44bde | 93a60a56-a3c8-11da-a746-0800200b9a66
Wood | [5 empty] | Mass | kg | resource | ground |  | 0 | Biological | 08974fd8-5809-39cf-8a54-65de8786d648 | 2d0430aa-7d05-3447-b37e-f0365e6428f0 | 20aadc24-a391-41cf-b340-3e4529f44bde | 93a60a56-a3c8-11da-a746-0800200b9a66
Lignin | 9005-53-2 | 9005532 | 9005532 |  |  | Mass | kg | resource | ground | https://ofmpub.epa.gov/sor_internet/registry/substreg/searchandretrieve/substancesearch/search.do?details=displayDetails&selectedSubstanceId=37416 | 1 | Biological | 95c39e00-4b7e-3bc9-ae03-5f629ee18287 | 2d0430aa-7d05-3447-b37e-f0365e6428f0 | 20aadc24-a391-41cf-b340-3e4529f44bde | 93a60a56-a3c8-11da-a746-0800200b9a66
Hemicellulose | 9034-32-6 | 9034326 | 9034326 |  |  | Mass | kg | resource | ground | https://ofmpub.epa.gov/sor_internet/registry/substreg/searchandretrieve/substancesearch/search.do?details=displayDetails&selectedSubstanceId=36889 | 1 | Biological | f6375b3b-e7f4-3080-9e04-c16240a339dd | 2d0430aa-7d05-3447-b37e-f0365e6428f0 | 20aadc24-a391-41cf-b340-3e4529f44bde | 93a60a56-a3c8-11da-a746-0800200b9a66
Energy, geothermal | [5 empty] | Energy | MJ | resource | ground |  | 1 | Energy | 4dccd241-7d77-3b9a-8061-b89aec6b69f2 | 2d0430aa-7d05-3447-b37e-f0365e6428f0 | 52765a6c-3896-43c2-b2f4-c679acf13efe | f6811440-ee37-11de-8a39-0800200c9a66
Energy, heat | [5 empty] | Energy | MJ | resource | ground |  | 1 | Energy | a282c03f-c434-3e91-9ad4-adb32888a54e | 2d0430aa-7d05-3447-b37e-f0365e6428f0 | 52765a6c-3896-43c2-b2f4-c679acf13efe | f6811440-ee37-11de-8a39-0800200c9a66
Crude oil | [5 empty] | Mass | kg | resource | ground |  | 1 | Fuel | fa9f8d7e-405f-3b5e-820c-fb5dfe37aae8 | 2d0430aa-7d05-3447-b37e-f0365e6428f0 | 20aadc24-a391-41cf-b340-3e4529f44bde | 93a60a56-a3c8-11da-a746-0800200b9a66
Coal, anthracite | [5 empty] | Mass | kg | resource | ground |  | 1 | Fuel | 8677b92d-d644-34f5-acde-3fb90a911b96 | 2d0430aa-7d05-3447-b37e-f0365e6428f0 | 20aadc24-a391-41cf-b340-3e4529f44bde | 93a60a56-a3c8-11da-a746-0800200b9a66
Coal, lignite | [5 empty] | Mass | kg | resource | ground |  | 1 | Fuel | 0fb964fa-ff7b-3476-8515-3b7681870471 | 2d0430aa-7d05-3447-b37e-f0365e6428f0 | 20aadc24-a391-41cf-b340-3e4529f44bde | 93a60a56-a3c8-11da-a746-0800200b9a66
Uranium ore | [5 empty] | Mass | kg | resource | ground |  | 1 | Fuel | 305bbcb8-20dd-39ec-b77c-584bff490d46 | 2d0430aa-7d05-3447-b37e-f0365e6428f0 | 20aadc24-a391-41cf-b340-3e4529f44bde | 93a60a56-a3c8-11da-a746-0800200b9a66
Peat | [5 empty] | Mass | kg | resource | ground |  | 1 | Fuel | e7b3f602-d893-3d8c-9ae2-fc6887672c97 | 2d0430aa-7d05-3447-b37e-f0365e6428f0 | 20aadc24-a391-41cf-b340-3e4529f44bde | 93a60a56-a3c8-11da-a746-0800200b9a66
Oil sand | [5 empty] | Mass | kg | resource | ground |  | 1 | Fuel | 455c8f72-7809-3163-8cf7-d0e15960662c | 2d0430aa-7d05-3447-b37e-f0365e6428f0 | 20aadc24-a391-41cf-b340-3e4529f44bde | 93a60a56-a3c8-11da-a746-0800200b9a66
Oil shale | [5 empty] | Mass | kg | resource | ground |  | 1 | Fuel | 13a73358-cd57-3deb-ae19-d61265dd2ec6 | 2d0430aa-7d05-3447-b37e-f0365e6428f0 | 20aadc24-a391-41cf-b340-3e4529f44bde | 93a60a56-a3c8-11da-a746-0800200b9a66
Softwood | [5 empty] | Mass | kg | resource | ground |  | 1 | Fuel | aa56d088-0a40-3910-b208-0eb32905231f | 2d0430aa-7d05-3447-b37e-f0365e6428f0 | 20aadc24-a391-41cf-b340-3e4529f44bde | 93a60a56-a3c8-11da-a746-0800200b9a66
Hardwood | [5 empty] | Mass | kg | resource | ground |  | 1 | Fuel | 4be9d750-734b-35c5-9256-ed2ad144a2ff | 2d0430aa-7d05-3447-b37e-f0365e6428f0 | 20aadc24-a391-41cf-b340-3e4529f44bde | 93a60a56-a3c8-11da-a746-0800200b9a66
Tight gas | [5 empty] | Mass | kg | resource | ground |  | 1 | Fuel | 1e068889-e27f-3ff6-a0d5-ad7f72448dbf | 2d0430aa-7d05-3447-b37e-f0365e6428f0 | 20aadc24-a391-41cf-b340-3e4529f44bde | 93a60a56-a3c8-11da-a746-0800200b9a66
Shale gas | [5 empty] | Mass | kg | resource | ground |  | 1 | Fuel | e80df214-875c-39a9-a61f-04c48d88f061 | 2d0430aa-7d05-3447-b37e-f0365e6428f0 | 20aadc24-a391-41cf-b340-3e4529f44bde | 93a60a56-a3c8-11da-a746-0800200b9a66
Coalbed methane | [5 empty] | Mass | kg | resource | ground |  | 1 | Fuel | 1a12b18b-0ac8-3310-b462-03c031ef0c66 | 2d0430aa-7d05-3447-b37e-f0365e6428f0 | 20aadc24-a391-41cf-b340-3e4529f44bde | 93a60a56-a3c8-11da-a746-0800200b9a66
Coal, bituminous | [5 empty] | Mass | kg | resource | ground |  | 1 | Fuel | 89d20aa4-b152-3a1e-afcc-8623ed0d5ee1 | 2d0430aa-7d05-3447-b37e-f0365e6428f0 | 20aadc24-a391-41cf-b340-3e4529f44bde | 93a60a56-a3c8-11da-a746-0800200b9a66
Natrual gas | 8006-61-9 | 8006619 | 8006619 |  |  | Mass | kg | resource | ground |  | 1 | Fuel | 0e117232-7310-32c6-957e-d2af97a88155 | 2d0430aa-7d05-3447-b37e-f0365e6428f0 | 20aadc24-a391-41cf-b340-3e4529f44bde | 93a60a56-a3c8-11da-a746-0800200b9a66
Biomass | [5 empty] | Mass | kg | resource | ground |  | 0 | Fuel | 0fc38581-9fba-3635-a8e8-3e6c9074c4b7 | 2d0430aa-7d05-3447-b37e-f0365e6428f0 | 20aadc24-a391-41cf-b340-3e4529f44bde | 93a60a56-a3c8-11da-a746-0800200b9a66
Coal | [5 empty] | Mass | kg | resource | ground |  | 0 | Fuel | 6ca9a414-7794-3abe-92a3-ad595ee49b9c | 2d0430aa-7d05-3447-b37e-f0365e6428f0 | 20aadc24-a391-41cf-b340-3e4529f44bde | 93a60a56-a3c8-11da-a746-0800200b9a66
Wood | [5 empty] | Mass | kg | resource | ground |  | 0 | Fuel | 08974fd8-5809-39cf-8a54-65de8786d648 | 2d0430aa-7d05-3447-b37e-f0365e6428f0 | 20aadc24-a391-41cf-b340-3e4529f44bde | 93a60a56-a3c8-11da-a746-0800200b9a66
Acanthite |  |  |  | Ag2S |  | Mass | kg | resource | ground | https://www.mindat.org/min-10.html | 1 | Geological | 7c07f59c-a85f-3dff-ab49-31de8f53e5d2 | 2d0430aa-7d05-3447-b37e-f0365e6428f0 | 20aadc24-a391-41cf-b340-3e4529f44bde | 93a60a56-a3c8-11da-a746-0800200b9a66
Actinium ores |  |  |  | AcX |  | Mass | kg | resource | ground | https://www.mindat.org/element/actinium | 1 | Geological | f87dc750-a9ac-3ce3-a82a-9085069c81e5 | 2d0430aa-7d05-3447-b37e-f0365e6428f0 | 20aadc24-a391-41cf-b340-3e4529f44bde | 93a60a56-a3c8-11da-a746-0800200b9a66
Actinolite |  |  |  | {Ca2}{Mg4.5-2.5Fe0.5-2.5}(Si8O22)(OH)2 |  | Mass | kg | resource | ground | https://www.mindat.org/min-18.html | 1 | Geological | a6ca3108-3686-398d-941a-e01ad2a54bcf | 2d0430aa-7d05-3447-b37e-f0365e6428f0 | 20aadc24-a391-41cf-b340-3e4529f44bde | 93a60a56-a3c8-11da-a746-0800200b9a66
Agardite(Nd) |  |  |  | NdCu6(AsO4)3(OH)6 · 3H2O |  | Mass | kg | resource | ground | https://www.mindat.org/min-43.html | 1 | Geological | d83cb413-1458-37b5-af82-ebd2bb9a2942 | 2d0430aa-7d05-3447-b37e-f0365e6428f0 | 20aadc24-a391-41cf-b340-3e4529f44bde | 93a60a56-a3c8-11da-a746-0800200b9a66
Aggregate | [5 empty] | Mass | kg | resource | ground | https://www.mindat.org/glossary/aggregate | 0 | Geological | 174ffd41-250f-33c5-894a-a9c7d29f055d | 2d0430aa-7d05-3447-b37e-f0365e6428f0 | 20aadc24-a391-41cf-b340-3e4529f44bde | 93a60a56-a3c8-11da-a746-0800200b9a66
Albite |  |  |  | Na(AlSi3O8) |  | Mass | kg | resource | ground | https://www.mindat.org/min-96.html | 1 | Geological | 696c6bcf-ac49-3b22-b95e-237276f57c63 | 2d0430aa-7d05-3447-b37e-f0365e6428f0 | 20aadc24-a391-41cf-b340-3e4529f44bde | 93a60a56-a3c8-11da-a746-0800200b9a66
Alforsite |  |  |  | Ba5(PO4)3Cl |  | Mass | kg | resource | ground |  | 1 | Geological | 71aa3dd6-7fac-3888-8fc2-84701a71c572 | 2d0430aa-7d05-3447-b37e-f0365e6428f0 | 20aadc24-a391-41cf-b340-3e4529f44bde | 93a60a56-a3c8-11da-a746-0800200b9a66
Allanite(Ce) |  |  |  | {CaCe}{Al2Fe2+}(Si2O7)(SiO4)O(OH) |  | Mass | kg | resource | ground | https://www.mindat.org/min-125.html | 1 | Geological | a0f467ca-8fd0-30b4-ab4b-3b94eda55553 | 2d0430aa-7d05-3447-b37e-f0365e6428f0 | 20aadc24-a391-41cf-b340-3e4529f44bde | 93a60a56-a3c8-11da-a746-0800200b9a66
Almandine |  |  |  | Fe2+3Al2(SiO4)3 |  | Mass | kg | resource | ground | https://www.mindat.org/min-452.html | 1 | Geological | 3f07d546-2493-3aff-b62d-dd6a5a387e40 | 2d0430aa-7d05-3447-b37e-f0365e6428f0 | 20aadc24-a391-41cf-b340-3e4529f44bde | 93a60a56-a3c8-11da-a746-0800200b9a66
Altaite |  |  |  | PbTe |  | Mass | kg | resource | ground | https://www.mindat.org/min-147.html | 1 | Geological | e7500e73-333b-3bc0-859b-9f63c7372aaa | 2d0430aa-7d05-3447-b37e-f0365e6428f0 | 20aadc24-a391-41cf-b340-3e4529f44bde | 93a60a56-a3c8-11da-a746-0800200b9a66
Aluminum | 7429-90-5 | 7429905 | 7429905 | Al |  | Mass | kg | resource | ground | https://www.mindat.org/min-107.html | 1 | Geological | 028fa33b-df62-3e8b-b71a-dcf04c50aff8 | 2d0430aa-7d05-3447-b37e-f0365e6428f0 | 20aadc24-a391-41cf-b340-3e4529f44bde | 93a60a56-a3c8-11da-a746-0800200b9a66
Aluminum ores |  |  |  | AlX |  | Mass | kg | resource | ground | https://www.mindat.org/element/aluminium | 0 | Geological | 79452d48-0d81-3c94-91e1-4147518f0d00 | 2d0430aa-7d05-3447-b37e-f0365e6428f0 | 20aadc24-a391-41cf-b340-3e4529f44bde | 93a60a56-a3c8-11da-a746-0800200b9a66
Amazonite |  |  |  | K(AlSi3O8) |  | Mass | kg | resource | ground | https://www.mindat.org/min-184.html | 1 | Geological | 2db3fbf3-43fa-3a85-a052-7572a022c05d | 2d0430aa-7d05-3447-b37e-f0365e6428f0 | 20aadc24-a391-41cf-b340-3e4529f44bde | 93a60a56-a3c8-11da-a746-0800200b9a66
Analcime |  |  |  | Na(AlSi2O6) · H2O |  | Mass | kg | resource | ground | https://www.mindat.org/min-210.html | 1 | Geological | 85e97730-fb5c-3340-8c6d-f39755376d02 | 2d0430aa-7d05-3447-b37e-f0365e6428f0 | 20aadc24-a391-41cf-b340-3e4529f44bde | 93a60a56-a3c8-11da-a746-0800200b9a66
Andesine |  |  |  | (Na,Ca)[Al(Si,Al)Si2O8] |  | Mass | kg | resource | ground | https://www.mindat.org/min-220.html | 1 | Geological | 74ca7d78-69fd-30d6-9306-bbff53a4504d | 2d0430aa-7d05-3447-b37e-f0365e6428f0 | 20aadc24-a391-41cf-b340-3e4529f44bde | 93a60a56-a3c8-11da-a746-0800200b9a66
Andradite |  |  |  | Ca3Fe3+2(SiO4)3 |  | Mass | kg | resource | ground | https://www.mindat.org/min-223.html | 1 | Geological | 5a999d00-76d4-3692-9271-0f386b869018 | 2d0430aa-7d05-3447-b37e-f0365e6428f0 | 20aadc24-a391-41cf-b340-3e4529f44bde | 93a60a56-a3c8-11da-a746-0800200b9a66
Anglesite |  |  |  | PbSO4 |  | Mass | kg | resource | ground | https://www.mindat.org/min-233.html | 1 | Geological | fb1f5e58-9625-3051-b42a-a7b301ba153f | 2d0430aa-7d05-3447-b37e-f0365e6428f0 | 20aadc24-a391-41cf-b340-3e4529f44bde | 93a60a56-a3c8-11da-a746-0800200b9a66
Anhydrite |  |  |  | CaSO4 |  | Mass | kg | resource | ground | https://www.mindat.org/min-234.html | 1 | Geological | 99de3025-8636-325c-a4d0-2c6c3cb4071a | 2d0430aa-7d05-3447-b37e-f0365e6428f0 | 20aadc24-a391-41cf-b340-3e4529f44bde | 93a60a56-a3c8-11da-a746-0800200b9a66
Anorthite |  |  |  | Ca(Al2Si2O8) |  | Mass | kg | resource | ground | https://www.mindat.org/min-246.html | 1 | Geological | 419d9c82-3aa9-30f1-84b2-f6f17c03ff27 | 2d0430aa-7d05-3447-b37e-f0365e6428f0 | 20aadc24-a391-41cf-b340-3e4529f44bde | 93a60a56-a3c8-11da-a746-0800200b9a66
Anorthoclase |  |  |  | (Na,K)AlSi3O8 |  | Mass | kg | resource | ground | https://www.mindat.org/min-248.html | 1 | Geological | 1bf17f76-0e3f-3416-9be9-b29861d572d7 | 2d0430aa-7d05-3447-b37e-f0365e6428f0 | 20aadc24-a391-41cf-b340-3e4529f44bde | 93a60a56-a3c8-11da-a746-0800200b9a66
Antimonselite |  |  |  | Sb2Se3 |  | Mass | kg | resource | ground | https://www.mindat.org/min-266.html | 1 | Geological | e92a9e4d-4901-3fbe-addc-2f6326c282da | 2d0430aa-7d05-3447-b37e-f0365e6428f0 | 20aadc24-a391-41cf-b340-3e4529f44bde | 93a60a56-a3c8-11da-a746-0800200b9a66
Antimony | 7440-36-0 | 7440360 | 7440360 | Sb |  | Mass | kg | resource | ground | https://www.mindat.org/min-262.html | 1 | Geological | 4aa6c8fb-2feb-3a40-af0c-478d55a757e3 | 2d0430aa-7d05-3447-b37e-f0365e6428f0 | 20aadc24-a391-41cf-b340-3e4529f44bde | 93a60a56-a3c8-11da-a746-0800200b9a66
Antimony ores |  |  |  | Sb |  | Mass | kg | resource | ground | https://www.mindat.org/element/antimony | 0 | Geological | 8ff31cfb-a945-3c26-aa1a-1ed5a553844d | 2d0430aa-7d05-3447-b37e-f0365e6428f0 | 20aadc24-a391-41cf-b340-3e4529f44bde | 93a60a56-a3c8-11da-a746-0800200b9a66
Apatite | [5 empty] | Mass | kg | resource | ground | https://www.mindat.org/min-29229.html | 0 | Geological | 96210412-4bc9-3e22-a9d7-d0d4a1c24e17 | 2d0430aa-7d05-3447-b37e-f0365e6428f0 | 20aadc24-a391-41cf-b340-3e4529f44bde | 93a60a56-a3c8-11da-a746-0800200b9a66
Aragonite |  |  |  | CaCO3 |  | Mass | kg | resource | ground | https://www.mindat.org/min-307.html | 1 | Geological | 710bf00e-dc6d-33a7-9868-83e744fee5cf | 2d0430aa-7d05-3447-b37e-f0365e6428f0 | 20aadc24-a391-41cf-b340-3e4529f44bde | 93a60a56-a3c8-11da-a746-0800200b9a66
Argentite | 21548-73-2 | 21548732 | 21548732 | Ag2S |  | Mass | kg | resource | ground | https://www.mindat.org/min-326.html | 1 | Geological | ab4d57f9-b26a-3ec7-812a-e2f768da5da5 | 2d0430aa-7d05-3447-b37e-f0365e6428f0 | 20aadc24-a391-41cf-b340-3e4529f44bde | 93a60a56-a3c8-11da-a746-0800200b9a66
Argutite |  |  |  | GeO2 |  | Mass | kg | resource | ground | https://www.mindat.org/min-330.html | 1 | Geological | 5a1e8ab1-f1ae-3077-8fe1-6c22861af81b | 2d0430aa-7d05-3447-b37e-f0365e6428f0 | 20aadc24-a391-41cf-b340-3e4529f44bde | 93a60a56-a3c8-11da-a746-0800200b9a66
Argyrodite |  |  |  | Ag8GeS6 |  | Mass | kg | resource | ground | https://www.mindat.org/min-331.html | 1 | Geological | c521f728-d5cf-36f1-a8d9-75003c246e8d | 2d0430aa-7d05-3447-b37e-f0365e6428f0 | 20aadc24-a391-41cf-b340-3e4529f44bde | 93a60a56-a3c8-11da-a746-0800200b9a66
Arsenic ores |  |  |  | As |  | Mass | kg | resource | ground | https://www.mindat.org/element/arsenic | 0 | Geological | 2032782b-8971-3e9a-91e7-240b3c0ac313 | 2d0430aa-7d05-3447-b37e-f0365e6428f0 | 20aadc24-a391-41cf-b340-3e4529f44bde | 93a60a56-a3c8-11da-a746-0800200b9a66
Arsenopyrite |  |  |  | FeAsS |  | Mass | kg | resource | ground | https://www.mindat.org/min-305.html | 1 | Geological | 652da940-fc6e-3f08-ac64-b1386e2bdb8f | 2d0430aa-7d05-3447-b37e-f0365e6428f0 | 20aadc24-a391-41cf-b340-3e4529f44bde | 93a60a56-a3c8-11da-a746-0800200b9a66
Autunite |  |  |  | Ca(UO2)2(PO4)2 · 11H2O |  | Mass | kg | resource | ground | https://www.mindat.org/min-433.html | 1 | Geological | 25281d48-6e27-3b55-9876-30c2fe53d75a | 2d0430aa-7d05-3447-b37e-f0365e6428f0 | 20aadc24-a391-41cf-b340-3e4529f44bde | 93a60a56-a3c8-11da-a746-0800200b9a66
Azurite |  |  |  | Cu3(CO3)2(OH)2 |  | Mass | kg | resource | ground | https://www.mindat.org/min-447.html | 1 | Geological | 76fa0077-50c0-3dad-8f9d-d972bf65c9e3 | 2d0430aa-7d05-3447-b37e-f0365e6428f0 | 20aadc24-a391-41cf-b340-3e4529f44bde | 93a60a56-a3c8-11da-a746-0800200b9a66
Baddeleyite | 1314-23-4 | 1314234 | 1314234 | ZrO2 |  | Mass | kg | resource | ground | https://www.mindat.org/min-480.html | 1 | Geological | a86e4795-6253-3c51-9aad-50e995cfe73c | 2d0430aa-7d05-3447-b37e-f0365e6428f0 | 20aadc24-a391-41cf-b340-3e4529f44bde | 93a60a56-a3c8-11da-a746-0800200b9a66
Banalsite |  |  |  | Na2BaAl4Si4O16 |  | Mass | kg | resource | ground | https://www.mindat.org/min-504.html | 1 | Geological | 7588c7e1-9de9-3ee2-baf2-f1cfe63c07f1 | 2d0430aa-7d05-3447-b37e-f0365e6428f0 | 20aadc24-a391-41cf-b340-3e4529f44bde | 93a60a56-a3c8-11da-a746-0800200b9a66
Barite | 7727-43-7 | 7727437 | 7727437 | BaSO4 | Barite | Mass | kg | resource | ground | https://www.mindat.org/min-549.html | 1 | Geological | 6c0b0e67-080d-3d5a-a4dc-afcc36f73712 | 2d0430aa-7d05-3447-b37e-f0365e6428f0 | 20aadc24-a391-41cf-b340-3e4529f44bde | 93a60a56-a3c8-11da-a746-0800200b9a66
Barium sulfate | 7727-43-7 | 7727437 | 7727437 | BaSO4 |  | Mass | kg | resource | ground |  | 0 | Geological | d299242b-1698-39f4-a008-065de2ab4696 | 2d0430aa-7d05-3447-b37e-f0365e6428f0 | 20aadc24-a391-41cf-b340-3e4529f44bde | 93a60a56-a3c8-11da-a746-0800200b9a66
Basalt | 1314-56-3 | 1314563 | 1314563 |  |  | Mass | kg | resource | ground | https://www.mindat.org/min-48492.html | 1 | Geological | a7d3b66c-2ebd-38aa-b538-050eb4154296 | 2d0430aa-7d05-3447-b37e-f0365e6428f0 | 20aadc24-a391-41cf-b340-3e4529f44bde | 93a60a56-a3c8-11da-a746-0800200b9a66
Bastnaesite group |  |  |  | X(CO3)F or X(CO3)(OH) |  | Mass | kg | resource | ground | https://www.mindat.org/min-563.html | 0 | Geological | f6742ac3-cb6a-3922-ad1c-0c67862f171d | 2d0430aa-7d05-3447-b37e-f0365e6428f0 | 20aadc24-a391-41cf-b340-3e4529f44bde | 93a60a56-a3c8-11da-a746-0800200b9a66
Bastnaesite(Ce) | 12334-25-7 | 12334257 | 12334257 | Ce(CO3)F |  | Mass | kg | resource | ground | https://www.mindat.org/min-560.html | 1 | Geological | d359a550-f1de-3b35-b643-2583fdf22b8f | 2d0430aa-7d05-3447-b37e-f0365e6428f0 | 20aadc24-a391-41cf-b340-3e4529f44bde | 93a60a56-a3c8-11da-a746-0800200b9a66
Bastnaesite(La) |  |  |  | La(CO3)F |  | Mass | kg | resource | ground | https://www.mindat.org/min-561.html | 1 | Geological | 39d60a7d-5082-3280-b1cb-f69f144a0367 | 2d0430aa-7d05-3447-b37e-f0365e6428f0 | 20aadc24-a391-41cf-b340-3e4529f44bde | 93a60a56-a3c8-11da-a746-0800200b9a66
Bastnaesite(Nd) |  |  |  | Nd(CO3)F |  | Mass | kg | resource | ground | https://www.mindat.org/min-29123.html | 1 | Geological | d1689b9d-85d7-3467-997e-c06c862af9ba | 2d0430aa-7d05-3447-b37e-f0365e6428f0 | 20aadc24-a391-41cf-b340-3e4529f44bde | 93a60a56-a3c8-11da-a746-0800200b9a66
Bastnaesite(Y) | 795213-09-1 | 795213091 | 795213091 | Y(CO3)F |  | Mass | kg | resource | ground | https://www.mindat.org/min-29123.html | 1 | Geological | 5c049e9b-f4a3-3816-baf0-68a19ca7dcf1 | 2d0430aa-7d05-3447-b37e-f0365e6428f0 | 20aadc24-a391-41cf-b340-3e4529f44bde | 93a60a56-a3c8-11da-a746-0800200b9a66
Bauxite | [5 empty] | Mass | kg | resource | ground | https://www.mindat.org/min-575.html | 1 | Geological | b947d6e3-efcc-3001-b81d-a1ca7a089601 | 2d0430aa-7d05-3447-b37e-f0365e6428f0 | 20aadc24-a391-41cf-b340-3e4529f44bde | 93a60a56-a3c8-11da-a746-0800200b9a66
Bazzite |  |  |  | Be3Sc2(Si6O18) |  | Mass | kg | resource | ground | https://www.mindat.org/min-586.html | 1 | Geological | 1db12504-5790-3f3e-8db7-7ec6987f061b | 2d0430aa-7d05-3447-b37e-f0365e6428f0 | 20aadc24-a391-41cf-b340-3e4529f44bde | 93a60a56-a3c8-11da-a746-0800200b9a66
Bentonite | 1302-78-9 | 1302789 | 1302789 |  |  | Mass | kg | resource | ground | https://www.mindat.org/min-9141.html | 1 | Geological | fee6389e-c425-3233-a788-b4802ddf2c29 | 2d0430aa-7d05-3447-b37e-f0365e6428f0 | 20aadc24-a391-41cf-b340-3e4529f44bde | 93a60a56-a3c8-11da-a746-0800200b9a66
Bertradndite |  |  |  | Be4(Si2O7)(OH)2 |  | Mass | kg | resource | ground | https://www.mindat.org/min-642.html | 1 | Geological | 50ac25d5-c530-38fc-a338-771242f379a0 | 2d0430aa-7d05-3447-b37e-f0365e6428f0 | 20aadc24-a391-41cf-b340-3e4529f44bde | 93a60a56-a3c8-11da-a746-0800200b9a66
Beryl |  |  |  | Be3Al2(Si6O18) |  | Mass | kg | resource | ground | https://www.mindat.org/min-819.html | 1 | Geological | 726d75ca-7c3b-39d9-ab16-35e9717690e4 | 2d0430aa-7d05-3447-b37e-f0365e6428f0 | 20aadc24-a391-41cf-b340-3e4529f44bde | 93a60a56-a3c8-11da-a746-0800200b9a66
Beryllium ores |  |  |  | Be |  | Mass | kg | resource | ground | https://www.mindat.org/element/beryllium | 0 | Geological | 1f9d14ba-69ba-3cbf-adb2-35580d95f239 | 2d0430aa-7d05-3447-b37e-f0365e6428f0 | 20aadc24-a391-41cf-b340-3e4529f44bde | 93a60a56-a3c8-11da-a746-0800200b9a66
Bismuth | 7440-69-9 | 7440699 | 7440699 | Bi |  | Mass | kg | resource | ground | https://www.mindat.org/min-684.html | 1 | Geological | d458fd10-4242-3302-8452-da99c427e09d | 2d0430aa-7d05-3447-b37e-f0365e6428f0 | 20aadc24-a391-41cf-b340-3e4529f44bde | 93a60a56-a3c8-11da-a746-0800200b9a66
Bismuth ores |  |  |  | BiX |  | Mass | kg | resource | ground | https://www.mindat.org/element/bismuth | 0 | Geological | 40d85b2d-ec11-3f00-88ae-b902b8d5b377 | 2d0430aa-7d05-3447-b37e-f0365e6428f0 | 20aadc24-a391-41cf-b340-3e4529f44bde | 93a60a56-a3c8-11da-a746-0800200b9a66
Bismuthinite |  |  |  | Bi2S3 |  | Mass | kg | resource | ground | https://www.mindat.org/min-686.html | 1 | Geological | 6a78a380-e1b8-3d12-ba57-5ee4a65b8bd1 | 2d0430aa-7d05-3447-b37e-f0365e6428f0 | 20aadc24-a391-41cf-b340-3e4529f44bde | 93a60a56-a3c8-11da-a746-0800200b9a66
Bismutite |  |  |  | (BiO)2CO3 |  | Mass | kg | resource | ground | https://www.mindat.org/min-687.html | 1 | Geological | d6dab1a3-ed70-33bb-aa26-899c58c5ecec | 2d0430aa-7d05-3447-b37e-f0365e6428f0 | 20aadc24-a391-41cf-b340-3e4529f44bde | 93a60a56-a3c8-11da-a746-0800200b9a66
Boehmite |  |  |  | AlO(OH) |  | Mass | kg | resource | ground | https://www.mindat.org/min-707.html | 1 | Geological | 576b769c-2aaa-35aa-bcfa-ba543d61a69f | 2d0430aa-7d05-3447-b37e-f0365e6428f0 | 20aadc24-a391-41cf-b340-3e4529f44bde | 93a60a56-a3c8-11da-a746-0800200b9a66
Borate | 150-46-9 | 150469 | 150469 | (BO3-3) |  | Mass | kg | resource | ground | https://www.mindat.org/glossary/borate | 0 | Geological | 306ea70d-837f-305e-8c0c-ca14b403e6b3 | 2d0430aa-7d05-3447-b37e-f0365e6428f0 | 20aadc24-a391-41cf-b340-3e4529f44bde | 93a60a56-a3c8-11da-a746-0800200b9a66
Borax | 1303-96-4 | 1303964 | 1303964 | Na2(B4O5)(OH)4•8H2O |  | Mass | kg | resource | ground | https://www.mindat.org/min-722.html | 1 | Geological | c621b59c-95a3-32dc-8458-0c169e428d5a | 2d0430aa-7d05-3447-b37e-f0365e6428f0 | 20aadc24-a391-41cf-b340-3e4529f44bde | 93a60a56-a3c8-11da-a746-0800200b9a66
Bornite |  |  |  | Cu5FeS4 |  | Mass | kg | resource | ground | https://www.mindat.org/min-727.html | 1 | Geological | 7b1021fd-1c5a-38af-afb9-359b7aa2792b | 2d0430aa-7d05-3447-b37e-f0365e6428f0 | 20aadc24-a391-41cf-b340-3e4529f44bde | 93a60a56-a3c8-11da-a746-0800200b9a66
Boron ores |  |  |  | BX |  | Mass | kg | resource | ground | https://www.mindat.org/element/boron | 0 | Geological | 88ad23cc-37a5-3275-b3f8-7e8b30cdebf0 | 2d0430aa-7d05-3447-b37e-f0365e6428f0 | 20aadc24-a391-41cf-b340-3e4529f44bde | 93a60a56-a3c8-11da-a746-0800200b9a66
Bowieite |  |  |  | (Rh,Ir,Pt)2S3 |  | Mass | kg | resource | ground | https://www.mindat.org/min-745.html | 1 | Geological | 1a59d041-7be8-3132-8518-8afd9b4f5ebe | 2d0430aa-7d05-3447-b37e-f0365e6428f0 | 20aadc24-a391-41cf-b340-3e4529f44bde | 93a60a56-a3c8-11da-a746-0800200b9a66
Bromargyrite |  |  |  | AgBr |  | Mass | kg | resource | ground | https://www.mindat.org/min-783.html | 1 | Geological | 4046dfa0-2aa2-360c-8bf2-fd6116e752e3 | 2d0430aa-7d05-3447-b37e-f0365e6428f0 | 20aadc24-a391-41cf-b340-3e4529f44bde | 93a60a56-a3c8-11da-a746-0800200b9a66
Bromine ores | 7726-95-6 | 7726956 | 7726956 | BrX |  | Mass | kg | resource | ground | https://www.mindat.org/element/bromine | 0 | Geological | f2ebfac8-e586-33c9-a61d-ec469f9ae0c4 | 2d0430aa-7d05-3447-b37e-f0365e6428f0 | 20aadc24-a391-41cf-b340-3e4529f44bde | 93a60a56-a3c8-11da-a746-0800200b9a66
Brushite |  |  |  | Ca(HPO4) · 2H2O |  | Mass | kg | resource | ground | https://www.mindat.org/min-793.html | 1 | Geological | 187b2183-29f6-33c8-84ef-2c78449e0684 | 2d0430aa-7d05-3447-b37e-f0365e6428f0 | 20aadc24-a391-41cf-b340-3e4529f44bde | 93a60a56-a3c8-11da-a746-0800200b9a66
Buddingtonite |  |  |  | (NH4)(AlSi3)O8 |  | Mass | kg | resource | ground | https://www.mindat.org/min-796.html | 1 | Geological | 40b92ac2-1964-3e1a-9550-7bee74821ebd | 2d0430aa-7d05-3447-b37e-f0365e6428f0 | 20aadc24-a391-41cf-b340-3e4529f44bde | 93a60a56-a3c8-11da-a746-0800200b9a66
Bytownite |  |  |  | (Ca,Na)[Al(Al,Si)Si2O8] |  | Mass | kg | resource | ground | https://www.mindat.org/min-815.html | 1 | Geological | 45dfdcfc-4f2f-3a48-82fe-8ed1aa48311b | 2d0430aa-7d05-3447-b37e-f0365e6428f0 | 20aadc24-a391-41cf-b340-3e4529f44bde | 93a60a56-a3c8-11da-a746-0800200b9a66
Cadmium ores |  |  |  | CdX |  | Mass | kg | resource | ground | https://www.mindat.org/element/cadmium | 0 | Geological | 70032de4-1edf-3c4b-a73d-cda02274e740 | 2d0430aa-7d05-3447-b37e-f0365e6428f0 | 20aadc24-a391-41cf-b340-3e4529f44bde | 93a60a56-a3c8-11da-a746-0800200b9a66
Cadmium sulfide | 1306-23-6 | 1306236 | 1306236 | CdS |  | Mass | kg | resource | ground |  | 0 | Geological | 872d60f8-8c45-3cd8-a8fc-453b645dd368 | 2d0430aa-7d05-3447-b37e-f0365e6428f0 | 20aadc24-a391-41cf-b340-3e4529f44bde | 93a60a56-a3c8-11da-a746-0800200b9a66
Calaverite |  |  |  | AuTe2 |  | Mass | kg | resource | ground | https://www.mindat.org/min-852.html | 1 | Geological | f935e3e2-7503-32a0-8bc8-e1eb3aaec78b | 2d0430aa-7d05-3447-b37e-f0365e6428f0 | 20aadc24-a391-41cf-b340-3e4529f44bde | 93a60a56-a3c8-11da-a746-0800200b9a66
Calcio-olivine |  |  |  | Ca2SiO4 |  | Mass | kg | resource | ground | https://www.mindat.org/min-9574.html | 1 | Geological | 34338a00-f470-3152-be02-449d3f5df215 | 2d0430aa-7d05-3447-b37e-f0365e6428f0 | 20aadc24-a391-41cf-b340-3e4529f44bde | 93a60a56-a3c8-11da-a746-0800200b9a66
Calcite | 13397-26-7 | 13397267 | 13397267 | Ca(CO3) |  | Mass | kg | resource | ground | https://www.mindat.org/min-859.html | 1 | Geological | ae3d37eb-4c86-3617-a2ab-871adcd43ec5 | 2d0430aa-7d05-3447-b37e-f0365e6428f0 | 20aadc24-a391-41cf-b340-3e4529f44bde | 93a60a56-a3c8-11da-a746-0800200b9a66
Calcium carbonate | 471-34-1 | 471341 | 471341 | Ca(CO3) |  | Mass | kg | resource | ground |  | 0 | Geological | bb6399d8-125e-3244-9eae-be64044bb639 | 2d0430aa-7d05-3447-b37e-f0365e6428f0 | 20aadc24-a391-41cf-b340-3e4529f44bde | 93a60a56-a3c8-11da-a746-0800200b9a66
Calcium chloride | 10043-52-4 | 10043524 | 10043524 | CaCl2 |  | Mass | kg | resource | ground |  | 0 | Geological | 14709e8c-d049-3a82-a101-5cae09eb09d7 | 2d0430aa-7d05-3447-b37e-f0365e6428f0 | 20aadc24-a391-41cf-b340-3e4529f44bde | 93a60a56-a3c8-11da-a746-0800200b9a66
Calcium ores |  |  |  | CaX |  | Mass | kg | resource | ground | https://www.mindat.org/element/calcium | 0 | Geological | e0217aaf-86c7-3f01-8f86-e46aea635fdf | 2d0430aa-7d05-3447-b37e-f0365e6428f0 | 20aadc24-a391-41cf-b340-3e4529f44bde | 93a60a56-a3c8-11da-a746-0800200b9a66
Calderite |  |  |  | (Mn2+,Ca)3(Fe3+,Al)2(SiO4)3 |  | Mass | kg | resource | ground | https://www.mindat.org/min-864.html | 1 | Geological | ebde250d-f510-36fe-82fe-1f7667c7503c | 2d0430aa-7d05-3447-b37e-f0365e6428f0 | 20aadc24-a391-41cf-b340-3e4529f44bde | 93a60a56-a3c8-11da-a746-0800200b9a66
Carnallite | 1318-27-0 | 1318270 | 1318270 | KMgCl3 · 6H2O |  | Mass | kg | resource | ground | https://www.mindat.org/min-906.html | 1 | Geological | 94d30a29-c6e2-37a9-bf3f-4c80c811e950 | 2d0430aa-7d05-3447-b37e-f0365e6428f0 | 20aadc24-a391-41cf-b340-3e4529f44bde | 93a60a56-a3c8-11da-a746-0800200b9a66
Carnotite |  |  |  | K2(UO2)2(VO4)2 · 3H2O |  | Mass | kg | resource | ground | https://www.mindat.org/min-907.html | 1 | Geological | 1f695e57-9358-3ca8-95eb-c7e2763d9c9c | 2d0430aa-7d05-3447-b37e-f0365e6428f0 | 20aadc24-a391-41cf-b340-3e4529f44bde | 93a60a56-a3c8-11da-a746-0800200b9a66
Cassiterite |  |  |  | SnO2 |  | Mass | kg | resource | ground | https://www.mindat.org/min-917.html | 1 | Geological | 43d6c4df-057a-355b-8d30-efc4bee7fe74 | 2d0430aa-7d05-3447-b37e-f0365e6428f0 | 20aadc24-a391-41cf-b340-3e4529f44bde | 93a60a56-a3c8-11da-a746-0800200b9a66
Celestine |  |  |  | SrSO4 |  | Mass | kg | resource | ground | https://www.mindat.org/min-927.html | 1 | Geological | c993e79b-eae4-3fe9-8687-4cbb3adbf513 | 2d0430aa-7d05-3447-b37e-f0365e6428f0 | 20aadc24-a391-41cf-b340-3e4529f44bde | 93a60a56-a3c8-11da-a746-0800200b9a66
Celsian |  |  |  | Ba(Al2Si2O8) |  | Mass | kg | resource | ground | https://www.mindat.org/min-928.html | 1 | Geological | d5568a72-bb60-3c51-a8f6-0dafccdadb45 | 2d0430aa-7d05-3447-b37e-f0365e6428f0 | 20aadc24-a391-41cf-b340-3e4529f44bde | 93a60a56-a3c8-11da-a746-0800200b9a66
Cerium ores |  |  |  | CeX |  | Mass | kg | resource | ground | https://www.mindat.org/element/cerium | 0 | Geological | 2265b1c1-4928-3291-be9f-0026a4112c13 | 2d0430aa-7d05-3447-b37e-f0365e6428f0 | 20aadc24-a391-41cf-b340-3e4529f44bde | 93a60a56-a3c8-11da-a746-0800200b9a66
Cerussite |  |  |  | PbCO3 |  | Mass | kg | resource | ground | https://www.mindat.org/min-934.html | 1 | Geological | c7786c74-8344-3890-a80a-87110bd6406a | 2d0430aa-7d05-3447-b37e-f0365e6428f0 | 20aadc24-a391-41cf-b340-3e4529f44bde | 93a60a56-a3c8-11da-a746-0800200b9a66
Chalcocite |  |  |  | Cu2S |  | Mass | kg | resource | ground | https://www.mindat.org/min-962.html | 1 | Geological | aa6dc60c-d55a-34b8-8b9f-288c30594fff | 2d0430aa-7d05-3447-b37e-f0365e6428f0 | 20aadc24-a391-41cf-b340-3e4529f44bde | 93a60a56-a3c8-11da-a746-0800200b9a66
Chalcopyrite |  |  |  | CuFeS2 |  | Mass | kg | resource | ground | https://www.mindat.org/min-955.html | 1 | Geological | ada981c6-bb3b-3332-88b5-7079b031c740 | 2d0430aa-7d05-3447-b37e-f0365e6428f0 | 20aadc24-a391-41cf-b340-3e4529f44bde | 93a60a56-a3c8-11da-a746-0800200b9a66
Cheralite |  |  |  | CaTh(PO4)2 |  | Mass | kg | resource | ground | https://www.mindat.org/min-6865.html | 1 | Geological | 8a2e3f04-f092-3ea8-a021-2beecde2c131 | 2d0430aa-7d05-3447-b37e-f0365e6428f0 | 20aadc24-a391-41cf-b340-3e4529f44bde | 93a60a56-a3c8-11da-a746-0800200b9a66
Chlorapatite |  |  |  | Ca5(PO4)3Cl |  | Mass | kg | resource | ground | https://www.mindat.org/min-1013.html | 1 | Geological | 232b2cea-42a0-3a5e-9f96-f9780c88d79f | 2d0430aa-7d05-3447-b37e-f0365e6428f0 | 20aadc24-a391-41cf-b340-3e4529f44bde | 93a60a56-a3c8-11da-a746-0800200b9a66
Chlorargyrite |  |  |  | AgCl |  | Mass | kg | resource | ground | https://www.mindat.org/min-1014.html | 1 | Geological | ada94e3b-db7b-32b5-a832-6ba3b4c49789 | 2d0430aa-7d05-3447-b37e-f0365e6428f0 | 20aadc24-a391-41cf-b340-3e4529f44bde | 93a60a56-a3c8-11da-a746-0800200b9a66
Chlorine ores | 7782-50-5 | 7782505 | 7782505 | ClX |  | Mass | kg | resource | ground | https://www.mindat.org/element/chlorine | 1 | Geological | aff6b83c-b778-38b7-b54e-8bbac4a5a840 | 2d0430aa-7d05-3447-b37e-f0365e6428f0 | 20aadc24-a391-41cf-b340-3e4529f44bde | 93a60a56-a3c8-11da-a746-0800200b9a66
Chromite | 1308-31-2 | 1308312 | 1308312 | Fe2+Cr3+2O4 |  | Mass | kg | resource | ground | https://www.mindat.org/min-1036.html | 1 | Geological | bd9add11-74a5-3e8f-a918-2129fc8b1ec2 | 2d0430aa-7d05-3447-b37e-f0365e6428f0 | 20aadc24-a391-41cf-b340-3e4529f44bde | 93a60a56-a3c8-11da-a746-0800200b9a66
Chromium ores |  |  |  | CrX |  | Mass | kg | resource | ground | https://www.mindat.org/element/chromium | 0 | Geological | 1d74ecc6-22b7-39ec-bfd8-e408f6913ffc | 2d0430aa-7d05-3447-b37e-f0365e6428f0 | 20aadc24-a391-41cf-b340-3e4529f44bde | 93a60a56-a3c8-11da-a746-0800200b9a66
Chrysoberyl |  |  |  | BeAl2O4 |  | Mass | kg | resource | ground | https://www.mindat.org/min-1039.html | 1 | Geological | 591f8fcd-8699-3da4-bc81-5e982cbea144 | 2d0430aa-7d05-3447-b37e-f0365e6428f0 | 20aadc24-a391-41cf-b340-3e4529f44bde | 93a60a56-a3c8-11da-a746-0800200b9a66
Chrysotile | 12001-29-5 | 12001295 | 12001295 | Mg3(Si2O5)(OH)4 |  | Mass | kg | resource | ground | https://www.mindat.org/min-975.html | 1 | Geological | dd4c560a-5df9-3dfa-853e-9f0a4fbe0168 | 2d0430aa-7d05-3447-b37e-f0365e6428f0 | 20aadc24-a391-41cf-b340-3e4529f44bde | 93a60a56-a3c8-11da-a746-0800200b9a66
Churchite(Y) |  |  |  | Y(PO4) · 2H2O |  | Mass | kg | resource | ground | https://www.mindat.org/min-1047.html | 1 | Geological | 9872c511-3789-378a-b60a-f2b91aaf994b | 2d0430aa-7d05-3447-b37e-f0365e6428f0 | 20aadc24-a391-41cf-b340-3e4529f44bde | 93a60a56-a3c8-11da-a746-0800200b9a66
Cinnabar | 1344-48-5 | 1344485 | 1344485 | HgS |  | Mass | kg | resource | ground | https://www.mindat.org/min-1052.html | 1 | Geological | 04bda102-ac2e-3f93-b52c-5500fc5285f9 | 2d0430aa-7d05-3447-b37e-f0365e6428f0 | 20aadc24-a391-41cf-b340-3e4529f44bde | 93a60a56-a3c8-11da-a746-0800200b9a66
Clausthalite |  |  |  | PbSe |  | Mass | kg | resource | ground | https://www.mindat.org/min-1061.html | 1 | Geological | 1350539a-1278-3d41-8cda-6df776abbe96 | 2d0430aa-7d05-3447-b37e-f0365e6428f0 | 20aadc24-a391-41cf-b340-3e4529f44bde | 93a60a56-a3c8-11da-a746-0800200b9a66
Clay | [5 empty] | Mass | kg | resource | ground | https://www.mindat.org/min-49430.html | 1 | Geological | a3c4034b-4d12-330e-9c0d-25f06155d0e3 | 2d0430aa-7d05-3447-b37e-f0365e6428f0 | 20aadc24-a391-41cf-b340-3e4529f44bde | 93a60a56-a3c8-11da-a746-0800200b9a66
Cobalt ores | 7440-48-4 | 7440484 | 7440484 | CoX |  | Mass | kg | resource | ground | https://www.mindat.org/element/cobalt | 0 | Geological | 95d15e0f-89dc-3b8a-90b9-fd980329ff6a | 2d0430aa-7d05-3447-b37e-f0365e6428f0 | 20aadc24-a391-41cf-b340-3e4529f44bde | 93a60a56-a3c8-11da-a746-0800200b9a66
Cobaltite |  |  |  | CoAsS |  | Mass | kg | resource | ground | https://www.mindat.org/min-1093.html | 1 | Geological | 3354e650-c997-34f4-85f3-e1388f97c997 | 2d0430aa-7d05-3447-b37e-f0365e6428f0 | 20aadc24-a391-41cf-b340-3e4529f44bde | 93a60a56-a3c8-11da-a746-0800200b9a66
Colemanite |  |  |  | Ca[B3O4(OH)3] · H2O |  | Mass | kg | resource | ground | https://www.mindat.org/min-1108.html | 1 | Geological | c3e3f871-12fb-33a8-be9e-39d7fd31fd8a | 2d0430aa-7d05-3447-b37e-f0365e6428f0 | 20aadc24-a391-41cf-b340-3e4529f44bde | 93a60a56-a3c8-11da-a746-0800200b9a66
Columbite group | [5 empty] | Mass | kg | resource | ground | https://www.mindat.org/min-8667.html | 0 | Geological | 9f81f37b-0f11-36a0-9b7b-137ce3b8ddb4 | 2d0430aa-7d05-3447-b37e-f0365e6428f0 | 20aadc24-a391-41cf-b340-3e4529f44bde | 93a60a56-a3c8-11da-a746-0800200b9a66
Columbite(Fe) |  |  |  | FeNb2O6 |  | Mass | kg | resource | ground | https://www.mindat.org/min-1514.html | 1 | Geological | bfbb1ea9-8c7f-3e53-b138-00adb01f6a7a | 2d0430aa-7d05-3447-b37e-f0365e6428f0 | 20aadc24-a391-41cf-b340-3e4529f44bde | 93a60a56-a3c8-11da-a746-0800200b9a66
Columbite(Mn) |  |  |  | (Mn,Fe)(Nb,Ta)2O6 |  | Mass | kg | resource | ground | https://www.mindat.org/min-2520.html | 1 | Geological | cac9b269-a3a3-3885-97e3-5bfec7c0062e | 2d0430aa-7d05-3447-b37e-f0365e6428f0 | 20aadc24-a391-41cf-b340-3e4529f44bde | 93a60a56-a3c8-11da-a746-0800200b9a66
Copper |  |  |  | Cu |  | Mass | kg | resource | ground | https://www.mindat.org/min-1209.html | 1 | Geological | e40291dd-3f98-3134-943b-b28005159339 | 2d0430aa-7d05-3447-b37e-f0365e6428f0 | 20aadc24-a391-41cf-b340-3e4529f44bde | 93a60a56-a3c8-11da-a746-0800200b9a66
Copper ores |  |  |  | CuX |  | Mass | kg | resource | ground | https://www.mindat.org/element/copper | 0 | Geological | 237942e3-b731-3b88-896a-fc487e4ce3b5 | 2d0430aa-7d05-3447-b37e-f0365e6428f0 | 20aadc24-a391-41cf-b340-3e4529f44bde | 93a60a56-a3c8-11da-a746-0800200b9a66
Copper sulfides |  |  |  | CuXS | Anilite, Bornite, Chalcocite, Chalcopyrite, Covellite, Cubanite, Digenite, Djurleite, Geerite, Idaite, Isocubanite, Spionkopite, Yarrowite | Mass | kg | resource | ground | https://www.mindat.org/min-27403.html | 0 | Geological | c2052ad7-2ddf-3466-a80e-4f193471d207 | 2d0430aa-7d05-3447-b37e-f0365e6428f0 | 20aadc24-a391-41cf-b340-3e4529f44bde | 93a60a56-a3c8-11da-a746-0800200b9a66
Copper(I) suphide |  |  |  | CuS |  | Mass | kg | resource | ground | https://www.mindat.org/min-51775.html | 1 | Geological | a08eec79-68ff-3077-a3ee-8a6b23d52571 | 2d0430aa-7d05-3447-b37e-f0365e6428f0 | 20aadc24-a391-41cf-b340-3e4529f44bde | 93a60a56-a3c8-11da-a746-0800200b9a66
Corderoite |  |  |  | Hg2+3S2Cl2 |  | Mass | kg | resource | ground | https://www.mindat.org/min-1127.html | 1 | Geological | 9e8613c0-6a5e-37ee-b2f0-c4edf11b07f3 | 2d0430aa-7d05-3447-b37e-f0365e6428f0 | 20aadc24-a391-41cf-b340-3e4529f44bde | 93a60a56-a3c8-11da-a746-0800200b9a66
Covellite |  |  |  | CuS |  | Mass | kg | resource | ground | https://www.mindat.org/min-1144.html | 1 | Geological | ba80b87b-0330-3a44-a6b1-390b75217f8a | 2d0430aa-7d05-3447-b37e-f0365e6428f0 | 20aadc24-a391-41cf-b340-3e4529f44bde | 93a60a56-a3c8-11da-a746-0800200b9a66
Crocoite |  |  |  | PbCrO4 |  | Mass | kg | resource | ground | https://www.mindat.org/min-1157.html | 1 | Geological | a6bbe415-5abf-3bd4-bdc5-d4b25be4eeee | 2d0430aa-7d05-3447-b37e-f0365e6428f0 | 20aadc24-a391-41cf-b340-3e4529f44bde | 93a60a56-a3c8-11da-a746-0800200b9a66
Crookesite |  |  |  | Cu7(Tl, Ag)Se4 |  | Mass | kg | resource | ground | https://www.mindat.org/min-1159.html | 1 | Geological | 08d5953a-d2e3-3797-bd5a-59df1ad7ab8d | 2d0430aa-7d05-3447-b37e-f0365e6428f0 | 20aadc24-a391-41cf-b340-3e4529f44bde | 93a60a56-a3c8-11da-a746-0800200b9a66
Cuprite |  |  |  | Cu2O |  | Mass | kg | resource | ground | https://www.mindat.org/min-1172.html | 1 | Geological | 123fa9c3-7663-33fc-ab86-b370484a4377 | 2d0430aa-7d05-3447-b37e-f0365e6428f0 | 20aadc24-a391-41cf-b340-3e4529f44bde | 93a60a56-a3c8-11da-a746-0800200b9a66
Cuprorhodsite |  |  |  | (Cu,Fe)Rh2S4 |  | Mass | kg | resource | ground | https://www.mindat.org/min-1188.html | 1 | Geological | 9b08e956-743c-397e-ab88-3439052cb447 | 2d0430aa-7d05-3447-b37e-f0365e6428f0 | 20aadc24-a391-41cf-b340-3e4529f44bde | 93a60a56-a3c8-11da-a746-0800200b9a66
Davidite(Ce) |  |  |  | (Ce,La)(Y,U,Fe)(Ti,Fe)20(O,OH)38 |  | Mass | kg | resource | ground | https://www.mindat.org/min-1233.html | 1 | Geological | 3d2347f3-05e7-3cf7-9c03-5c3469d111cf | 2d0430aa-7d05-3447-b37e-f0365e6428f0 | 20aadc24-a391-41cf-b340-3e4529f44bde | 93a60a56-a3c8-11da-a746-0800200b9a66
Davidite(La) |  |  |  | La(PO4) |  | Mass | kg | resource | ground | https://www.mindat.org/min-1234.html | 1 | Geological | 6a166b27-2c6c-3a83-abfa-40941056c049 | 2d0430aa-7d05-3447-b37e-f0365e6428f0 | 20aadc24-a391-41cf-b340-3e4529f44bde | 93a60a56-a3c8-11da-a746-0800200b9a66
Diaspores |  |  |  | AlO(OH) |  | Mass | kg | resource | ground | https://www.mindat.org/min-1285.html | 1 | Geological | 900b23d7-55be-3a28-b266-8a9269f58522 | 2d0430aa-7d05-3447-b37e-f0365e6428f0 | 20aadc24-a391-41cf-b340-3e4529f44bde | 93a60a56-a3c8-11da-a746-0800200b9a66
Diatomite | [5 empty] | Mass | kg | resource | ground | https://www.mindat.org/min-31314.html | 1 | Geological | a0176435-10d4-3db3-9aa3-be43912b734f | 2d0430aa-7d05-3447-b37e-f0365e6428f0 | 20aadc24-a391-41cf-b340-3e4529f44bde | 93a60a56-a3c8-11da-a746-0800200b9a66
Diopside |  |  |  | CaMgSi2O6 |  | Mass | kg | resource | ground | https://www.mindat.org/min-1294.html | 1 | Geological | 6015f6b5-71db-3db1-bc3d-1e29b371fdcf | 2d0430aa-7d05-3447-b37e-f0365e6428f0 | 20aadc24-a391-41cf-b340-3e4529f44bde | 93a60a56-a3c8-11da-a746-0800200b9a66
Dmisteinbergite |  |  |  | Ca(Al2Si2O8) |  | Mass | kg | resource | ground | https://www.mindat.org/min-1301.html | 1 | Geological | ee743d44-9d86-3a83-baea-614039516cc9 | 2d0430aa-7d05-3447-b37e-f0365e6428f0 | 20aadc24-a391-41cf-b340-3e4529f44bde | 93a60a56-a3c8-11da-a746-0800200b9a66
Dolomite | 16389-88-1 | 16389881 | 16389881 | CaMg(CO3)0 |  | Mass | kg | resource | ground | https://www.mindat.org/min-1304.html | 1 | Geological | 36fc396c-c99e-3fc8-b0bb-f64bfe97f10c | 2d0430aa-7d05-3447-b37e-f0365e6428f0 | 20aadc24-a391-41cf-b340-3e4529f44bde | 93a60a56-a3c8-11da-a746-0800200b9a66
Dravite |  |  |  | Na(Mg3)Al6(Si6O18)(BO3)3(OH)3(OH) |  | Mass | kg | resource | ground | https://www.mindat.org/min-1318.html | 1 | Geological | 738ef983-47c6-3783-8bf6-89548a09d54b | 2d0430aa-7d05-3447-b37e-f0365e6428f0 | 20aadc24-a391-41cf-b340-3e4529f44bde | 93a60a56-a3c8-11da-a746-0800200b9a66
Dysprosium ores | 7429-91-6 | 7429916 | 7429916 | DyX |  | Mass | kg | resource | ground | https://www.mindat.org/element/Dysprosium | 0 | Geological | 4b8801c3-fe9d-3279-b71b-70bfb54a1c92 | 2d0430aa-7d05-3447-b37e-f0365e6428f0 | 20aadc24-a391-41cf-b340-3e4529f44bde | 93a60a56-a3c8-11da-a746-0800200b9a66
Dzhalindite |  |  |  | In(OH)3 |  | Mass | kg | resource | ground | https://www.mindat.org/min-1339.html | 1 | Geological | cecd24a4-b115-37b6-ab42-8177689ed564 | 2d0430aa-7d05-3447-b37e-f0365e6428f0 | 20aadc24-a391-41cf-b340-3e4529f44bde | 93a60a56-a3c8-11da-a746-0800200b9a66
Elbaite |  |  |  | Na(Li1.5Al1.5)Al6(Si6O18)(BO3)3(OH)3(OH) |  | Mass | kg | resource | ground | https://www.mindat.org/min-1364.html | 1 | Geological | 156571b9-be9c-3194-af1a-4388cd33f9d9 | 2d0430aa-7d05-3447-b37e-f0365e6428f0 | 20aadc24-a391-41cf-b340-3e4529f44bde | 93a60a56-a3c8-11da-a746-0800200b9a66
Enargite |  |  |  | Cu3AsS4 |  | Mass | kg | resource | ground | https://www.mindat.org/min-1380.html | 1 | Geological | b4433ba0-f603-3b18-800f-61f68977f3f3 | 2d0430aa-7d05-3447-b37e-f0365e6428f0 | 20aadc24-a391-41cf-b340-3e4529f44bde | 93a60a56-a3c8-11da-a746-0800200b9a66
Epidote |  |  |  | {Ca2}{Al2Fe3+}(Si2O7)(SiO4)O(OH) |  | Mass | kg | resource | ground | https://www.mindat.org/min-1389.html | 1 | Geological | 1f6bb7b1-cf58-3ad3-a4fa-834f14a86216 | 2d0430aa-7d05-3447-b37e-f0365e6428f0 | 20aadc24-a391-41cf-b340-3e4529f44bde | 93a60a56-a3c8-11da-a746-0800200b9a66
Erbium ores |  |  |  | ErX |  | Mass | kg | resource | ground | https://www.mindat.org/element/Erbium | 0 | Geological | 8db925c5-e08e-3eff-9bf7-81427bf7da3d | 2d0430aa-7d05-3447-b37e-f0365e6428f0 | 20aadc24-a391-41cf-b340-3e4529f44bde | 93a60a56-a3c8-11da-a746-0800200b9a66
Eringaite |  |  |  | Ca3Sc2(SiO4)3 |  | Mass | kg | resource | ground | https://www.mindat.org/min-40003.html | 1 | Geological | 2f190ca1-b8a7-34d0-8a23-544094f05c49 | 2d0430aa-7d05-3447-b37e-f0365e6428f0 | 20aadc24-a391-41cf-b340-3e4529f44bde | 93a60a56-a3c8-11da-a746-0800200b9a66
Erlichmanite |  |  |  | OsS2 |  | Mass | kg | resource | ground | https://www.mindat.org/min-1401.html | 1 | Geological | b501c8b2-24f6-3f5a-8cf6-5626e2aca020 | 2d0430aa-7d05-3447-b37e-f0365e6428f0 | 20aadc24-a391-41cf-b340-3e4529f44bde | 93a60a56-a3c8-11da-a746-0800200b9a66
Erythrite |  |  |  | Co3(AsO4)2 · 8H2O |  | Mass | kg | resource | ground | https://www.mindat.org/min-1407.html | 1 | Geological | b52cd58f-de1e-3474-b54b-a7f83c63207b | 2d0430aa-7d05-3447-b37e-f0365e6428f0 | 20aadc24-a391-41cf-b340-3e4529f44bde | 93a60a56-a3c8-11da-a746-0800200b9a66
Eudialyte |  |  |  | Na15Ca6(Fe2+,Mn2+)3Zr3[Si25O73](O,OH,H2O)3(OH,Cl)2 |  | Mass | kg | resource | ground | https://www.mindat.org/min-1420.html | 1 | Geological | ca8bce0c-f0cf-3c15-9081-37763a11c275 | 2d0430aa-7d05-3447-b37e-f0365e6428f0 | 20aadc24-a391-41cf-b340-3e4529f44bde | 93a60a56-a3c8-11da-a746-0800200b9a66
Europium ores |  |  |  | EuX |  | Mass | kg | resource | ground | https://www.mindat.org/element/europium | 0 | Geological | ee564510-3682-3118-b969-24940490814a | 2d0430aa-7d05-3447-b37e-f0365e6428f0 | 20aadc24-a391-41cf-b340-3e4529f44bde | 93a60a56-a3c8-11da-a746-0800200b9a66
Euxenite(Y) |  |  |  | (Y,Ca,Ce,U,Th)(Nb,Ta,Ti)2O6 |  | Mass | kg | resource | ground | https://www.mindat.org/min-1425.html | 1 | Geological | dcaed533-9c9d-3d2a-ba68-f0e72b796293 | 2d0430aa-7d05-3447-b37e-f0365e6428f0 | 20aadc24-a391-41cf-b340-3e4529f44bde | 93a60a56-a3c8-11da-a746-0800200b9a66
Fayalite |  |  |  | Fe2+2SiO4 |  | Mass | kg | resource | ground | https://www.mindat.org/min-1458.html | 1 | Geological | 528a78f0-bc5c-372d-9c39-5786f11a6a4a | 2d0430aa-7d05-3447-b37e-f0365e6428f0 | 20aadc24-a391-41cf-b340-3e4529f44bde | 93a60a56-a3c8-11da-a746-0800200b9a66
Feldspar group | [5 empty] | Mass | kg | resource | ground | https://www.mindat.org/min-1624.html | 0 | Geological | 66c3776c-89fc-36a1-9951-4a98320f203f | 2d0430aa-7d05-3447-b37e-f0365e6428f0 | 20aadc24-a391-41cf-b340-3e4529f44bde | 93a60a56-a3c8-11da-a746-0800200b9a66
Ferberite |  |  |  | FeWO4 |  | Mass | kg | resource | ground | https://www.mindat.org/min-1476.html | 1 | Geological | 1295aa5b-a95f-321c-98c6-94edac081d4f | 2d0430aa-7d05-3447-b37e-f0365e6428f0 | 20aadc24-a391-41cf-b340-3e4529f44bde | 93a60a56-a3c8-11da-a746-0800200b9a66
Filatovite |  |  |  | K(Al,Zn)2(As,Si)2O8 |  | Mass | kg | resource | ground | https://www.mindat.org/min-26577.html | 1 | Geological | 7e8a6a08-a52f-35cc-88f4-971fff46b2b9 | 2d0430aa-7d05-3447-b37e-f0365e6428f0 | 20aadc24-a391-41cf-b340-3e4529f44bde | 93a60a56-a3c8-11da-a746-0800200b9a66
Florencite(Sm) |  |  |  | SmAl3(PO4)2(OH)6 |  | Mass | kg | resource | ground | https://www.mindat.org/min-42495.html | 1 | Geological | 85e176a3-acad-3b06-878e-411031a05c73 | 2d0430aa-7d05-3447-b37e-f0365e6428f0 | 20aadc24-a391-41cf-b340-3e4529f44bde | 93a60a56-a3c8-11da-a746-0800200b9a66
Fluorapatite |  |  |  | Ca5(PO4)3F |  | Mass | kg | resource | ground | https://www.mindat.org/min-1572.html | 1 | Geological | f12bc379-69df-31b8-b6e6-045591cacab1 | 2d0430aa-7d05-3447-b37e-f0365e6428f0 | 20aadc24-a391-41cf-b340-3e4529f44bde | 93a60a56-a3c8-11da-a746-0800200b9a66
Fluorite | 7789-75-5 | 7789755 | 7789755 | CaF2 |  | Mass | kg | resource | ground | https://www.mindat.org/min-1576.html | 1 | Geological | 2c327418-cfcd-3a11-b394-d4d0d0c70417 | 2d0430aa-7d05-3447-b37e-f0365e6428f0 | 20aadc24-a391-41cf-b340-3e4529f44bde | 93a60a56-a3c8-11da-a746-0800200b9a66
Fluorspar | 7789-75-6 | 7789756 | 7789756 | CaF2 |  | Mass | kg | resource | ground | https://www.mindat.org/min-1576.html | 1 | Geological | 79eacc27-f6a9-34ab-b08c-25f2b525ca15 | 2d0430aa-7d05-3447-b37e-f0365e6428f0 | 20aadc24-a391-41cf-b340-3e4529f44bde | 93a60a56-a3c8-11da-a746-0800200b9a66
Forsterite |  |  |  | Mg2SiO4 |  | Mass | kg | resource | ground | https://www.mindat.org/min-1584.html | 1 | Geological | 86a24632-d63c-3815-ae7c-7b5d65566222 | 2d0430aa-7d05-3447-b37e-f0365e6428f0 | 20aadc24-a391-41cf-b340-3e4529f44bde | 93a60a56-a3c8-11da-a746-0800200b9a66
Gadolinium ores |  |  |  | GdX |  | Mass | kg | resource | ground | https://www.mindat.org/element/gadolinium | 0 | Geological | ceafd10c-3d0a-3afb-82a7-74302f34b913 | 2d0430aa-7d05-3447-b37e-f0365e6428f0 | 20aadc24-a391-41cf-b340-3e4529f44bde | 93a60a56-a3c8-11da-a746-0800200b9a66
Galena | 1314-87-0 | 1314870 | 1314870 | PbS |  | Mass | kg | resource | ground | https://www.mindat.org/min-1641.html | 1 | Geological | 8f4e82c2-4dfe-3852-ba10-1f070fc1af5a | 2d0430aa-7d05-3447-b37e-f0365e6428f0 | 20aadc24-a391-41cf-b340-3e4529f44bde | 93a60a56-a3c8-11da-a746-0800200b9a66
Gallite |  |  |  | CuGaS2 |  | Mass | kg | resource | ground | https://www.mindat.org/min-1644.html | 1 | Geological | 443acdf8-42b8-3db5-9445-7c4434983aaf | 2d0430aa-7d05-3447-b37e-f0365e6428f0 | 20aadc24-a391-41cf-b340-3e4529f44bde | 93a60a56-a3c8-11da-a746-0800200b9a66
Gallium ores |  |  |  | GaX |  | Mass | kg | resource | ground | https://www.mindat.org/element/gallium | 0 | Geological | 799f3341-4320-3230-8b3f-a59e4ff9f659 | 2d0430aa-7d05-3447-b37e-f0365e6428f0 | 20aadc24-a391-41cf-b340-3e4529f44bde | 93a60a56-a3c8-11da-a746-0800200b9a66
Gallobeudantite |  |  |  | PbGa3(AsO4)(SO4)(OH)6 |  | Mass | kg | resource | ground | https://www.mindat.org/min-6962.html | 1 | Geological | b7cad8f3-bdc2-3d1d-8dda-75c8e17c275d | 2d0430aa-7d05-3447-b37e-f0365e6428f0 | 20aadc24-a391-41cf-b340-3e4529f44bde | 93a60a56-a3c8-11da-a746-0800200b9a66
Galloplumbogummite |  |  |  | Pb(Ga,Al,Ge)3(PO4)2(OH)6 |  | Mass | kg | resource | ground | https://www.mindat.org/min-43325.html | 1 | Geological | 4fc0556b-92cb-3981-a225-29136f69e672 | 2d0430aa-7d05-3447-b37e-f0365e6428f0 | 20aadc24-a391-41cf-b340-3e4529f44bde | 93a60a56-a3c8-11da-a746-0800200b9a66
Gangue | [5 empty] | Mass | kg | resource | ground | https://www.mindat.org/glossary/gangue | 0 | Geological | fdb0711d-716a-327f-8404-e4e0794b764c | 2d0430aa-7d05-3447-b37e-f0365e6428f0 | 20aadc24-a391-41cf-b340-3e4529f44bde | 93a60a56-a3c8-11da-a746-0800200b9a66
Garnet group | 1302-62-1 | 1302621 | 1302621 | X3Z2(SiO4)3 |  | Mass | kg | resource | ground | https://www.mindat.org/min-10272.html | 0 | Geological | 87e32613-324e-388d-825d-47e9ea362137 | 2d0430aa-7d05-3447-b37e-f0365e6428f0 | 20aadc24-a391-41cf-b340-3e4529f44bde | 93a60a56-a3c8-11da-a746-0800200b9a66
Germanite |  |  |  | Cu13Fe2Ge2S16 |  | Mass | kg | resource | ground | https://www.mindat.org/min-1681.html | 1 | Geological | ea7981bb-e387-3f6e-91d0-dcbf641b34ab | 2d0430aa-7d05-3447-b37e-f0365e6428f0 | 20aadc24-a391-41cf-b340-3e4529f44bde | 93a60a56-a3c8-11da-a746-0800200b9a66
Germanium ores | 7440-56-4 | 7440564 | 7440564 | GeX |  | Mass | kg | resource | ground | https://www.mindat.org/element/germanium | 0 | Geological | 5f75e9b3-9357-3808-88db-e7d27bbeff4d | 2d0430aa-7d05-3447-b37e-f0365e6428f0 | 20aadc24-a391-41cf-b340-3e4529f44bde | 93a60a56-a3c8-11da-a746-0800200b9a66
Gersdorffite |  |  |  | NiAsS |  | Mass | kg | resource | ground | https://www.mindat.org/min-1683.html | 1 | Geological | d832b380-53b9-3304-b687-533c2cd021cd | 2d0430aa-7d05-3447-b37e-f0365e6428f0 | 20aadc24-a391-41cf-b340-3e4529f44bde | 93a60a56-a3c8-11da-a746-0800200b9a66
Gibbsite |  |  |  | Al(OH)3 |  | Mass | kg | resource | ground | https://www.mindat.org/min-1689.html | 1 | Geological | 81d8d13c-8d67-3d59-88c9-4e1d3dfb64ec | 2d0430aa-7d05-3447-b37e-f0365e6428f0 | 20aadc24-a391-41cf-b340-3e4529f44bde | 93a60a56-a3c8-11da-a746-0800200b9a66
Glaucochroite |  |  |  | CaMn2+SiO4 |  | Mass | kg | resource | ground | https://www.mindat.org/min-1708.html | 1 | Geological | 10a69c79-3b47-35cc-8de2-c344760f976b | 2d0430aa-7d05-3447-b37e-f0365e6428f0 | 20aadc24-a391-41cf-b340-3e4529f44bde | 93a60a56-a3c8-11da-a746-0800200b9a66
Glaucodot |  |  |  | (Co0.50Fe0.50)AsS |  | Mass | kg | resource | ground | https://www.mindat.org/min-1709.html | 1 | Geological | abc27f3d-b6f1-3856-b554-376cf4b74f2e | 2d0430aa-7d05-3447-b37e-f0365e6428f0 | 20aadc24-a391-41cf-b340-3e4529f44bde | 93a60a56-a3c8-11da-a746-0800200b9a66
Gold |  |  |  | Au |  | Mass | kg | resource | ground | https://www.mindat.org/min-1720.html | 1 | Geological | e7502ce2-6dd6-3750-96cc-f5ff0b6d2366 | 2d0430aa-7d05-3447-b37e-f0365e6428f0 | 20aadc24-a391-41cf-b340-3e4529f44bde | 93a60a56-a3c8-11da-a746-0800200b9a66
Gold ores |  |  |  | AuX |  | Mass | kg | resource | ground | https://www.mindat.org/element/gold | 0 | Geological | 2b8f3d40-fd4a-309d-b7a0-b283b9f24a5b | 2d0430aa-7d05-3447-b37e-f0365e6428f0 | 20aadc24-a391-41cf-b340-3e4529f44bde | 93a60a56-a3c8-11da-a746-0800200b9a66
Goldmanite |  |  |  | Ca3V3+2(SiO4)3 |  | Mass | kg | resource | ground | https://www.mindat.org/min-1723.html | 1 | Geological | 782cb2ab-89d6-3ca8-b052-d4860e5591f0 | 2d0430aa-7d05-3447-b37e-f0365e6428f0 | 20aadc24-a391-41cf-b340-3e4529f44bde | 93a60a56-a3c8-11da-a746-0800200b9a66
Goyazite |  |  |  | SrAl3(PO4)(PO3OH)(OH)6 |  | Mass | kg | resource | ground | https://www.mindat.org/min-1787.html | 1 | Geological | 0c121724-8fa7-3ba9-b8dd-c2a6aec8fc8c | 2d0430aa-7d05-3447-b37e-f0365e6428f0 | 20aadc24-a391-41cf-b340-3e4529f44bde | 93a60a56-a3c8-11da-a746-0800200b9a66
Granite | [5 empty] | Mass | kg | resource | ground | https://www.mindat.org/min-48141.html | 1 | Geological | a6e8f5a2-bb4e-382a-b15e-0848f4fb8fcc | 2d0430aa-7d05-3447-b37e-f0365e6428f0 | 20aadc24-a391-41cf-b340-3e4529f44bde | 93a60a56-a3c8-11da-a746-0800200b9a66
Graphite | 7440-44-0 | 7440440 | 7440440 | C |  | Mass | kg | resource | ground | https://www.mindat.org/min-1740.html | 1 | Geological | 41a1c299-2341-31a3-8947-9ad071f6de3c | 2d0430aa-7d05-3447-b37e-f0365e6428f0 | 20aadc24-a391-41cf-b340-3e4529f44bde | 93a60a56-a3c8-11da-a746-0800200b9a66
Gravel | [5 empty] | Mass | kg | resource | ground | https://www.mindat.org/min-49404.html | 0 | Geological | 63446742-5068-3d89-b21a-41c05d346878 | 2d0430aa-7d05-3447-b37e-f0365e6428f0 | 20aadc24-a391-41cf-b340-3e4529f44bde | 93a60a56-a3c8-11da-a746-0800200b9a66
Grechischchevite |  |  |  | Hg2+3S2(Br,Cl,I)2 |  | Mass | kg | resource | ground | https://www.mindat.org/min-1744.html | 1 | Geological | bf8628ce-dd16-3ec4-9bf0-e0b7804b6e90 | 2d0430aa-7d05-3447-b37e-f0365e6428f0 | 20aadc24-a391-41cf-b340-3e4529f44bde | 93a60a56-a3c8-11da-a746-0800200b9a66
Greenockite | 1306-23-6 | 1306236 | 1306236 | CdS |  | Mass | kg | resource | ground | https://www.mindat.org/min-1746.html | 1 | Geological | 3d7f1c49-4d2f-3738-a875-2814655d44bf | 2d0430aa-7d05-3447-b37e-f0365e6428f0 | 20aadc24-a391-41cf-b340-3e4529f44bde | 93a60a56-a3c8-11da-a746-0800200b9a66
Grossular |  |  |  | Ca3Al2(SiO4)3 |  | Mass | kg | resource | ground | https://www.mindat.org/min-1755.html | 1 | Geological | 14ae9ee1-2b0e-364d-a648-36c0b784793f | 2d0430aa-7d05-3447-b37e-f0365e6428f0 | 20aadc24-a391-41cf-b340-3e4529f44bde | 93a60a56-a3c8-11da-a746-0800200b9a66
Guanajuatite |  |  |  | Bi2Se3 |  | Mass | kg | resource | ground | https://www.mindat.org/min-1761.html | 1 | Geological | 9f327f81-aa57-362c-9a5a-b9debe3ca64a | 2d0430aa-7d05-3447-b37e-f0365e6428f0 | 20aadc24-a391-41cf-b340-3e4529f44bde | 93a60a56-a3c8-11da-a746-0800200b9a66
Gypsum |  |  |  | CaSO4 · 2H2O |  | Mass | kg | resource | ground | https://www.mindat.org/min-1784.html | 1 | Geological | 91f41e2b-886e-3cc8-bb03-7c92b90ca5e9 | 2d0430aa-7d05-3447-b37e-f0365e6428f0 | 20aadc24-a391-41cf-b340-3e4529f44bde | 93a60a56-a3c8-11da-a746-0800200b9a66
Gypsum group | [5 empty] | Mass | kg | resource | ground | https://www.mindat.org/min-46846.html | 0 | Geological | a8eba16f-6e2e-3f51-8068-d2c4866a04b4 | 2d0430aa-7d05-3447-b37e-f0365e6428f0 | 20aadc24-a391-41cf-b340-3e4529f44bde | 93a60a56-a3c8-11da-a746-0800200b9a66
Hafnium ores |  |  |  | HfX |  | Mass | kg | resource | ground | https://www.mindat.org/element/hafnium | 0 | Geological | fcfd2630-baac-3e8e-ba43-95aac4072aca | 2d0430aa-7d05-3447-b37e-f0365e6428f0 | 20aadc24-a391-41cf-b340-3e4529f44bde | 93a60a56-a3c8-11da-a746-0800200b9a66
Hafnon |  |  |  | HfSiO4 |  | Mass | kg | resource | ground | https://www.mindat.org/min-1792.html | 1 | Geological | c072df96-1b02-3670-88d2-54990e0251ac | 2d0430aa-7d05-3447-b37e-f0365e6428f0 | 20aadc24-a391-41cf-b340-3e4529f44bde | 93a60a56-a3c8-11da-a746-0800200b9a66
Halite | 7647-14-5 | 7647145 | 7647145 | NaCl |  | Mass | kg | resource | ground | https://www.mindat.org/min-1804.html | 1 | Geological | 33bbbffc-08f4-3345-a703-2d4488ccab01 | 2d0430aa-7d05-3447-b37e-f0365e6428f0 | 20aadc24-a391-41cf-b340-3e4529f44bde | 93a60a56-a3c8-11da-a746-0800200b9a66
Hambergite |  |  |  | Be2(BO3)(OH) |  | Mass | kg | resource | ground | https://www.mindat.org/min-1811.html | 1 | Geological | b72ad41f-3f54-347c-9dd5-1a566d88749d | 2d0430aa-7d05-3447-b37e-f0365e6428f0 | 20aadc24-a391-41cf-b340-3e4529f44bde | 93a60a56-a3c8-11da-a746-0800200b9a66
Hawleyite | 1306-23-6 | 1306236 | 1306236 | CdS |  | Mass | kg | resource | ground | https://www.mindat.org/min-1834.html | 1 | Geological | aaec9422-d2a9-37df-98c7-95e3a4884bb8 | 2d0430aa-7d05-3447-b37e-f0365e6428f0 | 20aadc24-a391-41cf-b340-3e4529f44bde | 93a60a56-a3c8-11da-a746-0800200b9a66
Hemimorphite |  |  |  | Zn4Si2O7(OH)2 · H2O |  | Mass | kg | resource | ground | https://www.mindat.org/min-1860.html | 1 | Geological | b9c40361-2bed-3fd0-ae83-0a90790f0dc7 | 2d0430aa-7d05-3447-b37e-f0365e6428f0 | 20aadc24-a391-41cf-b340-3e4529f44bde | 93a60a56-a3c8-11da-a746-0800200b9a66
Hessite |  |  |  | Ag2Te |  | Mass | kg | resource | ground | https://www.mindat.org/min-1881.html | 1 | Geological | cfa1e1af-fd80-381f-8578-019e54c3f124 | 2d0430aa-7d05-3447-b37e-f0365e6428f0 | 20aadc24-a391-41cf-b340-3e4529f44bde | 93a60a56-a3c8-11da-a746-0800200b9a66
Hexacelsian |  |  |  | BaAl2Si2O8 |  | Mass | kg | resource | ground | https://www.mindat.org/min-46796.html | 1 | Geological | 961e7b5c-381a-3c54-aaf9-b91e3c7c1b5b | 2d0430aa-7d05-3447-b37e-f0365e6428f0 | 20aadc24-a391-41cf-b340-3e4529f44bde | 93a60a56-a3c8-11da-a746-0800200b9a66
Hingganite(Yb) |  |  |  | (Yb,Y,REE)2□Be2[SiO4]2(OH)2 |  | Mass | kg | resource | ground | https://www.mindat.org/min-1907.html | 1 | Geological | a37354df-619e-3745-93d1-dfadef8f9897 | 2d0430aa-7d05-3447-b37e-f0365e6428f0 | 20aadc24-a391-41cf-b340-3e4529f44bde | 93a60a56-a3c8-11da-a746-0800200b9a66
Hollingworthite |  |  |  | (Rh,Pt,Pd)AsS |  | Mass | kg | resource | ground | https://www.mindat.org/min-1922.html | 1 | Geological | 7d45dd73-e83e-3266-a788-9af1f4c1fb42 | 2d0430aa-7d05-3447-b37e-f0365e6428f0 | 20aadc24-a391-41cf-b340-3e4529f44bde | 93a60a56-a3c8-11da-a746-0800200b9a66
Holmium ores |  |  |  | HoX |  | Mass | kg | resource | ground | https://www.mindat.org/element/Holmium | 0 | Geological | ae21bb1b-bab8-30c2-a0ff-e87826883bd5 | 2d0430aa-7d05-3447-b37e-f0365e6428f0 | 20aadc24-a391-41cf-b340-3e4529f44bde | 93a60a56-a3c8-11da-a746-0800200b9a66
Huebnerite |  |  |  | MnWO4 |  | Mass | kg | resource | ground | https://www.mindat.org/min-1940.html | 1 | Geological | d42ba230-309e-3763-9269-3e2eb4b302eb | 2d0430aa-7d05-3447-b37e-f0365e6428f0 | 20aadc24-a391-41cf-b340-3e4529f44bde | 93a60a56-a3c8-11da-a746-0800200b9a66
Hyalophane |  |  |  | (K,Ba)[Al(Si,Al)Si2O8] |  | Mass | kg | resource | ground | https://www.mindat.org/min-1960.html | 1 | Geological | 55bdb140-f883-35f9-9009-5d03c367ed64 | 2d0430aa-7d05-3447-b37e-f0365e6428f0 | 20aadc24-a391-41cf-b340-3e4529f44bde | 93a60a56-a3c8-11da-a746-0800200b9a66
Hydroxylapatite |  |  |  | Ca5(PO4)3(OH) |  | Mass | kg | resource | ground | https://www.mindat.org/min-1992.html | 1 | Geological | 5b773b19-b733-3aee-b031-204233b44e03 | 2d0430aa-7d05-3447-b37e-f0365e6428f0 | 20aadc24-a391-41cf-b340-3e4529f44bde | 93a60a56-a3c8-11da-a746-0800200b9a66
Hydroxylbastnaesite-(Ce) |  |  |  | Ce(CO3)(OH) |  | Mass | kg | resource | ground | https://www.mindat.org/min-1956.html | 1 | Geological | 60bbf4fc-c27e-3870-9919-4e350b0ed9cb | 2d0430aa-7d05-3447-b37e-f0365e6428f0 | 20aadc24-a391-41cf-b340-3e4529f44bde | 93a60a56-a3c8-11da-a746-0800200b9a66
Hydroxylbastnaesite-(Nd) |  |  |  | Nd(CO3)(OH) |  | Mass | kg | resource | ground | https://www.mindat.org/min-1957.html | 1 | Geological | ec6dd73d-3402-3c75-a855-729dfc0b701d | 2d0430aa-7d05-3447-b37e-f0365e6428f0 | 20aadc24-a391-41cf-b340-3e4529f44bde | 93a60a56-a3c8-11da-a746-0800200b9a66
Ilmenite | 12168-52-4 | 12168524 | 12168524 | Fe2+TiO3 |  | Mass | kg | resource | ground | https://www.mindat.org/min-2013.html | 1 | Geological | c8e62390-4deb-3e8a-b76c-dc5c42c814ae | 2d0430aa-7d05-3447-b37e-f0365e6428f0 | 20aadc24-a391-41cf-b340-3e4529f44bde | 93a60a56-a3c8-11da-a746-0800200b9a66
Indium | 7440-74-6 | 7440746 | 7440746 | In |  | Mass | kg | resource | ground | https://www.mindat.org/min-2030.html | 1 | Geological | 0f1b8a79-db53-3257-81f3-99441e375eba | 2d0430aa-7d05-3447-b37e-f0365e6428f0 | 20aadc24-a391-41cf-b340-3e4529f44bde | 93a60a56-a3c8-11da-a746-0800200b9a66
Indium ores |  |  |  | InX |  | Mass | kg | resource | ground | https://www.mindat.org/element/indium | 0 | Geological | 33fdb91d-3fec-3eab-a57f-92a952ac52eb | 2d0430aa-7d05-3447-b37e-f0365e6428f0 | 20aadc24-a391-41cf-b340-3e4529f44bde | 93a60a56-a3c8-11da-a746-0800200b9a66
Indium(III) sulfide | 12030-24-9 | 12030249 | 12030249 | In2S3 |  | Mass | kg | resource | ground |  | 0 | Geological | 7b753dbf-e9e4-36af-a1f6-501ce7b1292f | 2d0430aa-7d05-3447-b37e-f0365e6428f0 | 20aadc24-a391-41cf-b340-3e4529f44bde | 93a60a56-a3c8-11da-a746-0800200b9a66
Iodargyrite |  |  |  | AgI |  | Mass | kg | resource | ground | https://www.mindat.org/min-2037.html | 1 | Geological | 522bc2ce-1b1a-3ff9-8c26-983ac16aef74 | 2d0430aa-7d05-3447-b37e-f0365e6428f0 | 20aadc24-a391-41cf-b340-3e4529f44bde | 93a60a56-a3c8-11da-a746-0800200b9a66
Iodate |  |  |  | (IO-3) |  | Mass | kg | resource | ground |  | 0 | Geological | 6a554d47-f1c7-3ffe-a935-5e68843e232d | 2d0430aa-7d05-3447-b37e-f0365e6428f0 | 20aadc24-a391-41cf-b340-3e4529f44bde | 93a60a56-a3c8-11da-a746-0800200b9a66
Iodine ores | 7553-56-2 | 7553562 | 7553562 | IX |  | Mass | kg | resource | ground | https://www.mindat.org/element/iodine | 0 | Geological | c1b0e7df-fbd1-3c19-b388-7785b3f76514 | 2d0430aa-7d05-3447-b37e-f0365e6428f0 | 20aadc24-a391-41cf-b340-3e4529f44bde | 93a60a56-a3c8-11da-a746-0800200b9a66
Irarsite |  |  |  | (Ir,Ru,Rh,Pt)AsS |  | Mass | kg | resource | ground | https://www.mindat.org/min-2042.html | 1 | Geological | 2aa15de8-a9a6-3a10-a3a6-9764e019af4d | 2d0430aa-7d05-3447-b37e-f0365e6428f0 | 20aadc24-a391-41cf-b340-3e4529f44bde | 93a60a56-a3c8-11da-a746-0800200b9a66
Iridium | 7439-88-5 | 7439885 | 7439885 | (Ir,Os,Ru) |  | Mass | kg | resource | ground | https://www.mindat.org/min-2045.html | 1 | Geological | e531d100-da03-3e9f-a62b-f27d3748bc0b | 2d0430aa-7d05-3447-b37e-f0365e6428f0 | 20aadc24-a391-41cf-b340-3e4529f44bde | 93a60a56-a3c8-11da-a746-0800200b9a66
Iridium ores |  |  |  | IrX |  | Mass | kg | resource | ground | https://www.mindat.org/element/iridium | 0 | Geological | 35065cce-8727-382b-8fc0-5b115f5b986a | 2d0430aa-7d05-3447-b37e-f0365e6428f0 | 20aadc24-a391-41cf-b340-3e4529f44bde | 93a60a56-a3c8-11da-a746-0800200b9a66
Iron ores | 7439-89-6 | 7439896 | 7439896 | FeX |  | Mass | kg | resource | ground | https://www.mindat.org/element/iron | 0 | Geological | 95cce2de-c173-3f3b-94d8-042c7a04ac84 | 2d0430aa-7d05-3447-b37e-f0365e6428f0 | 20aadc24-a391-41cf-b340-3e4529f44bde | 93a60a56-a3c8-11da-a746-0800200b9a66
Ixiolite |  |  |  | (Ta,Nb,Sn,Fe,Mn)4O8 |  | Mass | kg | resource | ground | https://www.mindat.org/min-2059.html | 1 | Geological | 1a7b2b7f-80f0-39c7-8bac-65c4a277cfa4 | 2d0430aa-7d05-3447-b37e-f0365e6428f0 | 20aadc24-a391-41cf-b340-3e4529f44bde | 93a60a56-a3c8-11da-a746-0800200b9a66
Johnbaumite |  |  |  | Ca5(AsO4)3OH |  | Mass | kg | resource | ground | https://www.mindat.org/min-2105.html | 1 | Geological | d6a29d26-ff15-3f95-866f-8026f264681e | 2d0430aa-7d05-3447-b37e-f0365e6428f0 | 20aadc24-a391-41cf-b340-3e4529f44bde | 93a60a56-a3c8-11da-a746-0800200b9a66
Kaoline | [5 empty] | Mass | kg | resource | ground | https://www.mindat.org/min-52467.html | 1 | Geological | b812db98-c15d-3fe6-89ff-08745da73699 | 2d0430aa-7d05-3447-b37e-f0365e6428f0 | 20aadc24-a391-41cf-b340-3e4529f44bde | 93a60a56-a3c8-11da-a746-0800200b9a66
Kaolinite | 1318-74-7 | 1318747 | 1318747 | Al2(Si2O5)(OH)4 |  | Mass | kg | resource | ground | https://www.mindat.org/min-2156.html | 1 | Geological | ad37aa26-5bb4-3d92-89a5-f4d5cde5cc84 | 2d0430aa-7d05-3447-b37e-f0365e6428f0 | 20aadc24-a391-41cf-b340-3e4529f44bde | 93a60a56-a3c8-11da-a746-0800200b9a66
Keiviite(Yb) |  |  |  | Yb2Si2O7 |  | Mass | kg | resource | ground | https://www.mindat.org/min-2178.html | 1 | Geological | 551bdb51-70be-3b14-8bf6-ebf855d31fd8 | 2d0430aa-7d05-3447-b37e-f0365e6428f0 | 20aadc24-a391-41cf-b340-3e4529f44bde | 93a60a56-a3c8-11da-a746-0800200b9a66
Kernite |  |  |  | Na2[B4O6(OH)2] · 3H2O |  | Mass | kg | resource | ground | https://www.mindat.org/min-2188.html | 1 | Geological | 81e5eefa-e166-307f-91b4-42231cd0c5f4 | 2d0430aa-7d05-3447-b37e-f0365e6428f0 | 20aadc24-a391-41cf-b340-3e4529f44bde | 93a60a56-a3c8-11da-a746-0800200b9a66
Kieserite | 14168-73-1 | 14168731 | 14168731 | MgSO4 · H2O |  | Mass | kg | resource | ground | https://www.mindat.org/min-2204.html | 1 | Geological | 5ddf09f4-add0-3c79-9c3e-bec653684681 | 2d0430aa-7d05-3447-b37e-f0365e6428f0 | 20aadc24-a391-41cf-b340-3e4529f44bde | 93a60a56-a3c8-11da-a746-0800200b9a66
Kirschsteinite |  |  |  | CaFe2+SiO4 |  | Mass | kg | resource | ground | https://www.mindat.org/min-2217.html | 1 | Geological | f303a8c3-9d3b-3ac4-8f7c-c268eb8cc963 | 2d0430aa-7d05-3447-b37e-f0365e6428f0 | 20aadc24-a391-41cf-b340-3e4529f44bde | 93a60a56-a3c8-11da-a746-0800200b9a66
Knorringite |  |  |  | Mg3Cr2(SiO4)3 |  | Mass | kg | resource | ground | https://www.mindat.org/min-2229.html | 1 | Geological | 43c5c194-5c1a-3167-8713-1c04b2b0b28b | 2d0430aa-7d05-3447-b37e-f0365e6428f0 | 20aadc24-a391-41cf-b340-3e4529f44bde | 93a60a56-a3c8-11da-a746-0800200b9a66
Kokchetavite |  |  |  | K(AlSi3O8) |  | Mass | kg | resource | ground | https://www.mindat.org/min-27460.html | 1 | Geological | 851c92a7-f013-3499-8a6e-05a75550a8ac | 2d0430aa-7d05-3447-b37e-f0365e6428f0 | 20aadc24-a391-41cf-b340-3e4529f44bde | 93a60a56-a3c8-11da-a746-0800200b9a66
Kolbeckite |  |  |  | ScPO4 · 2H2O |  | Mass | kg | resource | ground | https://www.mindat.org/min-2239.html | 1 | Geological | 7fa86422-f3d8-3ae8-bdaa-32f7ad4cf979 | 2d0430aa-7d05-3447-b37e-f0365e6428f0 | 20aadc24-a391-41cf-b340-3e4529f44bde | 93a60a56-a3c8-11da-a746-0800200b9a66
Kotulskite |  |  |  | Pd(Te,Bi) |  | Mass | kg | resource | ground | https://www.mindat.org/min-2264.html | 1 | Geological | 7fabc48a-4151-3bc8-8f76-79c27e7fbf92 | 2d0430aa-7d05-3447-b37e-f0365e6428f0 | 20aadc24-a391-41cf-b340-3e4529f44bde | 93a60a56-a3c8-11da-a746-0800200b9a66
Kumdykolite |  |  |  | Na(AlSi3O8) |  | Mass | kg | resource | ground | https://www.mindat.org/min-35578.html | 1 | Geological | b4949ffe-0ccd-3ae8-ad68-382a988b1f4e | 2d0430aa-7d05-3447-b37e-f0365e6428f0 | 20aadc24-a391-41cf-b340-3e4529f44bde | 93a60a56-a3c8-11da-a746-0800200b9a66
Kuzminite |  |  |  | (Hg2+2)(Br,Cl)2 |  | Mass | kg | resource | ground | https://www.mindat.org/min-2300.html | 1 | Geological | b361ff57-495a-3f1e-aeeb-e4817712c417 | 2d0430aa-7d05-3447-b37e-f0365e6428f0 | 20aadc24-a391-41cf-b340-3e4529f44bde | 93a60a56-a3c8-11da-a746-0800200b9a66
Kyanite | 1302-76-7 | 1302767 | 1302767 | Al2(SiO4)O |  | Mass | kg | resource | ground | https://www.mindat.org/min-2303.html | 1 | Geological | 54d07736-6b45-36ef-bc2a-c67719a32946 | 2d0430aa-7d05-3447-b37e-f0365e6428f0 | 20aadc24-a391-41cf-b340-3e4529f44bde | 93a60a56-a3c8-11da-a746-0800200b9a66
Labradorite |  |  |  | (Ca,Na)[Al(Al,Si)Si2O8] |  | Mass | kg | resource | ground | https://www.mindat.org/min-2308.html | 1 | Geological | 367b1584-ab48-3bfc-bde5-194c20ae81bf | 2d0430aa-7d05-3447-b37e-f0365e6428f0 | 20aadc24-a391-41cf-b340-3e4529f44bde | 93a60a56-a3c8-11da-a746-0800200b9a66
Laihunite |  |  |  | Fe2+Fe3+2(SiO4)2 |  | Mass | kg | resource | ground | https://www.mindat.org/min-2312.html | 1 | Geological | c951ad32-e2dc-3cdd-a708-9ea47fa65cd6 | 2d0430aa-7d05-3447-b37e-f0365e6428f0 | 20aadc24-a391-41cf-b340-3e4529f44bde | 93a60a56-a3c8-11da-a746-0800200b9a66
Lanthanum ores |  |  |  | La(CO3)F |  | Mass | kg | resource | ground | https://www.mindat.org/element/Lanthanum | 0 | Geological | 7b824042-ad4d-3c0f-b41a-dd9cb371551b | 2d0430aa-7d05-3447-b37e-f0365e6428f0 | 20aadc24-a391-41cf-b340-3e4529f44bde | 93a60a56-a3c8-11da-a746-0800200b9a66
Laurite |  |  |  | RuS2 |  | Mass | kg | resource | ground | https://www.mindat.org/min-2344.html | 1 | Geological | 44eda8fd-571c-39b5-960f-32678a2e1020 | 2d0430aa-7d05-3447-b37e-f0365e6428f0 | 20aadc24-a391-41cf-b340-3e4529f44bde | 93a60a56-a3c8-11da-a746-0800200b9a66
Lava | [5 empty] | Mass | kg | resource | ground | https://www.mindat.org/glossary/lava | 1 | Geological | 8c9de20c-83a0-3e9e-948c-5e0f812e130e | 2d0430aa-7d05-3447-b37e-f0365e6428f0 | 20aadc24-a391-41cf-b340-3e4529f44bde | 93a60a56-a3c8-11da-a746-0800200b9a66
Lead ores |  |  |  | PbX |  | Mass | kg | resource | ground | https://www.mindat.org/element/lead | 0 | Geological | 5ce6343d-c445-3f80-8af1-3dabe423914c | 2d0430aa-7d05-3447-b37e-f0365e6428f0 | 20aadc24-a391-41cf-b340-3e4529f44bde | 93a60a56-a3c8-11da-a746-0800200b9a66
Lead(II) sulfide |  |  |  | PbS |  | Mass | kg | resource | ground |  | 0 | Geological | 7a1512b1-b26f-31ee-ad35-095e4713f5b1 | 2d0430aa-7d05-3447-b37e-f0365e6428f0 | 20aadc24-a391-41cf-b340-3e4529f44bde | 93a60a56-a3c8-11da-a746-0800200b9a66
Lepersonnite(Gd) |  |  |  | Ca(Gd,Dy)2(UO2)24(SiO4)4(CO3)8(OH)24 · 48H2O |  | Mass | kg | resource | ground | https://www.mindat.org/min-2378.html | 1 | Geological | 692ea234-bbcb-3740-9b39-394338ea8463 | 2d0430aa-7d05-3447-b37e-f0365e6428f0 | 20aadc24-a391-41cf-b340-3e4529f44bde | 93a60a56-a3c8-11da-a746-0800200b9a66
Liebenbergite |  |  |  | (Ni,Mg)2SiO4 |  | Mass | kg | resource | ground | https://www.mindat.org/min-2397.html | 1 | Geological | b28d5fdb-4870-37ff-8a91-93a58ab41c06 | 2d0430aa-7d05-3447-b37e-f0365e6428f0 | 20aadc24-a391-41cf-b340-3e4529f44bde | 93a60a56-a3c8-11da-a746-0800200b9a66
Limestone | 471-34-1 | 471341 | 471341 | CaCO3 |  | Mass | kg | resource | ground | https://www.mindat.org/min-49160.html | 1 | Geological | 92f24e26-8a9b-3fb0-ae41-74020082da43 | 2d0430aa-7d05-3447-b37e-f0365e6428f0 | 20aadc24-a391-41cf-b340-3e4529f44bde | 93a60a56-a3c8-11da-a746-0800200b9a66
Lithium ores |  |  |  | LiX |  | Mass | kg | resource | ground | https://www.mindat.org/element/Lithium | 0 | Geological | 165a6a16-3315-3430-9ccd-0b2f2428a9e4 | 2d0430aa-7d05-3447-b37e-f0365e6428f0 | 20aadc24-a391-41cf-b340-3e4529f44bde | 93a60a56-a3c8-11da-a746-0800200b9a66
Livingstonite |  |  |  | HgSb4S6(S2) |  | Mass | kg | resource | ground | https://www.mindat.org/min-2424.html | 1 | Geological | e5cb772d-61fe-3aa1-9c42-8574e5afba06 | 2d0430aa-7d05-3447-b37e-f0365e6428f0 | 20aadc24-a391-41cf-b340-3e4529f44bde | 93a60a56-a3c8-11da-a746-0800200b9a66
Londonite |  |  |  | (Cs,K,Rb)Al4Be4(B,Be)12O28 |  | Mass | kg | resource | ground | https://www.mindat.org/min-7082.html | 1 | Geological | 78194f1a-ab3a-306d-8ded-6ea36f09809f | 2d0430aa-7d05-3447-b37e-f0365e6428f0 | 20aadc24-a391-41cf-b340-3e4529f44bde | 93a60a56-a3c8-11da-a746-0800200b9a66
Lorandite |  |  |  | TlAsS2 |  | Mass | kg | resource | ground | https://www.mindat.org/min-2434.html | 1 | Geological | 07125223-70d6-3c52-b7d4-58dbc14c9df1 | 2d0430aa-7d05-3447-b37e-f0365e6428f0 | 20aadc24-a391-41cf-b340-3e4529f44bde | 93a60a56-a3c8-11da-a746-0800200b9a66
Lutetium ores |  |  |  | LuX |  | Mass | kg | resource | ground | https://www.mindat.org/element/Lutetium | 0 | Geological | d4cbe0af-ee16-3968-8169-fb15412f25d4 | 2d0430aa-7d05-3447-b37e-f0365e6428f0 | 20aadc24-a391-41cf-b340-3e4529f44bde | 93a60a56-a3c8-11da-a746-0800200b9a66
Magnesiochromite |  |  |  | MgCr2O4 |  | Mass | kg | resource | ground | https://www.mindat.org/min-2493.html | 1 | Geological | b54de730-09a6-3a43-98d3-f451680f830d | 2d0430aa-7d05-3447-b37e-f0365e6428f0 | 20aadc24-a391-41cf-b340-3e4529f44bde | 93a60a56-a3c8-11da-a746-0800200b9a66
Magnesite | 39409-82-0 | 39409820 | 39409820 | MgCO3 |  | Mass | kg | resource | ground | https://www.mindat.org/min-2482.html | 1 | Geological | de09c681-df8e-36e1-b4ab-125d1b133c95 | 2d0430aa-7d05-3447-b37e-f0365e6428f0 | 20aadc24-a391-41cf-b340-3e4529f44bde | 93a60a56-a3c8-11da-a746-0800200b9a66
Magnesium ores |  |  |  | MgX |  | Mass | kg | resource | ground | https://www.mindat.org/element/Magnesium | 0 | Geological | 52499dbb-32ed-318a-85f5-234a056585f4 | 2d0430aa-7d05-3447-b37e-f0365e6428f0 | 20aadc24-a391-41cf-b340-3e4529f44bde | 93a60a56-a3c8-11da-a746-0800200b9a66
Magnetite |  |  |  | Fe2+Fe3+2O4 |  | Mass | kg | resource | ground | https://www.mindat.org/min-2538.html | 1 | Geological | 032b095e-1116-3342-8f5a-d1d92a0ccf17 | 2d0430aa-7d05-3447-b37e-f0365e6428f0 | 20aadc24-a391-41cf-b340-3e4529f44bde | 93a60a56-a3c8-11da-a746-0800200b9a66
Majorite |  |  |  | Mg3(Fe2+,Si,Al)2(SiO4)3 |  | Mass | kg | resource | ground | https://www.mindat.org/min-2546.html | 1 | Geological | 5cb9ff00-3185-3e03-8a05-bece7a31a60c | 2d0430aa-7d05-3447-b37e-f0365e6428f0 | 20aadc24-a391-41cf-b340-3e4529f44bde | 93a60a56-a3c8-11da-a746-0800200b9a66
Malachite |  |  |  | Cu2(CO3)(OH)2 |  | Mass | kg | resource | ground | https://www.mindat.org/min-2550.html | 1 | Geological | 4c1fdc28-65c2-36ab-8384-7314d296c780 | 2d0430aa-7d05-3447-b37e-f0365e6428f0 | 20aadc24-a391-41cf-b340-3e4529f44bde | 93a60a56-a3c8-11da-a746-0800200b9a66
Manganese ores |  |  |  | MnX |  | Mass | kg | resource | ground | https://www.mindat.org/element/Manganese | 0 | Geological | 0d376472-3484-3563-811e-23ac964ff15c | 2d0430aa-7d05-3447-b37e-f0365e6428f0 | 20aadc24-a391-41cf-b340-3e4529f44bde | 93a60a56-a3c8-11da-a746-0800200b9a66
Masutomilite |  |  |  | (K,Rb)(Li,Mn3+,Al)3(AlSi3O10)(F,OH)2 |  | Mass | kg | resource | ground | https://www.mindat.org/min-2588.html | 1 | Geological | 05633fa8-63ea-3137-a9d3-1975eabe7362 | 2d0430aa-7d05-3447-b37e-f0365e6428f0 | 20aadc24-a391-41cf-b340-3e4529f44bde | 93a60a56-a3c8-11da-a746-0800200b9a66
Mawsonite |  |  |  | Cu6Fe2SnS8 |  | Mass | kg | resource | ground | https://www.mindat.org/min-2604.html | 1 | Geological | d8cfe484-7fe0-3654-a034-f90668c1cd7b | 2d0430aa-7d05-3447-b37e-f0365e6428f0 | 20aadc24-a391-41cf-b340-3e4529f44bde | 93a60a56-a3c8-11da-a746-0800200b9a66
Menzerite(Y) |  |  |  | {(Y,REE),(Ca,Fe2+)}3{(Mg,Fe2+),(Fe3+,Al)}2[SiO4]3 |  | Mass | kg | resource | ground | https://www.mindat.org/min-42520.html | 1 | Geological | 70c1166d-05c6-3a5a-983c-5b842650c5fd | 2d0430aa-7d05-3447-b37e-f0365e6428f0 | 20aadc24-a391-41cf-b340-3e4529f44bde | 93a60a56-a3c8-11da-a746-0800200b9a66
Mercury | 7439-97-6 | 7439976 | 7439976 | Hg |  | Mass | kg | resource | ground | https://www.mindat.org/min-2647.html | 1 | Geological | e182dac4-a071-37da-8296-fd7102aa648d | 2d0430aa-7d05-3447-b37e-f0365e6428f0 | 20aadc24-a391-41cf-b340-3e4529f44bde | 93a60a56-a3c8-11da-a746-0800200b9a66
Mercury ores |  |  |  | HgX |  | Mass | kg | resource | ground | https://www.mindat.org/element/Mercury | 0 | Geological | 20268633-42f3-3b5c-9a5c-9f1948d1915c | 2d0430aa-7d05-3447-b37e-f0365e6428f0 | 20aadc24-a391-41cf-b340-3e4529f44bde | 93a60a56-a3c8-11da-a746-0800200b9a66
Merenskyite |  |  |  | (Pd,Pt)(Te,Bi)2 |  | Mass | kg | resource | ground | https://www.mindat.org/min-2650.html | 1 | Geological | 0d09fc53-38c0-38bc-ba8f-eca625a8047b | 2d0430aa-7d05-3447-b37e-f0365e6428f0 | 20aadc24-a391-41cf-b340-3e4529f44bde | 93a60a56-a3c8-11da-a746-0800200b9a66
Meta-autunite |  |  |  | Ca(UO2)2(PO4)2 · 6-8H2O |  | Mass | kg | resource | ground | https://www.mindat.org/min-2662.html | 1 | Geological | 70bb1ca8-48d2-38c4-b78f-617bc7b06cf4 | 2d0430aa-7d05-3447-b37e-f0365e6428f0 | 20aadc24-a391-41cf-b340-3e4529f44bde | 93a60a56-a3c8-11da-a746-0800200b9a66
Metacinnabar |  |  |  | HgS |  | Mass | kg | resource | ground | https://www.mindat.org/min-2670.html | 1 | Geological | 3f8bbbb0-20b0-3d55-8357-a7409cf51540 | 2d0430aa-7d05-3447-b37e-f0365e6428f0 | 20aadc24-a391-41cf-b340-3e4529f44bde | 93a60a56-a3c8-11da-a746-0800200b9a66
Metastibnite |  |  |  | Sb2S3 |  | Mass | kg | resource | ground | https://www.mindat.org/min-2686.html | 1 | Geological | 15b891cc-4ef1-3186-bccd-ccb00a2dedc2 | 2d0430aa-7d05-3447-b37e-f0365e6428f0 | 20aadc24-a391-41cf-b340-3e4529f44bde | 93a60a56-a3c8-11da-a746-0800200b9a66
Metatorbernite |  |  |  | Cu(UO2)2(PO4)2 · 8H2O |  | Mass | kg | resource | ground | https://www.mindat.org/min-2689.html | 1 | Geological | c8e83f8e-44ed-3041-8d50-0706f8508355 | 2d0430aa-7d05-3447-b37e-f0365e6428f0 | 20aadc24-a391-41cf-b340-3e4529f44bde | 93a60a56-a3c8-11da-a746-0800200b9a66
Mica | [5 empty] | Mass | kg | resource | ground | https://www.mindat.org/min-52478.html | 1 | Geological | d6e8ced0-0c8f-3de5-b849-a63a6c6a3551 | 2d0430aa-7d05-3447-b37e-f0365e6428f0 | 20aadc24-a391-41cf-b340-3e4529f44bde | 93a60a56-a3c8-11da-a746-0800200b9a66
Michenerite |  |  |  | PdBiTe |  | Mass | kg | resource | ground | https://www.mindat.org/min-2703.html | 1 | Geological | 909377b2-7d35-32c4-a140-461c9050a120 | 2d0430aa-7d05-3447-b37e-f0365e6428f0 | 20aadc24-a391-41cf-b340-3e4529f44bde | 93a60a56-a3c8-11da-a746-0800200b9a66
Microcline |  |  |  | K(AlSi3O8) |  | Mass | kg | resource | ground | https://www.mindat.org/min-2704.html | 1 | Geological | 360ddd14-87be-34e1-b204-bcb8b6e71210 | 2d0430aa-7d05-3447-b37e-f0365e6428f0 | 20aadc24-a391-41cf-b340-3e4529f44bde | 93a60a56-a3c8-11da-a746-0800200b9a66
Millerite |  |  |  | NiS |  | Mass | kg | resource | ground | https://www.mindat.org/min-2711.html | 1 | Geological | b8d3a0aa-60a3-32f3-b5da-03589845258d | 2d0430aa-7d05-3447-b37e-f0365e6428f0 | 20aadc24-a391-41cf-b340-3e4529f44bde | 93a60a56-a3c8-11da-a746-0800200b9a66
Mimetite |  |  |  | Pb5(AsO4)3Cl |  | Mass | kg | resource | ground | https://www.mindat.org/min-2714.html | 1 | Geological | 341dd772-20ea-32b5-b761-d7c9a76e7695 | 2d0430aa-7d05-3447-b37e-f0365e6428f0 | 20aadc24-a391-41cf-b340-3e4529f44bde | 93a60a56-a3c8-11da-a746-0800200b9a66
Mirabilite | 7727-73-3 | 7727733 | 7727733 | Na2SO4 |  | Mass | kg | resource | ground | https://www.mindat.org/min-2725.html | 1 | Geological | 81eee8aa-2f01-3180-a776-274131abd993 | 2d0430aa-7d05-3447-b37e-f0365e6428f0 | 20aadc24-a391-41cf-b340-3e4529f44bde | 93a60a56-a3c8-11da-a746-0800200b9a66
Molybdenite | 1317-33-5 | 1317335 | 1317335 | MoS2 |  | Mass | kg | resource | ground | https://www.mindat.org/min-2746.html | 1 | Geological | 570dcc36-a19f-3ead-a6d5-6458ad3d2ce1 | 2d0430aa-7d05-3447-b37e-f0365e6428f0 | 20aadc24-a391-41cf-b340-3e4529f44bde | 93a60a56-a3c8-11da-a746-0800200b9a66
Molybdenum ores |  |  |  | MoX |  | Mass | kg | resource | ground | https://www.mindat.org/element/Molybdenum | 0 | Geological | ee32347d-ae2b-3189-a1d3-55b74cb47cfb | 2d0430aa-7d05-3447-b37e-f0365e6428f0 | 20aadc24-a391-41cf-b340-3e4529f44bde | 93a60a56-a3c8-11da-a746-0800200b9a66
Momoiite |  |  |  | (Mn2+,Ca)3V3+2(SiO4)3 |  | Mass | kg | resource | ground | https://www.mindat.org/min-39634.html | 1 | Geological | ad6ee8c0-e949-3c92-86d4-3de6a4eda35b | 2d0430aa-7d05-3447-b37e-f0365e6428f0 | 20aadc24-a391-41cf-b340-3e4529f44bde | 93a60a56-a3c8-11da-a746-0800200b9a66
Monazite(Ce) |  |  |  | Ce(PO4) |  | Mass | kg | resource | ground | https://www.mindat.org/min-2751.html | 1 | Geological | 62d973a8-2fdb-3eea-95a8-3fe52a7f01a5 | 2d0430aa-7d05-3447-b37e-f0365e6428f0 | 20aadc24-a391-41cf-b340-3e4529f44bde | 93a60a56-a3c8-11da-a746-0800200b9a66
Monazite(La) |  |  |  | La(PO4) |  | Mass | kg | resource | ground | https://www.mindat.org/min-2752.html | 1 | Geological | a3f78186-2e40-33b3-ba0c-691942c1b16a | 2d0430aa-7d05-3447-b37e-f0365e6428f0 | 20aadc24-a391-41cf-b340-3e4529f44bde | 93a60a56-a3c8-11da-a746-0800200b9a66
Monazite(Nd) |  |  |  | Nd(PO4) |  | Mass | kg | resource | ground | https://www.mindat.org/min-2753.html | 1 | Geological | c9ac27a8-6895-3290-9b65-ea6a140fa9c2 | 2d0430aa-7d05-3447-b37e-f0365e6428f0 | 20aadc24-a391-41cf-b340-3e4529f44bde | 93a60a56-a3c8-11da-a746-0800200b9a66
Monazite(Sm) |  |  |  | Sm(PO4) |  | Mass | kg | resource | ground | https://www.mindat.org/min-11438.html | 1 | Geological | d02bc80b-4762-3165-979d-b3356f5704f8 | 2d0430aa-7d05-3447-b37e-f0365e6428f0 | 20aadc24-a391-41cf-b340-3e4529f44bde | 93a60a56-a3c8-11da-a746-0800200b9a66
Moncheite |  |  |  | (Pt,Pd)(Te,Bi)2 |  | Mass | kg | resource | ground | https://www.mindat.org/min-2754.html | 1 | Geological | 87615223-60fd-3c99-bdb9-a9eecebd2010 | 2d0430aa-7d05-3447-b37e-f0365e6428f0 | 20aadc24-a391-41cf-b340-3e4529f44bde | 93a60a56-a3c8-11da-a746-0800200b9a66
Monticellite |  |  |  | CaMgSiO4 |  | Mass | kg | resource | ground | https://www.mindat.org/min-2768.html | 1 | Geological | 91ac0690-060a-393a-923b-614bc88103e7 | 2d0430aa-7d05-3447-b37e-f0365e6428f0 | 20aadc24-a391-41cf-b340-3e4529f44bde | 93a60a56-a3c8-11da-a746-0800200b9a66
Morimotoite |  |  |  | Ca3(Ti,Fe2+,Fe3+)2((Si,Fe3+)O4)3 |  | Mass | kg | resource | ground | https://www.mindat.org/min-2784.html | 1 | Geological | b264632e-2df5-3543-b028-30727e3f88cd | 2d0430aa-7d05-3447-b37e-f0365e6428f0 | 20aadc24-a391-41cf-b340-3e4529f44bde | 93a60a56-a3c8-11da-a746-0800200b9a66
Muscovite |  |  |  | KAl2(AlSi3O10)(OH)2 |  | Mass | kg | resource | ground | https://www.mindat.org/min-2815.html | 1 | Geological | c4eaabe8-f41f-3f59-a190-14f716d43aa3 | 2d0430aa-7d05-3447-b37e-f0365e6428f0 | 20aadc24-a391-41cf-b340-3e4529f44bde | 93a60a56-a3c8-11da-a746-0800200b9a66
Naumannite |  |  |  | Ag2Se |  | Mass | kg | resource | ground | https://www.mindat.org/min-2866.html | 1 | Geological | d9861f1b-5932-3c77-8fab-831f66a32730 | 2d0430aa-7d05-3447-b37e-f0365e6428f0 | 20aadc24-a391-41cf-b340-3e4529f44bde | 93a60a56-a3c8-11da-a746-0800200b9a66
Neodymium ores |  |  |  | NdX |  | Mass | kg | resource | ground | https://www.mindat.org/element/Neodymium | 0 | Geological | 51c3b6e0-80d3-31fa-a1f8-a0864e79c852 | 2d0430aa-7d05-3447-b37e-f0365e6428f0 | 20aadc24-a391-41cf-b340-3e4529f44bde | 93a60a56-a3c8-11da-a746-0800200b9a66
Neon | 1/9/7440 | 1/9/7440 | 2023453 | Ne |  | Mass | kg | resource | ground | https://www.mindat.org/element/Neon | 1 | Geological | 3fcbc5e7-717c-3373-b4bb-1f8f0c012f42 | 2d0430aa-7d05-3447-b37e-f0365e6428f0 | 20aadc24-a391-41cf-b340-3e4529f44bde | 93a60a56-a3c8-11da-a746-0800200b9a66
Nepheline | 37244-96-5 | 37244965 | 37244965 | Na3K(Al4Si4O16) |  | Mass | kg | resource | ground | https://www.mindat.org/min-2880.html | 1 | Geological | 3c9f2e26-5f48-3bce-8ec9-64d735173f3a | 2d0430aa-7d05-3447-b37e-f0365e6428f0 | 20aadc24-a391-41cf-b340-3e4529f44bde | 93a60a56-a3c8-11da-a746-0800200b9a66
Nickel ores |  |  |  | NiX |  | Mass | kg | resource | ground | https://www.mindat.org/element/Nickel | 0 | Geological | f486c6f6-4881-362f-8fbf-abfc679edcad | 2d0430aa-7d05-3447-b37e-f0365e6428f0 | 20aadc24-a391-41cf-b340-3e4529f44bde | 93a60a56-a3c8-11da-a746-0800200b9a66
Nickel silicates |  |  |  | NiSiX |  | Mass | kg | resource | ground |  | 0 | Geological | 18375d74-86aa-35d8-b50b-7d8f384e3c21 | 2d0430aa-7d05-3447-b37e-f0365e6428f0 | 20aadc24-a391-41cf-b340-3e4529f44bde | 93a60a56-a3c8-11da-a746-0800200b9a66
Nickel sulfide |  |  |  | NiSX |  | Mass | kg | resource | ground |  | 0 | Geological | 34bd86e1-a84e-364d-ba30-19e62e7ac297 | 2d0430aa-7d05-3447-b37e-f0365e6428f0 | 20aadc24-a391-41cf-b340-3e4529f44bde | 93a60a56-a3c8-11da-a746-0800200b9a66
Niobium ores |  |  |  | NbX |  | Mass | kg | resource | ground | https://www.mindat.org/element/Niobium | 0 | Geological | d98f4470-3fdf-303e-ac82-8b7ee8e9d473 | 2d0430aa-7d05-3447-b37e-f0365e6428f0 | 20aadc24-a391-41cf-b340-3e4529f44bde | 93a60a56-a3c8-11da-a746-0800200b9a66
Nitratine | 7631-99-4 | 7631994 | 7631994 | NaNO3 |  | Mass | kg | resource | ground | https://www.mindat.org/min-2916.html | 1 | Geological | 07379ef4-b151-36e8-b598-2710795e5393 | 2d0430aa-7d05-3447-b37e-f0365e6428f0 | 20aadc24-a391-41cf-b340-3e4529f44bde | 93a60a56-a3c8-11da-a746-0800200b9a66
Oligoclase |  |  |  | (Na,Ca)[Al(Si,Al)Si2O8] |  | Mass | kg | resource | ground | https://www.mindat.org/min-2976.html | 1 | Geological | c42769fc-8247-3639-8f62-b6e4e756647a | 2d0430aa-7d05-3447-b37e-f0365e6428f0 | 20aadc24-a391-41cf-b340-3e4529f44bde | 93a60a56-a3c8-11da-a746-0800200b9a66
Olivine | [5 empty] | Mass | kg | resource | ground | https://www.mindat.org/min-2983.html | 1 | Geological | 96861820-7fc8-3d88-9b14-e044a3e42d0a | 2d0430aa-7d05-3447-b37e-f0365e6428f0 | 20aadc24-a391-41cf-b340-3e4529f44bde | 93a60a56-a3c8-11da-a746-0800200b9a66
Olivine group | 19086-72-7 | 19086727 | 19086727 | (Mg²⁺, Fe²⁺)₂SiO₄. |  | Mass | kg | resource | ground | https://www.mindat.org/min-8658.html | 0 | Geological | f04fc170-83ad-3839-a7c7-1a76e801aa5d | 2d0430aa-7d05-3447-b37e-f0365e6428f0 | 20aadc24-a391-41cf-b340-3e4529f44bde | 93a60a56-a3c8-11da-a746-0800200b9a66
Orthoclase |  |  |  | K(AlSi3O8) |  | Mass | kg | resource | ground | https://www.mindat.org/min-3026.html | 1 | Geological | 852a929b-1fe3-3f86-96f2-140d0fb3b308 | 2d0430aa-7d05-3447-b37e-f0365e6428f0 | 20aadc24-a391-41cf-b340-3e4529f44bde | 93a60a56-a3c8-11da-a746-0800200b9a66
Osarsite |  |  |  | (Os,Ru)AsS |  | Mass | kg | resource | ground | https://www.mindat.org/min-3034.html | 1 | Geological | 76693771-f37e-38df-b847-e20788a0cb31 | 2d0430aa-7d05-3447-b37e-f0365e6428f0 | 20aadc24-a391-41cf-b340-3e4529f44bde | 93a60a56-a3c8-11da-a746-0800200b9a66
Osmium | 4/2/7440 | 4/2/7440 | 2023537 | Os |  | Mass | kg | resource | ground | https://www.mindat.org/min-3037.html | 1 | Geological | cbe67074-974c-3f69-9a37-c801fe0e8cd1 | 2d0430aa-7d05-3447-b37e-f0365e6428f0 | 20aadc24-a391-41cf-b340-3e4529f44bde | 93a60a56-a3c8-11da-a746-0800200b9a66
Osmium ores |  |  |  | OsX |  | Mass | kg | resource | ground | https://www.mindat.org/element/Osmium | 0 | Geological | 59582ed9-231e-3dfb-a85e-cf1f634a25bf | 2d0430aa-7d05-3447-b37e-f0365e6428f0 | 20aadc24-a391-41cf-b340-3e4529f44bde | 93a60a56-a3c8-11da-a746-0800200b9a66
Palladium ores |  |  |  | PdX |  | Mass | kg | resource | ground | https://www.mindat.org/element/Palladium | 0 | Geological | 57e583cd-8cc3-3188-95d2-5cb6f1953be3 | 2d0430aa-7d05-3447-b37e-f0365e6428f0 | 20aadc24-a391-41cf-b340-3e4529f44bde | 93a60a56-a3c8-11da-a746-0800200b9a66
Paracelsian |  |  |  | Ba(Al2Si2O8) |  | Mass | kg | resource | ground | https://www.mindat.org/min-3082.html | 1 | Geological | 7810f036-3353-3f11-b7c5-09f573872882 | 2d0430aa-7d05-3447-b37e-f0365e6428f0 | 20aadc24-a391-41cf-b340-3e4529f44bde | 93a60a56-a3c8-11da-a746-0800200b9a66
Paratellurite |  |  |  | TeO2 |  | Mass | kg | resource | ground | https://www.mindat.org/min-3116.html | 1 | Geological | c5ad031a-4445-3715-961e-b5355fe19f60 | 2d0430aa-7d05-3447-b37e-f0365e6428f0 | 20aadc24-a391-41cf-b340-3e4529f44bde | 93a60a56-a3c8-11da-a746-0800200b9a66
Pentlandite |  |  |  | (FexNiy)Σ9S8 |  | Mass | kg | resource | ground | https://www.mindat.org/min-3155.html | 1 | Geological | f98fd135-4cfc-342c-ace0-69de0b943834 | 2d0430aa-7d05-3447-b37e-f0365e6428f0 | 20aadc24-a391-41cf-b340-3e4529f44bde | 93a60a56-a3c8-11da-a746-0800200b9a66
Perlite | 93763-70-3 | 93763703 | 93763703 |  |  | Mass | kg | resource | ground | https://www.mindat.org/min-52649.html | 1 | Geological | 95ac7916-809c-3809-ac69-3e43bceaadd0 | 2d0430aa-7d05-3447-b37e-f0365e6428f0 | 20aadc24-a391-41cf-b340-3e4529f44bde | 93a60a56-a3c8-11da-a746-0800200b9a66
Perroudite |  |  |  | Hg5Ag4S5(I,Br)2Cl2 |  | Mass | kg | resource | ground | https://www.mindat.org/min-3169.html | 1 | Geological | b9e0045b-932b-34a9-b3c7-61105ce8b1fc | 2d0430aa-7d05-3447-b37e-f0365e6428f0 | 20aadc24-a391-41cf-b340-3e4529f44bde | 93a60a56-a3c8-11da-a746-0800200b9a66
Petzite |  |  |  | Ag3AuTe2 |  | Mass | kg | resource | ground | https://www.mindat.org/min-3180.html | 1 | Geological | 88396fc5-61eb-30da-af60-14272747c3da | 2d0430aa-7d05-3447-b37e-f0365e6428f0 | 20aadc24-a391-41cf-b340-3e4529f44bde | 93a60a56-a3c8-11da-a746-0800200b9a66
Pharmacolite |  |  |  | Ca(HAsO4) · 2H2O |  | Mass | kg | resource | ground | https://www.mindat.org/min-3184.html | 1 | Geological | 52f00a01-07c7-34de-a964-d02d0781c7fb | 2d0430aa-7d05-3447-b37e-f0365e6428f0 | 20aadc24-a391-41cf-b340-3e4529f44bde | 93a60a56-a3c8-11da-a746-0800200b9a66
Phenakite |  |  |  | Be2SiO4 |  | Mass | kg | resource | ground | https://www.mindat.org/min-3188.html | 1 | Geological | 53bde09b-0d63-3dd5-a55f-836b3b013d06 | 2d0430aa-7d05-3447-b37e-f0365e6428f0 | 20aadc24-a391-41cf-b340-3e4529f44bde | 93a60a56-a3c8-11da-a746-0800200b9a66
Phonolite | [5 empty] | Mass | kg | resource | ground | https://www.mindat.org/min-48540.html | 1 | Geological | 92ea35c7-c9e4-3a65-84b3-c6d273eb8be7 | 2d0430aa-7d05-3447-b37e-f0365e6428f0 | 20aadc24-a391-41cf-b340-3e4529f44bde | 93a60a56-a3c8-11da-a746-0800200b9a66
Platinum | 6/4/7440 | 6/4/7440 | 2023600 | Pt |  | Mass | kg | resource | ground | https://www.mindat.org/min-3236.html | 1 | Geological | 6c9e33b3-c23a-30d4-a987-4cc757c9960a | 2d0430aa-7d05-3447-b37e-f0365e6428f0 | 20aadc24-a391-41cf-b340-3e4529f44bde | 93a60a56-a3c8-11da-a746-0800200b9a66
Platinum ores |  |  |  | PtX |  | Mass | kg | resource | ground | https://www.mindat.org/element/Platinum | 0 | Geological | d9447bd5-c013-3a9e-b2d8-b412ffc00db9 | 2d0430aa-7d05-3447-b37e-f0365e6428f0 | 20aadc24-a391-41cf-b340-3e4529f44bde | 93a60a56-a3c8-11da-a746-0800200b9a66
Plattnerite |  |  |  | PbO2 |  | Mass | kg | resource | ground | https://www.mindat.org/min-3237.html | 1 | Geological | c6db645c-45f8-362a-9adf-b1585caed2b1 | 2d0430aa-7d05-3447-b37e-f0365e6428f0 | 20aadc24-a391-41cf-b340-3e4529f44bde | 93a60a56-a3c8-11da-a746-0800200b9a66
Polonium ores |  |  |  | PoX |  | Mass | kg | resource | ground | https://www.mindat.org/element/polonium | 0 | Geological | 18f37276-1eb9-35cc-9de7-6972a0c7d280 | 2d0430aa-7d05-3447-b37e-f0365e6428f0 | 20aadc24-a391-41cf-b340-3e4529f44bde | 93a60a56-a3c8-11da-a746-0800200b9a66
Powellite |  |  |  | Ca(MoO4) |  | Mass | kg | resource | ground | https://www.mindat.org/min-3275.html | 1 | Geological | 0c386323-aae1-3305-bc05-04469be6eee0 | 2d0430aa-7d05-3447-b37e-f0365e6428f0 | 20aadc24-a391-41cf-b340-3e4529f44bde | 93a60a56-a3c8-11da-a746-0800200b9a66
Praseodymium ores |  |  |  | PrX |  | Mass | kg | resource | ground | https://www.mindat.org/element/praseodymium | 0 | Geological | 50f6827a-b796-3f52-92a0-ab7e9743bcd7 | 2d0430aa-7d05-3447-b37e-f0365e6428f0 | 20aadc24-a391-41cf-b340-3e4529f44bde | 93a60a56-a3c8-11da-a746-0800200b9a66
Protactinium ores |  |  |  | PaX |  | Mass | kg | resource | ground | https://www.mindat.org/element/protactinium | 0 | Geological | e680debd-422c-342f-a4b9-a41224e65acb | 2d0430aa-7d05-3447-b37e-f0365e6428f0 | 20aadc24-a391-41cf-b340-3e4529f44bde | 93a60a56-a3c8-11da-a746-0800200b9a66
Pumice | 1332-09-8 | 1332098 | 1332098 |  |  | Mass | kg | resource | ground | https://www.mindat.org/min-48576.html | 1 | Geological | 464b5851-7fa5-3fc4-b05b-5d99024c9c72 | 2d0430aa-7d05-3447-b37e-f0365e6428f0 | 20aadc24-a391-41cf-b340-3e4529f44bde | 93a60a56-a3c8-11da-a746-0800200b9a66
Pyrargyrite |  |  |  | Ag3SbS3 |  | Mass | kg | resource | ground | https://www.mindat.org/min-3313.html | 1 | Geological | 1b957ea5-a11d-3f18-999c-f31642335e78 | 2d0430aa-7d05-3447-b37e-f0365e6428f0 | 20aadc24-a391-41cf-b340-3e4529f44bde | 93a60a56-a3c8-11da-a746-0800200b9a66
Pyrite |  |  |  | FeS2 |  | Mass | kg | resource | ground | https://www.mindat.org/min-3314.html | 1 | Geological | 1db1c1fc-f577-3cb9-8fef-063a5ad2c8fb | 2d0430aa-7d05-3447-b37e-f0365e6428f0 | 20aadc24-a391-41cf-b340-3e4529f44bde | 93a60a56-a3c8-11da-a746-0800200b9a66
Pyrochlore group |  |  |  | A2Nb2(O,OH)6Z |  | Mass | kg | resource | ground | https://www.mindat.org/min-3316.html | 1 | Geological | b8fe039a-5f55-3d8d-ad68-d7330662728d | 2d0430aa-7d05-3447-b37e-f0365e6428f0 | 20aadc24-a391-41cf-b340-3e4529f44bde | 93a60a56-a3c8-11da-a746-0800200b9a66
Pyrolusite |  |  |  | Mn4+O2 |  | Mass | kg | resource | ground | https://www.mindat.org/min-3318.html | 1 | Geological | 4e6ad584-b8ae-3dbc-a39a-01e59077d333 | 2d0430aa-7d05-3447-b37e-f0365e6428f0 | 20aadc24-a391-41cf-b340-3e4529f44bde | 93a60a56-a3c8-11da-a746-0800200b9a66
Pyromorphite |  |  |  | Pb5(PO4)3Cl |  | Mass | kg | resource | ground | https://www.mindat.org/min-3320.html | 1 | Geological | 5d89c34d-72fa-3e42-9bc5-6e2c32eb9787 | 2d0430aa-7d05-3447-b37e-f0365e6428f0 | 20aadc24-a391-41cf-b340-3e4529f44bde | 93a60a56-a3c8-11da-a746-0800200b9a66
Pyrope |  |  |  | Mg3Al2(SiO4)3 |  | Mass | kg | resource | ground | https://www.mindat.org/min-3321.html | 1 | Geological | 011737e5-247b-35be-91ea-4bea676c94bc | 2d0430aa-7d05-3447-b37e-f0365e6428f0 | 20aadc24-a391-41cf-b340-3e4529f44bde | 93a60a56-a3c8-11da-a746-0800200b9a66
Quartz | 14808-60-7 | 14808607 | 14808607 | SiO2 |  | Mass | kg | resource | ground | https://www.mindat.org/min-3337.html | 1 | Geological | 194ab468-feb7-30ab-817b-d288e489a5e4 | 2d0430aa-7d05-3447-b37e-f0365e6428f0 | 20aadc24-a391-41cf-b340-3e4529f44bde | 93a60a56-a3c8-11da-a746-0800200b9a66
Radium | 7440-14-4 | 7440144 | 7440144 | RaX |  | Mass | kg | resource | ground | https://www.mindat.org/element/radium | 0 | Geological | e4884846-ba86-38e7-a77c-d03070d3229b | 2d0430aa-7d05-3447-b37e-f0365e6428f0 | 20aadc24-a391-41cf-b340-3e4529f44bde | 93a60a56-a3c8-11da-a746-0800200b9a66
Ramanite(Rb) |  |  |  | Rb[B5O6(OH)4] · 2H2O |  | Mass | kg | resource | ground | https://www.mindat.org/min-31662.html | 1 | Geological | f1dc245a-9e94-3644-bbbe-951459dfdbc2 | 2d0430aa-7d05-3447-b37e-f0365e6428f0 | 20aadc24-a391-41cf-b340-3e4529f44bde | 93a60a56-a3c8-11da-a746-0800200b9a66
Ramdohrite |  |  |  | Pb5.9Fe0.1Mn0.1In0.1Cd0.2Ag2.8Sb10.8S24 |  | Mass | kg | resource | ground | https://www.mindat.org/min-3355.html | 1 | Geological | 58afea79-67f9-3dcf-aa3e-e9ce4570780a | 2d0430aa-7d05-3447-b37e-f0365e6428f0 | 20aadc24-a391-41cf-b340-3e4529f44bde | 93a60a56-a3c8-11da-a746-0800200b9a66
Reedmergnerite |  |  |  | NaBSi3O8 |  | Mass | kg | resource | ground | https://www.mindat.org/min-3382.htm | 1 | Geological | 72facffe-86ff-34be-831f-1d87d4179652 | 2d0430aa-7d05-3447-b37e-f0365e6428f0 | 20aadc24-a391-41cf-b340-3e4529f44bde | 93a60a56-a3c8-11da-a746-0800200b9a66
Renierite |  |  |  | (Cu1+,Zn)11Fe4(Ge4+,As5+)2S16 |  | Mass | kg | resource | ground | https://www.mindat.org/min-3389.html | 1 | Geological | 8bb36d9c-f4d1-3e42-ae4e-f16ee3253818 | 2d0430aa-7d05-3447-b37e-f0365e6428f0 | 20aadc24-a391-41cf-b340-3e4529f44bde | 93a60a56-a3c8-11da-a746-0800200b9a66
Rhabdophane(Nd) |  |  |  | (Nd,Ce,La)(PO4) · H2O |  | Mass | kg | resource | ground | https://www.mindat.org/min-3399.html | 1 | Geological | 47632bc9-bfea-3181-af42-0b324ad47ad1 | 2d0430aa-7d05-3447-b37e-f0365e6428f0 | 20aadc24-a391-41cf-b340-3e4529f44bde | 93a60a56-a3c8-11da-a746-0800200b9a66
Rheniite |  |  |  | ReS2 |  | Mass | kg | resource | ground | https://www.mindat.org/min-7269.html | 1 | Geological | e45e1e49-13f0-382f-a256-11ae9569a609 | 2d0430aa-7d05-3447-b37e-f0365e6428f0 | 20aadc24-a391-41cf-b340-3e4529f44bde | 93a60a56-a3c8-11da-a746-0800200b9a66
Rhenium ores |  |  |  | ReX |  | Mass | kg | resource | ground | https://www.mindat.org/element/Rhenium | 0 | Geological | df3db04c-a3f3-39a7-8fee-e1bf657b3222 | 2d0430aa-7d05-3447-b37e-f0365e6428f0 | 20aadc24-a391-41cf-b340-3e4529f44bde | 93a60a56-a3c8-11da-a746-0800200b9a66
Rhodium ores |  |  |  | RhX |  | Mass | kg | resource | ground | https://www.mindat.org/element/Rhodium | 0 | Geological | 94b2ae9d-9932-3ceb-b69d-0a8e57ecaebd | 2d0430aa-7d05-3447-b37e-f0365e6428f0 | 20aadc24-a391-41cf-b340-3e4529f44bde | 93a60a56-a3c8-11da-a746-0800200b9a66
Rhodochrosite |  |  |  | MnCO3 |  | Mass | kg | resource | ground | https://www.mindat.org/min-3406.html | 1 | Geological | 50a04a90-7373-3a71-a85d-a56ebe98d12d | 2d0430aa-7d05-3447-b37e-f0365e6428f0 | 20aadc24-a391-41cf-b340-3e4529f44bde | 93a60a56-a3c8-11da-a746-0800200b9a66
Rhyolite |  |  |  |  | Perlite | Mass | kg | resource | ground | https://www.mindat.org/min-48451.html | 1 | Geological | 2e8c0440-afb7-317e-8453-b3f77ea286a3 | 2d0430aa-7d05-3447-b37e-f0365e6428f0 | 20aadc24-a391-41cf-b340-3e4529f44bde | 93a60a56-a3c8-11da-a746-0800200b9a66
Rock | [5 empty] | Mass | kg | resource | ground | https://www.mindat.org/min-50468.html | 0 | Geological | 21dc5a44-a07d-3707-abc8-68652b31a517 | 2d0430aa-7d05-3447-b37e-f0365e6428f0 | 20aadc24-a391-41cf-b340-3e4529f44bde | 93a60a56-a3c8-11da-a746-0800200b9a66
Roepperite (of Brush) |  |  |  | (Fe2+2,Mn,Zn)SiO4 |  | Mass | kg | resource | ground | https://www.mindat.org/min-43736.html | 1 | Geological | e507ad3c-fde2-31e5-83ea-9a84a33d1f79 | 2d0430aa-7d05-3447-b37e-f0365e6428f0 | 20aadc24-a391-41cf-b340-3e4529f44bde | 93a60a56-a3c8-11da-a746-0800200b9a66
Roquesite |  |  |  | CuInS2 |  | Mass | kg | resource | ground | https://www.mindat.org/min-3445.html | 1 | Geological | d31ae03b-40e9-346d-9069-2c7f479ad10c | 2d0430aa-7d05-3447-b37e-f0365e6428f0 | 20aadc24-a391-41cf-b340-3e4529f44bde | 93a60a56-a3c8-11da-a746-0800200b9a66
Ruarsite |  |  |  | (Ru,Os)AsS |  | Mass | kg | resource | ground | https://www.mindat.org/min-3471.html | 1 | Geological | 7ed897b7-f4b1-370c-b82b-23228f63dab0 | 2d0430aa-7d05-3447-b37e-f0365e6428f0 | 20aadc24-a391-41cf-b340-3e4529f44bde | 93a60a56-a3c8-11da-a746-0800200b9a66
Rubicline |  |  |  | Rb(AlSi3O8) |  | Mass | kg | resource | ground | https://www.mindat.org/min-7276.html | 1 | Geological | 2df83964-b69e-3c9c-8a00-fa680e3c94ba | 2d0430aa-7d05-3447-b37e-f0365e6428f0 | 20aadc24-a391-41cf-b340-3e4529f44bde | 93a60a56-a3c8-11da-a746-0800200b9a66
Rubidiuan Muscovite |  |  |  | (K,Rb)Al2(AlSi3O10)(OH)2 |  | Mass | kg | resource | ground | https://www.mindat.org/min-40216.html | 1 | Geological | 3a33761e-a3f7-3fea-bbf5-41de68a55f32 | 2d0430aa-7d05-3447-b37e-f0365e6428f0 | 20aadc24-a391-41cf-b340-3e4529f44bde | 93a60a56-a3c8-11da-a746-0800200b9a66
Rubidium ores |  |  |  | RbX |  | Mass | kg | resource | ground | https://www.mindat.org/element/Rubidium | 0 | Geological | b4f3dfd4-9cc4-39c9-aff4-965a683c20b9 | 2d0430aa-7d05-3447-b37e-f0365e6428f0 | 20aadc24-a391-41cf-b340-3e4529f44bde | 93a60a56-a3c8-11da-a746-0800200b9a66
Rutheniridosmine |  |  |  | (Ir,Os,Ru) |  | Mass | kg | resource | ground | https://www.mindat.org/min-3482.html | 1 | Geological | 7429e88a-6525-33a4-8042-31a17b43af3a | 2d0430aa-7d05-3447-b37e-f0365e6428f0 | 20aadc24-a391-41cf-b340-3e4529f44bde | 93a60a56-a3c8-11da-a746-0800200b9a66
Ruthenium | 7440-18-8 | 7440188 | 7440188 | Ru |  | Mass | kg | resource | ground | https://www.mindat.org/min-3483.html | 1 | Geological | 2f608539-1885-3645-a316-8c828fbe6ee0 | 2d0430aa-7d05-3447-b37e-f0365e6428f0 | 20aadc24-a391-41cf-b340-3e4529f44bde | 93a60a56-a3c8-11da-a746-0800200b9a66
Ruthenium ores |  |  |  | RuX |  | Mass | kg | resource | ground | https://www.mindat.org/element/Ruthenium | 0 | Geological | 47d3641d-600e-3c3d-bef6-a25941d9c2b9 | 2d0430aa-7d05-3447-b37e-f0365e6428f0 | 20aadc24-a391-41cf-b340-3e4529f44bde | 93a60a56-a3c8-11da-a746-0800200b9a66
Rutile | 13463-67-7 | 13463677 | 13463677 | TiO2 |  | Mass | kg | resource | ground | https://www.mindat.org/min-3486.html | 1 | Geological | d02a4efc-a653-3155-86b9-707a557f4593 | 2d0430aa-7d05-3447-b37e-f0365e6428f0 | 20aadc24-a391-41cf-b340-3e4529f44bde | 93a60a56-a3c8-11da-a746-0800200b9a66
Rutile group |  |  |  | M4+O2 |  | Mass | kg | resource | ground | https://www.mindat.org/min-29330.html | 0 | Geological | 19df9297-c2a8-3b18-8f90-1314cc8d3876 | 2d0430aa-7d05-3447-b37e-f0365e6428f0 | 20aadc24-a391-41cf-b340-3e4529f44bde | 93a60a56-a3c8-11da-a746-0800200b9a66
Samarium ores |  |  |  | SmX |  | Mass | kg | resource | ground | https://www.mindat.org/element/Samarium | 0 | Geological | 894cc6b9-f3e0-3723-aa9c-84dcb4606bf1 | 2d0430aa-7d05-3447-b37e-f0365e6428f0 | 20aadc24-a391-41cf-b340-3e4529f44bde | 93a60a56-a3c8-11da-a746-0800200b9a66
Samarskite(Y) |  |  |  | (Y,Fe3+,Fe2+,U,Th,Ca)2(Nb,Ta)2O8 |  | Mass | kg | resource | ground | https://www.mindat.org/min-3512.html | 1 | Geological | 0971231f-78c9-3a8a-9458-435899641721 | 2d0430aa-7d05-3447-b37e-f0365e6428f0 | 20aadc24-a391-41cf-b340-3e4529f44bde | 93a60a56-a3c8-11da-a746-0800200b9a66
Sand | [5 empty] | Mass | kg | resource | ground | https://www.mindat.org/min-49414.html | 1 | Geological | ff7fba42-7a52-38b7-8f3b-711b2be576f8 | 2d0430aa-7d05-3447-b37e-f0365e6428f0 | 20aadc24-a391-41cf-b340-3e4529f44bde | 93a60a56-a3c8-11da-a746-0800200b9a66
Sanidine |  |  |  | K(AlSi3O8) |  | Mass | kg | resource | ground | https://www.mindat.org/min-3521.html | 1 | Geological | f99d5043-4da3-36a2-b4a4-d575bf1a06f2 | 2d0430aa-7d05-3447-b37e-f0365e6428f0 | 20aadc24-a391-41cf-b340-3e4529f44bde | 93a60a56-a3c8-11da-a746-0800200b9a66
Scandium ores |  |  |  | ScX |  | Mass | kg | resource | ground | https://www.mindat.org/element/Scandium | 0 | Geological | a73e92aa-a5e2-303f-8837-527d9bba1f18 | 2d0430aa-7d05-3447-b37e-f0365e6428f0 | 20aadc24-a391-41cf-b340-3e4529f44bde | 93a60a56-a3c8-11da-a746-0800200b9a66
Scheelite |  |  |  | Ca(WO4) |  | Mass | kg | resource | ground | https://www.mindat.org/min-3560.html | 1 | Geological | 9ede919c-5b2f-33c2-be27-501b0b171aba | 2d0430aa-7d05-3447-b37e-f0365e6428f0 | 20aadc24-a391-41cf-b340-3e4529f44bde | 93a60a56-a3c8-11da-a746-0800200b9a66
Schorl |  |  |  | Na(Fe2+3)Al6(Si6O18)(BO3)3(OH)3(OH) |  | Mass | kg | resource | ground | https://www.mindat.org/min-3578.html | 1 | Geological | 59f4167b-4838-3b81-81d5-08cb551fab9e | 2d0430aa-7d05-3447-b37e-f0365e6428f0 | 20aadc24-a391-41cf-b340-3e4529f44bde | 93a60a56-a3c8-11da-a746-0800200b9a66
Schroeckingerite |  |  |  | NaCa3(UO2)(CO3)3(SO4)F · 10H2O |  | Mass | kg | resource | ground | https://www.mindat.org/min-3584.html | 1 | Geological | 41a0db6a-1333-305a-8b41-729c3b5dcf93 | 2d0430aa-7d05-3447-b37e-f0365e6428f0 | 20aadc24-a391-41cf-b340-3e4529f44bde | 93a60a56-a3c8-11da-a746-0800200b9a66
Schwartzembergite |  |  |  | Pb5H2(IO2)O4Cl3 |  | Mass | kg | resource | ground | https://www.mindat.org/min-3592.html | 1 | Geological | 8d07601b-bf5b-3b76-8d5f-68ce387aed3e | 2d0430aa-7d05-3447-b37e-f0365e6428f0 | 20aadc24-a391-41cf-b340-3e4529f44bde | 93a60a56-a3c8-11da-a746-0800200b9a66
Scorodite |  |  |  | Fe3+AsO4 · 2H2O |  | Mass | kg | resource | ground | https://www.mindat.org/min-3595.html | 1 | Geological | ce120072-e865-319e-921e-8cfdef01c0be | 2d0430aa-7d05-3447-b37e-f0365e6428f0 | 20aadc24-a391-41cf-b340-3e4529f44bde | 93a60a56-a3c8-11da-a746-0800200b9a66
Selenium | 7782-49-2 | 7782492 | 7782492 | Se |  | Mass | kg | resource | ground | https://www.mindat.org/min-3611.html | 1 | Geological | adc06c26-d526-3618-b913-e082af6ee345 | 2d0430aa-7d05-3447-b37e-f0365e6428f0 | 20aadc24-a391-41cf-b340-3e4529f44bde | 93a60a56-a3c8-11da-a746-0800200b9a66
Selenium ores |  |  |  | SeX |  | Mass | kg | resource | ground | https://www.mindat.org/element/Selenium | 0 | Geological | e05c3ef7-3f0f-39fe-9f24-3c36a6b88b03 | 2d0430aa-7d05-3447-b37e-f0365e6428f0 | 20aadc24-a391-41cf-b340-3e4529f44bde | 93a60a56-a3c8-11da-a746-0800200b9a66
Shale | [5 empty] | Mass | kg | resource | ground | https://www.mindat.org/min-49444.html | 1 | Geological | 73a2d75c-41fa-3889-a710-0ab090240e95 | 2d0430aa-7d05-3447-b37e-f0365e6428f0 | 20aadc24-a391-41cf-b340-3e4529f44bde | 93a60a56-a3c8-11da-a746-0800200b9a66
Silicate group |  |  |  | SiX |  | Mass | kg | resource | ground |  | 0 | Geological | a1dd8562-08a6-3871-ba27-4453d47a0881 | 2d0430aa-7d05-3447-b37e-f0365e6428f0 | 20aadc24-a391-41cf-b340-3e4529f44bde | 93a60a56-a3c8-11da-a746-0800200b9a66
Silt | [5 empty] | Mass | kg | resource | ground | https://www.mindat.org/min-49428.html | 0 | Geological | e5c4feed-7929-3fa3-8998-b052dc7aaaa6 | 2d0430aa-7d05-3447-b37e-f0365e6428f0 | 20aadc24-a391-41cf-b340-3e4529f44bde | 93a60a56-a3c8-11da-a746-0800200b9a66
Silver | 7440-22-4 | 7440224 | 7440224 | Ag |  | Mass | kg | resource | ground | https://www.mindat.org/min-3664.html | 1 | Geological | 4cec309e-647c-3373-bfa4-f3f6b887d9cb | 2d0430aa-7d05-3447-b37e-f0365e6428f0 | 20aadc24-a391-41cf-b340-3e4529f44bde | 93a60a56-a3c8-11da-a746-0800200b9a66
Silver ores |  |  |  | AgX |  | Mass | kg | resource | ground | https://www.mindat.org/element/silver | 0 | Geological | 36ac19dd-1093-3411-8cf8-01361f2f03cc | 2d0430aa-7d05-3447-b37e-f0365e6428f0 | 20aadc24-a391-41cf-b340-3e4529f44bde | 93a60a56-a3c8-11da-a746-0800200b9a66
Silver(I) sulfide |  |  |  | Ag2S |  | Mass | kg | resource | ground |  | 0 | Geological | 1592b82a-e38c-3539-866c-d35b86cad135 | 2d0430aa-7d05-3447-b37e-f0365e6428f0 | 20aadc24-a391-41cf-b340-3e4529f44bde | 93a60a56-a3c8-11da-a746-0800200b9a66
Skutterudite |  |  |  | CoAs3 |  | Mass | kg | resource | ground | https://www.mindat.org/min-3682.html | 1 | Geological | 892122c5-94d3-38ff-b212-ee733ef955cb | 2d0430aa-7d05-3447-b37e-f0365e6428f0 | 20aadc24-a391-41cf-b340-3e4529f44bde | 93a60a56-a3c8-11da-a746-0800200b9a66
Slate | [5 empty] | Mass | kg | resource | ground | https://www.mindat.org/min-48638.html | 0 | Geological | 0a725864-6246-3113-bafd-1f20df892a87 | 2d0430aa-7d05-3447-b37e-f0365e6428f0 | 20aadc24-a391-41cf-b340-3e4529f44bde | 93a60a56-a3c8-11da-a746-0800200b9a66
Slawsonite |  |  |  | Sr(Al2Si2O8) |  | Mass | kg | resource | ground | https://www.mindat.org/min-3684.html | 1 | Geological | 4e4d1bd4-a3ac-35c4-85f5-c4d8b85d4242 | 2d0430aa-7d05-3447-b37e-f0365e6428f0 | 20aadc24-a391-41cf-b340-3e4529f44bde | 93a60a56-a3c8-11da-a746-0800200b9a66
Smithsonite |  |  |  | ZnCO3 |  | Mass | kg | resource | ground | https://www.mindat.org/min-3688.html | 1 | Geological | 9e5ac7d9-1307-395c-af22-a34ea7527d80 | 2d0430aa-7d05-3447-b37e-f0365e6428f0 | 20aadc24-a391-41cf-b340-3e4529f44bde | 93a60a56-a3c8-11da-a746-0800200b9a66
Sodium ores |  |  |  | NaX |  | Mass | kg | resource | ground | https://www.mindat.org/element/sodium | 0 | Geological | 250a1555-4d98-3472-a89c-0ec3e53a7f60 | 2d0430aa-7d05-3447-b37e-f0365e6428f0 | 20aadc24-a391-41cf-b340-3e4529f44bde | 93a60a56-a3c8-11da-a746-0800200b9a66
Sodium sulfate |  |  |  | Na2SO4 |  | Mass | kg | resource | ground |  | 0 | Geological | e86df9fd-288c-3e32-8f58-3d986ac0ff0c | 2d0430aa-7d05-3447-b37e-f0365e6428f0 | 20aadc24-a391-41cf-b340-3e4529f44bde | 93a60a56-a3c8-11da-a746-0800200b9a66
Soehngeite |  |  |  | Ga(OH)3 |  | Mass | kg | resource | ground | https://www.mindat.org/min-3709.html | 1 | Geological | 3b342ad6-8fa4-30b7-baa2-7f9246dccc7b | 2d0430aa-7d05-3447-b37e-f0365e6428f0 | 20aadc24-a391-41cf-b340-3e4529f44bde | 93a60a56-a3c8-11da-a746-0800200b9a66
Soil | [5 empty] | Mass | kg | resource | ground | https://www.mindat.org/min-50966.html | 0 | Geological | 79c68e54-fed4-3697-84d7-96aa8ccf0b6d | 2d0430aa-7d05-3447-b37e-f0365e6428f0 | 20aadc24-a391-41cf-b340-3e4529f44bde | 93a60a56-a3c8-11da-a746-0800200b9a66
Sperrylite |  |  |  | PtAs2 |  | Mass | kg | resource | ground | https://www.mindat.org/min-3723.html | 1 | Geological | aefe37c5-2e2d-32f1-a826-53253a3c6211 | 2d0430aa-7d05-3447-b37e-f0365e6428f0 | 20aadc24-a391-41cf-b340-3e4529f44bde | 93a60a56-a3c8-11da-a746-0800200b9a66
Spessartine |  |  |  | Mn2+3Al2(SiO4)3 |  | Mass | kg | resource | ground | https://www.mindat.org/min-3725.html | 1 | Geological | 1dfc0d6b-bb4a-350d-9eb6-0e4fabcc84b9 | 2d0430aa-7d05-3447-b37e-f0365e6428f0 | 20aadc24-a391-41cf-b340-3e4529f44bde | 93a60a56-a3c8-11da-a746-0800200b9a66
Spessartine |  |  |  | Mn2+3Al2(SiO4)3 |  | Mass | kg | resource | ground | https://www.mindat.org/min-3725.html | 1 | Geological | 1dfc0d6b-bb4a-350d-9eb6-0e4fabcc84b9 | 2d0430aa-7d05-3447-b37e-f0365e6428f0 | 20aadc24-a391-41cf-b340-3e4529f44bde | 93a60a56-a3c8-11da-a746-0800200b9a66
Sphalerite |  |  |  | ZnS |  | Mass | kg | resource | ground | https://www.mindat.org/min-3727.html | 1 | Geological | 562b5491-f1f1-3f78-852a-a857fc27e955 | 2d0430aa-7d05-3447-b37e-f0365e6428f0 | 20aadc24-a391-41cf-b340-3e4529f44bde | 93a60a56-a3c8-11da-a746-0800200b9a66
Spodumene |  |  |  | LiAlSi2O6 |  | Mass | kg | resource | ground | https://www.mindat.org/min-3733.html | 1 | Geological | e3890475-d5df-3df6-803c-71ff10be436b | 2d0430aa-7d05-3447-b37e-f0365e6428f0 | 20aadc24-a391-41cf-b340-3e4529f44bde | 93a60a56-a3c8-11da-a746-0800200b9a66
Stannite |  |  |  | Cu2FeSnS4 |  | Mass | kg | resource | ground | https://www.mindat.org/min-3747.html | 1 | Geological | f50edb89-2f84-35c3-bebd-ff8a70d3d255 | 2d0430aa-7d05-3447-b37e-f0365e6428f0 | 20aadc24-a391-41cf-b340-3e4529f44bde | 93a60a56-a3c8-11da-a746-0800200b9a66
Steatite | 14807-96-6 | 14807966 | 14807966 | Mg3(Si4O10)(OH)2 |  | Mass | kg | resource | ground | https://www.mindat.org/min-3755.html | 1 | Geological | eaf27c01-4323-34dc-b504-36fa75c72d60 | 2d0430aa-7d05-3447-b37e-f0365e6428f0 | 20aadc24-a391-41cf-b340-3e4529f44bde | 93a60a56-a3c8-11da-a746-0800200b9a66
Stibnite | 1345-04-6 | 1345046 | 1345046 | Sb2S3 | Antimonite | Mass | kg | resource | ground | https://www.mindat.org/min-3782.html | 1 | Geological | d16281fa-b219-3129-bc1f-04fae1b9d787 | 2d0430aa-7d05-3447-b37e-f0365e6428f0 | 20aadc24-a391-41cf-b340-3e4529f44bde | 93a60a56-a3c8-11da-a746-0800200b9a66
Stibnite group | [5 empty] | Mass | kg | resource | ground | https://www.mindat.org/min-46738.html | 0 | Geological | 0137a750-f4d3-3f9b-8941-4f026415943a | 2d0430aa-7d05-3447-b37e-f0365e6428f0 | 20aadc24-a391-41cf-b340-3e4529f44bde | 93a60a56-a3c8-11da-a746-0800200b9a66
Stishovite |  |  |  | SiO2 |  | Mass | kg | resource | ground | https://www.mindat.org/min-3790.html | 1 | Geological | aa69eb1e-75cf-36d6-9138-b3001bea17f0 | 2d0430aa-7d05-3447-b37e-f0365e6428f0 | 20aadc24-a391-41cf-b340-3e4529f44bde | 93a60a56-a3c8-11da-a746-0800200b9a66
Stone | [5 empty] | Mass | kg | resource | ground | https://www.mindat.org/glossary/stone | 0 | Geological | 4e3ef12e-91c4-36cb-8b66-e417a12967a0 | 2d0430aa-7d05-3447-b37e-f0365e6428f0 | 20aadc24-a391-41cf-b340-3e4529f44bde | 93a60a56-a3c8-11da-a746-0800200b9a66
Stronalsite |  |  |  | Na2SrAl4Si4O16 |  | Mass | kg | resource | ground | https://www.mindat.org/min-3804.html | 1 | Geological | 4ddd9e1f-7ec6-3fc4-b1f0-ed8c1cf173a2 | 2d0430aa-7d05-3447-b37e-f0365e6428f0 | 20aadc24-a391-41cf-b340-3e4529f44bde | 93a60a56-a3c8-11da-a746-0800200b9a66
Strontianite |  |  |  | SrCO3 |  | Mass | kg | resource | ground | https://www.mindat.org/min-3805.html | 1 | Geological | 1099512e-dfe7-355c-a506-344a206303d3 | 2d0430aa-7d05-3447-b37e-f0365e6428f0 | 20aadc24-a391-41cf-b340-3e4529f44bde | 93a60a56-a3c8-11da-a746-0800200b9a66
Strontium ores |  |  |  | Sr |  | Mass | kg | resource | ground | https://www.mindat.org/element/strontium | 0 | Geological | 0ec4f5c7-9165-3253-bdbe-a5db729cd2bb | 2d0430aa-7d05-3447-b37e-f0365e6428f0 | 20aadc24-a391-41cf-b340-3e4529f44bde | 93a60a56-a3c8-11da-a746-0800200b9a66
Sulfate |  |  |  | (SO42-)X |  | Mass | kg | resource | ground |  | 0 | Geological | 2dec6e19-adf3-3525-acc1-d514511c3304 | 2d0430aa-7d05-3447-b37e-f0365e6428f0 | 20aadc24-a391-41cf-b340-3e4529f44bde | 93a60a56-a3c8-11da-a746-0800200b9a66
Sulfur | 7704-34-9 | 7704349 | 7704349 | S |  | Mass | kg | resource | ground | https://www.mindat.org/min-3826.html | 1 | Geological | 386ffdaa-e4d9-3d1e-ab12-a29c3ac9b1f0 | 2d0430aa-7d05-3447-b37e-f0365e6428f0 | 20aadc24-a391-41cf-b340-3e4529f44bde | 93a60a56-a3c8-11da-a746-0800200b9a66
Sulfur ores |  |  |  | SX |  | Mass | kg | resource | ground |  | 0 | Geological | ccf65d4e-c450-381b-92b3-62590679ce16 | 2d0430aa-7d05-3447-b37e-f0365e6428f0 | 20aadc24-a391-41cf-b340-3e4529f44bde | 93a60a56-a3c8-11da-a746-0800200b9a66
Sunstone | [5 empty] | Mass | kg | resource | ground | https://www.mindat.org/min-10984.html | 1 | Geological | 86e55733-e1eb-3fbf-8e83-84d011d535b1 | 2d0430aa-7d05-3447-b37e-f0365e6428f0 | 20aadc24-a391-41cf-b340-3e4529f44bde | 93a60a56-a3c8-11da-a746-0800200b9a66
Svabite |  |  |  | Ca5(AsO4)3F |  | Mass | kg | resource | ground | https://www.mindat.org/min-3836.html | 1 | Geological | fa46f186-4503-3972-a73d-563b64b1ffa2 | 2d0430aa-7d05-3447-b37e-f0365e6428f0 | 20aadc24-a391-41cf-b340-3e4529f44bde | 93a60a56-a3c8-11da-a746-0800200b9a66
Svyatoslavite |  |  |  | Ca(Al2Si2O8) |  | Mass | kg | resource | ground | https://www.mindat.org/min-3840.html | 1 | Geological | ba30c65a-d90e-37d3-a766-5988d5eca707 | 2d0430aa-7d05-3447-b37e-f0365e6428f0 | 20aadc24-a391-41cf-b340-3e4529f44bde | 93a60a56-a3c8-11da-a746-0800200b9a66
Sylvinite |  |  |  |  | Sylvinohalite | Mass | kg | resource | ground | https://www.mindat.org/min-6360.html | 1 | Geological | 41ba5ab5-5d13-3ef8-99cd-995049a39eaa | 2d0430aa-7d05-3447-b37e-f0365e6428f0 | 20aadc24-a391-41cf-b340-3e4529f44bde | 93a60a56-a3c8-11da-a746-0800200b9a66
Sylvite | 7447-40-7 | 7447407 | 7447407 | KCl |  | Mass | kg | resource | ground | https://www.mindat.org/min-3850.html | 1 | Geological | 02b677c3-9230-3ce4-8c6e-d5fffe2054a9 | 2d0430aa-7d05-3447-b37e-f0365e6428f0 | 20aadc24-a391-41cf-b340-3e4529f44bde | 93a60a56-a3c8-11da-a746-0800200b9a66
Talc | 14807-96-6 | 14807966 | 14807966 | Mg3Si4O10(OH)2 |  | Mass | kg | resource | ground | https://www.mindat.org/min-3875.html | 1 | Geological | 46c7248e-1c12-34a5-8a43-8e0f66f79ef2 | 2d0430aa-7d05-3447-b37e-f0365e6428f0 | 20aadc24-a391-41cf-b340-3e4529f44bde | 93a60a56-a3c8-11da-a746-0800200b9a66
Tantalite (Fe) |  |  |  | FeTa2O6 |  | Mass | kg | resource | ground | https://www.mindat.org/min-1530.html | 1 | Geological | 7f1453d1-bd34-352d-8546-e16497e72f1d | 2d0430aa-7d05-3447-b37e-f0365e6428f0 | 20aadc24-a391-41cf-b340-3e4529f44bde | 93a60a56-a3c8-11da-a746-0800200b9a66
Tantalite (Mn) |  |  |  | MnTa2O6 |  | Mass | kg | resource | ground | https://www.mindat.org/min-2522.html | 1 | Geological | fadeb337-b985-3660-9091-7840b8fc2e11 | 2d0430aa-7d05-3447-b37e-f0365e6428f0 | 20aadc24-a391-41cf-b340-3e4529f44bde | 93a60a56-a3c8-11da-a746-0800200b9a66
Tantalite group |  |  |  | (Mn,Fe)(Ta,Nb)2O6 |  | Mass | kg | resource | ground | https://www.mindat.org/min-3882.html | 1 | Geological | 344957db-2c61-3109-b43c-13300c63c666 | 2d0430aa-7d05-3447-b37e-f0365e6428f0 | 20aadc24-a391-41cf-b340-3e4529f44bde | 93a60a56-a3c8-11da-a746-0800200b9a66
Tantalum ores | [5 empty] | Mass | kg | resource | ground | https://www.mindat.org/element/tantalum | 0 | Geological | 28f0352a-fff1-3b14-b2ab-a9207dc09b1b | 2d0430aa-7d05-3447-b37e-f0365e6428f0 | 20aadc24-a391-41cf-b340-3e4529f44bde | 93a60a56-a3c8-11da-a746-0800200b9a66
Tarkianite |  |  |  | (Cu,Fe)(Re,Mo)4S8 |  | Mass | kg | resource | ground | https://www.mindat.org/min-25693.html | 1 | Geological | 450f8573-6a2c-34b4-9c89-6727bf601b3c | 2d0430aa-7d05-3447-b37e-f0365e6428f0 | 20aadc24-a391-41cf-b340-3e4529f44bde | 93a60a56-a3c8-11da-a746-0800200b9a66
Tellurium ores |  |  |  | TeX |  | Mass | kg | resource | ground | https://www.mindat.org/element/Tellurium | 0 | Geological | 230c3cfe-a3ab-373a-a0c6-488ffdd1b01f | 2d0430aa-7d05-3447-b37e-f0365e6428f0 | 20aadc24-a391-41cf-b340-3e4529f44bde | 93a60a56-a3c8-11da-a746-0800200b9a66
Tellurium suphifde | 16608-21-2 | 16608212 | 16608212 | TeS |  | Mass | kg | resource | ground |  | 0 | Geological | da78ffb2-c2b3-3842-878e-e617687fad73 | 2d0430aa-7d05-3447-b37e-f0365e6428f0 | 20aadc24-a391-41cf-b340-3e4529f44bde | 93a60a56-a3c8-11da-a746-0800200b9a66
Tennantite |  |  |  | Cu6[Cu4(Fe,Zn)2]As4S13 |  | Mass | kg | resource | ground | https://www.mindat.org/min-3911.html | 1 | Geological | c5c3d61a-a410-3b77-b4b3-a441cf9c5f92 | 2d0430aa-7d05-3447-b37e-f0365e6428f0 | 20aadc24-a391-41cf-b340-3e4529f44bde | 93a60a56-a3c8-11da-a746-0800200b9a66
Tennantite |  |  |  | Cu6[Cu4(Fe,Zn)2]As4S13 |  | Mass | kg | resource | ground | https://www.mindat.org/min-3911.html | 1 | Geological | c5c3d61a-a410-3b77-b4b3-a441cf9c5f92 | 2d0430aa-7d05-3447-b37e-f0365e6428f0 | 20aadc24-a391-41cf-b340-3e4529f44bde | 93a60a56-a3c8-11da-a746-0800200b9a66
Tenorite |  |  |  | CuO |  | Mass | kg | resource | ground | https://www.mindat.org/min-3912.html | 1 | Geological | c151fe07-bb4d-377f-96d4-6d6cd9c5c899 | 2d0430aa-7d05-3447-b37e-f0365e6428f0 | 20aadc24-a391-41cf-b340-3e4529f44bde | 93a60a56-a3c8-11da-a746-0800200b9a66
Tephroite |  |  |  | Mn2+2SiO4 |  | Mass | kg | resource | ground | https://www.mindat.org/min-3913.html | 1 | Geological | b188cbd6-c3f3-348f-8f5c-97497e6f8397 | 2d0430aa-7d05-3447-b37e-f0365e6428f0 | 20aadc24-a391-41cf-b340-3e4529f44bde | 93a60a56-a3c8-11da-a746-0800200b9a66
Terbium ores |  |  |  | TbX |  | Mass | kg | resource | ground | https://www.mindat.org/element/terbium | 0 | Geological | e5b65e29-688c-310e-b5e1-51ec3498a731 | 2d0430aa-7d05-3447-b37e-f0365e6428f0 | 20aadc24-a391-41cf-b340-3e4529f44bde | 93a60a56-a3c8-11da-a746-0800200b9a66
Tetradymite |  |  |  | Bi2Te2S |  | Mass | kg | resource | ground | https://www.mindat.org/min-3921.html | 1 | Geological | f539e8ff-000b-3e89-b1a3-32b9f06b0d02 | 2d0430aa-7d05-3447-b37e-f0365e6428f0 | 20aadc24-a391-41cf-b340-3e4529f44bde | 93a60a56-a3c8-11da-a746-0800200b9a66
Tetrahedrite |  |  |  | Cu6[Cu4(Fe,Zn)2]Sb4S13 |  | Mass | kg | resource | ground | https://www.mindat.org/min-3924.html | 1 | Geological | cecfaef7-c7b1-322e-b3a7-bf2b26a68920 | 2d0430aa-7d05-3447-b37e-f0365e6428f0 | 20aadc24-a391-41cf-b340-3e4529f44bde | 93a60a56-a3c8-11da-a746-0800200b9a66
Tetrahedrite |  |  |  | Cu6[Cu4(Fe,Zn)2]Sb4S13 |  | Mass | kg | resource | ground | https://www.mindat.org/min-3924.html | 1 | Geological | cecfaef7-c7b1-322e-b3a7-bf2b26a68920 | 2d0430aa-7d05-3447-b37e-f0365e6428f0 | 20aadc24-a391-41cf-b340-3e4529f44bde | 93a60a56-a3c8-11da-a746-0800200b9a66
Thalcusite |  |  |  | Tl2Cu3FeS4 |  | Mass | kg | resource | ground | https://www.mindat.org/min-3930.html | 1 | Geological | 2986e230-c0cc-39f8-b566-02a050d734b3 | 2d0430aa-7d05-3447-b37e-f0365e6428f0 | 20aadc24-a391-41cf-b340-3e4529f44bde | 93a60a56-a3c8-11da-a746-0800200b9a66
Thallium ores |  |  |  | TlX |  | Mass | kg | resource | ground | https://www.mindat.org/element/thallium | 0 | Geological | 22f4e845-d8a8-3d9a-81e2-8a1671f0b4c3 | 2d0430aa-7d05-3447-b37e-f0365e6428f0 | 20aadc24-a391-41cf-b340-3e4529f44bde | 93a60a56-a3c8-11da-a746-0800200b9a66
Thenardite | 7757-82-6 | 7757826 | 7757826 | Na2SO4 |  | Mass | kg | resource | ground | https://www.mindat.org/min-3935.html | 1 | Geological | 2cff0ec0-dfe2-3d4e-b0fd-5409b909aa42 | 2d0430aa-7d05-3447-b37e-f0365e6428f0 | 20aadc24-a391-41cf-b340-3e4529f44bde | 93a60a56-a3c8-11da-a746-0800200b9a66
Thorbastnaesite |  |  |  | ThCa(CO3)2F2 · 3H2O |  | Mass | kg | resource | ground | https://www.mindat.org/min-3942.html | 1 | Geological | 070f9f55-f9fc-322a-98a4-f698757938f5 | 2d0430aa-7d05-3447-b37e-f0365e6428f0 | 20aadc24-a391-41cf-b340-3e4529f44bde | 93a60a56-a3c8-11da-a746-0800200b9a66
Thorianite |  |  |  | ThO2 |  | Mass | kg | resource | ground | https://www.mindat.org/min-3944.html | 1 | Geological | c6056e97-8f0e-3ddb-88f6-4761d6a57578 | 2d0430aa-7d05-3447-b37e-f0365e6428f0 | 20aadc24-a391-41cf-b340-3e4529f44bde | 93a60a56-a3c8-11da-a746-0800200b9a66
Thorite |  |  |  | Th(SiO4) |  | Mass | kg | resource | ground | https://www.mindat.org/min-3946.html | 1 | Geological | 63b120d6-a7ff-3092-9bb9-019360eb1cdf | 2d0430aa-7d05-3447-b37e-f0365e6428f0 | 20aadc24-a391-41cf-b340-3e4529f44bde | 93a60a56-a3c8-11da-a746-0800200b9a66
Thorium ores |  |  |  | ThX |  | Mass | kg | resource | ground | https://www.mindat.org/element/thorium | 0 | Geological | 98bb02b8-750e-312b-b311-12e6c39876f4 | 2d0430aa-7d05-3447-b37e-f0365e6428f0 | 20aadc24-a391-41cf-b340-3e4529f44bde | 93a60a56-a3c8-11da-a746-0800200b9a66
Thortveitite |  |  |  | Sc2Si2O7 |  | Mass | kg | resource | ground | https://www.mindat.org/min-3950.html | 1 | Geological | b3dac786-5538-382c-b702-5b473aba9d97 | 2d0430aa-7d05-3447-b37e-f0365e6428f0 | 20aadc24-a391-41cf-b340-3e4529f44bde | 93a60a56-a3c8-11da-a746-0800200b9a66
Thulium ores |  |  |  | TmX |  | Mass | kg | resource | ground | https://www.mindat.org/element/thulium | 0 | Geological | 87c3f001-b9dd-312a-add3-c1fb8843a890 | 2d0430aa-7d05-3447-b37e-f0365e6428f0 | 20aadc24-a391-41cf-b340-3e4529f44bde | 93a60a56-a3c8-11da-a746-0800200b9a66
Tin ores |  |  |  | SnX |  | Mass | kg | resource | ground | https://www.mindat.org/element/tin | 0 | Geological | f93ebd0d-0ef6-368e-95ca-f518abd24874 | 2d0430aa-7d05-3447-b37e-f0365e6428f0 | 20aadc24-a391-41cf-b340-3e4529f44bde | 93a60a56-a3c8-11da-a746-0800200b9a66
Titanite |  |  |  | CaTi(SiO4)O |  | Mass | kg | resource | ground | https://www.mindat.org/min-3977.html | 1 | Geological | e0bedcff-eeb6-343f-aac9-84dcb127b0c5 | 2d0430aa-7d05-3447-b37e-f0365e6428f0 | 20aadc24-a391-41cf-b340-3e4529f44bde | 93a60a56-a3c8-11da-a746-0800200b9a66
Titanium ores |  |  |  | TiX |  | Mass | kg | resource | ground | https://www.mindat.org/element/titanium | 0 | Geological | 2ae730b3-c2fe-378d-9a72-bc3893476fb4 | 2d0430aa-7d05-3447-b37e-f0365e6428f0 | 20aadc24-a391-41cf-b340-3e4529f44bde | 93a60a56-a3c8-11da-a746-0800200b9a66
Torbernite |  |  |  | Cu(UO2)2(PO4)2 · 12H2O |  | Mass | kg | resource | ground | https://www.mindat.org/min-3997.html | 1 | Geological | a48ba785-3f8d-398f-bdce-9ff2c7aadf92 | 2d0430aa-7d05-3447-b37e-f0365e6428f0 | 20aadc24-a391-41cf-b340-3e4529f44bde | 93a60a56-a3c8-11da-a746-0800200b9a66
Triphylite |  |  |  | LiFe2+PO4 |  | Mass | kg | resource | ground | https://www.mindat.org/min-4020.html | 1 | Geological | 723976e1-ced0-3386-96ae-970911aba2c2 | 2d0430aa-7d05-3447-b37e-f0365e6428f0 | 20aadc24-a391-41cf-b340-3e4529f44bde | 93a60a56-a3c8-11da-a746-0800200b9a66
Trona | 533-96-0 | 533960 | 533960 | Na3H(CO3)2 · 2H2O |  | Mass | kg | resource | ground | https://www.mindat.org/min-4031.html | 1 | Geological | 241f453c-7e4f-3871-ac57-39fe25237ac9 | 2d0430aa-7d05-3447-b37e-f0365e6428f0 | 20aadc24-a391-41cf-b340-3e4529f44bde | 93a60a56-a3c8-11da-a746-0800200b9a66
Tsumgallite |  |  |  | GaO(OH) |  | Mass | kg | resource | ground | https://www.mindat.org/min-11481.html | 1 | Geological | 5294d14b-5331-3311-ba2a-418b96bde268 | 2d0430aa-7d05-3447-b37e-f0365e6428f0 | 20aadc24-a391-41cf-b340-3e4529f44bde | 93a60a56-a3c8-11da-a746-0800200b9a66
Tungsten ores |  |  |  | WX |  | Mass | kg | resource | ground | https://www.mindat.org/element/tungsten | 0 | Geological | e40d38cf-0110-31dd-b908-6d33bbe20e72 | 2d0430aa-7d05-3447-b37e-f0365e6428f0 | 20aadc24-a391-41cf-b340-3e4529f44bde | 93a60a56-a3c8-11da-a746-0800200b9a66
Turneaureite |  |  |  | Ca5(AsO4)3Cl |  | Mass | kg | resource | ground | https://www.mindat.org/min-4059.html | 1 | Geological | e812b834-8dca-3f4d-a01b-76bcef4329c6 | 2d0430aa-7d05-3447-b37e-f0365e6428f0 | 20aadc24-a391-41cf-b340-3e4529f44bde | 93a60a56-a3c8-11da-a746-0800200b9a66
Twinnite |  |  |  | Pb0.8Tl0.1Sb1.3As0.8S4 |  | Mass | kg | resource | ground | https://www.mindat.org/min-4067.html | 1 | Geological | 104b9d90-b655-3aff-b208-4f83fe6c296d | 2d0430aa-7d05-3447-b37e-f0365e6428f0 | 20aadc24-a391-41cf-b340-3e4529f44bde | 93a60a56-a3c8-11da-a746-0800200b9a66
Tyuyamunite |  |  |  | Ca(UO2)2(VO4)2 · 5-8H2O |  | Mass | kg | resource | ground | https://www.mindat.org/min-4072.html | 1 | Geological | 2b8250c6-b6d2-3907-8496-ccba441f3b68 | 2d0430aa-7d05-3447-b37e-f0365e6428f0 | 20aadc24-a391-41cf-b340-3e4529f44bde | 93a60a56-a3c8-11da-a746-0800200b9a66
Ulexite |  |  |  | NaCa[B5O6(OH)6] · 5H2O |  | Mass | kg | resource | ground | https://www.mindat.org/min-4085.html | 1 | Geological | c755b208-d789-3fb0-9c95-c6688faf3b01 | 2d0430aa-7d05-3447-b37e-f0365e6428f0 | 20aadc24-a391-41cf-b340-3e4529f44bde | 93a60a56-a3c8-11da-a746-0800200b9a66
Uraninite |  |  |  | UO2 |  | Mass | kg | resource | ground | https://www.mindat.org/min-4102.html | 1 | Geological | 73937b25-3d7d-3ace-bd3c-dd9c92897bf3 | 2d0430aa-7d05-3447-b37e-f0365e6428f0 | 20aadc24-a391-41cf-b340-3e4529f44bde | 93a60a56-a3c8-11da-a746-0800200b9a66
Uranium ores |  |  |  | UX |  | Mass | kg | resource | ground | https://www.mindat.org/element/uranium | 0 | Geological | 25943717-a5f5-33ec-98cd-dcfc04238234 | 2d0430aa-7d05-3447-b37e-f0365e6428f0 | 20aadc24-a391-41cf-b340-3e4529f44bde | 93a60a56-a3c8-11da-a746-0800200b9a66
Uranophane |  |  |  | Ca(UO2)2(SiO3OH)2 · 5H2O |  | Mass | kg | resource | ground | https://www.mindat.org/min-4107.html | 1 | Geological | 3059cd70-9f6d-3e25-9e02-0c739907a4c8 | 2d0430aa-7d05-3447-b37e-f0365e6428f0 | 20aadc24-a391-41cf-b340-3e4529f44bde | 93a60a56-a3c8-11da-a746-0800200b9a66
Uvarovite |  |  |  | Ca3Cr2(SiO4)3 |  | Mass | kg | resource | ground | https://www.mindat.org/min-4125.html | 1 | Geological | bc85aebe-0cee-3e49-a69e-9750757b1007 | 2d0430aa-7d05-3447-b37e-f0365e6428f0 | 20aadc24-a391-41cf-b340-3e4529f44bde | 93a60a56-a3c8-11da-a746-0800200b9a66
Vanadinite |  |  |  | Pb5(VO4)3Cl |  | Mass | kg | resource | ground | https://www.mindat.org/min-4139.html | 1 | Geological | d823672d-702b-3ee3-9730-15320001f466 | 2d0430aa-7d05-3447-b37e-f0365e6428f0 | 20aadc24-a391-41cf-b340-3e4529f44bde | 93a60a56-a3c8-11da-a746-0800200b9a66
Vanadium ores |  |  |  | VX |  | Mass | kg | resource | ground | https://www.mindat.org/element/Vanadium | 0 | Geological | 8d5b5f98-7c49-3301-9baa-8c87cdcd70e7 | 2d0430aa-7d05-3447-b37e-f0365e6428f0 | 20aadc24-a391-41cf-b340-3e4529f44bde | 93a60a56-a3c8-11da-a746-0800200b9a66
Vermiculite | 1318-00-9 | 1318009 | 1318009 | Mg0.7(Mg,Fe,Al)6(Si,Al)8O20(OH)4 · 8H2O |  | Mass | kg | resource | ground | https://www.mindat.org/min-4170.html | 1 | Geological | 697f24a3-fb2f-38ab-ab6a-5769845ae424 | 2d0430aa-7d05-3447-b37e-f0365e6428f0 | 20aadc24-a391-41cf-b340-3e4529f44bde | 93a60a56-a3c8-11da-a746-0800200b9a66
Voloshinite |  |  |  | Rb(LiAl1.5□1.5)(Al0.5Si3.5)O10F2 |  | Mass | kg | resource | ground | https://www.mindat.org/min-35831.html | 1 | Geological | c3063ffd-42fb-3c49-b461-12a244e220cf | 2d0430aa-7d05-3447-b37e-f0365e6428f0 | 20aadc24-a391-41cf-b340-3e4529f44bde | 93a60a56-a3c8-11da-a746-0800200b9a66
Wulfenite |  |  |  | Pb(MoO4) |  | Mass | kg | resource | ground | https://www.mindat.org/min-4322.html | 1 | Geological | c39a3286-7b0a-3bce-81e6-d1c2cfa562b0 | 2d0430aa-7d05-3447-b37e-f0365e6428f0 | 20aadc24-a391-41cf-b340-3e4529f44bde | 93a60a56-a3c8-11da-a746-0800200b9a66
Wurtzite |  |  |  | (Zn,Fe)S |  | Mass | kg | resource | ground | https://www.mindat.org/min-4318.html | 1 | Geological | 52fd0d16-22e5-3d5a-a07d-cad52124f051 | 2d0430aa-7d05-3447-b37e-f0365e6428f0 | 20aadc24-a391-41cf-b340-3e4529f44bde | 93a60a56-a3c8-11da-a746-0800200b9a66
Xenotime(Y) |  |  |  | Y(PO4) |  | Mass | kg | resource | ground | https://www.mindat.org/min-4333.html | 1 | Geological | 63bfaefb-b12c-32bb-895c-1fc1d7cfc2a1 | 2d0430aa-7d05-3447-b37e-f0365e6428f0 | 20aadc24-a391-41cf-b340-3e4529f44bde | 93a60a56-a3c8-11da-a746-0800200b9a66
Xenotime(Yb) |  |  |  | Yb(PO4) |  | Mass | kg | resource | ground | https://www.mindat.org/min-7374.html | 1 | Geological | 5a782254-34e4-3dd6-9318-e96c321427c6 | 2d0430aa-7d05-3447-b37e-f0365e6428f0 | 20aadc24-a391-41cf-b340-3e4529f44bde | 93a60a56-a3c8-11da-a746-0800200b9a66
Ytterbium ores |  |  |  | YbX |  | Mass | kg | resource | ground | https://www.mindat.org/element/Ytterbium | 0 | Geological | 1457b708-9465-3e48-93f5-2a0ac0fc04da | 2d0430aa-7d05-3447-b37e-f0365e6428f0 | 20aadc24-a391-41cf-b340-3e4529f44bde | 93a60a56-a3c8-11da-a746-0800200b9a66
Yttrium ores |  |  |  | YX |  | Mass | kg | resource | ground | https://www.mindat.org/element/Yttrium | 0 | Geological | daf70ba8-4b8f-3c8a-98cb-f14bd6ad1240 | 2d0430aa-7d05-3447-b37e-f0365e6428f0 | 20aadc24-a391-41cf-b340-3e4529f44bde | 93a60a56-a3c8-11da-a746-0800200b9a66
Zinc ores |  |  |  | ZnX |  | Mass | kg | resource | ground | https://www.mindat.org/element/zinc | 0 | Geological | 30540cd6-35cd-382d-b7b0-ee0ad65d94cc | 2d0430aa-7d05-3447-b37e-f0365e6428f0 | 20aadc24-a391-41cf-b340-3e4529f44bde | 93a60a56-a3c8-11da-a746-0800200b9a66
Zinc sulfide | 1314-98-3 | 1314983 | 1314983 | ZnS |  | Mass | kg | resource | ground |  | 0 | Geological | 65d62d50-5faf-3ec5-ad06-09deea13b40c | 2d0430aa-7d05-3447-b37e-f0365e6428f0 | 20aadc24-a391-41cf-b340-3e4529f44bde | 93a60a56-a3c8-11da-a746-0800200b9a66
Zincite |  |  |  | ZnO |  | Mass | kg | resource | ground | https://www.mindat.org/min-4410.html | 1 | Geological | 82a31dc1-2e14-3247-9314-27f781a61403 | 2d0430aa-7d05-3447-b37e-f0365e6428f0 | 20aadc24-a391-41cf-b340-3e4529f44bde | 93a60a56-a3c8-11da-a746-0800200b9a66
Zircon | 14940-68-2 | 14940682 | 14940682 | Zr(SiO4) |  | Mass | kg | resource | ground | https://www.mindat.org/min-4421.html | 1 | Geological | 25ad7c75-13ae-3a50-839e-2a8d1c66f035 | 2d0430aa-7d05-3447-b37e-f0365e6428f0 | 20aadc24-a391-41cf-b340-3e4529f44bde | 93a60a56-a3c8-11da-a746-0800200b9a66
Zirconium ores |  |  |  | ZrX |  | Mass | kg | resource | ground | https://www.mindat.org/element/zirconium | 0 | Geological | 913b28db-800a-3446-932a-3946358f4cdc | 2d0430aa-7d05-3447-b37e-f0365e6428f0 | 20aadc24-a391-41cf-b340-3e4529f44bde | 93a60a56-a3c8-11da-a746-0800200b9a66
Temperate or sub-polar needleleaf forest | [5 empty] | Area*time | m2*a | resource | ground |  | 1 | Land | 829279cf-9c51-317b-b3d8-df0b494e5121 | 2d0430aa-7d05-3447-b37e-f0365e6428f0 | c7266b67-4ea2-457f-b391-9b94e26e195a | 93a60a56-a3c8-21da-a746-0800200c9a66
Sub-polar taiga needleleaf forest | [5 empty] | Area*time | m2*a | resource | ground |  | 1 | Land | f20c5e0f-6759-38d2-a750-e37e01a13070 | 2d0430aa-7d05-3447-b37e-f0365e6428f0 | c7266b67-4ea2-457f-b391-9b94e26e195a | 93a60a56-a3c8-21da-a746-0800200c9a66
Tropical or sub-tropical broadleaf evergreen forest | [5 empty] | Area*time | m2*a | resource | ground |  | 1 | Land | 9b06941f-8666-329e-8dcc-8638bb50a2d8 | 2d0430aa-7d05-3447-b37e-f0365e6428f0 | c7266b67-4ea2-457f-b391-9b94e26e195a | 93a60a56-a3c8-21da-a746-0800200c9a66
Tropical or sub-tropical broadleaf deciduous forest | [5 empty] | Area*time | m2*a | resource | ground |  | 1 | Land | fefa64d3-b712-32b7-a3f7-4c780fe43d18 | 2d0430aa-7d05-3447-b37e-f0365e6428f0 | c7266b67-4ea2-457f-b391-9b94e26e195a | 93a60a56-a3c8-21da-a746-0800200c9a66
Temperate or sub-polar broadleaf deciduous forest | [5 empty] | Area*time | m2*a | resource | ground |  | 1 | Land | bb27aef7-f2ca-33af-8e52-89a2c64faad1 | 2d0430aa-7d05-3447-b37e-f0365e6428f0 | c7266b67-4ea2-457f-b391-9b94e26e195a | 93a60a56-a3c8-21da-a746-0800200c9a66
Mixed forest | [5 empty] | Area*time | m2*a | resource | ground |  | 1 | Land | e05ebdab-eb45-3be0-9a2a-fd89f67e1e90 | 2d0430aa-7d05-3447-b37e-f0365e6428f0 | c7266b67-4ea2-457f-b391-9b94e26e195a | 93a60a56-a3c8-21da-a746-0800200c9a66
Tropical or sub-tropical shurbland | [5 empty] | Area*time | m2*a | resource | ground |  | 1 | Land | fbdd6cbd-2c4c-3ce8-ad9f-3d60562c7cc7 | 2d0430aa-7d05-3447-b37e-f0365e6428f0 | c7266b67-4ea2-457f-b391-9b94e26e195a | 93a60a56-a3c8-21da-a746-0800200c9a66
Temperate or sub-polar shrubland | [5 empty] | Area*time | m2*a | resource | ground |  | 1 | Land | d8136b10-86e0-3995-9f3d-5a37e128cd67 | 2d0430aa-7d05-3447-b37e-f0365e6428f0 | c7266b67-4ea2-457f-b391-9b94e26e195a | 93a60a56-a3c8-21da-a746-0800200c9a66
Tropical or sub-tropical grassland | [5 empty] | Area*time | m2*a | resource | ground |  | 1 | Land | 13d01e0d-09bd-3a79-aa91-92ad72bd0b63 | 2d0430aa-7d05-3447-b37e-f0365e6428f0 | c7266b67-4ea2-457f-b391-9b94e26e195a | 93a60a56-a3c8-21da-a746-0800200c9a66
Temperate or sub-polar grassland | [5 empty] | Area*time | m2*a | resource | ground |  | 1 | Land | 96f12d45-9d2f-3b88-880e-e1e5666661c9 | 2d0430aa-7d05-3447-b37e-f0365e6428f0 | c7266b67-4ea2-457f-b391-9b94e26e195a | 93a60a56-a3c8-21da-a746-0800200c9a66
Snow and ice | [5 empty] | Area*time | m2*a | resource | ground |  | 1 | Land | a9ec529b-3889-3198-8f91-cfbb7defeea6 | 2d0430aa-7d05-3447-b37e-f0365e6428f0 | c7266b67-4ea2-457f-b391-9b94e26e195a | 93a60a56-a3c8-21da-a746-0800200c9a66
Urban and built-up | [5 empty] | Area*time | m2*a | resource | ground |  | 1 | Land | 76699ca2-b880-3afb-93f2-73f091d7ebb4 | 2d0430aa-7d05-3447-b37e-f0365e6428f0 | c7266b67-4ea2-457f-b391-9b94e26e195a | 93a60a56-a3c8-21da-a746-0800200c9a66
Barren lands | [5 empty] | Area*time | m2*a | resource | ground |  | 1 | Land | 79dc6941-23bc-353a-bd62-0a84d8b16466 | 2d0430aa-7d05-3447-b37e-f0365e6428f0 | c7266b67-4ea2-457f-b391-9b94e26e195a | 93a60a56-a3c8-21da-a746-0800200c9a66
Cropland | [5 empty] | Area*time | m2*a | resource | ground |  | 1 | Land | 92e8b585-3472-3f3f-9381-a5ec2849f6ad | 2d0430aa-7d05-3447-b37e-f0365e6428f0 | c7266b67-4ea2-457f-b391-9b94e26e195a | 93a60a56-a3c8-21da-a746-0800200c9a66
Wetland | [5 empty] | Area*time | m2*a | resource | ground |  | 1 | Land | bcc0aa17-014f-3add-8dd7-b36f38784376 | 2d0430aa-7d05-3447-b37e-f0365e6428f0 | c7266b67-4ea2-457f-b391-9b94e26e195a | 93a60a56-a3c8-21da-a746-0800200c9a66
Sub-polar or polar barren-lichen-moss | [5 empty] | Area*time | m2*a | resource | ground |  | 1 | Land | 1e3e0b5b-23ea-3ed0-b2e4-e13d7c35cfc1 | 2d0430aa-7d05-3447-b37e-f0365e6428f0 | c7266b67-4ea2-457f-b391-9b94e26e195a | 93a60a56-a3c8-21da-a746-0800200c9a66
Sub-polar or polar grassland-lichen-moss | [5 empty] | Area*time | m2*a | resource | ground |  | 1 | Land | 8d38f54f-d875-3e55-83dc-1e31ac8f5b0b | 2d0430aa-7d05-3447-b37e-f0365e6428f0 | c7266b67-4ea2-457f-b391-9b94e26e195a | 93a60a56-a3c8-21da-a746-0800200c9a66
Sub-polar or polar shrubland-lichen-moss | [5 empty] | Area*time | m2*a | resource | ground |  | 1 | Land | bc784181-7a79-33ca-86ac-8f6427ddb495 | 2d0430aa-7d05-3447-b37e-f0365e6428f0 | c7266b67-4ea2-457f-b391-9b94e26e195a | 93a60a56-a3c8-21da-a746-0800200c9a66
Land | [5 empty] | Area*time | m2*a | resource | ground |  | 0 | Land | 543e62bc-9e4d-3edc-afbd-719fee17cc9e | 2d0430aa-7d05-3447-b37e-f0365e6428f0 | c7266b67-4ea2-457f-b391-9b94e26e195a | 93a60a56-a3c8-21da-a746-0800200c9a66
Forest | [5 empty] | Area*time | m2*a | resource | ground |  | 0 | Land | a34b5301-f5d0-3038-81f8-bd100c07c80b | 2d0430aa-7d05-3447-b37e-f0365e6428f0 | c7266b67-4ea2-457f-b391-9b94e26e195a | 93a60a56-a3c8-21da-a746-0800200c9a66
Grassland | [5 empty] | Area*time | m2*a | resource | ground |  | 0 | Land | 25e28290-26db-35cc-aa45-6c371afbdc14 | 2d0430aa-7d05-3447-b37e-f0365e6428f0 | c7266b67-4ea2-457f-b391-9b94e26e195a | 93a60a56-a3c8-21da-a746-0800200c9a66
Shrubland | [5 empty] | Area*time | m2*a | resource | ground |  | 0 | Land | 28c67884-45a4-32a8-839c-e04655d8fddb | 2d0430aa-7d05-3447-b37e-f0365e6428f0 | c7266b67-4ea2-457f-b391-9b94e26e195a | 93a60a56-a3c8-21da-a746-0800200c9a66
Water | 7732189 | 7732189 | 7732189 | H2O |  | Mass | kg | resource | ground |  | 0 | Water | d3a82863-5875-38ee-8b90-71444591ed15 | 2d0430aa-7d05-3447-b37e-f0365e6428f0 | 20aadc24-a391-41cf-b340-3e4529f44bde | 93a60a56-a3c8-11da-a746-0800200b9a66
Water, fresh | 7732219 | 7732219 | 7732219 | H2O |  | Mass | kg | resource | ground |  | 1 | Water | 4ff4d99c-6825-31cd-9d2b-a1767b1a1885 | 2d0430aa-7d05-3447-b37e-f0365e6428f0 | 20aadc24-a391-41cf-b340-3e4529f44bde | 93a60a56-a3c8-11da-a746-0800200b9a66
Water, slightly saline | 7732220 | 7732220 | 7732220 | H2O |  | Mass | kg | resource | ground |  | 1 | Water | 55810443-8b97-346c-8f60-c527c90e2aea | 2d0430aa-7d05-3447-b37e-f0365e6428f0 | 20aadc24-a391-41cf-b340-3e4529f44bde | 93a60a56-a3c8-11da-a746-0800200b9a66
Water, moderately saline | 7732221 | 7732221 | 7732221 | H2O |  | Mass | kg | resource | ground |  | 1 | Water | 46d47397-3b61-36ea-b141-70c797ae390b | 2d0430aa-7d05-3447-b37e-f0365e6428f0 | 20aadc24-a391-41cf-b340-3e4529f44bde | 93a60a56-a3c8-11da-a746-0800200b9a66
Water, very saline | 7732222 | 7732222 | 7732222 | H2O |  | Mass | kg | resource | ground |  | 1 | Water | 81f8132f-f371-30ef-a62e-3b613da8e8f5 | 2d0430aa-7d05-3447-b37e-f0365e6428f0 | 20aadc24-a391-41cf-b340-3e4529f44bde | 93a60a56-a3c8-11da-a746-0800200b9a66
Bacillus subtilis | [5 empty] | Mass | kg | emission | ground |  | 1 | Biological | b580ee70-2463-3011-a483-5c85d9f98b2e | 9499238e-b0eb-35da-aef1-9114f54a0a44 | 20aadc24-a391-41cf-b340-3e4529f44bde | 93a60a56-a3c8-11da-a746-0800200b9a66
Bacillus thuringiensis var. aizawai | [5 empty] | Mass | kg | emission | ground |  | 1 | Biological | bec96152-663d-3fde-aa76-830d553b247c | 9499238e-b0eb-35da-aef1-9114f54a0a44 | 20aadc24-a391-41cf-b340-3e4529f44bde | 93a60a56-a3c8-11da-a746-0800200b9a66
Bacillus thuringiensis var. israeliensis | [5 empty] | Mass | kg | emission | ground |  | 1 | Biological | 4241ec7c-d1ef-3bac-b40c-4d8c4ace012c | 9499238e-b0eb-35da-aef1-9114f54a0a44 | 20aadc24-a391-41cf-b340-3e4529f44bde | 93a60a56-a3c8-11da-a746-0800200b9a66
Bacillus thuringiensis var. kurstaki | [5 empty] | Mass | kg | emission | ground |  | 1 | Biological | 1f094a16-6420-386d-abc5-e97d74746501 | 9499238e-b0eb-35da-aef1-9114f54a0a44 | 20aadc24-a391-41cf-b340-3e4529f44bde | 93a60a56-a3c8-11da-a746-0800200b9a66
Entomopathogenic virus | [5 empty] | Mass | kg | emission | ground |  | 1 | Biological | aeb33661-55c5-3cac-a812-1a2ec9fccc92 | 9499238e-b0eb-35da-aef1-9114f54a0a44 | 20aadc24-a391-41cf-b340-3e4529f44bde | 93a60a56-a3c8-11da-a746-0800200b9a66
(Z)-1,2-Dimethylcyclohexane | 112134 | 112134 | 112134 | C8H16 |  | Mass | kg | emission | ground | https://ofmpub.epa.gov/sor_internet/registry/substreg/searchandretrieve/substancesearch/search.do?details=displayDetails&selectedSubstanceId=41735 | 1 | Chemicals | 95942ae6-b8f4-3f13-86cf-e41851893a1f | 9499238e-b0eb-35da-aef1-9114f54a0a44 | 20aadc24-a391-41cf-b340-3e4529f44bde | 93a60a56-a3c8-11da-a746-0800200b9a66
Cyclohexanemethylamine | 481430 | 481430 | 481430 | C7H15N |  | Mass | kg | emission | ground | https://comptox.epa.gov/dashboard/dsstoxdb/results?utf8=%E2%9C%93&search=DTXSID10185958 | 1 | Chemicals | ade9cf14-8a05-3693-8ba6-73a584e91292 | 9499238e-b0eb-35da-aef1-9114f54a0a44 | 20aadc24-a391-41cf-b340-3e4529f44bde | 93a60a56-a3c8-11da-a746-0800200b9a66
Benzene, 1,1'-ethylidenebis(4-chloro- | 601649 | 601649 | 601649 | C14H12Cl2 |  | Mass | kg | emission | ground | https://ofmpub.epa.gov/sor_internet/registry/substreg/searchandretrieve/substancesearch/search.do?details=displayDetails&selectedSubstanceId=41848 | 1 | Chemicals | ff880df3-73b7-3537-9297-140a161c3f18 | 9499238e-b0eb-35da-aef1-9114f54a0a44 | 20aadc24-a391-41cf-b340-3e4529f44bde | 93a60a56-a3c8-11da-a746-0800200b9a66
Aminoparathion | 670222 | 670222 | 670222 | C10H16NO3PS |  | Mass | kg | emission | ground | https://comptox.epa.gov/dashboard/dsstoxdb/results?utf8=%E2%9C%93&search=DTXSID00190793 | 1 | Chemicals | 0b7ae08f-3d66-306c-b829-2aeb718dda3c | 9499238e-b0eb-35da-aef1-9114f54a0a44 | 20aadc24-a391-41cf-b340-3e4529f44bde | 93a60a56-a3c8-11da-a746-0800200b9a66
Ethoxychlor | 887241 | 887241 | 887241 | C18H19Cl3O2 |  | Mass | kg | emission | ground | https://comptox.epa.gov/dashboard/dsstoxdb/results?utf8=%E2%9C%93&search=DTXSID80195807 | 1 | Chemicals | d567811b-48eb-3bbc-991d-4ec5abb3527d | 9499238e-b0eb-35da-aef1-9114f54a0a44 | 20aadc24-a391-41cf-b340-3e4529f44bde | 93a60a56-a3c8-11da-a746-0800200b9a66
Ethyl 1-naphthyl ether | 1252060 | 1252060 | 1252060 | C12H12O |  | Mass | kg | emission | ground | https://comptox.epa.gov/dashboard/dsstoxdb/results?utf8=%E2%9C%93&search=DTXSID30201402 | 1 | Chemicals | 8241eb1f-7b57-31d0-8d66-ff5fd5deebc3 | 9499238e-b0eb-35da-aef1-9114f54a0a44 | 20aadc24-a391-41cf-b340-3e4529f44bde | 93a60a56-a3c8-11da-a746-0800200b9a66
2,6-Dimethoxytoluene | 1378247 | 1378247 | 1378247 | C9H12O2 |  | Mass | kg | emission | ground | https://ofmpub.epa.gov/sor_internet/registry/substreg/searchandretrieve/substancesearch/search.do?details=displayDetails&selectedSubstanceId=84075 | 1 | Chemicals | 4c979af1-2af2-38e4-abd8-0bec4c2055f4 | 9499238e-b0eb-35da-aef1-9114f54a0a44 | 20aadc24-a391-41cf-b340-3e4529f44bde | 93a60a56-a3c8-11da-a746-0800200b9a66
IPSP | 1434432 | 1434432 | 1434432 | C9H21O3PS3 |  | Mass | kg | emission | ground | https://comptox.epa.gov/dashboard/dsstoxdb/results?utf8=%E2%9C%93&search=DTXSID1058135 | 1 | Chemicals | 22405d19-05e4-3623-af65-80141d66a793 | 9499238e-b0eb-35da-aef1-9114f54a0a44 | 20aadc24-a391-41cf-b340-3e4529f44bde | 93a60a56-a3c8-11da-a746-0800200b9a66
4-Pentynoic acid | 1530250 | 1530250 | 1530250 | C5H6O2 |  | Mass | kg | emission | ground | https://comptox.epa.gov/dashboard/dsstoxdb/results?utf8=%E2%9C%93&search=DTXSID20209730 | 1 | Chemicals | c19b7755-0946-307d-9204-9fb172d5a6c4 | 9499238e-b0eb-35da-aef1-9114f54a0a44 | 20aadc24-a391-41cf-b340-3e4529f44bde | 93a60a56-a3c8-11da-a746-0800200b9a66
Octanamide, N-hydroxy- | 2000503 | 2000503 | 2000503 | C8H17NO2 |  | Mass | kg | emission | ground | https://ofmpub.epa.gov/sor_internet/registry/substreg/searchandretrieve/substancesearch/search.do?details=displayDetails&selectedSubstanceId=99833 | 1 | Chemicals | fd510efe-fdfe-35b9-a935-ff2282da1484 | 9499238e-b0eb-35da-aef1-9114f54a0a44 | 20aadc24-a391-41cf-b340-3e4529f44bde | 93a60a56-a3c8-11da-a746-0800200b9a66
Solketal | 100-79-8 | 100798 | 100798 | C6H12O3 |  | Mass | kg | emission | ground | https://ofmpub.epa.gov/sor_internet/registry/substreg/searchandretrieve/substancesearch/search.do?details=displayDetails&selectedSubstanceId=47864 | 1 | Chemicals | bc3770f9-1006-3c18-b9a4-8fe099aebfbf | 9499238e-b0eb-35da-aef1-9114f54a0a44 | 20aadc24-a391-41cf-b340-3e4529f44bde | 93a60a56-a3c8-11da-a746-0800200b9a66
Pyridine, 2-phenyl- | 1008-89-5 | 1008895 | 1008895 | C11H9N |  | Mass | kg | emission | ground | https://ofmpub.epa.gov/sor_internet/registry/substreg/searchandretrieve/substancesearch/search.do?details=displayDetails&selectedSubstanceId=94643 | 1 | Chemicals | 82c1e40f-6ba9-33dd-8c28-781a403c43a1 | 9499238e-b0eb-35da-aef1-9114f54a0a44 | 20aadc24-a391-41cf-b340-3e4529f44bde | 93a60a56-a3c8-11da-a746-0800200b9a66
Cycloxydim | 101205-02-1 | 101205021 | 101205021 | C17H27NO3S |  | Mass | kg | emission | ground | https://comptox.epa.gov/dashboard/dsstoxdb/results?utf8=%E2%9C%93&search=DTXSID0057918 | 1 | Chemicals | 1d7c6d45-fe26-3132-993d-3420f17d75ac | 9499238e-b0eb-35da-aef1-9114f54a0a44 | 20aadc24-a391-41cf-b340-3e4529f44bde | 93a60a56-a3c8-11da-a746-0800200b9a66
MCPB ethyl | 10443-70-6 | 10443706 | 10443706 | C13H17ClO3 |  | Mass | kg | emission | ground | https://ofmpub.epa.gov/sor_internet/registry/substreg/searchandretrieve/substancesearch/search.do?details=displayDetails&selectedSubstanceId=94417 | 1 | Chemicals | 9c94b96c-b5a2-3a98-8216-e97e60a8e8f6 | 9499238e-b0eb-35da-aef1-9114f54a0a44 | 20aadc24-a391-41cf-b340-3e4529f44bde | 93a60a56-a3c8-11da-a746-0800200b9a66
1-(4-Chlorophenyl)-1-phenyl-2-propynyl carbamate | 10473-70-8 | 10473708 | 10473708 | C16H12ClNO2 |  | Mass | kg | emission | ground | https://comptox.epa.gov/dashboard/dsstoxdb/results?utf8=%E2%9C%93&search=DTXSID0020313 | 1 | Chemicals | 6b2118d8-6e6f-3c99-a5b8-2e1b8dde20b8 | 9499238e-b0eb-35da-aef1-9114f54a0a44 | 20aadc24-a391-41cf-b340-3e4529f44bde | 93a60a56-a3c8-11da-a746-0800200b9a66
Clodinafop-propargyl | 105512-06-9 | 105512069 | 105512069 | C17H13ClFNO4 |  | Mass | kg | emission | ground | https://ofmpub.epa.gov/sor_internet/registry/substreg/searchandretrieve/substancesearch/search.do?details=displayDetails&selectedSubstanceId=78390 | 1 | Chemicals | ec770bd0-51dc-3068-8c74-c2c2efd1873d | 9499238e-b0eb-35da-aef1-9114f54a0a44 | 20aadc24-a391-41cf-b340-3e4529f44bde | 93a60a56-a3c8-11da-a746-0800200b9a66
Nitrothal-isopropyl | 10552-74-6 | 10552746 | 10552746 | C14H17NO6 |  | Mass | kg | emission | ground | https://comptox.epa.gov/dashboard/dsstoxdb/results?utf8=%E2%9C%93&search=DTXSID5037579 | 1 | Chemicals | 010b1930-3316-3d6a-b9f9-b9d8826b0b07 | 9499238e-b0eb-35da-aef1-9114f54a0a44 | 20aadc24-a391-41cf-b340-3e4529f44bde | 93a60a56-a3c8-11da-a746-0800200b9a66
Dibutyl (2E)-but-2-enedioate | 105-75-9 | 105759 | 105759 | C12H20O4 |  | Mass | kg | emission | ground | https://ofmpub.epa.gov/sor_internet/registry/substreg/searchandretrieve/substancesearch/search.do?details=displayDetails&selectedSubstanceId=96967 | 1 | Chemicals | b7586bd4-6e47-3501-9506-2ac2332bcc75 | 9499238e-b0eb-35da-aef1-9114f54a0a44 | 20aadc24-a391-41cf-b340-3e4529f44bde | 93a60a56-a3c8-11da-a746-0800200b9a66
1-Amyl-1-nitrosourea | 10589-74-9 | 10589749 | 10589749 | C6H13N3O2 |  | Mass | kg | emission | ground | https://comptox.epa.gov/dashboard/dsstoxdb/results?utf8=%E2%9C%93&search=DTXSID4020084 | 1 | Chemicals | c949e3ad-b2bb-3208-ba4d-d05331129c4f | 9499238e-b0eb-35da-aef1-9114f54a0a44 | 20aadc24-a391-41cf-b340-3e4529f44bde | 93a60a56-a3c8-11da-a746-0800200b9a66
Stannane, tributylhydroxy- | 1067-97-6 | 1067976 | 1067976 | C12H28OSn |  | Mass | kg | emission | ground | https://ofmpub.epa.gov/sor_internet/registry/substreg/searchandretrieve/substancesearch/search.do?details=displayDetails&selectedSubstanceId=94396 | 1 | Chemicals | fb26d161-6dff-350e-bea3-ae4a9b8c5c5e | 9499238e-b0eb-35da-aef1-9114f54a0a44 | 20aadc24-a391-41cf-b340-3e4529f44bde | 93a60a56-a3c8-11da-a746-0800200b9a66
1-Bromopropane | 106-94-5 | 106945 | 106945 | C3H7Br |  | Mass | kg | emission | ground | https://ofmpub.epa.gov/sor_internet/registry/substreg/searchandretrieve/substancesearch/search.do?details=displayDetails&selectedSubstanceId=47494 | 1 | Chemicals | 9cdc2fc9-9092-3fac-85e4-2fc9211cb0c8 | 9499238e-b0eb-35da-aef1-9114f54a0a44 | 20aadc24-a391-41cf-b340-3e4529f44bde | 93a60a56-a3c8-11da-a746-0800200b9a66
Chloroethylmercury | 107-27-7 | 107277 | 107277 | C2H5ClHg |  | Mass | kg | emission | ground | https://ofmpub.epa.gov/sor_internet/registry/substreg/searchandretrieve/substancesearch/search.do?details=displayDetails&selectedSubstanceId=76753 | 1 | Chemicals | 70d771b4-6205-3a68-9d81-63b7ef42dba6 | 9499238e-b0eb-35da-aef1-9114f54a0a44 | 20aadc24-a391-41cf-b340-3e4529f44bde | 93a60a56-a3c8-11da-a746-0800200b9a66
Acetaldehyde oxime | 107-29-9 | 107299 | 107299 | C2H5NO |  | Mass | kg | emission | ground | https://ofmpub.epa.gov/sor_internet/registry/substreg/searchandretrieve/substancesearch/search.do?details=displayDetails&selectedSubstanceId=47473 | 1 | Chemicals | 6170afbd-840a-3088-ba96-8317e5c1e5c1 | 9499238e-b0eb-35da-aef1-9114f54a0a44 | 20aadc24-a391-41cf-b340-3e4529f44bde | 93a60a56-a3c8-11da-a746-0800200b9a66
1-Acetyl-2-isonicotinoylhydrazine | 1078-38-2 | 1078382 | 1078382 | C8H9N3O2 |  | Mass | kg | emission | ground | https://comptox.epa.gov/dashboard/dsstoxdb/results?utf8=%E2%9C%93&search=DTXSID1020013 | 1 | Chemicals | 7d92e5a9-bd24-3f08-94f7-a069900b5f8a | 9499238e-b0eb-35da-aef1-9114f54a0a44 | 20aadc24-a391-41cf-b340-3e4529f44bde | 93a60a56-a3c8-11da-a746-0800200b9a66
(E)-Crotonic acid | 107-93-7 | 107937 | 107937 | C4H6O2 |  | Mass | kg | emission | ground | https://ofmpub.epa.gov/sor_internet/registry/substreg/searchandretrieve/substancesearch/search.do?details=displayDetails&selectedSubstanceId=78264 | 1 | Chemicals | 6336f106-2a81-3348-87e3-d2e5470c7a9b | 9499238e-b0eb-35da-aef1-9114f54a0a44 | 20aadc24-a391-41cf-b340-3e4529f44bde | 93a60a56-a3c8-11da-a746-0800200b9a66
1,3-Dibromopropane | 109-64-8 | 109648 | 109648 | C3H6Br2 |  | Mass | kg | emission | ground | https://ofmpub.epa.gov/sor_internet/registry/substreg/searchandretrieve/substancesearch/search.do?details=displayDetails&selectedSubstanceId=47342 | 1 | Chemicals | 44e6e331-d04e-37bf-b30a-9d25adc56f0b | 9499238e-b0eb-35da-aef1-9114f54a0a44 | 20aadc24-a391-41cf-b340-3e4529f44bde | 93a60a56-a3c8-11da-a746-0800200b9a66
1-Bromo-3-chloropropane | 109-70-6 | 109706 | 109706 | C3H6BrCl |  | Mass | kg | emission | ground | https://ofmpub.epa.gov/sor_internet/registry/substreg/searchandretrieve/substancesearch/search.do?details=displayDetails&selectedSubstanceId=47336 | 1 | Chemicals | dda786d6-271b-332f-b892-419dd3f7db91 | 9499238e-b0eb-35da-aef1-9114f54a0a44 | 20aadc24-a391-41cf-b340-3e4529f44bde | 93a60a56-a3c8-11da-a746-0800200b9a66
Pyrrole | 109-97-7 | 109977 | 109977 | C4H5N |  | Mass | kg | emission | ground | https://ofmpub.epa.gov/sor_internet/registry/substreg/searchandretrieve/substancesearch/search.do?details=displayDetails&selectedSubstanceId=47714 | 1 | Chemicals | 6bdd321a-f896-3647-b643-f8da9b4d95ae | 9499238e-b0eb-35da-aef1-9114f54a0a44 | 20aadc24-a391-41cf-b340-3e4529f44bde | 93a60a56-a3c8-11da-a746-0800200b9a66
2,2'-Thiobisethanol | 111-48-8 | 111488 | 111488 | C4H10O2S |  | Mass | kg | emission | ground | https://ofmpub.epa.gov/sor_internet/registry/substreg/searchandretrieve/substancesearch/search.do?details=displayDetails&selectedSubstanceId=96244 | 1 | Chemicals | 64aec5bd-3659-30cd-900f-adb42a733acf | 9499238e-b0eb-35da-aef1-9114f54a0a44 | 20aadc24-a391-41cf-b340-3e4529f44bde | 93a60a56-a3c8-11da-a746-0800200b9a66
Pentylhydrazine hydrochloride | 1119-68-2 | 1119682 | 1119682 | C5H15ClN2 |  | Mass | kg | emission | ground | https://comptox.epa.gov/dashboard/dsstoxdb/results?utf8=%E2%9C%93&search=DTXSID1021112 | 1 | Chemicals | 92ee7d6d-ca6b-3dde-b961-776032c911f5 | 9499238e-b0eb-35da-aef1-9114f54a0a44 | 20aadc24-a391-41cf-b340-3e4529f44bde | 93a60a56-a3c8-11da-a746-0800200b9a66
Pyridine, 4-nitro- | 1122-61-8 | 1122618 | 1122618 | C5H4N2O2 |  | Mass | kg | emission | ground | https://ofmpub.epa.gov/sor_internet/registry/substreg/searchandretrieve/substancesearch/search.do?details=displayDetails&selectedSubstanceId=76725 | 1 | Chemicals | 8d090d19-391c-3e5d-910f-dd28a35a8718 | 9499238e-b0eb-35da-aef1-9114f54a0a44 | 20aadc24-a391-41cf-b340-3e4529f44bde | 93a60a56-a3c8-11da-a746-0800200b9a66
Benzaldehyde, 4-bromo- | 1122-91-4 | 1122914 | 1122914 | C7H5BrO |  | Mass | kg | emission | ground | https://ofmpub.epa.gov/sor_internet/registry/substreg/searchandretrieve/substancesearch/search.do?details=displayDetails&selectedSubstanceId=43461 | 1 | Chemicals | b59d4174-1f3e-300b-ba72-afa8fe7f90d2 | 9499238e-b0eb-35da-aef1-9114f54a0a44 | 20aadc24-a391-41cf-b340-3e4529f44bde | 93a60a56-a3c8-11da-a746-0800200b9a66
Stannane, trichlorophenyl- | 1124-19-2 | 1124192 | 1124192 | C6H5Cl3Sn |  | Mass | kg | emission | ground | https://ofmpub.epa.gov/sor_internet/registry/substreg/searchandretrieve/substancesearch/search.do?details=displayDetails&selectedSubstanceId=76723 | 1 | Chemicals | ec877b55-2530-317f-9865-05191d174d2e | 9499238e-b0eb-35da-aef1-9114f54a0a44 | 20aadc24-a391-41cf-b340-3e4529f44bde | 93a60a56-a3c8-11da-a746-0800200b9a66
1-Chlorododecane | 112-52-7 | 112527 | 112527 | C12H25Cl |  | Mass | kg | emission | ground | https://ofmpub.epa.gov/sor_internet/registry/substreg/searchandretrieve/substancesearch/search.do?details=displayDetails&selectedSubstanceId=47263 | 1 | Chemicals | 7c2ba106-6c64-305d-be0d-bd7bf5875610 | 9499238e-b0eb-35da-aef1-9114f54a0a44 | 20aadc24-a391-41cf-b340-3e4529f44bde | 93a60a56-a3c8-11da-a746-0800200b9a66
Nitrosoanabasine | 1133-64-8 | 1133648 | 1133648 | C10H13N3O |  | Mass | kg | emission | ground | https://comptox.epa.gov/dashboard/dsstoxdb/results?utf8=%E2%9C%93&search=DTXSID3021019 | 1 | Chemicals | 6c8c1cb3-5030-331e-9c9a-42af78c63de9 | 9499238e-b0eb-35da-aef1-9114f54a0a44 | 20aadc24-a391-41cf-b340-3e4529f44bde | 93a60a56-a3c8-11da-a746-0800200b9a66
Stannane, dichlorodiphenyl- | 1135-99-5 | 1135995 | 1135995 | C12H10Cl2Sn |  | Mass | kg | emission | ground | https://ofmpub.epa.gov/sor_internet/registry/substreg/searchandretrieve/substancesearch/search.do?details=displayDetails&selectedSubstanceId=76716 | 1 | Chemicals | a4ec4d0a-5c62-3478-9086-c09af6baa238 | 9499238e-b0eb-35da-aef1-9114f54a0a44 | 20aadc24-a391-41cf-b340-3e4529f44bde | 93a60a56-a3c8-11da-a746-0800200b9a66
Picoxystrobin | 117428-22-5 | 117428225 | 117428225 | C18H16F3NO4 |  | Mass | kg | emission | ground | https://ofmpub.epa.gov/sor_internet/registry/substreg/searchandretrieve/substancesearch/search.do?details=displayDetails&selectedSubstanceId=100488 | 1 | Chemicals | 1b45b45b-8e23-3b53-8108-4c8d51f87bc6 | 9499238e-b0eb-35da-aef1-9114f54a0a44 | 20aadc24-a391-41cf-b340-3e4529f44bde | 93a60a56-a3c8-11da-a746-0800200b9a66
4-(Diethylamino)benzaldehyde | 120-21-8 | 120218 | 120218 | C11H15NO |  | Mass | kg | emission | ground | https://ofmpub.epa.gov/sor_internet/registry/substreg/searchandretrieve/substancesearch/search.do?details=displayDetails&selectedSubstanceId=47031 | 1 | Chemicals | f873529e-d5b6-310d-811c-99df0fee27af | 9499238e-b0eb-35da-aef1-9114f54a0a44 | 20aadc24-a391-41cf-b340-3e4529f44bde | 93a60a56-a3c8-11da-a746-0800200b9a66
Imazosulfuron | 122548-33-8 | 122548338 | 122548338 | C14H13ClN6O5S |  | Mass | kg | emission | ground | https://ofmpub.epa.gov/sor_internet/registry/substreg/searchandretrieve/substancesearch/search.do?details=displayDetails&selectedSubstanceId=100944 | 1 | Chemicals | 4e450198-9ca9-3103-857c-e0968c0a5316 | 9499238e-b0eb-35da-aef1-9114f54a0a44 | 20aadc24-a391-41cf-b340-3e4529f44bde | 93a60a56-a3c8-11da-a746-0800200b9a66
Phenyl acetate | 122-79-2 | 122792 | 122792 | C8H8O2 |  | Mass | kg | emission | ground | https://ofmpub.epa.gov/sor_internet/registry/substreg/searchandretrieve/substancesearch/search.do?details=displayDetails&selectedSubstanceId=47237 | 1 | Chemicals | e2b83857-8269-3189-9b40-0003376139e4 | 9499238e-b0eb-35da-aef1-9114f54a0a44 | 20aadc24-a391-41cf-b340-3e4529f44bde | 93a60a56-a3c8-11da-a746-0800200b9a66
2-Methylpentanal | 123-15-9 | 123159 | 123159 | C6H12O |  | Mass | kg | emission | ground | https://ofmpub.epa.gov/sor_internet/registry/substreg/searchandretrieve/substancesearch/search.do?details=displayDetails&selectedSubstanceId=94711 | 1 | Chemicals | fa447a2e-6b49-35a3-abd2-1ae783505879 | 9499238e-b0eb-35da-aef1-9114f54a0a44 | 20aadc24-a391-41cf-b340-3e4529f44bde | 93a60a56-a3c8-11da-a746-0800200b9a66
Diethyl butanedioate | 123-25-1 | 123251 | 123251 | C8H14O4 |  | Mass | kg | emission | ground | https://ofmpub.epa.gov/sor_internet/registry/substreg/searchandretrieve/substancesearch/search.do?details=displayDetails&selectedSubstanceId=94709 | 1 | Chemicals | 65287505-a8bf-3760-b50c-c3c02af87f6e | 9499238e-b0eb-35da-aef1-9114f54a0a44 | 20aadc24-a391-41cf-b340-3e4529f44bde | 93a60a56-a3c8-11da-a746-0800200b9a66
Cyclochlorotine | 12663-46-6 | 12663466 | 12663466 | C24H31Cl2N5O7 |  | Mass | kg | emission | ground | https://comptox.epa.gov/dashboard/dsstoxdb/results?utf8=%E2%9C%93&search=DTXSID1020356 | 1 | Chemicals | fc0bd9b8-321d-3bc3-8bb0-2efa3b072840 | 9499238e-b0eb-35da-aef1-9114f54a0a44 | 20aadc24-a391-41cf-b340-3e4529f44bde | 93a60a56-a3c8-11da-a746-0800200b9a66
Tolfenpyrad | 129558-76-5 | 129558765 | 129558765 | C21H22ClN3O2 |  | Mass | kg | emission | ground | https://ofmpub.epa.gov/sor_internet/registry/substreg/searchandretrieve/substancesearch/search.do?details=displayDetails&selectedSubstanceId=101003 | 1 | Chemicals | 65b4db90-259e-34c5-a830-7220190f91ed | 9499238e-b0eb-35da-aef1-9114f54a0a44 | 20aadc24-a391-41cf-b340-3e4529f44bde | 93a60a56-a3c8-11da-a746-0800200b9a66
Nitroso-N-methyl-N-(2-phenyl)ethylamine | 13256-11-6 | 13256116 | 13256116 | C9H12N2O |  | Mass | kg | emission | ground | https://comptox.epa.gov/dashboard/dsstoxdb/results?utf8=%E2%9C%93&search=DTXSID9021003 | 1 | Chemicals | 2b116319-aa0b-364b-a3ec-8bdcb967bf61 | 9499238e-b0eb-35da-aef1-9114f54a0a44 | 20aadc24-a391-41cf-b340-3e4529f44bde | 93a60a56-a3c8-11da-a746-0800200b9a66
Halosulfuron | 135397-30-7 | 135397307 | 135397307 | C12H13ClN6O7S |  | Mass | kg | emission | ground | https://ofmpub.epa.gov/sor_internet/registry/substreg/searchandretrieve/substancesearch/search.do?details=displayDetails&selectedSubstanceId=76801 | 1 | Chemicals | fade26d8-cc84-37b2-afc9-8f9cfc61a4ee | 9499238e-b0eb-35da-aef1-9114f54a0a44 | 20aadc24-a391-41cf-b340-3e4529f44bde | 93a60a56-a3c8-11da-a746-0800200b9a66
1-(2-Hydroxyethyl)-1-nitrosourea | 13743-07-2 | 13743072 | 13743072 | C3H7N3O3 |  | Mass | kg | emission | ground | https://comptox.epa.gov/dashboard/dsstoxdb/results?utf8=%E2%9C%93&search=DTXSID1020726 | 1 | Chemicals | db9ad29a-252d-3542-b7bc-57a4da53b7c9 | 9499238e-b0eb-35da-aef1-9114f54a0a44 | 20aadc24-a391-41cf-b340-3e4529f44bde | 93a60a56-a3c8-11da-a746-0800200b9a66
R(-)-2-Methyl-N-nitrosopiperidine | 14026-03-0 | 14026030 | 14026030 | C6H12N2O |  | Mass | kg | emission | ground | https://comptox.epa.gov/dashboard/dsstoxdb/results?utf8=%E2%9C%93&search=DTXSID6020852 | 1 | Chemicals | dcd193bb-cb2a-34bd-9225-825a41b056ec | 9499238e-b0eb-35da-aef1-9114f54a0a44 | 20aadc24-a391-41cf-b340-3e4529f44bde | 93a60a56-a3c8-11da-a746-0800200b9a66
Diethyl chloromalonate | 14064-10-9 | 14064109 | 14064109 | C7H11ClO4 |  | Mass | kg | emission | ground | https://ofmpub.epa.gov/sor_internet/registry/substreg/searchandretrieve/substancesearch/search.do?details=displayDetails&selectedSubstanceId=61209 | 1 | Chemicals | 005e264f-15b7-36f3-a1b2-a0ea5d9359c0 | 9499238e-b0eb-35da-aef1-9114f54a0a44 | 20aadc24-a391-41cf-b340-3e4529f44bde | 93a60a56-a3c8-11da-a746-0800200b9a66
Sodium O-ethyl carbonodithioate | 140-90-9 | 140909 | 140909 | C3H5NaOS2 |  | Mass | kg | emission | ground | https://ofmpub.epa.gov/sor_internet/registry/substreg/searchandretrieve/substancesearch/search.do?details=displayDetails&selectedSubstanceId=46854 | 1 | Chemicals | 3ae8c88b-dcb9-3826-9b58-900eac8d735d | 9499238e-b0eb-35da-aef1-9114f54a0a44 | 20aadc24-a391-41cf-b340-3e4529f44bde | 93a60a56-a3c8-11da-a746-0800200b9a66
Diethyl maleate | 141-05-9 | 141059 | 141059 | C8H12O4 |  | Mass | kg | emission | ground | https://ofmpub.epa.gov/sor_internet/registry/substreg/searchandretrieve/substancesearch/search.do?details=displayDetails&selectedSubstanceId=46846 | 1 | Chemicals | 8c00cd21-3ba8-3a4f-8cd6-866bbf7b5b32 | 9499238e-b0eb-35da-aef1-9114f54a0a44 | 20aadc24-a391-41cf-b340-3e4529f44bde | 93a60a56-a3c8-11da-a746-0800200b9a66
Propanedioic acid | 141-82-2 | 141822 | 141822 | C3H4O4 |  | Mass | kg | emission | ground | https://ofmpub.epa.gov/sor_internet/registry/substreg/searchandretrieve/substancesearch/search.do?details=displayDetails&selectedSubstanceId=46134 | 1 | Chemicals | ff96ce27-b9e8-3039-aa27-1953415d6521 | 9499238e-b0eb-35da-aef1-9114f54a0a44 | 20aadc24-a391-41cf-b340-3e4529f44bde | 93a60a56-a3c8-11da-a746-0800200b9a66
Hexyl acetate | 142-92-7 | 142927 | 142927 | C8H16O2 |  | Mass | kg | emission | ground | https://ofmpub.epa.gov/sor_internet/registry/substreg/searchandretrieve/substancesearch/search.do?details=displayDetails&selectedSubstanceId=46514 | 1 | Chemicals | 6353a0df-42e1-3327-901a-0836013ac105 | 9499238e-b0eb-35da-aef1-9114f54a0a44 | 20aadc24-a391-41cf-b340-3e4529f44bde | 93a60a56-a3c8-11da-a746-0800200b9a66
Sodium barbital | 144-02-5 | 144025 | 144025 | C8H11N2NaO3 |  | Mass | kg | emission | ground | https://comptox.epa.gov/dashboard/dsstoxdb/results?utf8=%E2%9C%93&search=DTXSID3020128 | 1 | Chemicals | a3d27b1d-0fe9-363a-8774-b479df53b1e5 | 9499238e-b0eb-35da-aef1-9114f54a0a44 | 20aadc24-a391-41cf-b340-3e4529f44bde | 93a60a56-a3c8-11da-a746-0800200b9a66
Metam | 144-54-7 | 144547 | 144547 | C2H5NS2 |  | Mass | kg | emission | ground | https://comptox.epa.gov/dashboard/dsstoxdb/results?utf8=%E2%9C%93&search=DTXSID5043970 | 1 | Chemicals | 417b7a0f-93aa-3f56-b9d6-643373068eab | 9499238e-b0eb-35da-aef1-9114f54a0a44 | 20aadc24-a391-41cf-b340-3e4529f44bde | 93a60a56-a3c8-11da-a746-0800200b9a66
Nitroso-2,6-dimethylmorpholine | 1456-28-6 | 1456286 | 1456286 | C6H12N2O2 |  | Mass | kg | emission | ground | https://ofmpub.epa.gov/sor_internet/registry/substreg/searchandretrieve/substancesearch/search.do?details=displayDetails&selectedSubstanceId=96855 | 1 | Chemicals | e2212c8b-4b24-352d-a8f8-49e7aef47b52 | 9499238e-b0eb-35da-aef1-9114f54a0a44 | 20aadc24-a391-41cf-b340-3e4529f44bde | 93a60a56-a3c8-11da-a746-0800200b9a66
Florasulam | 145701-23-1 | 145701231 | 145701231 | C12H8F3N5O3S |  | Mass | kg | emission | ground | https://ofmpub.epa.gov/sor_internet/registry/substreg/searchandretrieve/substancesearch/search.do?details=displayDetails&selectedSubstanceId=100929 | 1 | Chemicals | af43273c-867c-3f89-91cf-8e8a2db24cbb | 9499238e-b0eb-35da-aef1-9114f54a0a44 | 20aadc24-a391-41cf-b340-3e4529f44bde | 93a60a56-a3c8-11da-a746-0800200b9a66
2,2,5,5-Tetramethyltetrahydrofuran | 15045-43-9 | 15045439 | 15045439 | C8H16O |  | Mass | kg | emission | ground | https://ofmpub.epa.gov/sor_internet/registry/substreg/searchandretrieve/substancesearch/search.do?details=displayDetails&selectedSubstanceId=96818 | 1 | Chemicals | 61a31da8-725c-30b3-9729-72a9f4aa8a88 | 9499238e-b0eb-35da-aef1-9114f54a0a44 | 20aadc24-a391-41cf-b340-3e4529f44bde | 93a60a56-a3c8-11da-a746-0800200b9a66
Trimethyl lead chloride | 1520-78-1 | 1520781 | 1520781 | C3H9ClPb |  | Mass | kg | emission | ground | https://ofmpub.epa.gov/sor_internet/registry/substreg/searchandretrieve/substancesearch/search.do?details=displayDetails&selectedSubstanceId=96624 | 1 | Chemicals | 2455e056-3c2e-3e77-9db5-72b332053069 | 9499238e-b0eb-35da-aef1-9114f54a0a44 | 20aadc24-a391-41cf-b340-3e4529f44bde | 93a60a56-a3c8-11da-a746-0800200b9a66
Cartap hydrochloride | 15263-52-2 | 15263522 | 15263522 | C7H16ClN3O2S2 |  | Mass | kg | emission | ground | https://ofmpub.epa.gov/sor_internet/registry/substreg/searchandretrieve/substancesearch/search.do?details=displayDetails&selectedSubstanceId=97550 | 1 | Chemicals | 93bcb933-db11-3e6b-92fc-2e48969db06c | 9499238e-b0eb-35da-aef1-9114f54a0a44 | 20aadc24-a391-41cf-b340-3e4529f44bde | 93a60a56-a3c8-11da-a746-0800200b9a66
Cartap | 15263-53-3 | 15263533 | 15263533 | C7H15N3O2S2 |  | Mass | kg | emission | ground | https://ofmpub.epa.gov/sor_internet/registry/substreg/searchandretrieve/substancesearch/search.do?details=displayDetails&selectedSubstanceId=97549 | 1 | Chemicals | b8d7315e-b8b4-3e08-ba4f-fdc2f2f47075 | 9499238e-b0eb-35da-aef1-9114f54a0a44 | 20aadc24-a391-41cf-b340-3e4529f44bde | 93a60a56-a3c8-11da-a746-0800200b9a66
Phenylethylhydrazine sulfate | 156-51-4 | 156514 | 156514 | C8H14N2O4S |  | Mass | kg | emission | ground | https://comptox.epa.gov/dashboard/dsstoxdb/results?utf8=%E2%9C%93&search=DTXSID3021144 | 1 | Chemicals | bd4ee471-e0f5-3390-84b8-2a1b785b217e | 9499238e-b0eb-35da-aef1-9114f54a0a44 | 20aadc24-a391-41cf-b340-3e4529f44bde | 93a60a56-a3c8-11da-a746-0800200b9a66
Molybdenum(VI) | 16065-87-5 | 16065875 | 16065875 | Mo |  | Mass | kg | emission | ground | https://comptox.epa.gov/dashboard/dsstoxdb/results?utf8=%E2%9C%93&search=DTXSID00872441 | 1 | Chemicals | 1df705f9-f6bc-3567-8d4c-1972bd1ad4db | 9499238e-b0eb-35da-aef1-9114f54a0a44 | 20aadc24-a391-41cf-b340-3e4529f44bde | 93a60a56-a3c8-11da-a746-0800200b9a66
4,4'-Bis(2-morpholino-4-anilino-s-triazinyl-6-amino)stilbene-2,2'-disulfonic acid disodium salt | 16090-02-1 | 16090021 | 16090021 | C40H38N12Na2O8S2 |  | Mass | kg | emission | ground | https://ofmpub.epa.gov/sor_internet/registry/substreg/searchandretrieve/substancesearch/search.do?details=displayDetails&selectedSubstanceId=93453 | 1 | Chemicals | db18b834-11e2-33a9-99f6-81242ac50efc | 9499238e-b0eb-35da-aef1-9114f54a0a44 | 20aadc24-a391-41cf-b340-3e4529f44bde | 93a60a56-a3c8-11da-a746-0800200b9a66
Z-Ethyl-O,N,N-azoxyethane | 16301-26-1 | 16301261 | 16301261 | C4H10N2O |  | Mass | kg | emission | ground | https://comptox.epa.gov/dashboard/dsstoxdb/results?utf8=%E2%9C%93&search=DTXSID4020585 | 1 | Chemicals | fd76644a-6344-38e5-bb60-c674344629a3 | 9499238e-b0eb-35da-aef1-9114f54a0a44 | 20aadc24-a391-41cf-b340-3e4529f44bde | 93a60a56-a3c8-11da-a746-0800200b9a66
Diallylnitrosamine | 16338-97-9 | 16338979 | 16338979 | C6H10N2O |  | Mass | kg | emission | ground | https://comptox.epa.gov/dashboard/dsstoxdb/results?utf8=%E2%9C%93&search=DTXSID2020395 | 1 | Chemicals | 917ad03e-9dfb-36a5-9fc0-e5cc87275465 | 9499238e-b0eb-35da-aef1-9114f54a0a44 | 20aadc24-a391-41cf-b340-3e4529f44bde | 93a60a56-a3c8-11da-a746-0800200b9a66
Ferrate(1-), [N-[2-[bis[(carboxy-.kappa.O)methyl]amino-.kappa.N]ethyl]-N-[2-(hydroxy-.kappa.O)ethyl]glycinato(3-)-.kappa.N,.kappa.O]-, sodium | 16485-47-5 | 16485475 | 16485475 | C10H15FeN2NaO7 |  | Mass | kg | emission | ground | https://ofmpub.epa.gov/sor_internet/registry/substreg/searchandretrieve/substancesearch/search.do?details=displayDetails&selectedSubstanceId=60450 | 1 | Chemicals | f5531230-4809-3802-b8c2-f8cf6c94b247 | 9499238e-b0eb-35da-aef1-9114f54a0a44 | 20aadc24-a391-41cf-b340-3e4529f44bde | 93a60a56-a3c8-11da-a746-0800200b9a66
N-Methyl-N-nitroso-4-[2-(4-quinolinyl)ethenyl]benzenamine | 16699-10-8 | 16699108 | 16699108 | C18H15N3O |  | Mass | kg | emission | ground | https://comptox.epa.gov/dashboard/dsstoxdb/results?utf8=%E2%9C%93&search=DTXSID7020849 | 1 | Chemicals | 5473c41a-cb2a-3547-ad72-5519755ebbdd | 9499238e-b0eb-35da-aef1-9114f54a0a44 | 20aadc24-a391-41cf-b340-3e4529f44bde | 93a60a56-a3c8-11da-a746-0800200b9a66
1-Nitroso-5,6-dihydrouracil | 16813-36-8 | 16813368 | 16813368 | C4H5N3O3 |  | Mass | kg | emission | ground | https://comptox.epa.gov/dashboard/dsstoxdb/results?utf8=%E2%9C%93&search=DTXSID6020989 | 1 | Chemicals | e2a26496-c1bc-3d35-a961-be6cefd5f1c3 | 9499238e-b0eb-35da-aef1-9114f54a0a44 | 20aadc24-a391-41cf-b340-3e4529f44bde | 93a60a56-a3c8-11da-a746-0800200b9a66
2-Phenyl-4,5-dichloro-3-pyridazinone | 1698-53-9 | 1698539 | 1698539 | C10H6Cl2N2O |  | Mass | kg | emission | ground | https://comptox.epa.gov/dashboard/dsstoxdb/results?utf8=%E2%9C%93&search=DTXSID60168751 | 1 | Chemicals | a6fb9558-076c-39a9-b8da-506e3ba6318e | 9499238e-b0eb-35da-aef1-9114f54a0a44 | 20aadc24-a391-41cf-b340-3e4529f44bde | 93a60a56-a3c8-11da-a746-0800200b9a66
Bensultap | 17606-31-4 | 17606314 | 17606314 | C17H21NO4S4 |  | Mass | kg | emission | ground | https://ofmpub.epa.gov/sor_internet/registry/substreg/searchandretrieve/substancesearch/search.do?details=displayDetails&selectedSubstanceId=94795 | 1 | Chemicals | dbcf2174-076f-3e77-b8e9-9b4c6ffcc262 | 9499238e-b0eb-35da-aef1-9114f54a0a44 | 20aadc24-a391-41cf-b340-3e4529f44bde | 93a60a56-a3c8-11da-a746-0800200b9a66
N-Nitrosoephedrine | 17608-59-2 | 17608592 | 17608592 | C10H14N2O2 |  | Mass | kg | emission | ground | https://comptox.epa.gov/dashboard/dsstoxdb/results?utf8=%E2%9C%93&search=DTXSID1021035 | 1 | Chemicals | 03a67c14-273b-3d75-b01e-cf6af9218b4f | 9499238e-b0eb-35da-aef1-9114f54a0a44 | 20aadc24-a391-41cf-b340-3e4529f44bde | 93a60a56-a3c8-11da-a746-0800200b9a66
4-(Diethylamino)salicylaldehyde | 17754-90-4 | 17754904 | 17754904 | C11H15NO2 |  | Mass | kg | emission | ground | https://ofmpub.epa.gov/sor_internet/registry/substreg/searchandretrieve/substancesearch/search.do?details=displayDetails&selectedSubstanceId=92510 | 1 | Chemicals | 4f092ca1-663b-3941-9b76-7a475c95d8e0 | 9499238e-b0eb-35da-aef1-9114f54a0a44 | 20aadc24-a391-41cf-b340-3e4529f44bde | 93a60a56-a3c8-11da-a746-0800200b9a66
Prothioconazole | 178928-70-6 | 178928706 | 178928706 | C14H15Cl2N3OS |  | Mass | kg | emission | ground | https://ofmpub.epa.gov/sor_internet/registry/substreg/searchandretrieve/substancesearch/search.do?details=displayDetails&selectedSubstanceId=100972 | 1 | Chemicals | d3b35498-1813-3aee-9c74-21af45d5f8a4 | 9499238e-b0eb-35da-aef1-9114f54a0a44 | 20aadc24-a391-41cf-b340-3e4529f44bde | 93a60a56-a3c8-11da-a746-0800200b9a66
Cyflufenamid | 180409-60-3 | 180409603 | 180409603 | C20H17F5N2O2 |  | Mass | kg | emission | ground | https://ofmpub.epa.gov/sor_internet/registry/substreg/searchandretrieve/substancesearch/search.do?details=displayDetails&selectedSubstanceId=101089 | 1 | Chemicals | ee5ec40f-5a4e-3925-949e-8d0ce846c112 | 9499238e-b0eb-35da-aef1-9114f54a0a44 | 20aadc24-a391-41cf-b340-3e4529f44bde | 93a60a56-a3c8-11da-a746-0800200b9a66
Penthiopyrad | 183675-82-3 | 183675823 | 183675823 | C16H20F3N3OS |  | Mass | kg | emission | ground | https://ofmpub.epa.gov/sor_internet/registry/substreg/searchandretrieve/substancesearch/search.do?details=displayDetails&selectedSubstanceId=100958 | 1 | Chemicals | 735c017d-8dbe-397e-8ea2-9335bcd9d0f0 | 9499238e-b0eb-35da-aef1-9114f54a0a44 | 20aadc24-a391-41cf-b340-3e4529f44bde | 93a60a56-a3c8-11da-a746-0800200b9a66
6-Chloro-2-picoline | 18368-63-3 | 18368633 | 18368633 | C6H6ClN |  | Mass | kg | emission | ground | https://ofmpub.epa.gov/sor_internet/registry/substreg/searchandretrieve/substancesearch/search.do?details=displayDetails&selectedSubstanceId=94575 | 1 | Chemicals | 0dadf155-caba-34cd-a402-94d90a48eb85 | 9499238e-b0eb-35da-aef1-9114f54a0a44 | 20aadc24-a391-41cf-b340-3e4529f44bde | 93a60a56-a3c8-11da-a746-0800200b9a66
2-Nonynoic acid | 1846-70-4 | 1846704 | 1846704 | C9H14O2 |  | Mass | kg | emission | ground | https://ofmpub.epa.gov/sor_internet/registry/substreg/searchandretrieve/substancesearch/search.do?details=displayDetails&selectedSubstanceId=94568 | 1 | Chemicals | bfa9a374-6f0a-3536-a3d4-ead3b65d1364 | 9499238e-b0eb-35da-aef1-9114f54a0a44 | 20aadc24-a391-41cf-b340-3e4529f44bde | 93a60a56-a3c8-11da-a746-0800200b9a66
Acetone[4-(5-nitro-2-furyl)-2-thiazolyl] hydrazone | 18523-69-8 | 18523698 | 18523698 | C10H10N4O3S |  | Mass | kg | emission | ground | https://comptox.epa.gov/dashboard/dsstoxdb/results?utf8=%E2%9C%93&search=DTXSID2020008 | 1 | Chemicals | e1cafd1c-d089-3851-8907-9ed3d88967cf | 9499238e-b0eb-35da-aef1-9114f54a0a44 | 20aadc24-a391-41cf-b340-3e4529f44bde | 93a60a56-a3c8-11da-a746-0800200b9a66
Albuterol | 18559-94-9 | 18559949 | 18559949 | C13H21NO3 |  | Mass | kg | emission | ground | https://ofmpub.epa.gov/sor_internet/registry/substreg/searchandretrieve/substancesearch/search.do?details=displayDetails&selectedSubstanceId=101307 | 1 | Chemicals | 02c8b2a4-f18f-38f2-9536-bccffea368cc | 9499238e-b0eb-35da-aef1-9114f54a0a44 | 20aadc24-a391-41cf-b340-3e4529f44bde | 93a60a56-a3c8-11da-a746-0800200b9a66
3-Chloro-2-chloromethyl-1-propene | 1871-57-4 | 1871574 | 1871574 | C4H6Cl2 |  | Mass | kg | emission | ground | https://ofmpub.epa.gov/sor_internet/registry/substreg/searchandretrieve/substancesearch/search.do?details=displayDetails&selectedSubstanceId=94559 | 1 | Chemicals | e7a51906-d8ab-3564-a384-18698e052a5e | 9499238e-b0eb-35da-aef1-9114f54a0a44 | 20aadc24-a391-41cf-b340-3e4529f44bde | 93a60a56-a3c8-11da-a746-0800200b9a66
Spinetoram L | 187166-15-0 | 187166150 | 187166150 | C43H69NO10 |  | Mass | kg | emission | ground | https://ofmpub.epa.gov/sor_internet/registry/substreg/searchandretrieve/substancesearch/search.do?details=displayDetails&selectedSubstanceId=100979 | 1 | Chemicals | 33417fd5-2588-3463-8add-aaa66fa2f38e | 9499238e-b0eb-35da-aef1-9114f54a0a44 | 20aadc24-a391-41cf-b340-3e4529f44bde | 93a60a56-a3c8-11da-a746-0800200b9a66
Spinetoram J | 187166-40-1 | 187166401 | 187166401 | C42H69NO10 |  | Mass | kg | emission | ground | https://ofmpub.epa.gov/sor_internet/registry/substreg/searchandretrieve/substancesearch/search.do?details=displayDetails&selectedSubstanceId=100978 | 1 | Chemicals | b3b864e6-e652-3473-bd36-b00a9fe1f8d4 | 9499238e-b0eb-35da-aef1-9114f54a0a44 | 20aadc24-a391-41cf-b340-3e4529f44bde | 93a60a56-a3c8-11da-a746-0800200b9a66
Fluoxastrobin (E,Z isomer) | 193740-76-0 | 193740760 | 193740760 | C21H16ClFN4O5 |  | Mass | kg | emission | ground | https://ofmpub.epa.gov/sor_internet/registry/substreg/searchandretrieve/substancesearch/search.do?details=displayDetails&selectedSubstanceId=126032 | 1 | Chemicals | a5d908d8-0f70-3707-8537-18f3f87d0cc2 | 9499238e-b0eb-35da-aef1-9114f54a0a44 | 20aadc24-a391-41cf-b340-3e4529f44bde | 93a60a56-a3c8-11da-a746-0800200b9a66
7-Dodecen-1-ol,(7Z)- | 20056-92-2 | 20056922 | 20056922 | C12H24O |  | Mass | kg | emission | ground | https://comptox.epa.gov/dashboard/dsstoxdb/results?utf8=%E2%9C%93&search=DTXSID20274160 | 1 | Chemicals | 13fc554d-1fba-3ed1-af72-2759d7f69d29 | 9499238e-b0eb-35da-aef1-9114f54a0a44 | 20aadc24-a391-41cf-b340-3e4529f44bde | 93a60a56-a3c8-11da-a746-0800200b9a66
Phosphorodithioic acid, S-(2-(ethylsulfonyl)ethyl) O,O-dimethyl ester | 20301-63-7 | 20301637 | 20301637 | C6H15O4PS3 |  | Mass | kg | emission | ground | https://comptox.epa.gov/dashboard/dsstoxdb/results?utf8=%E2%9C%93&search=DTXSID20174191 | 1 | Chemicals | 789ae14a-018e-3886-9f63-e1de6dd38905 | 9499238e-b0eb-35da-aef1-9114f54a0a44 | 20aadc24-a391-41cf-b340-3e4529f44bde | 93a60a56-a3c8-11da-a746-0800200b9a66
Spirotetramat | 203313-25-1 | 203313251 | 203313251 | C21H27NO5 |  | Mass | kg | emission | ground | https://ofmpub.epa.gov/sor_internet/registry/substreg/searchandretrieve/substancesearch/search.do?details=displayDetails&selectedSubstanceId=100981 | 1 | Chemicals | 1ece8a1f-50da-3bbf-9ced-e7b246f02c35 | 9499238e-b0eb-35da-aef1-9114f54a0a44 | 20aadc24-a391-41cf-b340-3e4529f44bde | 93a60a56-a3c8-11da-a746-0800200b9a66
2,4,5-Tribromoimidazole | 2034-22-2 | 2034222 | 2034222 | C3HBr3N2 |  | Mass | kg | emission | ground | https://comptox.epa.gov/dashboard/dsstoxdb/results?utf8=%E2%9C%93&search=DTXSID2022173 | 1 | Chemicals | fb28485f-f266-335e-9350-31445c3d87ab | 9499238e-b0eb-35da-aef1-9114f54a0a44 | 20aadc24-a391-41cf-b340-3e4529f44bde | 93a60a56-a3c8-11da-a746-0800200b9a66
Propylcyclopentane | 2040-96-2 | 2040962 | 2040962 | C8H16 |  | Mass | kg | emission | ground | https://comptox.epa.gov/dashboard/dsstoxdb/results?utf8=%E2%9C%93&search=DTXSID60174352 | 1 | Chemicals | 32672c4c-40ed-379f-b902-dff3d5dc7c19 | 9499238e-b0eb-35da-aef1-9114f54a0a44 | 20aadc24-a391-41cf-b340-3e4529f44bde | 93a60a56-a3c8-11da-a746-0800200b9a66
Nitrosoheptamethyleneimine | 20917-49-1 | 20917491 | 20917491 | C7H14N2O |  | Mass | kg | emission | ground | https://comptox.epa.gov/dashboard/dsstoxdb/results?utf8=%E2%9C%93&search=DTXSID1021039 | 1 | Chemicals | 2eecab67-231b-32bb-8c13-4439ac662bda | 9499238e-b0eb-35da-aef1-9114f54a0a44 | 20aadc24-a391-41cf-b340-3e4529f44bde | 93a60a56-a3c8-11da-a746-0800200b9a66
Topramezone | 210631-68-8 | 210631688 | 210631688 | C16H17N3O5S |  | Mass | kg | emission | ground | https://ofmpub.epa.gov/sor_internet/registry/substreg/searchandretrieve/substancesearch/search.do?details=displayDetails&selectedSubstanceId=101004 | 1 | Chemicals | a84b32b7-6c61-36a0-86a4-8c6b9bc32ae5 | 9499238e-b0eb-35da-aef1-9114f54a0a44 | 20aadc24-a391-41cf-b340-3e4529f44bde | 93a60a56-a3c8-11da-a746-0800200b9a66
5-(5-Nitro-2-furyl)-1,3,4-oxadiazole-2-ol | 2122-86-3 | 2122863 | 2122863 | C6H3N3O5 |  | Mass | kg | emission | ground | https://comptox.epa.gov/dashboard/dsstoxdb/results?utf8=%E2%9C%93&search=DTXSID5020948 | 1 | Chemicals | 521c34a2-39c1-300b-9d61-66f9aa776a46 | 9499238e-b0eb-35da-aef1-9114f54a0a44 | 20aadc24-a391-41cf-b340-3e4529f44bde | 93a60a56-a3c8-11da-a746-0800200b9a66
(1S)-Abscisic acid | 21293-29-8 | 21293298 | 21293298 | C15H20O4 |  | Mass | kg | emission | ground | https://ofmpub.epa.gov/sor_internet/registry/substreg/searchandretrieve/substancesearch/search.do?details=displayDetails&selectedSubstanceId=101049 | 1 | Chemicals | 1a89a343-f7ed-37f8-ba3e-6652fd9a8e19 | 9499238e-b0eb-35da-aef1-9114f54a0a44 | 20aadc24-a391-41cf-b340-3e4529f44bde | 93a60a56-a3c8-11da-a746-0800200b9a66
Orthosulfamuron | 213464-77-8 | 213464778 | 213464778 | C16H20N6O6S |  | Mass | kg | emission | ground | https://ofmpub.epa.gov/sor_internet/registry/substreg/searchandretrieve/substancesearch/search.do?details=displayDetails&selectedSubstanceId=101059 | 1 | Chemicals | e81bf0fd-b999-3a8f-bee8-1f3c0fcfa772 | 9499238e-b0eb-35da-aef1-9114f54a0a44 | 20aadc24-a391-41cf-b340-3e4529f44bde | 93a60a56-a3c8-11da-a746-0800200b9a66
4-Chlorocatechol | 2138-22-9 | 2138229 | 2138229 | C6H5ClO2 |  | Mass | kg | emission | ground | https://comptox.epa.gov/dashboard/dsstoxdb/results?utf8=%E2%9C%93&search=DTXSID7022176 | 1 | Chemicals | cb912389-6dac-3ae6-8d2e-b8d9a8df5171 | 9499238e-b0eb-35da-aef1-9114f54a0a44 | 20aadc24-a391-41cf-b340-3e4529f44bde | 93a60a56-a3c8-11da-a746-0800200b9a66
2,4-Dimethylaniline hydrochloride | 21436-96-4 | 21436964 | 21436964 | C8H12ClN |  | Mass | kg | emission | ground | https://ofmpub.epa.gov/sor_internet/registry/substreg/searchandretrieve/substancesearch/search.do?details=displayDetails&selectedSubstanceId=107643 | 1 | Chemicals | c98f48ee-dd15-3e1e-a217-85fb97e07dd4 | 9499238e-b0eb-35da-aef1-9114f54a0a44 | 20aadc24-a391-41cf-b340-3e4529f44bde | 93a60a56-a3c8-11da-a746-0800200b9a66
2,4,5-Trimethylaniline hydrochloride | 21436-97-5 | 21436975 | 21436975 | C9H14ClN |  | Mass | kg | emission | ground | https://comptox.epa.gov/dashboard/dsstoxdb/results?utf8=%E2%9C%93&search=DTXSID4021399 | 1 | Chemicals | 34939479-dc95-3677-bbbc-2d6d92ea77ff | 9499238e-b0eb-35da-aef1-9114f54a0a44 | 20aadc24-a391-41cf-b340-3e4529f44bde | 93a60a56-a3c8-11da-a746-0800200b9a66
Diftalone | 21626-89-1 | 21626891 | 21626891 | C16H12N2O2 |  | Mass | kg | emission | ground | https://comptox.epa.gov/dashboard/dsstoxdb/results?utf8=%E2%9C%93&search=DTXSID3020469 | 1 | Chemicals | 4306d0ed-c2a1-301c-ad7b-2669868727b2 | 9499238e-b0eb-35da-aef1-9114f54a0a44 | 20aadc24-a391-41cf-b340-3e4529f44bde | 93a60a56-a3c8-11da-a746-0800200b9a66
4-Methyl-1-[(5-nitrofurfurylidene)amino]-2-imidazolidinone | 21638-36-8 | 21638368 | 21638368 | C9H10N4O4 |  | Mass | kg | emission | ground | https://comptox.epa.gov/dashboard/dsstoxdb/results?utf8=%E2%9C%93&search=DTXSID2020848 | 1 | Chemicals | 7d9ccf75-06fc-3ab7-9667-a55b39b1e604 | 9499238e-b0eb-35da-aef1-9114f54a0a44 | 20aadc24-a391-41cf-b340-3e4529f44bde | 93a60a56-a3c8-11da-a746-0800200b9a66
Stannane, tetrapropyl- | 2176-98-9 | 2176989 | 2176989 | C12H28Sn |  | Mass | kg | emission | ground | https://comptox.epa.gov/dashboard/dsstoxdb/results?utf8=%E2%9C%93&search=DTXSID70176160 | 1 | Chemicals | 32ba742e-d8e7-3c2e-8564-64b47f87a486 | 9499238e-b0eb-35da-aef1-9114f54a0a44 | 20aadc24-a391-41cf-b340-3e4529f44bde | 93a60a56-a3c8-11da-a746-0800200b9a66
Luteoskyrin | 21884-44-6 | 21884446 | 21884446 | C30H22O12 |  | Mass | kg | emission | ground | https://comptox.epa.gov/dashboard/dsstoxdb/results?utf8=%E2%9C%93&search=DTXSID0020787 | 1 | Chemicals | b61e318e-fb9e-3249-aa94-cbc1a08d0fae | 9499238e-b0eb-35da-aef1-9114f54a0a44 | 20aadc24-a391-41cf-b340-3e4529f44bde | 93a60a56-a3c8-11da-a746-0800200b9a66
Metrafenone | 220899-03-6 | 220899036 | 220899036 | C19H21BrO5 |  | Mass | kg | emission | ground | https://ofmpub.epa.gov/sor_internet/registry/substreg/searchandretrieve/substancesearch/search.do?details=displayDetails&selectedSubstanceId=100939 | 1 | Chemicals | 97bcf567-2fcb-3670-aaec-739a900b25d8 | 9499238e-b0eb-35da-aef1-9114f54a0a44 | 20aadc24-a391-41cf-b340-3e4529f44bde | 93a60a56-a3c8-11da-a746-0800200b9a66
Clobuzarit | 22494-47-9 | 22494479 | 22494479 | C17H17ClO3 |  | Mass | kg | emission | ground | https://comptox.epa.gov/dashboard/dsstoxdb/results?utf8=%E2%9C%93&search=DTXSID8020335 | 1 | Chemicals | 9871790c-86b6-3a41-b0b3-a6b59b173b75 | 9499238e-b0eb-35da-aef1-9114f54a0a44 | 20aadc24-a391-41cf-b340-3e4529f44bde | 93a60a56-a3c8-11da-a746-0800200b9a66
Antimony(V) | 22537-51-5 | 22537515 | 22537515 | Sb |  | Mass | kg | emission | ground | https://comptox.epa.gov/dashboard/dsstoxdb/results?utf8=%E2%9C%93&search=DTXSID50872431 | 1 | Chemicals | 3ab53c20-f877-3549-93a9-332d210297ae | 9499238e-b0eb-35da-aef1-9114f54a0a44 | 20aadc24-a391-41cf-b340-3e4529f44bde | 93a60a56-a3c8-11da-a746-0800200b9a66
Thallium(I) | 22537-56-0 | 22537560 | 22537560 | Tl |  | Mass | kg | emission | ground | https://comptox.epa.gov/dashboard/dsstoxdb/results?utf8=%E2%9C%93&search=DTXSID80177062 | 1 | Chemicals | 0d6a3abe-0b57-38c3-89bb-3687a52b8b46 | 9499238e-b0eb-35da-aef1-9114f54a0a44 | 20aadc24-a391-41cf-b340-3e4529f44bde | 93a60a56-a3c8-11da-a746-0800200b9a66
Fenitrooxone | 2255-17-6 | 2255176 | 2255176 | C9H12NO6P |  | Mass | kg | emission | ground | https://comptox.epa.gov/dashboard/dsstoxdb/results?utf8=%E2%9C%93&search=DTXSID00177084 | 1 | Chemicals | 85a641f7-29ee-3ec8-a5cf-683588b483df | 9499238e-b0eb-35da-aef1-9114f54a0a44 | 20aadc24-a391-41cf-b340-3e4529f44bde | 93a60a56-a3c8-11da-a746-0800200b9a66
5-Phenylvaleric acid | 2270-20-4 | 2270204 | 2270204 | C11H14O2 |  | Mass | kg | emission | ground | https://comptox.epa.gov/dashboard/dsstoxdb/results?utf8=%E2%9C%93&search=DTXSID80177229 | 1 | Chemicals | 251f1ba4-2e5a-3925-acb5-31a2d13996f7 | 9499238e-b0eb-35da-aef1-9114f54a0a44 | 20aadc24-a391-41cf-b340-3e4529f44bde | 93a60a56-a3c8-11da-a746-0800200b9a66
3-Bromobenzamide | 22726-00-7 | 22726007 | 22726007 | C7H6BrNO |  | Mass | kg | emission | ground | https://comptox.epa.gov/dashboard/dsstoxdb/results?utf8=%E2%9C%93&search=DTXSID5022277 | 1 | Chemicals | 81786fb9-7074-3e06-bc77-e4ee3b3308f5 | 9499238e-b0eb-35da-aef1-9114f54a0a44 | 20aadc24-a391-41cf-b340-3e4529f44bde | 93a60a56-a3c8-11da-a746-0800200b9a66
Dimethylvinphos | 2274-67-1 | 2274671 | 2274671 | C10H10Cl3O4P |  | Mass | kg | emission | ground | https://comptox.epa.gov/dashboard/dsstoxdb/results?utf8=%E2%9C%93&search=DTXSID9058026 | 1 | Chemicals | f090728f-d7ee-338b-83f2-7090173d667b | 9499238e-b0eb-35da-aef1-9114f54a0a44 | 20aadc24-a391-41cf-b340-3e4529f44bde | 93a60a56-a3c8-11da-a746-0800200b9a66
Tripropyltin chloride | 2279-76-7 | 2279767 | 2279767 | C9H21ClSn |  | Mass | kg | emission | ground | https://comptox.epa.gov/dashboard/dsstoxdb/results?utf8=%E2%9C%93&search=DTXSID00177327 | 1 | Chemicals | ce928219-cdbd-382b-8317-6af354c9e6bd | 9499238e-b0eb-35da-aef1-9114f54a0a44 | 20aadc24-a391-41cf-b340-3e4529f44bde | 93a60a56-a3c8-11da-a746-0800200b9a66
Terbutaline | 23031-25-6 | 23031256 | 23031256 | C12H19NO3 |  | Mass | kg | emission | ground | https://comptox.epa.gov/dashboard/dsstoxdb/results?utf8=%E2%9C%93&search=DTXSID7021310 | 1 | Chemicals | 255a005f-dc30-3d73-802c-27d9f983ee01 | 9499238e-b0eb-35da-aef1-9114f54a0a44 | 20aadc24-a391-41cf-b340-3e4529f44bde | 93a60a56-a3c8-11da-a746-0800200b9a66
Benzene, 1-methyl-3-(4-nitrophenyl)- | 2303-25-5 | 2303255 | 2303255 | C13H11NO3 |  | Mass | kg | emission | ground | https://comptox.epa.gov/dashboard/dsstoxdb/results?utf8=%E2%9C%93&search=DTXSID40177583 | 1 | Chemicals | 4de6af88-12bf-3f54-ae0b-1b328783eade | 9499238e-b0eb-35da-aef1-9114f54a0a44 | 20aadc24-a391-41cf-b340-3e4529f44bde | 93a60a56-a3c8-11da-a746-0800200b9a66
Antimony(III) | 23713-48-6 | 23713486 | 23713486 | Sb |  | Mass | kg | emission | ground | https://comptox.epa.gov/dashboard/dsstoxdb/results?utf8=%E2%9C%93&search=DTXSID10178380 | 1 | Chemicals | 4a917df4-82ad-396b-9187-bb03241899ae | 9499238e-b0eb-35da-aef1-9114f54a0a44 | 20aadc24-a391-41cf-b340-3e4529f44bde | 93a60a56-a3c8-11da-a746-0800200b9a66
Fluopicolide | 239110-15-7 | 239110157 | 239110157 | C14H8Cl3F3N2O |  | Mass | kg | emission | ground | https://ofmpub.epa.gov/sor_internet/registry/substreg/searchandretrieve/substancesearch/search.do?details=displayDetails&selectedSubstanceId=100931 | 1 | Chemicals | 7bcf2cb8-9d9d-3a63-979b-30ca1a3975a0 | 9499238e-b0eb-35da-aef1-9114f54a0a44 | 20aadc24-a391-41cf-b340-3e4529f44bde | 93a60a56-a3c8-11da-a746-0800200b9a66
N-(3,5-Dichlorophenyl)succinimide | 24096-53-5 | 24096535 | 24096535 | C10H7Cl2NO2 |  | Mass | kg | emission | ground | https://comptox.epa.gov/dashboard/dsstoxdb/results?utf8=%E2%9C%93&search=DTXSID70178821 | 1 | Chemicals | cb738611-3c58-33fc-bb9f-7929f2848235 | 9499238e-b0eb-35da-aef1-9114f54a0a44 | 20aadc24-a391-41cf-b340-3e4529f44bde | 93a60a56-a3c8-11da-a746-0800200b9a66
Piperophos | 24151-93-7 | 24151937 | 24151937 | C14H28NO3PS2 |  | Mass | kg | emission | ground | https://ofmpub.epa.gov/sor_internet/registry/substreg/searchandretrieve/substancesearch/search.do?details=displayDetails&selectedSubstanceId=83190 | 1 | Chemicals | 0abf5cde-182d-3d7a-8cd6-b3faa361671a | 9499238e-b0eb-35da-aef1-9114f54a0a44 | 20aadc24-a391-41cf-b340-3e4529f44bde | 93a60a56-a3c8-11da-a746-0800200b9a66
Pinoxaden | 243973-20-8 | 243973208 | 243973208 | C23H32N2O4 |  | Mass | kg | emission | ground | https://ofmpub.epa.gov/sor_internet/registry/substreg/searchandretrieve/substancesearch/search.do?details=displayDetails&selectedSubstanceId=100975 | 1 | Chemicals | 3bd45de9-33cb-37d3-b3f1-72978b205db7 | 9499238e-b0eb-35da-aef1-9114f54a0a44 | 20aadc24-a391-41cf-b340-3e4529f44bde | 93a60a56-a3c8-11da-a746-0800200b9a66
Urbacid | 2445-07-0 | 2445070 | 2445070 | C7H15AsN2S4 |  | Mass | kg | emission | ground | https://comptox.epa.gov/dashboard/dsstoxdb/results?utf8=%E2%9C%93&search=DTXSID50179210 | 1 | Chemicals | 69d6b072-e015-3846-b593-c62fbd76104c | 9499238e-b0eb-35da-aef1-9114f54a0a44 | 20aadc24-a391-41cf-b340-3e4529f44bde | 93a60a56-a3c8-11da-a746-0800200b9a66
N,N-Dimethylpiperidinium pentaborate | 245735-90-4 | 245735904 | 245735904 | C7H20B5NO10 |  | Mass | kg | emission | ground | https://ofmpub.epa.gov/sor_internet/registry/substreg/searchandretrieve/substancesearch/search.do?details=displayDetails&selectedSubstanceId=100962 | 1 | Chemicals | fe4a77bd-6241-37e5-a3b9-eb29ad3a7bc4 | 9499238e-b0eb-35da-aef1-9114f54a0a44 | 20aadc24-a391-41cf-b340-3e4529f44bde | 93a60a56-a3c8-11da-a746-0800200b9a66
Pyridine, 3,5-dichloro- | 2457-47-8 | 2457478 | 2457478 | C5H3Cl2N |  | Mass | kg | emission | ground | https://comptox.epa.gov/dashboard/dsstoxdb/results?utf8=%E2%9C%93&search=DTXSID60179307 | 1 | Chemicals | 041d2506-0c3d-3695-b106-fc5c465a2003 | 9499238e-b0eb-35da-aef1-9114f54a0a44 | 20aadc24-a391-41cf-b340-3e4529f44bde | 93a60a56-a3c8-11da-a746-0800200b9a66
Fenfuram | 24691-80-3 | 24691803 | 24691803 | C12H11NO2 |  | Mass | kg | emission | ground | https://comptox.epa.gov/dashboard/dsstoxdb/results?utf8=%E2%9C%93&search=DTXSID8058035 | 1 | Chemicals | 490f4539-871e-3445-9449-b9052ff76add | 9499238e-b0eb-35da-aef1-9114f54a0a44 | 20aadc24-a391-41cf-b340-3e4529f44bde | 93a60a56-a3c8-11da-a746-0800200b9a66
Benzyl methacrylate | 2495-37-6 | 2495376 | 2495376 | C11H12O2 |  | Mass | kg | emission | ground | https://ofmpub.epa.gov/sor_internet/registry/substreg/searchandretrieve/substancesearch/search.do?details=displayDetails&selectedSubstanceId=40277 | 1 | Chemicals | ee625556-b51e-3b62-b131-8cb9f8977af4 | 9499238e-b0eb-35da-aef1-9114f54a0a44 | 20aadc24-a391-41cf-b340-3e4529f44bde | 93a60a56-a3c8-11da-a746-0800200b9a66
Carbonodithioic acid, O-(2-methylpropyl) ester, sodium salt (1:1) | 25306-75-6 | 25306756 | 25306756 | C5H9NaOS2 |  | Mass | kg | emission | ground | https://ofmpub.epa.gov/sor_internet/registry/substreg/searchandretrieve/substancesearch/search.do?details=displayDetails&selectedSubstanceId=56406 | 1 | Chemicals | f85bd326-f062-321c-8eae-445daf2b8aa7 | 9499238e-b0eb-35da-aef1-9114f54a0a44 | 20aadc24-a391-41cf-b340-3e4529f44bde | 93a60a56-a3c8-11da-a746-0800200b9a66
Decene | 25339-53-1 | 25339531 | 25339531 | - |  | Mass | kg | emission | ground | https://ofmpub.epa.gov/sor_internet/registry/substreg/searchandretrieve/substancesearch/search.do?details=displayDetails&selectedSubstanceId=96124 | 1 | Chemicals | 49da3cf5-5315-3f3f-8fd7-058eaccfa3d5 | 9499238e-b0eb-35da-aef1-9114f54a0a44 | 20aadc24-a391-41cf-b340-3e4529f44bde | 93a60a56-a3c8-11da-a746-0800200b9a66
Thiazafluron [BSI:ISO] | 25366-23-8 | 25366238 | 25366238 | C6H7F3N4OS |  | Mass | kg | emission | ground | https://comptox.epa.gov/dashboard/dsstoxdb/results?utf8=%E2%9C%93&search=DTXSID20180010 | 1 | Chemicals | fc391a64-ff70-3f33-a052-2e8236a5cf3d | 9499238e-b0eb-35da-aef1-9114f54a0a44 | 20aadc24-a391-41cf-b340-3e4529f44bde | 93a60a56-a3c8-11da-a746-0800200b9a66
Felbamate | 25451-15-4 | 25451154 | 25451154 | C11H14N2O4 |  | Mass | kg | emission | ground | https://comptox.epa.gov/dashboard/dsstoxdb/results?utf8=%E2%9C%93&search=DTXSID9023041 | 1 | Chemicals | 27e3ca7b-70d1-3f67-aec4-26360a3d98ab | 9499238e-b0eb-35da-aef1-9114f54a0a44 | 20aadc24-a391-41cf-b340-3e4529f44bde | 93a60a56-a3c8-11da-a746-0800200b9a66
N-[5-(5-Nitro-2-furyl)-1,3,4-thiadiazol-2-yl]acetamide | 2578-75-8 | 2578758 | 2578758 | C8H6N4O4S |  | Mass | kg | emission | ground | https://comptox.epa.gov/dashboard/dsstoxdb/results?utf8=%E2%9C%93&search=DTXSID9020950 | 1 | Chemicals | b2672ec7-703f-3138-bcf5-317660d95d5a | 9499238e-b0eb-35da-aef1-9114f54a0a44 | 20aadc24-a391-41cf-b340-3e4529f44bde | 93a60a56-a3c8-11da-a746-0800200b9a66
Gemfibrozil | 25812-30-0 | 25812300 | 25812300 | C15H22O3 |  | Mass | kg | emission | ground | https://ofmpub.epa.gov/sor_internet/registry/substreg/searchandretrieve/substancesearch/search.do?details=displayDetails&selectedSubstanceId=101310 | 1 | Chemicals | 29d9ab3b-35fb-3f8d-9024-13803cf59d99 | 9499238e-b0eb-35da-aef1-9114f54a0a44 | 20aadc24-a391-41cf-b340-3e4529f44bde | 93a60a56-a3c8-11da-a746-0800200b9a66
Robenidine | 25875-51-8 | 25875518 | 25875518 | C15H13Cl2N5 |  | Mass | kg | emission | ground | https://comptox.epa.gov/dashboard/dsstoxdb/results?utf8=%E2%9C%93&search=DTXSID9046813 | 1 | Chemicals | d7575273-9de0-3666-aabe-75012d866d69 | 9499238e-b0eb-35da-aef1-9114f54a0a44 | 20aadc24-a391-41cf-b340-3e4529f44bde | 93a60a56-a3c8-11da-a746-0800200b9a66
2-Hydrazino-4-(5-nitro-2-furyl)thiazole | 26049-68-3 | 26049683 | 26049683 | C7H6N4O3S |  | Mass | kg | emission | ground | https://comptox.epa.gov/dashboard/dsstoxdb/results?utf8=%E2%9C%93&search=DTXSID8020705 | 1 | Chemicals | db777174-e31b-389f-914c-beca5d52fefe | 9499238e-b0eb-35da-aef1-9114f54a0a44 | 20aadc24-a391-41cf-b340-3e4529f44bde | 93a60a56-a3c8-11da-a746-0800200b9a66
2-(2,2-Dimethylhydrazino)-4-(5-nitro-2-furyl)thiazole | 26049-69-4 | 26049694 | 26049694 | C9H10N4O3S |  | Mass | kg | emission | ground | https://comptox.epa.gov/dashboard/dsstoxdb/results?utf8=%E2%9C%93&search=DTXSID1020518 | 1 | Chemicals | 520cf798-a0c0-3b18-ae45-be20dc73cd96 | 9499238e-b0eb-35da-aef1-9114f54a0a44 | 20aadc24-a391-41cf-b340-3e4529f44bde | 93a60a56-a3c8-11da-a746-0800200b9a66
2-Hydrazino-4-(4-nitrophenyl)thiazole | 26049-70-7 | 26049707 | 26049707 | C9H8N4O2S |  | Mass | kg | emission | ground | https://comptox.epa.gov/dashboard/dsstoxdb/results?utf8=%E2%9C%93&search=DTXSID3020706 | 1 | Chemicals | 771af949-e039-35d8-897c-ea42fd192d36 | 9499238e-b0eb-35da-aef1-9114f54a0a44 | 20aadc24-a391-41cf-b340-3e4529f44bde | 93a60a56-a3c8-11da-a746-0800200b9a66
2-Hydrazino-4-(4-aminophenyl) thiazole | 26049-71-8 | 26049718 | 26049718 | C9H10N4S |  | Mass | kg | emission | ground | https://comptox.epa.gov/dashboard/dsstoxdb/results?utf8=%E2%9C%93&search=DTXSID3020704 | 1 | Chemicals | 7f62af04-8b4e-3713-a6a4-fb3bebca885c | 9499238e-b0eb-35da-aef1-9114f54a0a44 | 20aadc24-a391-41cf-b340-3e4529f44bde | 93a60a56-a3c8-11da-a746-0800200b9a66
Iprobenfos | 26087-47-8 | 26087478 | 26087478 | C13H21O3PS |  | Mass | kg | emission | ground | https://ofmpub.epa.gov/sor_internet/registry/substreg/searchandretrieve/substancesearch/search.do?details=displayDetails&selectedSubstanceId=100947 | 1 | Chemicals | ea809d30-cf4c-3b15-b7e0-2d76895669b9 | 9499238e-b0eb-35da-aef1-9114f54a0a44 | 20aadc24-a391-41cf-b340-3e4529f44bde | 93a60a56-a3c8-11da-a746-0800200b9a66
N-Nitrosothiomorpholine | 26541-51-5 | 26541515 | 26541515 | C4H8N2OS |  | Mass | kg | emission | ground | https://comptox.epa.gov/dashboard/dsstoxdb/results?utf8=%E2%9C%93&search=DTXSID8021064 | 1 | Chemicals | 54a3608f-da6a-30ac-9b0d-cab2a41a0165 | 9499238e-b0eb-35da-aef1-9114f54a0a44 | 20aadc24-a391-41cf-b340-3e4529f44bde | 93a60a56-a3c8-11da-a746-0800200b9a66
Amoxicillin | 26787-78-0 | 26787780 | 26787780 | C16H19N3O5S |  | Mass | kg | emission | ground | https://ofmpub.epa.gov/sor_internet/registry/substreg/searchandretrieve/substancesearch/search.do?details=displayDetails&selectedSubstanceId=125891 | 1 | Chemicals | 9f68d217-443b-3890-a715-e86463783533 | 9499238e-b0eb-35da-aef1-9114f54a0a44 | 20aadc24-a391-41cf-b340-3e4529f44bde | 93a60a56-a3c8-11da-a746-0800200b9a66
3-Pyridinecarboxamide, N-[(phenylamino)carbonyl] | 26972-01-0 | 26972010 | 26972010 | C13H11N3O2 |  | Mass | kg | emission | ground | https://comptox.epa.gov/dashboard/dsstoxdb/results?utf8=%E2%9C%93&search=DTXSID70877120 | 1 | Chemicals | 04d617ba-338f-3f15-8129-9794482d76d5 | 9499238e-b0eb-35da-aef1-9114f54a0a44 | 20aadc24-a391-41cf-b340-3e4529f44bde | 93a60a56-a3c8-11da-a746-0800200b9a66
Potassium pentylxanthate | 2720-73-2 | 2720732 | 2720732 | C6H11KOS2 |  | Mass | kg | emission | ground | https://ofmpub.epa.gov/sor_internet/registry/substreg/searchandretrieve/substancesearch/search.do?details=displayDetails&selectedSubstanceId=41938 | 1 | Chemicals | 42e6acf5-d8b9-33a7-a930-c9425364edf2 | 9499238e-b0eb-35da-aef1-9114f54a0a44 | 20aadc24-a391-41cf-b340-3e4529f44bde | 93a60a56-a3c8-11da-a746-0800200b9a66
Flubendiamide | 272451-65-7 | 272451657 | 272451657 | C23H22F7IN2O4S |  | Mass | kg | emission | ground | https://ofmpub.epa.gov/sor_internet/registry/substreg/searchandretrieve/substancesearch/search.do?details=displayDetails&selectedSubstanceId=100930 | 1 | Chemicals | 0dc8acf6-15f1-3949-a1b0-74b0535f2692 | 9499238e-b0eb-35da-aef1-9114f54a0a44 | 20aadc24-a391-41cf-b340-3e4529f44bde | 93a60a56-a3c8-11da-a746-0800200b9a66
Quinonamid | 27541-88-4 | 27541884 | 27541884 | C12H6Cl3NO3 |  | Mass | kg | emission | ground | https://comptox.epa.gov/dashboard/dsstoxdb/results?utf8=%E2%9C%93&search=DTXSID2058047 | 1 | Chemicals | 61ba1229-843d-3ec7-9344-d646bed35d36 | 9499238e-b0eb-35da-aef1-9114f54a0a44 | 20aadc24-a391-41cf-b340-3e4529f44bde | 93a60a56-a3c8-11da-a746-0800200b9a66
Triethyltin bromide | 2767-54-6 | 2767546 | 2767546 | C6H15BrSn |  | Mass | kg | emission | ground | https://ofmpub.epa.gov/sor_internet/registry/substreg/searchandretrieve/substancesearch/search.do?details=displayDetails&selectedSubstanceId=92788 | 1 | Chemicals | 0ecb0ace-7ab5-383c-a2ed-5219bb24c746 | 9499238e-b0eb-35da-aef1-9114f54a0a44 | 20aadc24-a391-41cf-b340-3e4529f44bde | 93a60a56-a3c8-11da-a746-0800200b9a66
Bicyclo[2.2.1]heptane | 279-23-2 | 279232 | 279232 | C7H12 |  | Mass | kg | emission | ground | https://ofmpub.epa.gov/sor_internet/registry/substreg/searchandretrieve/substancesearch/search.do?details=displayDetails&selectedSubstanceId=98251 | 1 | Chemicals | 4e89750f-0b4a-320f-8e18-83ff8df5f77a | 9499238e-b0eb-35da-aef1-9114f54a0a44 | 20aadc24-a391-41cf-b340-3e4529f44bde | 93a60a56-a3c8-11da-a746-0800200b9a66
Spiromesifen | 283594-90-1 | 283594901 | 283594901 | C23H30O4 |  | Mass | kg | emission | ground | https://ofmpub.epa.gov/sor_internet/registry/substreg/searchandretrieve/substancesearch/search.do?details=displayDetails&selectedSubstanceId=100980 | 1 | Chemicals | 2fae9cf3-8029-3863-9aa0-feeed74bed16 | 9499238e-b0eb-35da-aef1-9114f54a0a44 | 20aadc24-a391-41cf-b340-3e4529f44bde | 93a60a56-a3c8-11da-a746-0800200b9a66
Prednimustine | 29069-24-7 | 29069247 | 29069247 | C35H45Cl2NO6 |  | Mass | kg | emission | ground | https://comptox.epa.gov/dashboard/dsstoxdb/results?utf8=%E2%9C%93&search=DTXSID4021183 | 1 | Chemicals | 34b90599-3df9-37b9-95e1-93e515aca1b6 | 9499238e-b0eb-35da-aef1-9114f54a0a44 | 20aadc24-a391-41cf-b340-3e4529f44bde | 93a60a56-a3c8-11da-a746-0800200b9a66
Cycloheptane | 291-64-5 | 291645 | 291645 | C7H14 |  | Mass | kg | emission | ground | https://ofmpub.epa.gov/sor_internet/registry/substreg/searchandretrieve/substancesearch/search.do?details=displayDetails&selectedSubstanceId=84998 | 1 | Chemicals | 0bc781c0-a65b-3fcd-b0b0-c1b80a4f7fc6 | 9499238e-b0eb-35da-aef1-9114f54a0a44 | 20aadc24-a391-41cf-b340-3e4529f44bde | 93a60a56-a3c8-11da-a746-0800200b9a66
Cyclooctane | 292-64-8 | 292648 | 292648 | C8H16 |  | Mass | kg | emission | ground | https://ofmpub.epa.gov/sor_internet/registry/substreg/searchandretrieve/substancesearch/search.do?details=displayDetails&selectedSubstanceId=98250 | 1 | Chemicals | 64c36f37-71ca-3255-b955-93a2fb999a9b | 9499238e-b0eb-35da-aef1-9114f54a0a44 | 20aadc24-a391-41cf-b340-3e4529f44bde | 93a60a56-a3c8-11da-a746-0800200b9a66
O-Decylhydroxylamine | 29812-79-1 | 29812791 | 29812791 | C10H23NO |  | Mass | kg | emission | ground | https://ofmpub.epa.gov/sor_internet/registry/substreg/searchandretrieve/substancesearch/search.do?details=displayDetails&selectedSubstanceId=100748 | 1 | Chemicals | 88c7dfc5-84a3-3bae-8dff-3af07e22154d | 9499238e-b0eb-35da-aef1-9114f54a0a44 | 20aadc24-a391-41cf-b340-3e4529f44bde | 93a60a56-a3c8-11da-a746-0800200b9a66
(S)-Furaltadone hydrochloride | 3031-51-4 | 3031514 | 3031514 | C13H17ClN4O6 |  | Mass | kg | emission | ground | https://comptox.epa.gov/dashboard/dsstoxdb/results?utf8=%E2%9C%93&search=DTXSID4020909 | 1 | Chemicals | 7601cbdb-b653-3064-9fa1-78d9d3ed0a57 | 9499238e-b0eb-35da-aef1-9114f54a0a44 | 20aadc24-a391-41cf-b340-3e4529f44bde | 93a60a56-a3c8-11da-a746-0800200b9a66
Harmaline | 304-21-2 | 304212 | 304212 | C13H14N2O |  | Mass | kg | emission | ground | https://ofmpub.epa.gov/sor_internet/registry/substreg/searchandretrieve/substancesearch/search.do?details=displayDetails&selectedSubstanceId=98242 | 1 | Chemicals | 440567c8-79cb-30e8-a01c-e6b55bb3a35a | 9499238e-b0eb-35da-aef1-9114f54a0a44 | 20aadc24-a391-41cf-b340-3e4529f44bde | 93a60a56-a3c8-11da-a746-0800200b9a66
3'-Azido-3'-deoxythymidine | 30516-87-1 | 30516871 | 30516871 | C10H13N5O4 |  | Mass | kg | emission | ground | https://ofmpub.epa.gov/sor_internet/registry/substreg/searchandretrieve/substancesearch/search.do?details=displayDetails&selectedSubstanceId=96089 | 1 | Chemicals | b36f6b54-32f8-374d-92d7-b4edd652398f | 9499238e-b0eb-35da-aef1-9114f54a0a44 | 20aadc24-a391-41cf-b340-3e4529f44bde | 93a60a56-a3c8-11da-a746-0800200b9a66
1,1,3-Trimethylcyclohexane | 3073-66-3 | 3073663 | 3073663 | C9H18 |  | Mass | kg | emission | ground | https://ofmpub.epa.gov/sor_internet/registry/substreg/searchandretrieve/substancesearch/search.do?details=displayDetails&selectedSubstanceId=100750 | 1 | Chemicals | c8520013-7bc6-383f-94dc-3af211303ab3 | 9499238e-b0eb-35da-aef1-9114f54a0a44 | 20aadc24-a391-41cf-b340-3e4529f44bde | 93a60a56-a3c8-11da-a746-0800200b9a66
Pentanol isomers | 30899-19-5 | 30899195 | 30899195 | - |  | Mass | kg | emission | ground | https://comptox.epa.gov/dashboard/dsstoxdb/results?utf8=%E2%9C%93&search=DTXSID10872957 | 1 | Chemicals | c8f7d845-d48e-36d3-aab1-d914e2d0eca3 | 9499238e-b0eb-35da-aef1-9114f54a0a44 | 20aadc24-a391-41cf-b340-3e4529f44bde | 93a60a56-a3c8-11da-a746-0800200b9a66
N-(9-Oxo-2-fluorenyl)acetamide | 3096-50-2 | 3096502 | 3096502 | C15H11NO2 |  | Mass | kg | emission | ground | https://comptox.epa.gov/dashboard/dsstoxdb/results?utf8=%E2%9C%93&search=DTXSID6021088 | 1 | Chemicals | 3ea22f31-ee53-30d0-8965-d77c689fc12f | 9499238e-b0eb-35da-aef1-9114f54a0a44 | 20aadc24-a391-41cf-b340-3e4529f44bde | 93a60a56-a3c8-11da-a746-0800200b9a66
Thiencarbazone-methyl | 317815-83-1 | 317815831 | 317815831 | C12H14N4O7S2 |  | Mass | kg | emission | ground | https://ofmpub.epa.gov/sor_internet/registry/substreg/searchandretrieve/substancesearch/search.do?details=displayDetails&selectedSubstanceId=101000 | 1 | Chemicals | 6412145a-f145-3997-8168-7288818de10e | 9499238e-b0eb-35da-aef1-9114f54a0a44 | 20aadc24-a391-41cf-b340-3e4529f44bde | 93a60a56-a3c8-11da-a746-0800200b9a66
4'-Fluoro-4-aminodiphenyl | 324-93-6 | 324936 | 324936 | C12H10FN |  | Mass | kg | emission | ground | https://comptox.epa.gov/dashboard/dsstoxdb/results?utf8=%E2%9C%93&search=DTXSID7020631 | 1 | Chemicals | db4abb52-6123-3272-ac14-355eeffa58f7 | 9499238e-b0eb-35da-aef1-9114f54a0a44 | 20aadc24-a391-41cf-b340-3e4529f44bde | 93a60a56-a3c8-11da-a746-0800200b9a66
Diisopropyl paraoxon | 3254-66-8 | 3254668 | 3254668 | C12H18NO6P |  | Mass | kg | emission | ground | https://comptox.epa.gov/dashboard/dsstoxdb/results?utf8=%E2%9C%93&search=DTXSID90186246 | 1 | Chemicals | 7ce8f8fe-799a-3ba3-b748-d4266981f8d9 | 9499238e-b0eb-35da-aef1-9114f54a0a44 | 20aadc24-a391-41cf-b340-3e4529f44bde | 93a60a56-a3c8-11da-a746-0800200b9a66
3,6-Dihydro-2-nitroso-2H-1,2-oxazine | 3276-41-3 | 3276413 | 3276413 | C4H6N2O2 |  | Mass | kg | emission | ground | https://comptox.epa.gov/dashboard/dsstoxdb/results?utf8=%E2%9C%93&search=DTXSID7020473 | 1 | Chemicals | f8c08468-5f9f-3472-b6f7-fae9029f6ee7 | 9499238e-b0eb-35da-aef1-9114f54a0a44 | 20aadc24-a391-41cf-b340-3e4529f44bde | 93a60a56-a3c8-11da-a746-0800200b9a66
Formic acid 2-(4-methyl-2-thiazolyl)hydrazide | 32852-21-4 | 32852214 | 32852214 | C5H7N3OS |  | Mass | kg | emission | ground | https://comptox.epa.gov/dashboard/dsstoxdb/results?utf8=%E2%9C%93&search=DTXSID7020639 | 1 | Chemicals | 049be56a-d508-338f-89b2-515eefffc165 | 9499238e-b0eb-35da-aef1-9114f54a0a44 | 20aadc24-a391-41cf-b340-3e4529f44bde | 93a60a56-a3c8-11da-a746-0800200b9a66
trans-Octahydro-1H-indene | 3296-50-2 | 3296502 | 3296502 | C9H16 |  | Mass | kg | emission | ground | https://comptox.epa.gov/dashboard/dsstoxdb/results?utf8=%E2%9C%93&search=DTXSID20858747 | 1 | Chemicals | da5a7233-b308-3bab-9f2d-a4534f6695bd | 9499238e-b0eb-35da-aef1-9114f54a0a44 | 20aadc24-a391-41cf-b340-3e4529f44bde | 93a60a56-a3c8-11da-a746-0800200b9a66
Etomidate | 33125-97-2 | 33125972 | 33125972 | C14H16N2O2 |  | Mass | kg | emission | ground | https://comptox.epa.gov/dashboard/dsstoxdb/results?utf8=%E2%9C%93&search=DTXSID5023033 | 1 | Chemicals | 72b923f2-3f1a-3f57-a34a-8920d4ced8f5 | 9499238e-b0eb-35da-aef1-9114f54a0a44 | 20aadc24-a391-41cf-b340-3e4529f44bde | 93a60a56-a3c8-11da-a746-0800200b9a66
Caffeic acid | 331-39-5 | 331395 | 331395 | C9H8O4 |  | Mass | kg | emission | ground | https://ofmpub.epa.gov/sor_internet/registry/substreg/searchandretrieve/substancesearch/search.do?details=displayDetails&selectedSubstanceId=96524 | 1 | Chemicals | 91870f15-04f6-3778-abf0-b33f715a2ee1 | 9499238e-b0eb-35da-aef1-9114f54a0a44 | 20aadc24-a391-41cf-b340-3e4529f44bde | 93a60a56-a3c8-11da-a746-0800200b9a66
3,5-Dichloroanisole | 33719-74-3 | 33719743 | 33719743 | C7H6Cl2O |  | Mass | kg | emission | ground | https://comptox.epa.gov/dashboard/dsstoxdb/results?utf8=%E2%9C%93&search=DTXSID80187404 | 1 | Chemicals | a134a754-80b9-3f7c-8420-d234b6fc7c64 | 9499238e-b0eb-35da-aef1-9114f54a0a44 | 20aadc24-a391-41cf-b340-3e4529f44bde | 93a60a56-a3c8-11da-a746-0800200b9a66
Orbencarb | 34622-58-7 | 34622587 | 34622587 | C12H16ClNOS |  | Mass | kg | emission | ground | https://ofmpub.epa.gov/sor_internet/registry/substreg/searchandretrieve/substancesearch/search.do?details=displayDetails&selectedSubstanceId=92539 | 1 | Chemicals | b7bae7a8-8571-346a-ae67-1b4760c11757 | 9499238e-b0eb-35da-aef1-9114f54a0a44 | 20aadc24-a391-41cf-b340-3e4529f44bde | 93a60a56-a3c8-11da-a746-0800200b9a66
1'-Acetoxysafrole | 34627-78-6 | 34627786 | 34627786 | C12H12O4 |  | Mass | kg | emission | ground | https://comptox.epa.gov/dashboard/dsstoxdb/results?utf8=%E2%9C%93&search=DTXSID5039226 | 1 | Chemicals | f869b30f-9370-3424-a7f4-6fd4216e56a3 | 9499238e-b0eb-35da-aef1-9114f54a0a44 | 20aadc24-a391-41cf-b340-3e4529f44bde | 93a60a56-a3c8-11da-a746-0800200b9a66
Butocarboxim | 34681-10-2 | 34681102 | 34681102 | C7H14N2O2S |  | Mass | kg | emission | ground | https://ofmpub.epa.gov/sor_internet/registry/substreg/searchandretrieve/substancesearch/search.do?details=displayDetails&selectedSubstanceId=125832 | 1 | Chemicals | 8a7a5272-61f0-3d0e-a735-41032d258c1e | 9499238e-b0eb-35da-aef1-9114f54a0a44 | 20aadc24-a391-41cf-b340-3e4529f44bde | 93a60a56-a3c8-11da-a746-0800200b9a66
2,3,5,6-Tetrachloroaniline | 3481-20-7 | 3481207 | 3481207 | C6H3Cl4N |  | Mass | kg | emission | ground | https://ofmpub.epa.gov/sor_internet/registry/substreg/searchandretrieve/substancesearch/search.do?details=displayDetails&selectedSubstanceId=107647 | 1 | Chemicals | ce2f1924-301d-3dd4-bf3a-ca580ee911c5 | 9499238e-b0eb-35da-aef1-9114f54a0a44 | 20aadc24-a391-41cf-b340-3e4529f44bde | 93a60a56-a3c8-11da-a746-0800200b9a66
3-Methoxy-4-aminoazobenzene | 3544-23-8 | 3544238 | 3544238 | C13H13N3O |  | Mass | kg | emission | ground | https://comptox.epa.gov/dashboard/dsstoxdb/results?utf8=%E2%9C%93&search=DTXSID4020824 | 1 | Chemicals | 139c72c7-bf8e-3562-b22d-7220fd0fe4eb | 9499238e-b0eb-35da-aef1-9114f54a0a44 | 20aadc24-a391-41cf-b340-3e4529f44bde | 93a60a56-a3c8-11da-a746-0800200b9a66
2,6-Diphenylpyridine | 3558-69-8 | 3558698 | 3558698 | C17H13N |  | Mass | kg | emission | ground | https://comptox.epa.gov/dashboard/dsstoxdb/results?utf8=%E2%9C%93&search=DTXSID7022209 | 1 | Chemicals | 0ee1e8fb-18f8-3bef-890d-66d521b44597 | 9499238e-b0eb-35da-aef1-9114f54a0a44 | 20aadc24-a391-41cf-b340-3e4529f44bde | 93a60a56-a3c8-11da-a746-0800200b9a66
6-Nitroquinolin-5-ylamine | 35975-00-9 | 35975009 | 35975009 | C9H7N3O2 |  | Mass | kg | emission | ground | https://comptox.epa.gov/dashboard/dsstoxdb/results?utf8=%E2%9C%93&search=DTXSID40189525 | 1 | Chemicals | b4932c40-f8f9-39fc-aef7-6c53c64866b6 | 9499238e-b0eb-35da-aef1-9114f54a0a44 | 20aadc24-a391-41cf-b340-3e4529f44bde | 93a60a56-a3c8-11da-a746-0800200b9a66
N-{[3-(5-Nitro-2-furyl)-1,2,4-oxadiazole-5-yl]-methyl}acetamide | 36133-88-7 | 36133887 | 36133887 | C9H8N4O5 |  | Mass | kg | emission | ground | https://comptox.epa.gov/dashboard/dsstoxdb/results?utf8=%E2%9C%93&search=DTXSID0020949 | 1 | Chemicals | 5856c951-028d-363b-8c72-3e84a8b8fbea | 9499238e-b0eb-35da-aef1-9114f54a0a44 | 20aadc24-a391-41cf-b340-3e4529f44bde | 93a60a56-a3c8-11da-a746-0800200b9a66
N-(2-Fluorenyl)-2,2,2-trifluoroacetamide | 363-17-7 | 363177 | 363177 | C15H10F3NO |  | Mass | kg | emission | ground | https://comptox.epa.gov/dashboard/dsstoxdb/results?utf8=%E2%9C%93&search=DTXSID3020629 | 1 | Chemicals | bc7520df-b11a-33fb-a2dd-e9af5c49fd4e | 9499238e-b0eb-35da-aef1-9114f54a0a44 | 20aadc24-a391-41cf-b340-3e4529f44bde | 93a60a56-a3c8-11da-a746-0800200b9a66
Butamiphos | 36335-67-8 | 36335678 | 36335678 | C13H21N2O4PS |  | Mass | kg | emission | ground | https://ofmpub.epa.gov/sor_internet/registry/substreg/searchandretrieve/substancesearch/search.do?details=displayDetails&selectedSubstanceId=96607 | 1 | Chemicals | ce4ec20f-74cc-37f3-bef0-26b84e543d74 | 9499238e-b0eb-35da-aef1-9114f54a0a44 | 20aadc24-a391-41cf-b340-3e4529f44bde | 93a60a56-a3c8-11da-a746-0800200b9a66
Pyrasulfotole | 365400-11-9 | 365400119 | 365400119 | C14H13F3N2O4S |  | Mass | kg | emission | ground | https://ofmpub.epa.gov/sor_internet/registry/substreg/searchandretrieve/substancesearch/search.do?details=displayDetails&selectedSubstanceId=100973 | 1 | Chemicals | b435ccb0-47fc-31c2-80a0-818d7d85503d | 9499238e-b0eb-35da-aef1-9114f54a0a44 | 20aadc24-a391-41cf-b340-3e4529f44bde | 93a60a56-a3c8-11da-a746-0800200b9a66
Isothioate | 36614-38-7 | 36614387 | 36614387 | C7H17O2PS3 |  | Mass | kg | emission | ground | https://comptox.epa.gov/dashboard/dsstoxdb/results?utf8=%E2%9C%93&search=DTXSID9058070 | 1 | Chemicals | a3f6ba3a-2bce-3278-b145-c9771c23048d | 9499238e-b0eb-35da-aef1-9114f54a0a44 | 20aadc24-a391-41cf-b340-3e4529f44bde | 93a60a56-a3c8-11da-a746-0800200b9a66
S(+)-2-Methyl-N-nitrosopiperidine | 36702-44-0 | 36702440 | 36702440 | C6H12N2O |  | Mass | kg | emission | ground | https://comptox.epa.gov/dashboard/dsstoxdb/results?utf8=%E2%9C%93&search=DTXSID1020853 | 1 | Chemicals | 00a5c5c0-9cc9-35d4-9c08-f74add68c7e0 | 9499238e-b0eb-35da-aef1-9114f54a0a44 | 20aadc24-a391-41cf-b340-3e4529f44bde | 93a60a56-a3c8-11da-a746-0800200b9a66
2-Aminodiphenylene oxide | 3693-22-9 | 3693229 | 3693229 | C12H9NO |  | Mass | kg | emission | ground | https://comptox.epa.gov/dashboard/dsstoxdb/results?utf8=%E2%9C%93&search=DTXSID4039239 | 1 | Chemicals | 52b0f4d6-d60a-3658-bfc7-786164be865d | 9499238e-b0eb-35da-aef1-9114f54a0a44 | 20aadc24-a391-41cf-b340-3e4529f44bde | 93a60a56-a3c8-11da-a746-0800200b9a66
2-Chloro-5-(3,5-dimethylpiperidinosulphonyl)benzoic acid | 37087-94-8 | 37087948 | 37087948 | C14H18ClNO4S |  | Mass | kg | emission | ground | https://comptox.epa.gov/dashboard/dsstoxdb/results?utf8=%E2%9C%93&search=DTXSID1020277 | 1 | Chemicals | 01aa9a42-45f8-3851-a7c1-173322eec94d | 9499238e-b0eb-35da-aef1-9114f54a0a44 | 20aadc24-a391-41cf-b340-3e4529f44bde | 93a60a56-a3c8-11da-a746-0800200b9a66
Saflufenacil | 372137-35-4 | 372137354 | 372137354 | C17H17ClF4N4O5S |  | Mass | kg | emission | ground | https://ofmpub.epa.gov/sor_internet/registry/substreg/searchandretrieve/substancesearch/search.do?details=displayDetails&selectedSubstanceId=101072 | 1 | Chemicals | d519f7a9-1677-3c43-b300-953bbb7a6015 | 9499238e-b0eb-35da-aef1-9114f54a0a44 | 20aadc24-a391-41cf-b340-3e4529f44bde | 93a60a56-a3c8-11da-a746-0800200b9a66
Validamycin | 37248-47-8 | 37248478 | 37248478 | C20H35NO13 |  | Mass | kg | emission | ground | https://comptox.epa.gov/dashboard/dsstoxdb/results?utf8=%E2%9C%93&search=DTXSID4058073 | 1 | Chemicals | e86e2da9-f18e-3bb7-8e40-84e703ed7142 | 9499238e-b0eb-35da-aef1-9114f54a0a44 | 20aadc24-a391-41cf-b340-3e4529f44bde | 93a60a56-a3c8-11da-a746-0800200b9a66
3-Phenoxybenzoic acid | 3739-38-6 | 3739386 | 3739386 | C13H10O3 |  | Mass | kg | emission | ground | https://ofmpub.epa.gov/sor_internet/registry/substreg/searchandretrieve/substancesearch/search.do?details=displayDetails&selectedSubstanceId=125966 | 1 | Chemicals | 153951f7-866f-3aba-a4a5-9b3910c3d0fe | 9499238e-b0eb-35da-aef1-9114f54a0a44 | 20aadc24-a391-41cf-b340-3e4529f44bde | 93a60a56-a3c8-11da-a746-0800200b9a66
Mandipropamid | 374726-62-2 | 374726622 | 374726622 | C23H22ClNO4 |  | Mass | kg | emission | ground | https://ofmpub.epa.gov/sor_internet/registry/substreg/searchandretrieve/substancesearch/search.do?details=displayDetails&selectedSubstanceId=100940 | 1 | Chemicals | 33e286cc-70b3-34a1-99be-a646d2cc8b6a | 9499238e-b0eb-35da-aef1-9114f54a0a44 | 20aadc24-a391-41cf-b340-3e4529f44bde | 93a60a56-a3c8-11da-a746-0800200b9a66
4-Decylaniline | 37529-30-9 | 37529309 | 37529309 | C16H27N |  | Mass | kg | emission | ground | https://comptox.epa.gov/dashboard/dsstoxdb/results?utf8=%E2%9C%93&search=DTXSID9022287 | 1 | Chemicals | f4016dd4-4061-3396-bf48-fd09c46573d8 | 9499238e-b0eb-35da-aef1-9114f54a0a44 | 20aadc24-a391-41cf-b340-3e4529f44bde | 93a60a56-a3c8-11da-a746-0800200b9a66
2-Amino-5-(5-nitro-2-furyl)-1,3,4-oxadiazole | 3775-55-1 | 3775551 | 3775551 | C6H4N4O4 |  | Mass | kg | emission | ground | https://comptox.epa.gov/dashboard/dsstoxdb/results?utf8=%E2%9C%93&search=DTXSID2020058 | 1 | Chemicals | f81c32d4-6934-3385-8ae1-46d774e9a469 | 9499238e-b0eb-35da-aef1-9114f54a0a44 | 20aadc24-a391-41cf-b340-3e4529f44bde | 93a60a56-a3c8-11da-a746-0800200b9a66
Ethylnitrosocyanamide | 38434-77-4 | 38434774 | 38434774 | C3H5N3O |  | Mass | kg | emission | ground | https://comptox.epa.gov/dashboard/dsstoxdb/results?utf8=%E2%9C%93&search=DTXSID9020611 | 1 | Chemicals | 033f9439-51c4-3881-ac77-305b7ffd2aab | 9499238e-b0eb-35da-aef1-9114f54a0a44 | 20aadc24-a391-41cf-b340-3e4529f44bde | 93a60a56-a3c8-11da-a746-0800200b9a66
2-Amino-4-(5-nitro-2-furyl)thiazole | 38514-71-5 | 38514715 | 38514715 | C7H5N3O3S |  | Mass | kg | emission | ground | https://comptox.epa.gov/dashboard/dsstoxdb/results?utf8=%E2%9C%93&search=DTXSID4039237 | 1 | Chemicals | 18a15122-d33c-36ff-8390-8df0b16a1758 | 9499238e-b0eb-35da-aef1-9114f54a0a44 | 20aadc24-a391-41cf-b340-3e4529f44bde | 93a60a56-a3c8-11da-a746-0800200b9a66
3-Phenoxybenzaldehyde | 39515-51-0 | 39515510 | 39515510 | C13H10O2 |  | Mass | kg | emission | ground | https://ofmpub.epa.gov/sor_internet/registry/substreg/searchandretrieve/substancesearch/search.do?details=displayDetails&selectedSubstanceId=53078 | 1 | Chemicals | 89fa887f-0a39-34d9-8433-6d1f349b0401 | 9499238e-b0eb-35da-aef1-9114f54a0a44 | 20aadc24-a391-41cf-b340-3e4529f44bde | 93a60a56-a3c8-11da-a746-0800200b9a66
4-tert-Butylpyridine | 3978-81-2 | 3978812 | 3978812 | C9H13N |  | Mass | kg | emission | ground | https://comptox.epa.gov/dashboard/dsstoxdb/results?utf8=%E2%9C%93&search=DTXSID20192855 | 1 | Chemicals | 284def35-5a61-3825-a01c-c4a50181af4e | 9499238e-b0eb-35da-aef1-9114f54a0a44 | 20aadc24-a391-41cf-b340-3e4529f44bde | 93a60a56-a3c8-11da-a746-0800200b9a66
N-4-(4'-Fluorobiphenyl)acetamide | 398-32-3 | 398323 | 398323 | C14H12FNO |  | Mass | kg | emission | ground | https://comptox.epa.gov/dashboard/dsstoxdb/results?utf8=%E2%9C%93&search=DTXSID2020632 | 1 | Chemicals | aab31f5a-2669-3037-b8f6-9f942049feab | 9499238e-b0eb-35da-aef1-9114f54a0a44 | 20aadc24-a391-41cf-b340-3e4529f44bde | 93a60a56-a3c8-11da-a746-0800200b9a66
2-Amino-1,3,4-thiadiazole | 4005-51-0 | 4005510 | 4005510 | C2H3N3S |  | Mass | kg | emission | ground | https://comptox.epa.gov/dashboard/dsstoxdb/results?utf8=%E2%9C%93&search=DTXSID50193113 | 1 | Chemicals | 32499b2a-53d4-35c3-a401-9340745395ad | 9499238e-b0eb-35da-aef1-9114f54a0a44 | 20aadc24-a391-41cf-b340-3e4529f44bde | 93a60a56-a3c8-11da-a746-0800200b9a66
Tetrahydro-2-nitroso-2H-1,2-oxazine | 40548-68-3 | 40548683 | 40548683 | C4H8N2O2 |  | Mass | kg | emission | ground | https://comptox.epa.gov/dashboard/dsstoxdb/results?utf8=%E2%9C%93&search=DTXSID1021326 | 1 | Chemicals | 9f8cb555-487d-3f59-89de-82f0d0fa2754 | 9499238e-b0eb-35da-aef1-9114f54a0a44 | 20aadc24-a391-41cf-b340-3e4529f44bde | 93a60a56-a3c8-11da-a746-0800200b9a66
Phenopylate | 40575-34-6 | 40575346 | 40575346 | C11H11Cl2NO2 |  | Mass | kg | emission | ground | https://comptox.epa.gov/dashboard/dsstoxdb/results?utf8=%E2%9C%93&search=DTXSID60876304 | 1 | Chemicals | 6b63487a-0978-3e5c-bc0c-329fa336720d | 9499238e-b0eb-35da-aef1-9114f54a0a44 | 20aadc24-a391-41cf-b340-3e4529f44bde | 93a60a56-a3c8-11da-a746-0800200b9a66
Nitrosododecamethyleneimine | 40580-89-0 | 40580890 | 40580890 | C12H24N2O |  | Mass | kg | emission | ground | https://comptox.epa.gov/dashboard/dsstoxdb/results?utf8=%E2%9C%93&search=DTXSID6021034 | 1 | Chemicals | 6b5b0313-0687-3fbc-a688-c5ac561315aa | 9499238e-b0eb-35da-aef1-9114f54a0a44 | 20aadc24-a391-41cf-b340-3e4529f44bde | 93a60a56-a3c8-11da-a746-0800200b9a66
1-Methyl-1-phenylthiourea | 4104-75-0 | 4104750 | 4104750 | C8H10N2S |  | Mass | kg | emission | ground | https://comptox.epa.gov/dashboard/dsstoxdb/results?utf8=%E2%9C%93&search=DTXSID00194014 | 1 | Chemicals | 3f9e61f4-74e0-35e8-94d6-b3d66e65932a | 9499238e-b0eb-35da-aef1-9114f54a0a44 | 20aadc24-a391-41cf-b340-3e4529f44bde | 93a60a56-a3c8-11da-a746-0800200b9a66
3-Dibenzofuranamine | 4106-66-5 | 4106665 | 4106665 | C12H9NO |  | Mass | kg | emission | ground | https://comptox.epa.gov/dashboard/dsstoxdb/results?utf8=%E2%9C%93&search=DTXSID3020411 | 1 | Chemicals | 33908e69-7487-38d4-8da8-d0307e038d6f | 9499238e-b0eb-35da-aef1-9114f54a0a44 | 20aadc24-a391-41cf-b340-3e4529f44bde | 93a60a56-a3c8-11da-a746-0800200b9a66
Dimethylnitramine | 4164-28-7 | 4164287 | 4164287 | C2H6N2O2 |  | Mass | kg | emission | ground | https://comptox.epa.gov/dashboard/dsstoxdb/results?utf8=%E2%9C%93&search=DTXSID6020519 | 1 | Chemicals | 3841a879-af8e-3474-ab4f-3989483e1fd0 | 9499238e-b0eb-35da-aef1-9114f54a0a44 | 20aadc24-a391-41cf-b340-3e4529f44bde | 93a60a56-a3c8-11da-a746-0800200b9a66
2,2,2-Trifluoro-N-[4-(5-nitro-2-furyl)-2-thiazolyl]acetamide | 42011-48-3 | 42011483 | 42011483 | C9H4F3N3O4S |  | Mass | kg | emission | ground | https://comptox.epa.gov/dashboard/dsstoxdb/results?utf8=%E2%9C%93&search=DTXSID9021394 | 1 | Chemicals | a286ef61-1e91-30e9-88b4-5beb4c6cba2f | 9499238e-b0eb-35da-aef1-9114f54a0a44 | 20aadc24-a391-41cf-b340-3e4529f44bde | 93a60a56-a3c8-11da-a746-0800200b9a66
Methyl 4-chloro-2-nitrobenzoate | 42087-80-9 | 42087809 | 42087809 | C8H6ClNO4 |  | Mass | kg | emission | ground | https://comptox.epa.gov/dashboard/dsstoxdb/results?utf8=%E2%9C%93&search=DTXSID9022289 | 1 | Chemicals | 862a6946-819f-37b9-adfc-721045455be9 | 9499238e-b0eb-35da-aef1-9114f54a0a44 | 20aadc24-a391-41cf-b340-3e4529f44bde | 93a60a56-a3c8-11da-a746-0800200b9a66
Pyroxsulam | 422556-08-9 | 422556089 | 422556089 | C14H13F3N6O5S |  | Mass | kg | emission | ground | https://ofmpub.epa.gov/sor_internet/registry/substreg/searchandretrieve/substancesearch/search.do?details=displayDetails&selectedSubstanceId=100984 | 1 | Chemicals | 7c156a68-3ec6-3499-8adb-d2d3e2efc18a | 9499238e-b0eb-35da-aef1-9114f54a0a44 | 20aadc24-a391-41cf-b340-3e4529f44bde | 93a60a56-a3c8-11da-a746-0800200b9a66
1-Benzylimidazole | 4238-71-5 | 4238715 | 4238715 | C10H10N2 |  | Mass | kg | emission | ground | https://comptox.epa.gov/dashboard/dsstoxdb/results?utf8=%E2%9C%93&search=DTXSID60195183 | 1 | Chemicals | 669b5696-4281-329e-b3df-c178f7e59220 | 9499238e-b0eb-35da-aef1-9114f54a0a44 | 20aadc24-a391-41cf-b340-3e4529f44bde | 93a60a56-a3c8-11da-a746-0800200b9a66
Isopropyl disulfide | 4253-89-8 | 4253898 | 4253898 | C6H14S2 |  | Mass | kg | emission | ground | https://comptox.epa.gov/dashboard/dsstoxdb/results?utf8=%E2%9C%93&search=DTXSID6022216 | 1 | Chemicals | f6a9d2ab-23e0-31e9-8fe1-d961dde70126 | 9499238e-b0eb-35da-aef1-9114f54a0a44 | 20aadc24-a391-41cf-b340-3e4529f44bde | 93a60a56-a3c8-11da-a746-0800200b9a66
1-Nitrosohydantoin | 42579-28-2 | 42579282 | 42579282 | C3H3N3O3 |  | Mass | kg | emission | ground | https://comptox.epa.gov/dashboard/dsstoxdb/results?utf8=%E2%9C%93&search=DTXSID5021041 | 1 | Chemicals | 8a3bf9b4-32f6-3edc-85cc-aa8bedafb8e5 | 9499238e-b0eb-35da-aef1-9114f54a0a44 | 20aadc24-a391-41cf-b340-3e4529f44bde | 93a60a56-a3c8-11da-a746-0800200b9a66
Flumequine | 42835-25-6 | 42835256 | 42835256 | C14H12FNO3 |  | Mass | kg | emission | ground | https://ofmpub.epa.gov/sor_internet/registry/substreg/searchandretrieve/substancesearch/search.do?details=displayDetails&selectedSubstanceId=101391 | 1 | Chemicals | 0ae491fc-5f1d-30c5-b9f5-f16c43f788ba | 9499238e-b0eb-35da-aef1-9114f54a0a44 | 20aadc24-a391-41cf-b340-3e4529f44bde | 93a60a56-a3c8-11da-a746-0800200b9a66
3-Furanmethanol | 4412-91-3 | 4412913 | 4412913 | C5H6O2 |  | Mass | kg | emission | ground | https://comptox.epa.gov/dashboard/dsstoxdb/results?utf8=%E2%9C%93&search=DTXSID70196045 | 1 | Chemicals | 14195fdc-0fd2-3db0-b89d-30761dfb0b69 | 9499238e-b0eb-35da-aef1-9114f54a0a44 | 20aadc24-a391-41cf-b340-3e4529f44bde | 93a60a56-a3c8-11da-a746-0800200b9a66
Pyroxasulfone | 447399-55-5 | 447399555 | 447399555 | C12H14F5N3O4S |  | Mass | kg | emission | ground | https://ofmpub.epa.gov/sor_internet/registry/substreg/searchandretrieve/substancesearch/search.do?details=displayDetails&selectedSubstanceId=99055 | 1 | Chemicals | dbc7f73e-c608-3dca-9ca0-1ccb2647852f | 9499238e-b0eb-35da-aef1-9114f54a0a44 | 20aadc24-a391-41cf-b340-3e4529f44bde | 93a60a56-a3c8-11da-a746-0800200b9a66
1,2-Dihydronaphthalene | 447-53-0 | 447530 | 447530 | C10H10 |  | Mass | kg | emission | ground | https://ofmpub.epa.gov/sor_internet/registry/substreg/searchandretrieve/substancesearch/search.do?details=displayDetails&selectedSubstanceId=98484 | 1 | Chemicals | 42129642-06fe-3b2e-8dd8-a10b691b772d | 9499238e-b0eb-35da-aef1-9114f54a0a44 | 20aadc24-a391-41cf-b340-3e4529f44bde | 93a60a56-a3c8-11da-a746-0800200b9a66
alpha,alpha,alpha-Trifluoro-o-tolunitrile | 447-60-9 | 447609 | 447609 | C8H4F3N |  | Mass | kg | emission | ground | https://ofmpub.epa.gov/sor_internet/registry/substreg/searchandretrieve/substancesearch/search.do?details=displayDetails&selectedSubstanceId=98485 | 1 | Chemicals | 2cd159d6-694c-3fa5-b8bb-effd00ac47ac | 9499238e-b0eb-35da-aef1-9114f54a0a44 | 20aadc24-a391-41cf-b340-3e4529f44bde | 93a60a56-a3c8-11da-a746-0800200b9a66
4-Methylcatechol | 452-86-8 | 452868 | 452868 | C7H8O2 |  | Mass | kg | emission | ground | https://ofmpub.epa.gov/sor_internet/registry/substreg/searchandretrieve/substancesearch/search.do?details=displayDetails&selectedSubstanceId=98487 | 1 | Chemicals | 6522e902-87bd-3fc9-a02a-ed9de887abf7 | 9499238e-b0eb-35da-aef1-9114f54a0a44 | 20aadc24-a391-41cf-b340-3e4529f44bde | 93a60a56-a3c8-11da-a746-0800200b9a66
Benzenemethanol, 4-fluoro- | 459-56-3 | 459563 | 459563 | C7H7FO |  | Mass | kg | emission | ground | https://ofmpub.epa.gov/sor_internet/registry/substreg/searchandretrieve/substancesearch/search.do?details=displayDetails&selectedSubstanceId=98488 | 1 | Chemicals | 6adc0edb-0720-32fb-b419-3952685a70a9 | 9499238e-b0eb-35da-aef1-9114f54a0a44 | 20aadc24-a391-41cf-b340-3e4529f44bde | 93a60a56-a3c8-11da-a746-0800200b9a66
4-Fluorobenzaldehyde | 459-57-4 | 459574 | 459574 | C7H5FO |  | Mass | kg | emission | ground | https://ofmpub.epa.gov/sor_internet/registry/substreg/searchandretrieve/substancesearch/search.do?details=displayDetails&selectedSubstanceId=45899 | 1 | Chemicals | 380858b4-9ee7-3af5-bf37-5ca0ed13e43e | 9499238e-b0eb-35da-aef1-9114f54a0a44 | 20aadc24-a391-41cf-b340-3e4529f44bde | 93a60a56-a3c8-11da-a746-0800200b9a66
(-)-alpha-Cedrene | 469-61-4 | 469614 | 469614 | C15H24 |  | Mass | kg | emission | ground | https://ofmpub.epa.gov/sor_internet/registry/substreg/searchandretrieve/substancesearch/search.do?details=displayDetails&selectedSubstanceId=45869 | 1 | Chemicals | 463d1366-5ad6-30d7-8d5d-29e50a115e25 | 9499238e-b0eb-35da-aef1-9114f54a0a44 | 20aadc24-a391-41cf-b340-3e4529f44bde | 93a60a56-a3c8-11da-a746-0800200b9a66
1-Hydroxymethylnaphthalene | 4780-79-4 | 4780794 | 4780794 | C11H10O |  | Mass | kg | emission | ground | https://comptox.epa.gov/dashboard/dsstoxdb/results?utf8=%E2%9C%93&search=DTXSID30197295 | 1 | Chemicals | 150b873a-fd1b-3260-8db3-8815ae3e84b9 | 9499238e-b0eb-35da-aef1-9114f54a0a44 | 20aadc24-a391-41cf-b340-3e4529f44bde | 93a60a56-a3c8-11da-a746-0800200b9a66
3-Nitro-3-hexene | 4812-22-0 | 4812220 | 4812220 | C6H11NO2 |  | Mass | kg | emission | ground | https://comptox.epa.gov/dashboard/dsstoxdb/results?utf8=%E2%9C%93&search=DTXSID4020955 | 1 | Chemicals | 13e45579-d265-391b-9bbf-5a758d371899 | 9499238e-b0eb-35da-aef1-9114f54a0a44 | 20aadc24-a391-41cf-b340-3e4529f44bde | 93a60a56-a3c8-11da-a746-0800200b9a66
Juglone | 481-39-0 | 481390 | 481390 | C10H6O3 |  | Mass | kg | emission | ground | https://ofmpub.epa.gov/sor_internet/registry/substreg/searchandretrieve/substancesearch/search.do?details=displayDetails&selectedSubstanceId=98500 | 1 | Chemicals | fb3bb178-76c6-34e5-a985-cfb2cdc747d2 | 9499238e-b0eb-35da-aef1-9114f54a0a44 | 20aadc24-a391-41cf-b340-3e4529f44bde | 93a60a56-a3c8-11da-a746-0800200b9a66
1,4-Naphthalenedione, 5-hydroxy-2-methyl- | 481-42-5 | 481425 | 481425 | C11H8O3 |  | Mass | kg | emission | ground | https://ofmpub.epa.gov/sor_internet/registry/substreg/searchandretrieve/substancesearch/search.do?details=displayDetails&selectedSubstanceId=98501 | 1 | Chemicals | ebf41f72-8eb5-3e1f-b84a-c865f572a545 | 9499238e-b0eb-35da-aef1-9114f54a0a44 | 20aadc24-a391-41cf-b340-3e4529f44bde | 93a60a56-a3c8-11da-a746-0800200b9a66
Bicuculline | 485-49-4 | 485494 | 485494 | C20H17NO6 |  | Mass | kg | emission | ground | https://ofmpub.epa.gov/sor_internet/registry/substreg/searchandretrieve/substancesearch/search.do?details=displayDetails&selectedSubstanceId=98505 | 1 | Chemicals | 7a40f6fe-7201-3e99-9245-03d727e7f972 | 9499238e-b0eb-35da-aef1-9114f54a0a44 | 20aadc24-a391-41cf-b340-3e4529f44bde | 93a60a56-a3c8-11da-a746-0800200b9a66
3-Methyl-2-nitrophenol | 4920-77-8 | 4920778 | 4920778 | C7H7NO3 |  | Mass | kg | emission | ground | https://comptox.epa.gov/dashboard/dsstoxdb/results?utf8=%E2%9C%93&search=DTXSID90197716 | 1 | Chemicals | df049566-e88b-3f35-9c06-93d2d1258db0 | 9499238e-b0eb-35da-aef1-9114f54a0a44 | 20aadc24-a391-41cf-b340-3e4529f44bde | 93a60a56-a3c8-11da-a746-0800200b9a66
1,4-Benzodioxin, 2,3-dihydro- | 493-09-4 | 493094 | 493094 | C8H8O2 |  | Mass | kg | emission | ground | https://ofmpub.epa.gov/sor_internet/registry/substreg/searchandretrieve/substancesearch/search.do?details=displayDetails&selectedSubstanceId=98516 | 1 | Chemicals | acaca9ab-9db2-39b0-9d9c-ab9e8e7e425d | 9499238e-b0eb-35da-aef1-9114f54a0a44 | 20aadc24-a391-41cf-b340-3e4529f44bde | 93a60a56-a3c8-11da-a746-0800200b9a66
Chlorantraniliprole | 500008-45-7 | 500008457 | 500008457 | C18H14BrCl2N5O2 |  | Mass | kg | emission | ground | https://ofmpub.epa.gov/sor_internet/registry/substreg/searchandretrieve/substancesearch/search.do?details=displayDetails&selectedSubstanceId=101082 | 1 | Chemicals | 226d52ed-de86-3117-b4d4-eaf34f56605a | 9499238e-b0eb-35da-aef1-9114f54a0a44 | 20aadc24-a391-41cf-b340-3e4529f44bde | 93a60a56-a3c8-11da-a746-0800200b9a66
Phenol, 3,5-dimethoxy- | 500-99-2 | 500992 | 500992 | C8H10O3 |  | Mass | kg | emission | ground | https://ofmpub.epa.gov/sor_internet/registry/substreg/searchandretrieve/substancesearch/search.do?details=displayDetails&selectedSubstanceId=98528 | 1 | Chemicals | 76616c94-6a21-3ce4-9b0e-7ec4b6dad5cf | 9499238e-b0eb-35da-aef1-9114f54a0a44 | 20aadc24-a391-41cf-b340-3e4529f44bde | 93a60a56-a3c8-11da-a746-0800200b9a66
5-Nonanone | 502-56-7 | 502567 | 502567 | C9H18O |  | Mass | kg | emission | ground | https://ofmpub.epa.gov/sor_internet/registry/substreg/searchandretrieve/substancesearch/search.do?details=displayDetails&selectedSubstanceId=45744 | 1 | Chemicals | 3687ac2d-8664-390d-b6c5-f42ad37898a5 | 9499238e-b0eb-35da-aef1-9114f54a0a44 | 20aadc24-a391-41cf-b340-3e4529f44bde | 93a60a56-a3c8-11da-a746-0800200b9a66
2,6-Dichlorobenzoic acid | 50-30-6 | 50306 | 50306 | C7H4Cl2O2 |  | Mass | kg | emission | ground | https://ofmpub.epa.gov/sor_internet/registry/substreg/searchandretrieve/substancesearch/search.do?details=displayDetails&selectedSubstanceId=96537 | 1 | Chemicals | 5ac004f9-6333-342c-8a06-8781b8674e55 | 9499238e-b0eb-35da-aef1-9114f54a0a44 | 20aadc24-a391-41cf-b340-3e4529f44bde | 93a60a56-a3c8-11da-a746-0800200b9a66
2,3,6-Trichloroanisole | 50375-10-5 | 50375105 | 50375105 | C7H5Cl3O |  | Mass | kg | emission | ground | https://comptox.epa.gov/dashboard/dsstoxdb/results?utf8=%E2%9C%93&search=DTXSID60198432 | 1 | Chemicals | 313911ba-9984-37f7-8e26-a1aacbd3073f | 9499238e-b0eb-35da-aef1-9114f54a0a44 | 20aadc24-a391-41cf-b340-3e4529f44bde | 93a60a56-a3c8-11da-a746-0800200b9a66
Isoprothiolane | 50512-35-1 | 50512351 | 50512351 | C12H18O4S2 |  | Mass | kg | emission | ground | https://ofmpub.epa.gov/sor_internet/registry/substreg/searchandretrieve/substancesearch/search.do?details=displayDetails&selectedSubstanceId=96604 | 1 | Chemicals | ef321e09-c7f5-3714-8373-7ca2bad60190 | 9499238e-b0eb-35da-aef1-9114f54a0a44 | 20aadc24-a391-41cf-b340-3e4529f44bde | 93a60a56-a3c8-11da-a746-0800200b9a66
1,7,7-Trimethyltricyclo[2.2.1.02,6]heptane | 508-32-7 | 508327 | 508327 | C10H16 |  | Mass | kg | emission | ground | https://ofmpub.epa.gov/sor_internet/registry/substreg/searchandretrieve/substancesearch/search.do?details=displayDetails&selectedSubstanceId=46057 | 1 | Chemicals | dba4c7e1-23dd-37f3-af9c-7702f87d2d91 | 9499238e-b0eb-35da-aef1-9114f54a0a44 | 20aadc24-a391-41cf-b340-3e4529f44bde | 93a60a56-a3c8-11da-a746-0800200b9a66
Pretilachlor | 51218-49-6 | 51218496 | 51218496 | C17H26ClNO2 |  | Mass | kg | emission | ground | https://comptox.epa.gov/dashboard/dsstoxdb/results?utf8=%E2%9C%93&search=DTXSID8058112 | 1 | Chemicals | 2e3cd9d1-04b0-3263-b4f0-9227006748a5 | 9499238e-b0eb-35da-aef1-9114f54a0a44 | 20aadc24-a391-41cf-b340-3e4529f44bde | 93a60a56-a3c8-11da-a746-0800200b9a66
N,N'-[6-(5-Nitro-2-furyl)-S-triazine-2,4-diyl]bisacetamide | 51325-35-0 | 51325350 | 51325350 | C11H10N6O5 |  | Mass | kg | emission | ground | https://comptox.epa.gov/dashboard/dsstoxdb/results?utf8=%E2%9C%93&search=DTXSID9020954 | 1 | Chemicals | 503f6654-4d98-3dad-acd1-99d6954d73f1 | 9499238e-b0eb-35da-aef1-9114f54a0a44 | 20aadc24-a391-41cf-b340-3e4529f44bde | 93a60a56-a3c8-11da-a746-0800200b9a66
Budesonide | 51333-22-3 | 51333223 | 51333223 | C25H34O6 |  | Mass | kg | emission | ground | https://comptox.epa.gov/dashboard/dsstoxdb/results?utf8=%E2%9C%93&search=DTXSID8020202 | 1 | Chemicals | 820f4634-cc05-3db0-965e-2441713ad946 | 9499238e-b0eb-35da-aef1-9114f54a0a44 | 20aadc24-a391-41cf-b340-3e4529f44bde | 93a60a56-a3c8-11da-a746-0800200b9a66
2-Iodobutane | 513-48-4 | 513484 | 513484 | C4H9I |  | Mass | kg | emission | ground | https://ofmpub.epa.gov/sor_internet/registry/substreg/searchandretrieve/substancesearch/search.do?details=displayDetails&selectedSubstanceId=45334 | 1 | Chemicals | d784452c-270b-3f0c-8982-74157b67f3a6 | 9499238e-b0eb-35da-aef1-9114f54a0a44 | 20aadc24-a391-41cf-b340-3e4529f44bde | 93a60a56-a3c8-11da-a746-0800200b9a66
1'-Hydroxyestragole | 51410-44-7 | 51410447 | 51410447 | C10H12O2 |  | Mass | kg | emission | ground | https://comptox.epa.gov/dashboard/dsstoxdb/results?utf8=%E2%9C%93&search=DTXSID6020723 | 1 | Chemicals | 44ed0002-dcac-3bdc-9bbc-078408e2b3c0 | 9499238e-b0eb-35da-aef1-9114f54a0a44 | 20aadc24-a391-41cf-b340-3e4529f44bde | 93a60a56-a3c8-11da-a746-0800200b9a66
N-Nitrosobenzthiazuron | 51542-33-7 | 51542337 | 51542337 | C9H8N4O2S |  | Mass | kg | emission | ground | https://comptox.epa.gov/dashboard/dsstoxdb/results?utf8=%E2%9C%93&search=DTXSID2021020 | 1 | Chemicals | 56f465c3-dfb9-3ead-95e8-36ff6ec7c250 | 9499238e-b0eb-35da-aef1-9114f54a0a44 | 20aadc24-a391-41cf-b340-3e4529f44bde | 93a60a56-a3c8-11da-a746-0800200b9a66
2,5-Dimethylaniline hydrochloride | 51786-53-9 | 51786539 | 51786539 | C8H12ClN |  | Mass | kg | emission | ground | https://comptox.epa.gov/dashboard/dsstoxdb/results?utf8=%E2%9C%93&search=DTXSID7021449 | 1 | Chemicals | 124d008a-0f4d-36b5-8d83-b69a034dfe12 | 9499238e-b0eb-35da-aef1-9114f54a0a44 | 20aadc24-a391-41cf-b340-3e4529f44bde | 93a60a56-a3c8-11da-a746-0800200b9a66
2,4-Dichlorodiphenyl ether | 51892-26-3 | 51892263 | 51892263 | C12H8Cl2O |  | Mass | kg | emission | ground | https://comptox.epa.gov/dashboard/dsstoxdb/results?utf8=%E2%9C%93&search=DTXSID00199847 | 1 | Chemicals | 631dce3c-2514-3b2c-9d43-8ce35225ba00 | 9499238e-b0eb-35da-aef1-9114f54a0a44 | 20aadc24-a391-41cf-b340-3e4529f44bde | 93a60a56-a3c8-11da-a746-0800200b9a66
1'-Hydroxysafrole | 5208-87-7 | 5208877 | 5208877 | C10H10O3 |  | Mass | kg | emission | ground | https://comptox.epa.gov/dashboard/dsstoxdb/results?utf8=%E2%9C%93&search=DTXSID0020731 | 1 | Chemicals | 476c4eef-5ca4-346f-961e-e9c772d5d370 | 9499238e-b0eb-35da-aef1-9114f54a0a44 | 20aadc24-a391-41cf-b340-3e4529f44bde | 93a60a56-a3c8-11da-a746-0800200b9a66
Ciprofibrate | 52214-84-3 | 52214843 | 52214843 | C13H14Cl2O3 |  | Mass | kg | emission | ground | https://ofmpub.epa.gov/sor_internet/registry/substreg/searchandretrieve/substancesearch/search.do?details=displayDetails&selectedSubstanceId=126094 | 1 | Chemicals | e41edc69-a165-36fa-85b8-3ba0ccce4b6d | 9499238e-b0eb-35da-aef1-9114f54a0a44 | 20aadc24-a391-41cf-b340-3e4529f44bde | 93a60a56-a3c8-11da-a746-0800200b9a66
Pyrimitate | 5221-49-8 | 5221498 | 5221498 | C11H20N3O3PS |  | Mass | kg | emission | ground | https://comptox.epa.gov/dashboard/dsstoxdb/results?utf8=%E2%9C%93&search=DTXSID3058117 | 1 | Chemicals | a3834ee4-635a-33be-b597-751b49bae464 | 9499238e-b0eb-35da-aef1-9114f54a0a44 | 20aadc24-a391-41cf-b340-3e4529f44bde | 93a60a56-a3c8-11da-a746-0800200b9a66
Pentachloroaniline | 527-20-8 | 527208 | 527208 | C6H2Cl5N |  | Mass | kg | emission | ground | https://ofmpub.epa.gov/sor_internet/registry/substreg/searchandretrieve/substancesearch/search.do?details=displayDetails&selectedSubstanceId=107683 | 1 | Chemicals | 7e89178b-0c59-3b91-993a-d7e9abd75b59 | 9499238e-b0eb-35da-aef1-9114f54a0a44 | 20aadc24-a391-41cf-b340-3e4529f44bde | 93a60a56-a3c8-11da-a746-0800200b9a66
Isoxanthopterin | 529-69-1 | 529691 | 529691 | C6H5N5O2 |  | Mass | kg | emission | ground | https://comptox.epa.gov/dashboard/dsstoxdb/results?utf8=%E2%9C%93&search=DTXSID20200949 | 1 | Chemicals | 98fb7717-b7f2-30c3-a84d-df8b88db548c | 9499238e-b0eb-35da-aef1-9114f54a0a44 | 20aadc24-a391-41cf-b340-3e4529f44bde | 93a60a56-a3c8-11da-a746-0800200b9a66
Benzoyl isothiocyanate | 532-55-8 | 532558 | 532558 | C8H5NOS |  | Mass | kg | emission | ground | https://comptox.epa.gov/dashboard/dsstoxdb/results?utf8=%E2%9C%93&search=DTXSID00201257 | 1 | Chemicals | b42ae209-6bbe-3b44-80d6-16932f9c2836 | 9499238e-b0eb-35da-aef1-9114f54a0a44 | 20aadc24-a391-41cf-b340-3e4529f44bde | 93a60a56-a3c8-11da-a746-0800200b9a66
Benzene, 1-chloro-3-methyl-4-nitro- (9CI) | 5367-28-2 | 5367282 | 5367282 | C7H6ClNO2 |  | Mass | kg | emission | ground | https://comptox.epa.gov/dashboard/dsstoxdb/results?utf8=%E2%9C%93&search=DTXSID80201912 | 1 | Chemicals | 364c0d22-acb3-3728-a669-f43a33cbeec2 | 9499238e-b0eb-35da-aef1-9114f54a0a44 | 20aadc24-a391-41cf-b340-3e4529f44bde | 93a60a56-a3c8-11da-a746-0800200b9a66
Metomidate | 5377-20-8 | 5377208 | 5377208 | C13H14N2O2 |  | Mass | kg | emission | ground | https://comptox.epa.gov/dashboard/dsstoxdb/results?utf8=%E2%9C%93&search=DTXSID1048411 | 1 | Chemicals | 41ac8e5c-871d-3a1c-844c-25628d8298cc | 9499238e-b0eb-35da-aef1-9114f54a0a44 | 20aadc24-a391-41cf-b340-3e4529f44bde | 93a60a56-a3c8-11da-a746-0800200b9a66
3,6-Dithiaoctane | 5395-75-5 | 5395755 | 5395755 | C6H14S2 |  | Mass | kg | emission | ground | https://comptox.epa.gov/dashboard/dsstoxdb/results?utf8=%E2%9C%93&search=DTXSID0022226 | 1 | Chemicals | a67e469f-2936-3b62-8f66-eb9cca0358f1 | 9499238e-b0eb-35da-aef1-9114f54a0a44 | 20aadc24-a391-41cf-b340-3e4529f44bde | 93a60a56-a3c8-11da-a746-0800200b9a66
Butane, 1-iodo-3-methyl- | 541-28-6 | 541286 | 541286 | C5H11I |  | Mass | kg | emission | ground | https://ofmpub.epa.gov/sor_internet/registry/substreg/searchandretrieve/substancesearch/search.do?details=displayDetails&selectedSubstanceId=91432 | 1 | Chemicals | dbaab7a1-8a64-3470-9d1d-382979d057f3 | 9499238e-b0eb-35da-aef1-9114f54a0a44 | 20aadc24-a391-41cf-b340-3e4529f44bde | 93a60a56-a3c8-11da-a746-0800200b9a66
2,3,4-Trichloroanisole | 54135-80-7 | 54135807 | 54135807 | C7H5Cl3O |  | Mass | kg | emission | ground | https://comptox.epa.gov/dashboard/dsstoxdb/results?utf8=%E2%9C%93&search=DTXSID10202477 | 1 | Chemicals | 72f92101-7813-396b-bcbe-084cc0b88b2c | 9499238e-b0eb-35da-aef1-9114f54a0a44 | 20aadc24-a391-41cf-b340-3e4529f44bde | 93a60a56-a3c8-11da-a746-0800200b9a66
Empenthrin | 54406-48-3 | 54406483 | 54406483 | C18H26O2 |  | Mass | kg | emission | ground | https://comptox.epa.gov/dashboard/dsstoxdb/results?utf8=%E2%9C%93&search=DTXSID2058122 | 1 | Chemicals | 39c4e744-2fb6-3fd0-8693-353356121b75 | 9499238e-b0eb-35da-aef1-9114f54a0a44 | 20aadc24-a391-41cf-b340-3e4529f44bde | 93a60a56-a3c8-11da-a746-0800200b9a66
1,3,5-Cycloheptatriene | 544-25-2 | 544252 | 544252 | C7H8 |  | Mass | kg | emission | ground | https://ofmpub.epa.gov/sor_internet/registry/substreg/searchandretrieve/substancesearch/search.do?details=displayDetails&selectedSubstanceId=90720 | 1 | Chemicals | 391a4366-9d57-3b34-ab00-90dff70d2974 | 9499238e-b0eb-35da-aef1-9114f54a0a44 | 20aadc24-a391-41cf-b340-3e4529f44bde | 93a60a56-a3c8-11da-a746-0800200b9a66
Selenium tetrakis(diethyldithiocarbamate) | 5456-28-0 | 5456280 | 5456280 | C20H40N4S8Se |  | Mass | kg | emission | ground | https://comptox.epa.gov/dashboard/dsstoxdb/results?utf8=%E2%9C%93&search=DTXSID4021262 | 1 | Chemicals | ba1ea532-2b50-3ab1-9bb1-fff799bd4f23 | 9499238e-b0eb-35da-aef1-9114f54a0a44 | 20aadc24-a391-41cf-b340-3e4529f44bde | 93a60a56-a3c8-11da-a746-0800200b9a66
2,4,6-Trichloro-m-cresol | 551-76-8 | 551768 | 551768 | C7H5Cl3O |  | Mass | kg | emission | ground | https://comptox.epa.gov/dashboard/dsstoxdb/results?utf8=%E2%9C%93&search=DTXSID30203623 | 1 | Chemicals | 8430fc78-da63-34af-8950-f6db0735ac13 | 9499238e-b0eb-35da-aef1-9114f54a0a44 | 20aadc24-a391-41cf-b340-3e4529f44bde | 93a60a56-a3c8-11da-a746-0800200b9a66
2'-Hydroxy-4'-methoxyacetophenone | 552-41-0 | 552410 | 552410 | C9H10O3 |  | Mass | kg | emission | ground | https://comptox.epa.gov/dashboard/dsstoxdb/results?utf8=%E2%9C%93&search=DTXSID1022059 | 1 | Chemicals | 19589488-2621-3bb1-a601-080e3074b217 | 9499238e-b0eb-35da-aef1-9114f54a0a44 | 20aadc24-a391-41cf-b340-3e4529f44bde | 93a60a56-a3c8-11da-a746-0800200b9a66
2-Nitrobenzaldehyde | 552-89-6 | 552896 | 552896 | C7H5NO3 |  | Mass | kg | emission | ground | https://ofmpub.epa.gov/sor_internet/registry/substreg/searchandretrieve/substancesearch/search.do?details=displayDetails&selectedSubstanceId=45428 | 1 | Chemicals | d00e8e4d-31ce-3274-8e16-7f63b89a84c1 | 9499238e-b0eb-35da-aef1-9114f54a0a44 | 20aadc24-a391-41cf-b340-3e4529f44bde | 93a60a56-a3c8-11da-a746-0800200b9a66
Nicotinic acid hydrazide | 553-53-7 | 553537 | 553537 | C6H7N3O |  | Mass | kg | emission | ground | https://comptox.epa.gov/dashboard/dsstoxdb/results?utf8=%E2%9C%93&search=DTXSID6020933 | 1 | Chemicals | 19102398-bede-3d8f-ac39-2a0b4cb9b9d6 | 9499238e-b0eb-35da-aef1-9114f54a0a44 | 20aadc24-a391-41cf-b340-3e4529f44bde | 93a60a56-a3c8-11da-a746-0800200b9a66
1,4-Dinitroso-2,6-dimethylpiperazine | 55380-34-2 | 55380342 | 55380342 | C6H12N4O2 |  | Mass | kg | emission | ground | https://comptox.epa.gov/dashboard/dsstoxdb/results?utf8=%E2%9C%93&search=DTXSID0021468 | 1 | Chemicals | a8d4d4a6-156c-3ef5-98a6-68f6d6070ab5 | 9499238e-b0eb-35da-aef1-9114f54a0a44 | 20aadc24-a391-41cf-b340-3e4529f44bde | 93a60a56-a3c8-11da-a746-0800200b9a66
4-Nitrobenzaldehyde | 555-16-8 | 555168 | 555168 | C7H5NO3 |  | Mass | kg | emission | ground | https://ofmpub.epa.gov/sor_internet/registry/substreg/searchandretrieve/substancesearch/search.do?details=displayDetails&selectedSubstanceId=45408 | 1 | Chemicals | e7d846ee-218d-3e32-8c4e-9251673a4c7e | 9499238e-b0eb-35da-aef1-9114f54a0a44 | 20aadc24-a391-41cf-b340-3e4529f44bde | 93a60a56-a3c8-11da-a746-0800200b9a66
Nitroso-1,2,3,6-tetrahydropyridine | 55556-92-8 | 55556928 | 55556928 | C5H8N2O |  | Mass | kg | emission | ground | https://comptox.epa.gov/dashboard/dsstoxdb/results?utf8=%E2%9C%93&search=DTXSID8021010 | 1 | Chemicals | 1d290bbe-788f-3e7a-9275-e0cb1e88ee37 | 9499238e-b0eb-35da-aef1-9114f54a0a44 | 20aadc24-a391-41cf-b340-3e4529f44bde | 93a60a56-a3c8-11da-a746-0800200b9a66
3-Methyl-2-buten-1-ol | 556-82-1 | 556821 | 556821 | C5H10O |  | Mass | kg | emission | ground | https://ofmpub.epa.gov/sor_internet/registry/substreg/searchandretrieve/substancesearch/search.do?details=displayDetails&selectedSubstanceId=45383 | 1 | Chemicals | 3aa26585-3c62-3181-a1ca-5d1b3e183df1 | 9499238e-b0eb-35da-aef1-9114f54a0a44 | 20aadc24-a391-41cf-b340-3e4529f44bde | 93a60a56-a3c8-11da-a746-0800200b9a66
trans-2-[(Dimethylamino)methylimino]-5-[2-(5-nitro-2-furyl)vinyl]-1,3,4-oxadiazole | 55738-54-0 | 55738540 | 55738540 | C11H13N5O4 |  | Mass | kg | emission | ground | https://comptox.epa.gov/dashboard/dsstoxdb/results?utf8=%E2%9C%93&search=DTXSID7020502 | 1 | Chemicals | f3a8ddb9-d33f-3261-8246-c06f4acc5b9d | 9499238e-b0eb-35da-aef1-9114f54a0a44 | 20aadc24-a391-41cf-b340-3e4529f44bde | 93a60a56-a3c8-11da-a746-0800200b9a66
6-Phenylhexanoic acid | 5581-75-9 | 5581759 | 5581759 | C12H16O2 |  | Mass | kg | emission | ground | https://comptox.epa.gov/dashboard/dsstoxdb/results?utf8=%E2%9C%93&search=DTXSID90204398 | 1 | Chemicals | e3eefde7-828d-39e4-addb-5d3e9009c630 | 9499238e-b0eb-35da-aef1-9114f54a0a44 | 20aadc24-a391-41cf-b340-3e4529f44bde | 93a60a56-a3c8-11da-a746-0800200b9a66
p-(tert-Butyl)benzamide | 56108-12-4 | 56108124 | 56108124 | C11H15NO |  | Mass | kg | emission | ground | https://comptox.epa.gov/dashboard/dsstoxdb/results?utf8=%E2%9C%93&search=DTXSID3022295 | 1 | Chemicals | 618eb0ab-99c7-3b1c-8a51-ded8d1a9009c | 9499238e-b0eb-35da-aef1-9114f54a0a44 | 20aadc24-a391-41cf-b340-3e4529f44bde | 93a60a56-a3c8-11da-a746-0800200b9a66
N-Nitrosopiperazine | 5632-47-3 | 5632473 | 5632473 | C4H9N3O |  | Mass | kg | emission | ground | https://comptox.epa.gov/dashboard/dsstoxdb/results?utf8=%E2%9C%93&search=DTXSID9021059 | 1 | Chemicals | 162545d7-632c-3904-81bb-4f9f87a95210 | 9499238e-b0eb-35da-aef1-9114f54a0a44 | 20aadc24-a391-41cf-b340-3e4529f44bde | 93a60a56-a3c8-11da-a746-0800200b9a66
3,3',4,4'-Tetrachlorodiphenyl ether | 56348-72-2 | 56348722 | 56348722 | C12H6Cl4O |  | Mass | kg | emission | ground | https://comptox.epa.gov/dashboard/dsstoxdb/results?utf8=%E2%9C%93&search=DTXSID20204886 | 1 | Chemicals | 9805121b-3d23-39f9-89af-04d5f8a9b1ad | 9499238e-b0eb-35da-aef1-9114f54a0a44 | 20aadc24-a391-41cf-b340-3e4529f44bde | 93a60a56-a3c8-11da-a746-0800200b9a66
2-Octynoic acid | 5663-96-7 | 5663967 | 5663967 | C8H12O2 |  | Mass | kg | emission | ground | https://comptox.epa.gov/dashboard/dsstoxdb/results?utf8=%E2%9C%93&search=DTXSID50205205 | 1 | Chemicals | cbcac8c1-91c7-3c6a-b3aa-9769ba0369a9 | 9499238e-b0eb-35da-aef1-9114f54a0a44 | 20aadc24-a391-41cf-b340-3e4529f44bde | 93a60a56-a3c8-11da-a746-0800200b9a66
1,3-Dibutyl-1-nitrosourea | 56654-52-5 | 56654525 | 56654525 | C9H19N3O2 |  | Mass | kg | emission | ground | https://comptox.epa.gov/dashboard/dsstoxdb/results?utf8=%E2%9C%93&search=DTXSID8020418 | 1 | Chemicals | 6d8abefa-42e6-3949-b339-d59e4d524edb | 9499238e-b0eb-35da-aef1-9114f54a0a44 | 20aadc24-a391-41cf-b340-3e4529f44bde | 93a60a56-a3c8-11da-a746-0800200b9a66
Butylhydrazine hydrochloride | 56795-65-4 | 56795654 | 56795654 | C4H13ClN2 |  | Mass | kg | emission | ground | https://comptox.epa.gov/dashboard/dsstoxdb/results?utf8=%E2%9C%93&search=DTXSID2020218 | 1 | Chemicals | 5f0e3f57-0804-363f-86df-952dc78d6c83 | 9499238e-b0eb-35da-aef1-9114f54a0a44 | 20aadc24-a391-41cf-b340-3e4529f44bde | 93a60a56-a3c8-11da-a746-0800200b9a66
2-Dimethylaminopyridine | 5683-33-0 | 5683330 | 5683330 | C7H10N2 |  | Mass | kg | emission | ground | https://comptox.epa.gov/dashboard/dsstoxdb/results?utf8=%E2%9C%93&search=DTXSID9022231 | 1 | Chemicals | 5aec3cfe-eb1c-340b-9a94-df226970a2a1 | 9499238e-b0eb-35da-aef1-9114f54a0a44 | 20aadc24-a391-41cf-b340-3e4529f44bde | 93a60a56-a3c8-11da-a746-0800200b9a66
Pyroquilon | 57369-32-1 | 57369321 | 57369321 | C11H11NO |  | Mass | kg | emission | ground | https://comptox.epa.gov/dashboard/dsstoxdb/results?utf8=%E2%9C%93&search=DTXSID6058132 | 1 | Chemicals | 858466a8-7585-3623-9fa6-bf0053663e88 | 9499238e-b0eb-35da-aef1-9114f54a0a44 | 20aadc24-a391-41cf-b340-3e4529f44bde | 93a60a56-a3c8-11da-a746-0800200b9a66
Pentanal methylformylhydrazone | 57590-20-2 | 57590202 | 57590202 | C7H14N2O |  | Mass | kg | emission | ground | https://comptox.epa.gov/dashboard/dsstoxdb/results?utf8=%E2%9C%93&search=DTXSID1021110 | 1 | Chemicals | cd33ab9d-ceed-3b28-ab40-cac992e6cbbf | 9499238e-b0eb-35da-aef1-9114f54a0a44 | 20aadc24-a391-41cf-b340-3e4529f44bde | 93a60a56-a3c8-11da-a746-0800200b9a66
Furalaxyl | 57646-30-7 | 57646307 | 57646307 | C17H19NO4 |  | Mass | kg | emission | ground | https://comptox.epa.gov/dashboard/dsstoxdb/results?utf8=%E2%9C%93&search=DTXSID4047543 | 1 | Chemicals | 3012fda4-f6ed-3ab2-947a-a3ab4b1c5766 | 9499238e-b0eb-35da-aef1-9114f54a0a44 | 20aadc24-a391-41cf-b340-3e4529f44bde | 93a60a56-a3c8-11da-a746-0800200b9a66
Anthrarobin | 577-33-3 | 577333 | 577333 | C14H10O3 |  | Mass | kg | emission | ground | https://comptox.epa.gov/dashboard/dsstoxdb/results?utf8=%E2%9C%93&search=DTXSID20206401 | 1 | Chemicals | 7a963b9b-44d1-36e8-87e4-06b1ad9f724a | 9499238e-b0eb-35da-aef1-9114f54a0a44 | 20aadc24-a391-41cf-b340-3e4529f44bde | 93a60a56-a3c8-11da-a746-0800200b9a66
Closantel | 57808-65-8 | 57808658 | 57808658 | C22H14Cl2I2N2O2 |  | Mass | kg | emission | ground | https://comptox.epa.gov/dashboard/dsstoxdb/results?utf8=%E2%9C%93&search=DTXSID6040662 | 1 | Chemicals | 0a0fbcd6-b351-37de-974b-010ad80622b7 | 9499238e-b0eb-35da-aef1-9114f54a0a44 | 20aadc24-a391-41cf-b340-3e4529f44bde | 93a60a56-a3c8-11da-a746-0800200b9a66
2,2-Dimethyl-1-propylamine | 5813-64-9 | 5813649 | 5813649 | C5H13N |  | Mass | kg | emission | ground | https://comptox.epa.gov/dashboard/dsstoxdb/results?utf8=%E2%9C%93&search=DTXSID4022232 | 1 | Chemicals | c9264161-257e-38cf-8248-6cb4ebd37b3d | 9499238e-b0eb-35da-aef1-9114f54a0a44 | 20aadc24-a391-41cf-b340-3e4529f44bde | 93a60a56-a3c8-11da-a746-0800200b9a66
2-Methoxy-3-aminodibenzofuran | 5834-17-3 | 5834173 | 5834173 | C13H11NO2 |  | Mass | kg | emission | ground | https://comptox.epa.gov/dashboard/dsstoxdb/results?utf8=%E2%9C%93&search=DTXSID9020825 | 1 | Chemicals | 86c69d4d-1bbb-3785-99cf-8c54600cdf22 | 9499238e-b0eb-35da-aef1-9114f54a0a44 | 20aadc24-a391-41cf-b340-3e4529f44bde | 93a60a56-a3c8-11da-a746-0800200b9a66
1,2-Dimethylcyclohexane | 583-57-3 | 583573 | 583573 | C8H16 |  | Mass | kg | emission | ground | https://ofmpub.epa.gov/sor_internet/registry/substreg/searchandretrieve/substancesearch/search.do?details=displayDetails&selectedSubstanceId=89226 | 1 | Chemicals | 141331f2-ed20-3519-a2e4-fccfdd472c33 | 9499238e-b0eb-35da-aef1-9114f54a0a44 | 20aadc24-a391-41cf-b340-3e4529f44bde | 93a60a56-a3c8-11da-a746-0800200b9a66
3-Pentanol | 584-02-1 | 584021 | 584021 | C5H12O |  | Mass | kg | emission | ground | https://ofmpub.epa.gov/sor_internet/registry/substreg/searchandretrieve/substancesearch/search.do?details=displayDetails&selectedSubstanceId=45198 | 1 | Chemicals | 92f5d20c-cf58-356e-b4a1-f5b580a09304 | 9499238e-b0eb-35da-aef1-9114f54a0a44 | 20aadc24-a391-41cf-b340-3e4529f44bde | 93a60a56-a3c8-11da-a746-0800200b9a66
Piconol | 586-98-1 | 586981 | 586981 | C6H7NO |  | Mass | kg | emission | ground | https://comptox.epa.gov/dashboard/dsstoxdb/results?utf8=%E2%9C%93&search=DTXSID8046531 | 1 | Chemicals | c340b0d8-1a55-38d3-bff6-a5bd40a1386b | 9499238e-b0eb-35da-aef1-9114f54a0a44 | 20aadc24-a391-41cf-b340-3e4529f44bde | 93a60a56-a3c8-11da-a746-0800200b9a66
N-Allylaniline | 589-09-3 | 589093 | 589093 | C9H11N |  | Mass | kg | emission | ground | https://comptox.epa.gov/dashboard/dsstoxdb/results?utf8=%E2%9C%93&search=DTXSID5022065 | 1 | Chemicals | 766b1803-9782-3c2c-b4b1-e8362f218264 | 9499238e-b0eb-35da-aef1-9114f54a0a44 | 20aadc24-a391-41cf-b340-3e4529f44bde | 93a60a56-a3c8-11da-a746-0800200b9a66
1,4-Dimethylcyclohexane | 589-90-2 | 589902 | 589902 | C8H16 |  | Mass | kg | emission | ground | https://ofmpub.epa.gov/sor_internet/registry/substreg/searchandretrieve/substancesearch/search.do?details=displayDetails&selectedSubstanceId=96514 | 1 | Chemicals | 4c528715-1123-31f6-b06c-a297a9a38881 | 9499238e-b0eb-35da-aef1-9114f54a0a44 | 20aadc24-a391-41cf-b340-3e4529f44bde | 93a60a56-a3c8-11da-a746-0800200b9a66
1,3-Dimethylcyclohexane | 591-21-9 | 591219 | 591219 | C8H16 |  | Mass | kg | emission | ground | https://ofmpub.epa.gov/sor_internet/registry/substreg/searchandretrieve/substancesearch/search.do?details=displayDetails&selectedSubstanceId=100802 | 1 | Chemicals | b4078293-5772-3b1b-98e9-fa3cceb374c7 | 9499238e-b0eb-35da-aef1-9114f54a0a44 | 20aadc24-a391-41cf-b340-3e4529f44bde | 93a60a56-a3c8-11da-a746-0800200b9a66
2,4-Hexadiene | 592-46-1 | 592461 | 592461 | C6H10 |  | Mass | kg | emission | ground | https://comptox.epa.gov/dashboard/dsstoxdb/results?utf8=%E2%9C%93&search=DTXSID5022069 | 1 | Chemicals | a1f7ab2b-270e-399a-8459-c4ac3a1ca35c | 9499238e-b0eb-35da-aef1-9114f54a0a44 | 20aadc24-a391-41cf-b340-3e4529f44bde | 93a60a56-a3c8-11da-a746-0800200b9a66
Dimethylarsine | 593-57-7 | 593577 | 593577 | C2H7As |  | Mass | kg | emission | ground | https://comptox.epa.gov/dashboard/dsstoxdb/results?utf8=%E2%9C%93&search=DTXSID80870647 | 1 | Chemicals | ed57d319-b0c0-3793-bcb8-0b7c3c1806e7 | 9499238e-b0eb-35da-aef1-9114f54a0a44 | 20aadc24-a391-41cf-b340-3e4529f44bde | 93a60a56-a3c8-11da-a746-0800200b9a66
Tetramethyltin | 594-27-4 | 594274 | 594274 | C4H12Sn |  | Mass | kg | emission | ground | https://ofmpub.epa.gov/sor_internet/registry/substreg/searchandretrieve/substancesearch/search.do?details=displayDetails&selectedSubstanceId=45062 | 1 | Chemicals | 074649af-45a3-345a-99ed-3dedc307a954 | 9499238e-b0eb-35da-aef1-9114f54a0a44 | 20aadc24-a391-41cf-b340-3e4529f44bde | 93a60a56-a3c8-11da-a746-0800200b9a66
2,2-Dimethylbutanoic acid | 595-37-9 | 595379 | 595379 | C6H12O2 |  | Mass | kg | emission | ground | https://comptox.epa.gov/dashboard/dsstoxdb/results?utf8=%E2%9C%93&search=DTXSID0032811 | 1 | Chemicals | 393397d9-b327-38f0-97f1-c1fcc90bd355 | 9499238e-b0eb-35da-aef1-9114f54a0a44 | 20aadc24-a391-41cf-b340-3e4529f44bde | 93a60a56-a3c8-11da-a746-0800200b9a66
2,2-Dimethylbutanedioic acid | 597-43-3 | 597433 | 597433 | C6H10O4 |  | Mass | kg | emission | ground | https://comptox.epa.gov/dashboard/dsstoxdb/results?utf8=%E2%9C%93&search=DTXSID6021581 | 1 | Chemicals | 98d1a8b7-3f9c-3251-b1e8-c568a767cdf3 | 9499238e-b0eb-35da-aef1-9114f54a0a44 | 20aadc24-a391-41cf-b340-3e4529f44bde | 93a60a56-a3c8-11da-a746-0800200b9a66
Tribromoethene | 598-16-3 | 598163 | 598163 | C2HBr3 |  | Mass | kg | emission | ground | https://ofmpub.epa.gov/sor_internet/registry/substreg/searchandretrieve/substancesearch/search.do?details=displayDetails&selectedSubstanceId=45038 | 1 | Chemicals | 3c61f509-0eac-37f5-bf6b-f3a4dc1ec143 | 9499238e-b0eb-35da-aef1-9114f54a0a44 | 20aadc24-a391-41cf-b340-3e4529f44bde | 93a60a56-a3c8-11da-a746-0800200b9a66
N-Methylthiourea | 598-52-7 | 598527 | 598527 | C2H6N2S |  | Mass | kg | emission | ground | https://comptox.epa.gov/dashboard/dsstoxdb/results?utf8=%E2%9C%93&search=DTXSID90208533 | 1 | Chemicals | 61dbf02a-477c-30a0-8326-3523973a465f | 9499238e-b0eb-35da-aef1-9114f54a0a44 | 20aadc24-a391-41cf-b340-3e4529f44bde | 93a60a56-a3c8-11da-a746-0800200b9a66
Methylnitramine | 598-57-2 | 598572 | 598572 | CH4N2O2 |  | Mass | kg | emission | ground | https://comptox.epa.gov/dashboard/dsstoxdb/results?utf8=%E2%9C%93&search=DTXSID9020879 | 1 | Chemicals | 61334d74-5fb2-3a14-a3a6-bd1911803074 | 9499238e-b0eb-35da-aef1-9114f54a0a44 | 20aadc24-a391-41cf-b340-3e4529f44bde | 93a60a56-a3c8-11da-a746-0800200b9a66
2-Nitrobutane | 600-24-8 | 600248 | 600248 | C4H9NO2 |  | Mass | kg | emission | ground | https://comptox.epa.gov/dashboard/dsstoxdb/results?utf8=%E2%9C%93&search=DTXSID3020968 | 1 | Chemicals | 134adc98-db4b-3236-a243-c7936dce6fcb | 9499238e-b0eb-35da-aef1-9114f54a0a44 | 20aadc24-a391-41cf-b340-3e4529f44bde | 93a60a56-a3c8-11da-a746-0800200b9a66
Petasitenine | 60102-37-6 | 60102376 | 60102376 | C19H27NO7 |  | Mass | kg | emission | ground | https://comptox.epa.gov/dashboard/dsstoxdb/results?utf8=%E2%9C%93&search=DTXSID6021115 | 1 | Chemicals | 70cfafc5-a2a9-3a00-a11e-f6e30935124a | 9499238e-b0eb-35da-aef1-9114f54a0a44 | 20aadc24-a391-41cf-b340-3e4529f44bde | 93a60a56-a3c8-11da-a746-0800200b9a66
2,3',4,4',5-Pentachlorodiphenyl ether | 60123-65-1 | 60123651 | 60123651 | C12H5Cl5O |  | Mass | kg | emission | ground | https://comptox.epa.gov/dashboard/dsstoxdb/results?utf8=%E2%9C%93&search=DTXSID10208873 | 1 | Chemicals | fd92745b-606a-3634-903d-0a5c6874e5ed | 9499238e-b0eb-35da-aef1-9114f54a0a44 | 20aadc24-a391-41cf-b340-3e4529f44bde | 93a60a56-a3c8-11da-a746-0800200b9a66
Gabapentin | 60142-96-3 | 60142963 | 60142963 | C9H17NO2 |  | Mass | kg | emission | ground | https://ofmpub.epa.gov/sor_internet/registry/substreg/searchandretrieve/substancesearch/search.do?details=displayDetails&selectedSubstanceId=101690 | 1 | Chemicals | ed1b5a9d-1fde-3b04-9cb8-5b06ddc3f92a | 9499238e-b0eb-35da-aef1-9114f54a0a44 | 20aadc24-a391-41cf-b340-3e4529f44bde | 93a60a56-a3c8-11da-a746-0800200b9a66
N-Nitrosobis(2-oxopropyl)amine | 60599-38-4 | 60599384 | 60599384 | C6H10N2O3 |  | Mass | kg | emission | ground | https://comptox.epa.gov/dashboard/dsstoxdb/results?utf8=%E2%9C%93&search=DTXSID2021022 | 1 | Chemicals | 6bfccd8f-02ef-33f1-b214-e89a90c40c17 | 9499238e-b0eb-35da-aef1-9114f54a0a44 | 20aadc24-a391-41cf-b340-3e4529f44bde | 93a60a56-a3c8-11da-a746-0800200b9a66
2,6-Dinitroaniline | 606-22-4 | 606224 | 606224 | C6H5N3O4 |  | Mass | kg | emission | ground | https://comptox.epa.gov/dashboard/dsstoxdb/results?utf8=%E2%9C%93&search=DTXSID70209402 | 1 | Chemicals | b95d2e4c-0f14-34f4-9d22-4cc66103c00e | 9499238e-b0eb-35da-aef1-9114f54a0a44 | 20aadc24-a391-41cf-b340-3e4529f44bde | 93a60a56-a3c8-11da-a746-0800200b9a66
Diethyl benzylmalonate | 607-81-8 | 607818 | 607818 | C14H18O4 |  | Mass | kg | emission | ground | https://ofmpub.epa.gov/sor_internet/registry/substreg/searchandretrieve/substancesearch/search.do?details=displayDetails&selectedSubstanceId=44961 | 1 | Chemicals | e5d5e1bf-91d2-3b03-a997-0f5f242c06cc | 9499238e-b0eb-35da-aef1-9114f54a0a44 | 20aadc24-a391-41cf-b340-3e4529f44bde | 93a60a56-a3c8-11da-a746-0800200b9a66
Phenol, 2,4-dichloro-6-nitro- | 609-89-2 | 609892 | 609892 | C6H3Cl2NO3 |  | Mass | kg | emission | ground | https://comptox.epa.gov/dashboard/dsstoxdb/results?utf8=%E2%9C%93&search=DTXSID00209738 | 1 | Chemicals | 2cae5220-9717-3d1f-adf1-8241aa23289f | 9499238e-b0eb-35da-aef1-9114f54a0a44 | 20aadc24-a391-41cf-b340-3e4529f44bde | 93a60a56-a3c8-11da-a746-0800200b9a66
2-Nitrosotoluene | 611-23-4 | 611234 | 611234 | C7H7NO |  | Mass | kg | emission | ground | https://comptox.epa.gov/dashboard/dsstoxdb/results?utf8=%E2%9C%93&search=DTXSID3021065 | 1 | Chemicals | 34999150-a6b6-3a49-8646-760938f5b39e | 9499238e-b0eb-35da-aef1-9114f54a0a44 | 20aadc24-a391-41cf-b340-3e4529f44bde | 93a60a56-a3c8-11da-a746-0800200b9a66
5-Aminoquinoline | 611-34-7 | 611347 | 611347 | C9H8N2 |  | Mass | kg | emission | ground | https://comptox.epa.gov/dashboard/dsstoxdb/results?utf8=%E2%9C%93&search=DTXSID80209978 | 1 | Chemicals | b3a5f3f6-e96b-306d-a8b9-1f9f1319ae2c | 9499238e-b0eb-35da-aef1-9114f54a0a44 | 20aadc24-a391-41cf-b340-3e4529f44bde | 93a60a56-a3c8-11da-a746-0800200b9a66
Anthracene, 9,10-dihydro- | 613-31-0 | 613310 | 613310 | C14H12 |  | Mass | kg | emission | ground | https://ofmpub.epa.gov/sor_internet/registry/substreg/searchandretrieve/substancesearch/search.do?details=displayDetails&selectedSubstanceId=96770 | 1 | Chemicals | 934ca08f-237f-350c-8106-86c3c268ff90 | 9499238e-b0eb-35da-aef1-9114f54a0a44 | 20aadc24-a391-41cf-b340-3e4529f44bde | 93a60a56-a3c8-11da-a746-0800200b9a66
2,4-Dimethoxybenzaldehyde | 613-45-6 | 613456 | 613456 | C9H10O3 |  | Mass | kg | emission | ground | https://comptox.epa.gov/dashboard/dsstoxdb/results?utf8=%E2%9C%93&search=DTXSID3022081 | 1 | Chemicals | 2dff5496-f23d-3e05-b2b8-d447cc72b01b | 9499238e-b0eb-35da-aef1-9114f54a0a44 | 20aadc24-a391-41cf-b340-3e4529f44bde | 93a60a56-a3c8-11da-a746-0800200b9a66
5-Nitroindole | 6146-52-7 | 6146527 | 6146527 | C8H6N2O2 |  | Mass | kg | emission | ground | https://comptox.epa.gov/dashboard/dsstoxdb/results?utf8=%E2%9C%93&search=DTXSID80210403 | 1 | Chemicals | 90380f0e-a686-3137-b111-6aef40f0155f | 9499238e-b0eb-35da-aef1-9114f54a0a44 | 20aadc24-a391-41cf-b340-3e4529f44bde | 93a60a56-a3c8-11da-a746-0800200b9a66
3,5-Dinitrotoluene | 618-85-9 | 618859 | 618859 | C7H6N2O4 |  | Mass | kg | emission | ground | https://ofmpub.epa.gov/sor_internet/registry/substreg/searchandretrieve/substancesearch/search.do?details=displayDetails&selectedSubstanceId=130215 | 1 | Chemicals | 7a310352-1e7c-38ed-aba7-8896a258e748 | 9499238e-b0eb-35da-aef1-9114f54a0a44 | 20aadc24-a391-41cf-b340-3e4529f44bde | 93a60a56-a3c8-11da-a746-0800200b9a66
Arecoline hydrochloride | 61-94-9 | 61949 | 61949 | C8H14ClNO2 |  | Mass | kg | emission | ground | https://comptox.epa.gov/dashboard/dsstoxdb/results?utf8=%E2%9C%93&search=DTXSID8020098 | 1 | Chemicals | 810d5f21-3fcd-3d03-9a1c-a01203725029 | 9499238e-b0eb-35da-aef1-9114f54a0a44 | 20aadc24-a391-41cf-b340-3e4529f44bde | 93a60a56-a3c8-11da-a746-0800200b9a66
3-Benzylpyridine | 620-95-1 | 620951 | 620951 | C12H11N |  | Mass | kg | emission | ground | https://comptox.epa.gov/dashboard/dsstoxdb/results?utf8=%E2%9C%93&search=DTXSID80211051 | 1 | Chemicals | b7cb560d-5c95-34df-a523-c93932a5f7f1 | 9499238e-b0eb-35da-aef1-9114f54a0a44 | 20aadc24-a391-41cf-b340-3e4529f44bde | 93a60a56-a3c8-11da-a746-0800200b9a66
Cyclohexyl acetate | 622-45-7 | 622457 | 622457 | C8H14O2 |  | Mass | kg | emission | ground | https://ofmpub.epa.gov/sor_internet/registry/substreg/searchandretrieve/substancesearch/search.do?details=displayDetails&selectedSubstanceId=44765 | 1 | Chemicals | 61246d75-e9a4-399e-8cab-48a2a7770cd7 | 9499238e-b0eb-35da-aef1-9114f54a0a44 | 20aadc24-a391-41cf-b340-3e4529f44bde | 93a60a56-a3c8-11da-a746-0800200b9a66
Benzonitrile, 4-bromo- | 623-00-7 | 623007 | 623007 | C7H4BrN |  | Mass | kg | emission | ground | https://comptox.epa.gov/dashboard/dsstoxdb/results?utf8=%E2%9C%93&search=DTXSID60211352 | 1 | Chemicals | 655aa61c-7295-3d72-afbf-3c4b8b605132 | 9499238e-b0eb-35da-aef1-9114f54a0a44 | 20aadc24-a391-41cf-b340-3e4529f44bde | 93a60a56-a3c8-11da-a746-0800200b9a66
Cyclohexane, iodo- | 626-62-0 | 626620 | 626620 | C6H11I |  | Mass | kg | emission | ground | https://ofmpub.epa.gov/sor_internet/registry/substreg/searchandretrieve/substancesearch/search.do?details=displayDetails&selectedSubstanceId=44667 | 1 | Chemicals | fe632bb3-8ab1-3c34-b9a3-7e2e3aad9da3 | 9499238e-b0eb-35da-aef1-9114f54a0a44 | 20aadc24-a391-41cf-b340-3e4529f44bde | 93a60a56-a3c8-11da-a746-0800200b9a66
Fumaryl chloride | 627-63-4 | 627634 | 627634 | C4H2Cl2O2 |  | Mass | kg | emission | ground | https://ofmpub.epa.gov/sor_internet/registry/substreg/searchandretrieve/substancesearch/search.do?details=displayDetails&selectedSubstanceId=89203 | 1 | Chemicals | 7a84b386-37ce-33bb-aab6-9d00ec583cdc | 9499238e-b0eb-35da-aef1-9114f54a0a44 | 20aadc24-a391-41cf-b340-3e4529f44bde | 93a60a56-a3c8-11da-a746-0800200b9a66
1,5-Dichloropentane | 628-76-2 | 628762 | 628762 | C5H10Cl2 |  | Mass | kg | emission | ground | https://ofmpub.epa.gov/sor_internet/registry/substreg/searchandretrieve/substancesearch/search.do?details=displayDetails&selectedSubstanceId=44617 | 1 | Chemicals | e73c8318-da97-3eaf-a388-77aa0b0545bb | 9499238e-b0eb-35da-aef1-9114f54a0a44 | 20aadc24-a391-41cf-b340-3e4529f44bde | 93a60a56-a3c8-11da-a746-0800200b9a66
Cycloheptene | 628-92-2 | 628922 | 628922 | C7H12 |  | Mass | kg | emission | ground | https://ofmpub.epa.gov/sor_internet/registry/substreg/searchandretrieve/substancesearch/search.do?details=displayDetails&selectedSubstanceId=96590 | 1 | Chemicals | 9a8c6f50-10bf-3242-9e0a-016b4dbb5b11 | 9499238e-b0eb-35da-aef1-9114f54a0a44 | 20aadc24-a391-41cf-b340-3e4529f44bde | 93a60a56-a3c8-11da-a746-0800200b9a66
1-Bromoheptane | 629-04-9 | 629049 | 629049 | C7H15Br |  | Mass | kg | emission | ground | https://ofmpub.epa.gov/sor_internet/registry/substreg/searchandretrieve/substancesearch/search.do?details=displayDetails&selectedSubstanceId=44608 | 1 | Chemicals | 5a36738b-df6b-3ffe-a47e-cca6b4691f1e | 9499238e-b0eb-35da-aef1-9114f54a0a44 | 20aadc24-a391-41cf-b340-3e4529f44bde | 93a60a56-a3c8-11da-a746-0800200b9a66
N-Methyl-N-nitrosobenzamide | 63412-06-6 | 63412066 | 63412066 | C8H8N2O2 |  | Mass | kg | emission | ground | https://comptox.epa.gov/dashboard/dsstoxdb/results?utf8=%E2%9C%93&search=DTXSID6020850 | 1 | Chemicals | ed6811e7-632e-3681-9043-193dc8bc7a75 | 9499238e-b0eb-35da-aef1-9114f54a0a44 | 20aadc24-a391-41cf-b340-3e4529f44bde | 93a60a56-a3c8-11da-a746-0800200b9a66
2,3,4-Trichloroaniline | 634-67-3 | 634673 | 634673 | C6H4Cl3N |  | Mass | kg | emission | ground | https://comptox.epa.gov/dashboard/dsstoxdb/results?utf8=%E2%9C%93&search=DTXSID2022098 | 1 | Chemicals | 1b9b492c-d3bc-3f6a-9bad-915ac36b3bed | 9499238e-b0eb-35da-aef1-9114f54a0a44 | 20aadc24-a391-41cf-b340-3e4529f44bde | 93a60a56-a3c8-11da-a746-0800200b9a66
2,3,4,5-Tetrachloroaniline | 634-83-3 | 634833 | 634833 | C6H3Cl4N |  | Mass | kg | emission | ground | https://comptox.epa.gov/dashboard/dsstoxdb/results?utf8=%E2%9C%93&search=DTXSID70212810 | 1 | Chemicals | a678308e-493d-398d-9ac1-6968f4e44a26 | 9499238e-b0eb-35da-aef1-9114f54a0a44 | 20aadc24-a391-41cf-b340-3e4529f44bde | 93a60a56-a3c8-11da-a746-0800200b9a66
N-Ethyl-N'-nitro-N-nitrosoguanidine | 63885-23-4 | 63885234 | 63885234 | C3H7N5O3 |  | Mass | kg | emission | ground | https://comptox.epa.gov/dashboard/dsstoxdb/results?utf8=%E2%9C%93&search=DTXSID3020592 | 1 | Chemicals | 828b10bd-4e7c-3170-b59e-42d5d9357c9b | 9499238e-b0eb-35da-aef1-9114f54a0a44 | 20aadc24-a391-41cf-b340-3e4529f44bde | 93a60a56-a3c8-11da-a746-0800200b9a66
Tetrafluoro-m-phenylenediamine dihydrochloride | 63886-77-1 | 63886771 | 63886771 | C6H6Cl2F4N2 |  | Mass | kg | emission | ground | https://comptox.epa.gov/dashboard/dsstoxdb/results?utf8=%E2%9C%93&search=DTXSID6021323 | 1 | Chemicals | cea8fe42-4aa0-3a2b-9eff-4bc4ec071460 | 9499238e-b0eb-35da-aef1-9114f54a0a44 | 20aadc24-a391-41cf-b340-3e4529f44bde | 93a60a56-a3c8-11da-a746-0800200b9a66
4,4'-Methylene-bis(2-chloroaniline) dihydrochloride | 64049-29-2 | 64049292 | 64049292 | C13H14Cl4N2 |  | Mass | kg | emission | ground | https://comptox.epa.gov/dashboard/dsstoxdb/results?utf8=%E2%9C%93&search=DTXSID0020866 | 1 | Chemicals | 5d654d79-36b8-3315-b859-7967fb4c3728 | 9499238e-b0eb-35da-aef1-9114f54a0a44 | 20aadc24-a391-41cf-b340-3e4529f44bde | 93a60a56-a3c8-11da-a746-0800200b9a66
Pentafluorobenzaldehyde | 653-37-2 | 653372 | 653372 | C7HF5O |  | Mass | kg | emission | ground | https://comptox.epa.gov/dashboard/dsstoxdb/results?utf8=%E2%9C%93&search=DTXSID4022101 | 1 | Chemicals | 9b445b7f-d952-390f-9aa1-cb080116f78f | 9499238e-b0eb-35da-aef1-9114f54a0a44 | 20aadc24-a391-41cf-b340-3e4529f44bde | 93a60a56-a3c8-11da-a746-0800200b9a66
(+)-Theta-Cypermethrin | 65732-07-2 | 65732072 | 65732072 | C22H19Cl2NO3 |  | Mass | kg | emission | ground | https://comptox.epa.gov/dashboard/dsstoxdb/results?utf8=%E2%9C%93&search=DTXSID8058247 | 1 | Chemicals | 9f5b0538-b121-3fa7-bdc3-d69a0c61ae09 | 9499238e-b0eb-35da-aef1-9114f54a0a44 | 20aadc24-a391-41cf-b340-3e4529f44bde | 93a60a56-a3c8-11da-a746-0800200b9a66
Fluopyram | 658066-35-4 | 658066354 | 658066354 | C16H11ClF6N2O |  | Mass | kg | emission | ground | https://ofmpub.epa.gov/sor_internet/registry/substreg/searchandretrieve/substancesearch/search.do?details=displayDetails&selectedSubstanceId=100932 | 1 | Chemicals | 9eb06793-8031-3558-be0d-443356deb7cf | 9499238e-b0eb-35da-aef1-9114f54a0a44 | 20aadc24-a391-41cf-b340-3e4529f44bde | 93a60a56-a3c8-11da-a746-0800200b9a66
Metazachlor | 67129-08-2 | 67129082 | 67129082 | C14H16ClN3O |  | Mass | kg | emission | ground | https://comptox.epa.gov/dashboard/dsstoxdb/results?utf8=%E2%9C%93&search=DTXSID4058156 | 1 | Chemicals | 8b766502-ed80-3c2e-acb9-6d80d4df04aa | 9499238e-b0eb-35da-aef1-9114f54a0a44 | 20aadc24-a391-41cf-b340-3e4529f44bde | 93a60a56-a3c8-11da-a746-0800200b9a66
5-(Hydroxymethyl)-2-furfural | 67-47-0 | 67470 | 67470 | C6H6O3 |  | Mass | kg | emission | ground | https://ofmpub.epa.gov/sor_internet/registry/substreg/searchandretrieve/substancesearch/search.do?details=displayDetails&selectedSubstanceId=49027 | 1 | Chemicals | 6b8e84ac-1a17-3b02-9f32-d1d42b232ec3 | 9499238e-b0eb-35da-aef1-9114f54a0a44 | 20aadc24-a391-41cf-b340-3e4529f44bde | 93a60a56-a3c8-11da-a746-0800200b9a66
(2R,6S)-Fenpropimorph | 67564-91-4 | 67564914 | 67564914 | C20H33NO |  | Mass | kg | emission | ground | https://ofmpub.epa.gov/sor_internet/registry/substreg/searchandretrieve/substancesearch/search.do?details=displayDetails&selectedSubstanceId=100928 | 1 | Chemicals | e4268ef2-c85e-358b-8c42-6ce38e9884da | 9499238e-b0eb-35da-aef1-9114f54a0a44 | 20aadc24-a391-41cf-b340-3e4529f44bde | 93a60a56-a3c8-11da-a746-0800200b9a66
1,trans-2-Dimethylcyclohexane | 6876-23-9 | 6876239 | 6876239 | C8H16 |  | Mass | kg | emission | ground | https://ofmpub.epa.gov/sor_internet/registry/substreg/searchandretrieve/substancesearch/search.do?details=displayDetails&selectedSubstanceId=38026 | 1 | Chemicals | c1cea21d-ba9b-3cf3-b1fa-d6f238183d76 | 9499238e-b0eb-35da-aef1-9114f54a0a44 | 20aadc24-a391-41cf-b340-3e4529f44bde | 93a60a56-a3c8-11da-a746-0800200b9a66
Dipyrone | 68-89-3 | 68893 | 68893 | C13H16N3NaO4S |  | Mass | kg | emission | ground | https://ofmpub.epa.gov/sor_internet/registry/substreg/searchandretrieve/substancesearch/search.do?details=displayDetails&selectedSubstanceId=126030 | 1 | Chemicals | 960ad818-ab29-30cb-a0ed-af7c4914d87b | 9499238e-b0eb-35da-aef1-9114f54a0a44 | 20aadc24-a391-41cf-b340-3e4529f44bde | 93a60a56-a3c8-11da-a746-0800200b9a66
Tripropargylamine | 6921-29-5 | 6921295 | 6921295 | C9H9N |  | Mass | kg | emission | ground | https://comptox.epa.gov/dashboard/dsstoxdb/results?utf8=%E2%9C%93&search=DTXSID8022244 | 1 | Chemicals | 037a52dc-12a9-32a5-84df-e2946061ba5d | 9499238e-b0eb-35da-aef1-9114f54a0a44 | 20aadc24-a391-41cf-b340-3e4529f44bde | 93a60a56-a3c8-11da-a746-0800200b9a66
Distearyl thiodipropionate | 693-36-7 | 693367 | 693367 | C42H82O4S |  | Mass | kg | emission | ground | https://ofmpub.epa.gov/sor_internet/registry/substreg/searchandretrieve/substancesearch/search.do?details=displayDetails&selectedSubstanceId=44306 | 1 | Chemicals | 7bcbfc76-73de-3319-9776-c8d353cfc770 | 9499238e-b0eb-35da-aef1-9114f54a0a44 | 20aadc24-a391-41cf-b340-3e4529f44bde | 93a60a56-a3c8-11da-a746-0800200b9a66
Pentyl ether | 693-65-2 | 693652 | 693652 | C10H22O |  | Mass | kg | emission | ground | https://ofmpub.epa.gov/sor_internet/registry/substreg/searchandretrieve/substancesearch/search.do?details=displayDetails&selectedSubstanceId=44301 | 1 | Chemicals | 396793a0-6988-39c4-b037-f6fb479c28ec | 9499238e-b0eb-35da-aef1-9114f54a0a44 | 20aadc24-a391-41cf-b340-3e4529f44bde | 93a60a56-a3c8-11da-a746-0800200b9a66
4-Methyloxazole | 693-93-6 | 693936 | 693936 | C4H5NO |  | Mass | kg | emission | ground | https://comptox.epa.gov/dashboard/dsstoxdb/results?utf8=%E2%9C%93&search=DTXSID9022106 | 1 | Chemicals | d26fc964-11dc-3c8f-b148-9165d49c120b | 9499238e-b0eb-35da-aef1-9114f54a0a44 | 20aadc24-a391-41cf-b340-3e4529f44bde | 93a60a56-a3c8-11da-a746-0800200b9a66
N-(3-Chlorophenyl)-N-(2-oxooxolan-3-yl)cyclopropanecarboxamide | 69581-33-5 | 69581335 | 69581335 | C14H14ClNO3 |  | Mass | kg | emission | ground | https://comptox.epa.gov/dashboard/dsstoxdb/results?utf8=%E2%9C%93&search=DTXSID40867831 | 1 | Chemicals | 4cae881a-8bc6-3c27-a949-5cb730f9015b | 9499238e-b0eb-35da-aef1-9114f54a0a44 | 20aadc24-a391-41cf-b340-3e4529f44bde | 93a60a56-a3c8-11da-a746-0800200b9a66
1,1-Dimethyl-2-thiourea | 6972-05-0 | 6972050 | 6972050 | C3H8N2S |  | Mass | kg | emission | ground | https://comptox.epa.gov/dashboard/dsstoxdb/results?utf8=%E2%9C%93&search=DTXSID80220007 | 1 | Chemicals | f4b3953b-a42f-3e52-8f14-9ec94eaa32a9 | 9499238e-b0eb-35da-aef1-9114f54a0a44 | 20aadc24-a391-41cf-b340-3e4529f44bde | 93a60a56-a3c8-11da-a746-0800200b9a66
Bixin | 6983-79-5 | 6983795 | 6983795 | C25H30O4 |  | Mass | kg | emission | ground | https://comptox.epa.gov/dashboard/dsstoxdb/results?utf8=%E2%9C%93&search=DTXSID1024629 | 1 | Chemicals | a5ecb037-2f5d-3380-8864-dc90627147d4 | 9499238e-b0eb-35da-aef1-9114f54a0a44 | 20aadc24-a391-41cf-b340-3e4529f44bde | 93a60a56-a3c8-11da-a746-0800200b9a66
3-Ethyl-5-methylphenol | 698-71-5 | 698715 | 698715 | C9H12O |  | Mass | kg | emission | ground | https://comptox.epa.gov/dashboard/dsstoxdb/results?utf8=%E2%9C%93&search=DTXSID60220101 | 1 | Chemicals | ebc28070-7a3d-33db-8dc8-5e132654fe6d | 9499238e-b0eb-35da-aef1-9114f54a0a44 | 20aadc24-a391-41cf-b340-3e4529f44bde | 93a60a56-a3c8-11da-a746-0800200b9a66
6-Nitro-m-cresol | 700-38-9 | 700389 | 700389 | C7H7NO3 |  | Mass | kg | emission | ground | https://comptox.epa.gov/dashboard/dsstoxdb/results?utf8=%E2%9C%93&search=DTXSID00220261 | 1 | Chemicals | 58af94ef-952b-38c6-a9a8-b4450b538069 | 9499238e-b0eb-35da-aef1-9114f54a0a44 | 20aadc24-a391-41cf-b340-3e4529f44bde | 93a60a56-a3c8-11da-a746-0800200b9a66
Chlormequat | 7003-89-6 | 7003896 | 7003896 | C5H13ClN |  | Mass | kg | emission | ground | https://comptox.epa.gov/dashboard/dsstoxdb/results?utf8=%E2%9C%93&search=DTXSID4048064 | 1 | Chemicals | 81dd1f43-db44-3dc0-bf7b-61a0504c8a26 | 9499238e-b0eb-35da-aef1-9114f54a0a44 | 20aadc24-a391-41cf-b340-3e4529f44bde | 93a60a56-a3c8-11da-a746-0800200b9a66
4,6-Dimethoxy-2-hydroxybenzaldehyde | 708-76-9 | 708769 | 708769 | C9H10O4 |  | Mass | kg | emission | ground | https://comptox.epa.gov/dashboard/dsstoxdb/results?utf8=%E2%9C%93&search=DTXSID3022110 | 1 | Chemicals | 688018be-3f0c-3114-9efe-740e85ed16b6 | 9499238e-b0eb-35da-aef1-9114f54a0a44 | 20aadc24-a391-41cf-b340-3e4529f44bde | 93a60a56-a3c8-11da-a746-0800200b9a66
4,6-Diamino-2-(5-nitro-2-furyl)-s-triazine | 720-69-4 | 720694 | 720694 | C7H6N6O3 |  | Mass | kg | emission | ground | https://comptox.epa.gov/dashboard/dsstoxdb/results?utf8=%E2%9C%93&search=DTXSID7020396 | 1 | Chemicals | d05ba862-999c-3247-b502-6f405bfcb5f1 | 9499238e-b0eb-35da-aef1-9114f54a0a44 | 20aadc24-a391-41cf-b340-3e4529f44bde | 93a60a56-a3c8-11da-a746-0800200b9a66
Trp-P-2 acetate | 72254-58-1 | 72254581 | 72254581 | C14H15N3O2 |  | Mass | kg | emission | ground | https://comptox.epa.gov/dashboard/dsstoxdb/results?utf8=%E2%9C%93&search=DTXSID5021417 | 1 | Chemicals | a76e895a-17a4-35ca-a547-9480fe2f1057 | 9499238e-b0eb-35da-aef1-9114f54a0a44 | 20aadc24-a391-41cf-b340-3e4529f44bde | 93a60a56-a3c8-11da-a746-0800200b9a66
Propaphos | 7292-16-2 | 7292162 | 7292162 | C13H21O4PS |  | Mass | kg | emission | ground | https://comptox.epa.gov/dashboard/dsstoxdb/results?utf8=%E2%9C%93&search=DTXSID2058172 | 1 | Chemicals | 9dc679de-29dc-3406-9011-1f99e84940d8 | 9499238e-b0eb-35da-aef1-9114f54a0a44 | 20aadc24-a391-41cf-b340-3e4529f44bde | 93a60a56-a3c8-11da-a746-0800200b9a66
Undecylamine | 7307-55-3 | 7307553 | 7307553 | C11H25N |  | Mass | kg | emission | ground | https://comptox.epa.gov/dashboard/dsstoxdb/results?utf8=%E2%9C%93&search=DTXSID3022249 | 1 | Chemicals | b449b25e-7ece-369f-a50f-6f07f87a001d | 9499238e-b0eb-35da-aef1-9114f54a0a44 | 20aadc24-a391-41cf-b340-3e4529f44bde | 93a60a56-a3c8-11da-a746-0800200b9a66
N,N-Diethyl-4-[2-(1-oxido-4-pyridinyl)diazenyl]benzenamine | 7347-49-1 | 7347491 | 7347491 | C15H18N4O |  | Mass | kg | emission | ground | https://comptox.epa.gov/dashboard/dsstoxdb/results?utf8=%E2%9C%93&search=DTXSID9020457 | 1 | Chemicals | fc4e9283-d9c4-399e-a252-5213b29f5d46 | 9499238e-b0eb-35da-aef1-9114f54a0a44 | 20aadc24-a391-41cf-b340-3e4529f44bde | 93a60a56-a3c8-11da-a746-0800200b9a66
Omeprazole | 73590-58-6 | 73590586 | 73590586 | C17H19N3O3S |  | Mass | kg | emission | ground | https://ofmpub.epa.gov/sor_internet/registry/substreg/searchandretrieve/substancesearch/search.do?details=displayDetails&selectedSubstanceId=101708 | 1 | Chemicals | 7e60fd3e-e4ce-35c8-b1a0-9517cbba6299 | 9499238e-b0eb-35da-aef1-9114f54a0a44 | 20aadc24-a391-41cf-b340-3e4529f44bde | 93a60a56-a3c8-11da-a746-0800200b9a66
1,1-di-n-Butylhydrazine | 7422-80-2 | 7422802 | 7422802 | C8H20N2 |  | Mass | kg | emission | ground | https://comptox.epa.gov/dashboard/dsstoxdb/results?utf8=%E2%9C%93&search=DTXSID7020217 | 1 | Chemicals | 09b24d4a-a0ca-3890-a012-fa51bfa7a64e | 9499238e-b0eb-35da-aef1-9114f54a0a44 | 20aadc24-a391-41cf-b340-3e4529f44bde | 93a60a56-a3c8-11da-a746-0800200b9a66
Trp-P-1 acetate | 75104-43-7 | 75104437 | 75104437 | C15H17N3O2 |  | Mass | kg | emission | ground | https://comptox.epa.gov/dashboard/dsstoxdb/results?utf8=%E2%9C%93&search=DTXSID0021416 | 1 | Chemicals | efbeede2-64d8-3ab6-84db-3594004781f2 | 9499238e-b0eb-35da-aef1-9114f54a0a44 | 20aadc24-a391-41cf-b340-3e4529f44bde | 93a60a56-a3c8-11da-a746-0800200b9a66
Dimethyltin dichloride | 753-73-1 | 753731 | 753731 | C2H6Cl2Sn |  | Mass | kg | emission | ground | https://ofmpub.epa.gov/sor_internet/registry/substreg/searchandretrieve/substancesearch/search.do?details=displayDetails&selectedSubstanceId=87892 | 1 | Chemicals | 377f35fd-426b-3c08-9847-d37d570455f0 | 9499238e-b0eb-35da-aef1-9114f54a0a44 | 20aadc24-a391-41cf-b340-3e4529f44bde | 93a60a56-a3c8-11da-a746-0800200b9a66
Paromomycin | 7542-37-2 | 7542372 | 7542372 | C23H45N5O14 |  | Mass | kg | emission | ground | https://comptox.epa.gov/dashboard/dsstoxdb/results?utf8=%E2%9C%93&search=DTXSID8023424 | 1 | Chemicals | 4870bf25-de53-375d-b728-a28e3169ac0e | 9499238e-b0eb-35da-aef1-9114f54a0a44 | 20aadc24-a391-41cf-b340-3e4529f44bde | 93a60a56-a3c8-11da-a746-0800200b9a66
N-Methyl-N-formylhydrazine | 758-17-8 | 758178 | 758178 | C2H6N2O |  | Mass | kg | emission | ground | https://comptox.epa.gov/dashboard/dsstoxdb/results?utf8=%E2%9C%93&search=DTXSID2020840 | 1 | Chemicals | 0c0df887-de78-3e53-b793-a4e1ce4af440 | 9499238e-b0eb-35da-aef1-9114f54a0a44 | 20aadc24-a391-41cf-b340-3e4529f44bde | 93a60a56-a3c8-11da-a746-0800200b9a66
N-Nitroso-N-isobutylurea | 760-60-1 | 760601 | 760601 | C5H11N3O2 |  | Mass | kg | emission | ground | https://comptox.epa.gov/dashboard/dsstoxdb/results?utf8=%E2%9C%93&search=DTXSID0020999 | 1 | Chemicals | 238af194-9163-3f0f-8aac-a49df317b53e | 9499238e-b0eb-35da-aef1-9114f54a0a44 | 20aadc24-a391-41cf-b340-3e4529f44bde | 93a60a56-a3c8-11da-a746-0800200b9a66
2-Butyn-1-ol | 764-01-2 | 764012 | 764012 | C4H6O |  | Mass | kg | emission | ground | https://comptox.epa.gov/dashboard/dsstoxdb/results?utf8=%E2%9C%93&search=DTXSID8022115 | 1 | Chemicals | fb2ed905-ab2a-3c84-a827-32ca343f0f87 | 9499238e-b0eb-35da-aef1-9114f54a0a44 | 20aadc24-a391-41cf-b340-3e4529f44bde | 93a60a56-a3c8-11da-a746-0800200b9a66
Tetrachlorostannane | 7646-78-8 | 7646788 | 7646788 | Cl4Sn |  | Mass | kg | emission | ground | https://ofmpub.epa.gov/sor_internet/registry/substreg/searchandretrieve/substancesearch/search.do?details=displayDetails&selectedSubstanceId=38661 | 1 | Chemicals | eb8eb0c6-042a-3cee-bf23-817137e07e65 | 9499238e-b0eb-35da-aef1-9114f54a0a44 | 20aadc24-a391-41cf-b340-3e4529f44bde | 93a60a56-a3c8-11da-a746-0800200b9a66
4-Ethylbenzyl alcohol | 768-59-2 | 768592 | 768592 | C9H12O |  | Mass | kg | emission | ground | https://comptox.epa.gov/dashboard/dsstoxdb/results?utf8=%E2%9C%93&search=DTXSID00227614 | 1 | Chemicals | 3823c6a9-0e10-39c4-a7a3-12f8691840f7 | 9499238e-b0eb-35da-aef1-9114f54a0a44 | 20aadc24-a391-41cf-b340-3e4529f44bde | 93a60a56-a3c8-11da-a746-0800200b9a66
Benzenethiol, pentafluoro- | 771-62-0 | 771620 | 771620 | C6HF5S |  | Mass | kg | emission | ground | https://comptox.epa.gov/dashboard/dsstoxdb/results?utf8=%E2%9C%93&search=DTXSID10227887 | 1 | Chemicals | a7e96b21-03fd-3162-bafc-3a653ce93f88 | 9499238e-b0eb-35da-aef1-9114f54a0a44 | 20aadc24-a391-41cf-b340-3e4529f44bde | 93a60a56-a3c8-11da-a746-0800200b9a66
4,4'-Sulfonylbisacetanilide | 77-46-3 | 77463 | 77463 | C16H16N2O4S |  | Mass | kg | emission | ground | https://comptox.epa.gov/dashboard/dsstoxdb/results?utf8=%E2%9C%93&search=DTXSID1021295 | 1 | Chemicals | 0cd31625-05e3-3573-9383-e6349e5bbb5b | 9499238e-b0eb-35da-aef1-9114f54a0a44 | 20aadc24-a391-41cf-b340-3e4529f44bde | 93a60a56-a3c8-11da-a746-0800200b9a66
9,10-Dihydrophenanthrene | 776-35-2 | 776352 | 776352 | C14H12 |  | Mass | kg | emission | ground | https://comptox.epa.gov/dashboard/dsstoxdb/results?utf8=%E2%9C%93&search=DTXSID20228264 | 1 | Chemicals | 43c6dbba-16cf-3363-8725-61b1ddbd49e2 | 9499238e-b0eb-35da-aef1-9114f54a0a44 | 20aadc24-a391-41cf-b340-3e4529f44bde | 93a60a56-a3c8-11da-a746-0800200b9a66
Diethoxy(dimethyl)silane | 78-62-6 | 78626 | 78626 | C6H16O2Si |  | Mass | kg | emission | ground | https://ofmpub.epa.gov/sor_internet/registry/substreg/searchandretrieve/substancesearch/search.do?details=displayDetails&selectedSubstanceId=87433 | 1 | Chemicals | de5777e8-dcd6-3da1-8ce9-a0ca4b125415 | 9499238e-b0eb-35da-aef1-9114f54a0a44 | 20aadc24-a391-41cf-b340-3e4529f44bde | 93a60a56-a3c8-11da-a746-0800200b9a66
Thifensulfuron | 79277-67-1 | 79277671 | 79277671 | C11H11N5O6S2 |  | Mass | kg | emission | ground | https://ofmpub.epa.gov/sor_internet/registry/substreg/searchandretrieve/substancesearch/search.do?details=displayDetails&selectedSubstanceId=87319 | 1 | Chemicals | cf3d7511-c350-3225-a2ca-df8dcd277854 | 9499238e-b0eb-35da-aef1-9114f54a0a44 | 20aadc24-a391-41cf-b340-3e4529f44bde | 93a60a56-a3c8-11da-a746-0800200b9a66
Tetramine | 80-12-6 | 80126 | 80126 | C4H8N4O4S2 |  | Mass | kg | emission | ground | https://ofmpub.epa.gov/sor_internet/registry/substreg/searchandretrieve/substancesearch/search.do?details=displayDetails&selectedSubstanceId=87194 | 1 | Chemicals | 6212077e-c6d9-3170-b52e-85547f40c071 | 9499238e-b0eb-35da-aef1-9114f54a0a44 | 20aadc24-a391-41cf-b340-3e4529f44bde | 93a60a56-a3c8-11da-a746-0800200b9a66
Enovid | 8015-30-3 | 8015303 | 8015303 | - |  | Mass | kg | emission | ground | https://comptox.epa.gov/dashboard/dsstoxdb/results?utf8=%E2%9C%93&search=DTXSID6020563 | 1 | Chemicals | 2b6fca7e-34f7-3ece-8a03-1e1d344f4027 | 9499238e-b0eb-35da-aef1-9114f54a0a44 | 20aadc24-a391-41cf-b340-3e4529f44bde | 93a60a56-a3c8-11da-a746-0800200b9a66
N-Propyl-N-nitrosourea | 816-57-9 | 816579 | 816579 | C4H9N3O2 |  | Mass | kg | emission | ground | https://comptox.epa.gov/dashboard/dsstoxdb/results?utf8=%E2%9C%93&search=DTXSID0021204 | 1 | Chemicals | d38691b8-5b65-38df-925c-e73ea6be64e3 | 9499238e-b0eb-35da-aef1-9114f54a0a44 | 20aadc24-a391-41cf-b340-3e4529f44bde | 93a60a56-a3c8-11da-a746-0800200b9a66
Stannane, dibutyloxo- | 818-08-6 | 818086 | 818086 | C8H18OSn |  | Mass | kg | emission | ground | https://ofmpub.epa.gov/sor_internet/registry/substreg/searchandretrieve/substancesearch/search.do?details=displayDetails&selectedSubstanceId=44459 | 1 | Chemicals | 94b5029d-6cce-3712-8113-664ac707e302 | 9499238e-b0eb-35da-aef1-9114f54a0a44 | 20aadc24-a391-41cf-b340-3e4529f44bde | 93a60a56-a3c8-11da-a746-0800200b9a66
Benzo(b)thiophene 1,1-dioxide | 825-44-5 | 825445 | 825445 | C8H6O2S |  | Mass | kg | emission | ground | https://comptox.epa.gov/dashboard/dsstoxdb/results?utf8=%E2%9C%93&search=DTXSID00231796 | 1 | Chemicals | ecbb2ea1-bca1-3a5b-9d58-11c0f86d25e8 | 9499238e-b0eb-35da-aef1-9114f54a0a44 | 20aadc24-a391-41cf-b340-3e4529f44bde | 93a60a56-a3c8-11da-a746-0800200b9a66
1,3-Benzenediol, 2,4,6-trinitro- | 82-71-3 | 82713 | 82713 | C6H3N3O8 |  | Mass | kg | emission | ground | https://ofmpub.epa.gov/sor_internet/registry/substreg/searchandretrieve/substancesearch/search.do?details=displayDetails&selectedSubstanceId=48609 | 1 | Chemicals | 7afd284f-d4cf-3bc4-9728-793fbc356553 | 9499238e-b0eb-35da-aef1-9114f54a0a44 | 20aadc24-a391-41cf-b340-3e4529f44bde | 93a60a56-a3c8-11da-a746-0800200b9a66
Uniconazole | 83657-22-1 | 83657221 | 83657221 | C15H18ClN3O |  | Mass | kg | emission | ground | https://ofmpub.epa.gov/sor_internet/registry/substreg/searchandretrieve/substancesearch/search.do?details=displayDetails&selectedSubstanceId=98322 | 1 | Chemicals | 02c7f752-7a1d-3403-ac0a-5f1f686b7ebc | 9499238e-b0eb-35da-aef1-9114f54a0a44 | 20aadc24-a391-41cf-b340-3e4529f44bde | 93a60a56-a3c8-11da-a746-0800200b9a66
4-Ethylsulphonylnaphthalene-1-sulfonamide | 842-00-2 | 842002 | 842002 | C12H13NO4S2 |  | Mass | kg | emission | ground | https://comptox.epa.gov/dashboard/dsstoxdb/results?utf8=%E2%9C%93&search=DTXSID9020613 | 1 | Chemicals | 2b2b0b68-141f-353f-8297-59bb4234b2ba | 9499238e-b0eb-35da-aef1-9114f54a0a44 | 20aadc24-a391-41cf-b340-3e4529f44bde | 93a60a56-a3c8-11da-a746-0800200b9a66
Dehydroepiandrosterone acetate | 853-23-6 | 853236 | 853236 | C21H30O3 |  | Mass | kg | emission | ground | https://comptox.epa.gov/dashboard/dsstoxdb/results?utf8=%E2%9C%93&search=DTXSID3020380 | 1 | Chemicals | 544d6d77-ef0e-3e6f-9fa8-b945bc844bc5 | 9499238e-b0eb-35da-aef1-9114f54a0a44 | 20aadc24-a391-41cf-b340-3e4529f44bde | 93a60a56-a3c8-11da-a746-0800200b9a66
2,3,3',4,4'-Pentachlorodiphenyl ether | 85918-31-6 | 85918316 | 85918316 | C12H5Cl5O |  | Mass | kg | emission | ground | https://comptox.epa.gov/dashboard/dsstoxdb/results?utf8=%E2%9C%93&search=DTXSID90235243 | 1 | Chemicals | 760d45d4-fd79-3cd0-b5eb-46a7212a3a78 | 9499238e-b0eb-35da-aef1-9114f54a0a44 | 20aadc24-a391-41cf-b340-3e4529f44bde | 93a60a56-a3c8-11da-a746-0800200b9a66
Isomazole | 86315-52-8 | 86315528 | 86315528 | C14H13N3O2S |  | Mass | kg | emission | ground | https://comptox.epa.gov/dashboard/dsstoxdb/results?utf8=%E2%9C%93&search=DTXSID3020754 | 1 | Chemicals | 5fe30ce7-f954-3254-bcdf-c1938d09967b | 9499238e-b0eb-35da-aef1-9114f54a0a44 | 20aadc24-a391-41cf-b340-3e4529f44bde | 93a60a56-a3c8-11da-a746-0800200b9a66
Ametoctradin | 865318-97-4 | 865318974 | 865318974 | C15H25N5 |  | Mass | kg | emission | ground | https://ofmpub.epa.gov/sor_internet/registry/substreg/searchandretrieve/substancesearch/search.do?details=displayDetails&selectedSubstanceId=101055 | 1 | Chemicals | 925945fc-035c-3a52-94e7-f2d022bddece | 9499238e-b0eb-35da-aef1-9114f54a0a44 | 20aadc24-a391-41cf-b340-3e4529f44bde | 93a60a56-a3c8-11da-a746-0800200b9a66
N-Butyl-N-nitrosourea | 869-01-2 | 869012 | 869012 | C5H11N3O2 |  | Mass | kg | emission | ground | https://comptox.epa.gov/dashboard/dsstoxdb/results?utf8=%E2%9C%93&search=DTXSID2020214 | 1 | Chemicals | e6304a70-cf6f-38c6-9ebb-36f1547cae6c | 9499238e-b0eb-35da-aef1-9114f54a0a44 | 20aadc24-a391-41cf-b340-3e4529f44bde | 93a60a56-a3c8-11da-a746-0800200b9a66
Diethofencarb | 87130-20-9 | 87130209 | 87130209 | C14H21NO4 |  | Mass | kg | emission | ground | https://ofmpub.epa.gov/sor_internet/registry/substreg/searchandretrieve/substancesearch/search.do?details=displayDetails&selectedSubstanceId=125572 | 1 | Chemicals | d60f04d2-8a73-3399-9bf2-65616c236836 | 9499238e-b0eb-35da-aef1-9114f54a0a44 | 20aadc24-a391-41cf-b340-3e4529f44bde | 93a60a56-a3c8-11da-a746-0800200b9a66
Haloxyfop-etotyl | 87237-48-7 | 87237487 | 87237487 | C19H19ClF3NO5 |  | Mass | kg | emission | ground | https://comptox.epa.gov/dashboard/dsstoxdb/results?utf8=%E2%9C%93&search=DTXSID9058492 | 1 | Chemicals | 6c4ea6d9-7ffd-397a-b9e4-72fdb2121efe | 9499238e-b0eb-35da-aef1-9114f54a0a44 | 20aadc24-a391-41cf-b340-3e4529f44bde | 93a60a56-a3c8-11da-a746-0800200b9a66
3-Chlorobenzyl alcohol | 873-63-2 | 873632 | 873632 | C7H7ClO |  | Mass | kg | emission | ground | https://comptox.epa.gov/dashboard/dsstoxdb/results?utf8=%E2%9C%93&search=DTXSID70236273 | 1 | Chemicals | 499557c5-0c0a-3531-a87b-49ed57a150be | 9499238e-b0eb-35da-aef1-9114f54a0a44 | 20aadc24-a391-41cf-b340-3e4529f44bde | 93a60a56-a3c8-11da-a746-0800200b9a66
4-Bromobenzyl alcohol | 873-75-6 | 873756 | 873756 | C7H7BrO |  | Mass | kg | emission | ground | https://comptox.epa.gov/dashboard/dsstoxdb/results?utf8=%E2%9C%93&search=DTXSID50236276 | 1 | Chemicals | 77a2e2dc-2d27-3ae1-bed5-22eb86d0f101 | 9499238e-b0eb-35da-aef1-9114f54a0a44 | 20aadc24-a391-41cf-b340-3e4529f44bde | 93a60a56-a3c8-11da-a746-0800200b9a66
Benzene, 1,3,5-trichloro-2-methoxy- | 87-40-1 | 87401 | 87401 | C7H5Cl3O |  | Mass | kg | emission | ground | https://ofmpub.epa.gov/sor_internet/registry/substreg/searchandretrieve/substancesearch/search.do?details=displayDetails&selectedSubstanceId=82877 | 1 | Chemicals | de190df4-3ebf-3561-8bfb-eaf6e4244118 | 9499238e-b0eb-35da-aef1-9114f54a0a44 | 20aadc24-a391-41cf-b340-3e4529f44bde | 93a60a56-a3c8-11da-a746-0800200b9a66
2,4-Dichlorobenzaldehyde | 874-42-0 | 874420 | 874420 | C7H4Cl2O |  | Mass | kg | emission | ground | https://ofmpub.epa.gov/sor_internet/registry/substreg/searchandretrieve/substancesearch/search.do?details=displayDetails&selectedSubstanceId=44038 | 1 | Chemicals | fc943bf2-7af3-3b4b-9b66-73cef7182d00 | 9499238e-b0eb-35da-aef1-9114f54a0a44 | 20aadc24-a391-41cf-b340-3e4529f44bde | 93a60a56-a3c8-11da-a746-0800200b9a66
Diethyl L-tartrate | 87-91-2 | 87912 | 87912 | C8H14O6 |  | Mass | kg | emission | ground | https://ofmpub.epa.gov/sor_internet/registry/substreg/searchandretrieve/substancesearch/search.do?details=displayDetails&selectedSubstanceId=48406 | 1 | Chemicals | f9907cbb-1228-3f56-a690-41df29d60c63 | 9499238e-b0eb-35da-aef1-9114f54a0a44 | 20aadc24-a391-41cf-b340-3e4529f44bde | 93a60a56-a3c8-11da-a746-0800200b9a66
Tomelukast | 88107-10-2 | 88107102 | 88107102 | C16H22N4O3 |  | Mass | kg | emission | ground | https://comptox.epa.gov/dashboard/dsstoxdb/results?utf8=%E2%9C%93&search=DTXSID7020344 | 1 | Chemicals | a757ddd4-6d80-36fa-9a35-700c635366a1 | 9499238e-b0eb-35da-aef1-9114f54a0a44 | 20aadc24-a391-41cf-b340-3e4529f44bde | 93a60a56-a3c8-11da-a746-0800200b9a66
Pyraclofos | 89784-60-1 | 89784601 | 89784601 | C14H18ClN2O3PS |  | Mass | kg | emission | ground | https://ofmpub.epa.gov/sor_internet/registry/substreg/searchandretrieve/substancesearch/search.do?details=displayDetails&selectedSubstanceId=96600 | 1 | Chemicals | b33dd3b8-dfc3-3308-97d7-199d94ded1aa | 9499238e-b0eb-35da-aef1-9114f54a0a44 | 20aadc24-a391-41cf-b340-3e4529f44bde | 93a60a56-a3c8-11da-a746-0800200b9a66
3,5-Dibromosalicylaldehyde | 90-59-5 | 90595 | 90595 | C7H4Br2O2 |  | Mass | kg | emission | ground | https://ofmpub.epa.gov/sor_internet/registry/substreg/searchandretrieve/substancesearch/search.do?details=displayDetails&selectedSubstanceId=98265 | 1 | Chemicals | 89cac157-cf60-3338-9cb0-6147541465f8 | 9499238e-b0eb-35da-aef1-9114f54a0a44 | 20aadc24-a391-41cf-b340-3e4529f44bde | 93a60a56-a3c8-11da-a746-0800200b9a66
Fluxapyroxad | 907204-31-3 | 907204313 | 907204313 | C18H12F5N3O |  | Mass | kg | emission | ground | https://ofmpub.epa.gov/sor_internet/registry/substreg/searchandretrieve/substancesearch/search.do?details=displayDetails&selectedSubstanceId=101015 | 1 | Chemicals | 357b7db0-7cda-32d7-af65-77e6308af197 | 9499238e-b0eb-35da-aef1-9114f54a0a44 | 20aadc24-a391-41cf-b340-3e4529f44bde | 93a60a56-a3c8-11da-a746-0800200b9a66
1,5-Hexadien-3-ol | 924-41-4 | 924414 | 924414 | C6H10O |  | Mass | kg | emission | ground | https://comptox.epa.gov/dashboard/dsstoxdb/results?utf8=%E2%9C%93&search=DTXSID6022135 | 1 | Chemicals | 556f768e-26f3-3064-90e1-f52bdc1f10a8 | 9499238e-b0eb-35da-aef1-9114f54a0a44 | 20aadc24-a391-41cf-b340-3e4529f44bde | 93a60a56-a3c8-11da-a746-0800200b9a66
Enrofloxacin | 93106-60-6 | 93106606 | 93106606 | C19H22FN3O3 |  | Mass | kg | emission | ground | https://ofmpub.epa.gov/sor_internet/registry/substreg/searchandretrieve/substancesearch/search.do?details=displayDetails&selectedSubstanceId=101429 | 1 | Chemicals | 8a84499b-16d4-3d45-b0b7-386dd7574a60 | 9499238e-b0eb-35da-aef1-9114f54a0a44 | 20aadc24-a391-41cf-b340-3e4529f44bde | 93a60a56-a3c8-11da-a746-0800200b9a66
N-Nitrosohexamethyleneimine | 932-83-2 | 932832 | 932832 | C6H12N2O |  | Mass | kg | emission | ground | https://comptox.epa.gov/dashboard/dsstoxdb/results?utf8=%E2%9C%93&search=DTXSID0021040 | 1 | Chemicals | df06f176-0612-3baa-9f42-d4334a73db84 | 9499238e-b0eb-35da-aef1-9114f54a0a44 | 20aadc24-a391-41cf-b340-3e4529f44bde | 93a60a56-a3c8-11da-a746-0800200b9a66
3-Methoxycatechol | 934-00-9 | 934009 | 934009 | C7H8O3 |  | Mass | kg | emission | ground | https://comptox.epa.gov/dashboard/dsstoxdb/results?utf8=%E2%9C%93&search=DTXSID4020826 | 1 | Chemicals | 1c9e7371-e95c-38e3-bd45-9f0a9b042cac | 9499238e-b0eb-35da-aef1-9114f54a0a44 | 20aadc24-a391-41cf-b340-3e4529f44bde | 93a60a56-a3c8-11da-a746-0800200b9a66
2,4'-Dichloroacetophenone | 937-20-2 | 937202 | 937202 | C8H6Cl2O |  | Mass | kg | emission | ground | https://comptox.epa.gov/dashboard/dsstoxdb/results?utf8=%E2%9C%93&search=DTXSID50239540 | 1 | Chemicals | a0883306-dbe2-30f6-a316-8cb1d3d0c1ae | 9499238e-b0eb-35da-aef1-9114f54a0a44 | 20aadc24-a391-41cf-b340-3e4529f44bde | 93a60a56-a3c8-11da-a746-0800200b9a66
Fluvastatin | 93957-54-1 | 93957541 | 93957541 | C24H26FNO4 |  | Mass | kg | emission | ground | https://ofmpub.epa.gov/sor_internet/registry/substreg/searchandretrieve/substancesearch/search.do?details=displayDetails&selectedSubstanceId=125899 | 1 | Chemicals | 47a6f71f-4ff8-3b6a-9519-096b1ef3412b | 9499238e-b0eb-35da-aef1-9114f54a0a44 | 20aadc24-a391-41cf-b340-3e4529f44bde | 93a60a56-a3c8-11da-a746-0800200b9a66
Flucycloxuron,(E)-isomer | 94050-52-9 | 94050529 | 94050529 | C25H20ClF2N3O3 |  | Mass | kg | emission | ground | https://comptox.epa.gov/dashboard/dsstoxdb/results?utf8=%E2%9C%93&search=DTXSID4058497 | 1 | Chemicals | fb686a63-80ee-35f0-8910-54666a66b769 | 9499238e-b0eb-35da-aef1-9114f54a0a44 | 20aadc24-a391-41cf-b340-3e4529f44bde | 93a60a56-a3c8-11da-a746-0800200b9a66
Piperine | 94-62-2 | 94622 | 94622 | C17H19NO3 |  | Mass | kg | emission | ground | https://ofmpub.epa.gov/sor_internet/registry/substreg/searchandretrieve/substancesearch/search.do?details=displayDetails&selectedSubstanceId=48485 | 1 | Chemicals | 64956648-7718-35b2-8835-96d9e7864c19 | 9499238e-b0eb-35da-aef1-9114f54a0a44 | 20aadc24-a391-41cf-b340-3e4529f44bde | 93a60a56-a3c8-11da-a746-0800200b9a66
Methyl[1-(2-trifluoromethylpyridin-5-yl)ethyl]-N-cyanosulfoximine | 946578-00-3 | 946578003 | 946578003 | C10H10F3N3OS |  | Mass | kg | emission | ground | https://ofmpub.epa.gov/sor_internet/registry/substreg/searchandretrieve/substancesearch/search.do?details=displayDetails&selectedSubstanceId=100676 | 1 | Chemicals | 478893f5-5e4c-30b2-a25c-16f005297185 | 9499238e-b0eb-35da-aef1-9114f54a0a44 | 20aadc24-a391-41cf-b340-3e4529f44bde | 93a60a56-a3c8-11da-a746-0800200b9a66
2,4-Dihydroxybenzaldehyde | 95-01-2 | 95012 | 95012 | C7H6O3 |  | Mass | kg | emission | ground | https://ofmpub.epa.gov/sor_internet/registry/substreg/searchandretrieve/substancesearch/search.do?details=displayDetails&selectedSubstanceId=47771 | 1 | Chemicals | 1d02f308-60b2-3d13-b373-7ec28b4e39d9 | 9499238e-b0eb-35da-aef1-9114f54a0a44 | 20aadc24-a391-41cf-b340-3e4529f44bde | 93a60a56-a3c8-11da-a746-0800200b9a66
Indaziflam | 950782-86-2 | 950782862 | 950782862 | C16H20FN5 |  | Mass | kg | emission | ground | https://ofmpub.epa.gov/sor_internet/registry/substreg/searchandretrieve/substancesearch/search.do?details=displayDetails&selectedSubstanceId=100946 | 1 | Chemicals | c3a6388e-d2c1-39c0-9122-eb1343d305cf | 9499238e-b0eb-35da-aef1-9114f54a0a44 | 20aadc24-a391-41cf-b340-3e4529f44bde | 93a60a56-a3c8-11da-a746-0800200b9a66
Methyl chloroacetate | 96-34-4 | 96344 | 96344 | C3H5ClO2 |  | Mass | kg | emission | ground | https://ofmpub.epa.gov/sor_internet/registry/substreg/searchandretrieve/substancesearch/search.do?details=displayDetails&selectedSubstanceId=87411 | 1 | Chemicals | d5a5bca9-4c6a-3d0d-b7bd-be5e61338f7b | 9499238e-b0eb-35da-aef1-9114f54a0a44 | 20aadc24-a391-41cf-b340-3e4529f44bde | 93a60a56-a3c8-11da-a746-0800200b9a66
2-(Diisopropylamino)ethanol | 96-80-0 | 96800 | 96800 | C8H19NO |  | Mass | kg | emission | ground | https://ofmpub.epa.gov/sor_internet/registry/substreg/searchandretrieve/substancesearch/search.do?details=displayDetails&selectedSubstanceId=48116 | 1 | Chemicals | 821f4f27-b917-3482-8072-3a912e310daf | 9499238e-b0eb-35da-aef1-9114f54a0a44 | 20aadc24-a391-41cf-b340-3e4529f44bde | 93a60a56-a3c8-11da-a746-0800200b9a66
Finasteride | 98319-26-7 | 98319267 | 98319267 | C23H36N2O2 |  | Mass | kg | emission | ground | https://ofmpub.epa.gov/sor_internet/registry/substreg/searchandretrieve/substancesearch/search.do?details=displayDetails&selectedSubstanceId=125571 | 1 | Chemicals | dee3dc69-08f0-3eda-8867-0fa61df9b1fc | 9499238e-b0eb-35da-aef1-9114f54a0a44 | 20aadc24-a391-41cf-b340-3e4529f44bde | 93a60a56-a3c8-11da-a746-0800200b9a66
Trichloromethylstannane | 993-16-8 | 993168 | 993168 | CH3Cl3Sn |  | Mass | kg | emission | ground | https://ofmpub.epa.gov/sor_internet/registry/substreg/searchandretrieve/substancesearch/search.do?details=displayDetails&selectedSubstanceId=87256 | 1 | Chemicals | 39b91539-bb60-38f5-b02d-d4c3b24ac190 | 9499238e-b0eb-35da-aef1-9114f54a0a44 | 20aadc24-a391-41cf-b340-3e4529f44bde | 93a60a56-a3c8-11da-a746-0800200b9a66
Picloram | 6607 | 6607 | 6607 | C6H3Cl3N2O2 |  | Mass | kg | emission | ground | https://ofmpub.epa.gov/sor_internet/registry/substreg/searchandretrieve/substancesearch/search.do?details=displayDetails&selectedSubstanceId=91763 | 1 | Chemicals | a27275a6-a32d-383e-bed1-9431338ba49e | 9499238e-b0eb-35da-aef1-9114f54a0a44 | 20aadc24-a391-41cf-b340-3e4529f44bde | 93a60a56-a3c8-11da-a746-0800200b9a66
Tributyltin fluoride | 30593 | 30593 | 30593 | C12H27FSn |  | Mass | kg | emission | ground | https://ofmpub.epa.gov/sor_internet/registry/substreg/searchandretrieve/substancesearch/search.do?details=displayDetails&selectedSubstanceId=91545 | 1 | Chemicals | a85a0f03-a22f-369a-9659-417f209e6d8c | 9499238e-b0eb-35da-aef1-9114f54a0a44 | 20aadc24-a391-41cf-b340-3e4529f44bde | 93a60a56-a3c8-11da-a746-0800200b9a66
Sodium octanoate | 30834 | 30834 | 30834 | C8H15NaO2 |  | Mass | kg | emission | ground | https://ofmpub.epa.gov/sor_internet/registry/substreg/searchandretrieve/substancesearch/search.do?details=displayDetails&selectedSubstanceId=91544 | 1 | Chemicals | 744b6365-d9a8-31ee-90fd-6a5344c49b84 | 9499238e-b0eb-35da-aef1-9114f54a0a44 | 20aadc24-a391-41cf-b340-3e4529f44bde | 93a60a56-a3c8-11da-a746-0800200b9a66
Lenacil | 96639 | 96639 | 96639 | C13H18N2O2 |  | Mass | kg | emission | ground | https://ofmpub.epa.gov/sor_internet/registry/substreg/searchandretrieve/substancesearch/search.do?details=displayDetails&selectedSubstanceId=81656 | 1 | Chemicals | 3b0c5ada-3b4a-379d-a199-1a4a5d023ac7 | 9499238e-b0eb-35da-aef1-9114f54a0a44 | 20aadc24-a391-41cf-b340-3e4529f44bde | 93a60a56-a3c8-11da-a746-0800200b9a66
Benzene, (2-isothiocyanatoethyl)- | 130638 | 130638 | 130638 | C9H9NS |  | Mass | kg | emission | ground | https://ofmpub.epa.gov/sor_internet/registry/substreg/searchandretrieve/substancesearch/search.do?details=displayDetails&selectedSubstanceId=92645 | 1 | Chemicals | 7abd1048-9792-3a5c-a4bd-965324180932 | 9499238e-b0eb-35da-aef1-9114f54a0a44 | 20aadc24-a391-41cf-b340-3e4529f44bde | 93a60a56-a3c8-11da-a746-0800200b9a66
Flurenol-butyl | 151456 | 151456 | 151456 | C18H18O3 |  | Mass | kg | emission | ground | https://ofmpub.epa.gov/sor_internet/registry/substreg/searchandretrieve/substancesearch/search.do?details=displayDetails&selectedSubstanceId=77591 | 1 | Chemicals | 408a016f-ad62-331a-9b82-9d7b3a6d08df | 9499238e-b0eb-35da-aef1-9114f54a0a44 | 20aadc24-a391-41cf-b340-3e4529f44bde | 93a60a56-a3c8-11da-a746-0800200b9a66
1H-Benzotriazole, 5-nitro- | 160318 | 160318 | 160318 | C6H4N4O2 |  | Mass | kg | emission | ground | https://ofmpub.epa.gov/sor_internet/registry/substreg/searchandretrieve/substancesearch/search.do?details=displayDetails&selectedSubstanceId=41131 | 1 | Chemicals | 61fa6d39-e906-322c-9f56-5a9927a2b7fa | 9499238e-b0eb-35da-aef1-9114f54a0a44 | 20aadc24-a391-41cf-b340-3e4529f44bde | 93a60a56-a3c8-11da-a746-0800200b9a66
Captafol | 191906 | 191906 | 191906 | C10H9Cl4NO2S |  | Mass | kg | emission | ground | https://ofmpub.epa.gov/sor_internet/registry/substreg/searchandretrieve/substancesearch/search.do?details=displayDetails&selectedSubstanceId=40703 | 1 | Chemicals | e01a8545-ac57-38c5-968b-27b3fcbd955b | 9499238e-b0eb-35da-aef1-9114f54a0a44 | 20aadc24-a391-41cf-b340-3e4529f44bde | 93a60a56-a3c8-11da-a746-0800200b9a66
Phenol, 3,4-dimethyl-, methylcarbamate | 192034 | 192034 | 192034 | C10H13NO2 |  | Mass | kg | emission | ground | https://ofmpub.epa.gov/sor_internet/registry/substreg/searchandretrieve/substancesearch/search.do?details=displayDetails&selectedSubstanceId=40702 | 1 | Chemicals | c30c3ed3-295f-3a38-a65c-d067c7e89fee | 9499238e-b0eb-35da-aef1-9114f54a0a44 | 20aadc24-a391-41cf-b340-3e4529f44bde | 93a60a56-a3c8-11da-a746-0800200b9a66
2,6-Dichloro-4-methylphenol | 194649 | 194649 | 194649 | C7H6Cl2O |  | Mass | kg | emission | ground | https://ofmpub.epa.gov/sor_internet/registry/substreg/searchandretrieve/substancesearch/search.do?details=displayDetails&selectedSubstanceId=40684 | 1 | Chemicals | a7b3f8a1-1e20-3886-a824-90e0388a0f00 | 9499238e-b0eb-35da-aef1-9114f54a0a44 | 20aadc24-a391-41cf-b340-3e4529f44bde | 93a60a56-a3c8-11da-a746-0800200b9a66
Chinomethionate | 196869 | 196869 | 196869 | C10H6N2OS2 |  | Mass | kg | emission | ground | https://ofmpub.epa.gov/sor_internet/registry/substreg/searchandretrieve/substancesearch/search.do?details=displayDetails&selectedSubstanceId=40513 | 1 | Chemicals | 4b437002-6ea5-3aeb-b596-d485789d3a7f | 9499238e-b0eb-35da-aef1-9114f54a0a44 | 20aadc24-a391-41cf-b340-3e4529f44bde | 93a60a56-a3c8-11da-a746-0800200b9a66
Dodine | 197143 | 197143 | 197143 | C15H33N3O2 |  | Mass | kg | emission | ground | https://ofmpub.epa.gov/sor_internet/registry/substreg/searchandretrieve/substancesearch/search.do?details=displayDetails&selectedSubstanceId=91889 | 1 | Chemicals | 89add24a-e73a-3836-9033-baaba2ede02e | 9499238e-b0eb-35da-aef1-9114f54a0a44 | 20aadc24-a391-41cf-b340-3e4529f44bde | 93a60a56-a3c8-11da-a746-0800200b9a66
4-Pyridinecarboxylic acid, methyl ester | 204423 | 204423 | 204423 | C7H7NO2 |  | Mass | kg | emission | ground | https://ofmpub.epa.gov/sor_internet/registry/substreg/searchandretrieve/substancesearch/search.do?details=displayDetails&selectedSubstanceId=40491 | 1 | Chemicals | 4a771f63-d6bd-3baa-86bc-586b5b4c0e74 | 9499238e-b0eb-35da-aef1-9114f54a0a44 | 20aadc24-a391-41cf-b340-3e4529f44bde | 93a60a56-a3c8-11da-a746-0800200b9a66
Oxydisulfoton | 218239 | 218239 | 218239 | C8H19O3PS3 |  | Mass | kg | emission | ground | https://ofmpub.epa.gov/sor_internet/registry/substreg/searchandretrieve/substancesearch/search.do?details=displayDetails&selectedSubstanceId=40275 | 1 | Chemicals | 4723f52a-3632-3ef6-8d35-262c5fa8aee4 | 9499238e-b0eb-35da-aef1-9114f54a0a44 | 20aadc24-a391-41cf-b340-3e4529f44bde | 93a60a56-a3c8-11da-a746-0800200b9a66
Phenthoate | 254642 | 254642 | 254642 | C12H17O4PS2 |  | Mass | kg | emission | ground | https://ofmpub.epa.gov/sor_internet/registry/substreg/searchandretrieve/substancesearch/search.do?details=displayDetails&selectedSubstanceId=39848 | 1 | Chemicals | bddd0eca-e5b3-3cd5-8ce7-4223788ff5e5 | 9499238e-b0eb-35da-aef1-9114f54a0a44 | 20aadc24-a391-41cf-b340-3e4529f44bde | 93a60a56-a3c8-11da-a746-0800200b9a66
Thiourea, N-ethyl-N'-phenyl- | 307323 | 307323 | 307323 | C9H12N2S |  | Mass | kg | emission | ground | https://ofmpub.epa.gov/sor_internet/registry/substreg/searchandretrieve/substancesearch/search.do?details=displayDetails&selectedSubstanceId=41924 | 1 | Chemicals | 5bf92f7c-3d70-3188-9e14-09a1df2fd428 | 9499238e-b0eb-35da-aef1-9114f54a0a44 | 20aadc24-a391-41cf-b340-3e4529f44bde | 93a60a56-a3c8-11da-a746-0800200b9a66
C.I. Acid Blue 113 | 530089 | 530089 | 530089 | C32H21N5Na2O6S2 |  | Mass | kg | emission | ground | https://ofmpub.epa.gov/sor_internet/registry/substreg/searchandretrieve/substancesearch/search.do?details=displayDetails&selectedSubstanceId=92934 | 1 | Chemicals | 6c084a87-7ed0-3aad-8bb4-f7bac7eef6c2 | 9499238e-b0eb-35da-aef1-9114f54a0a44 | 20aadc24-a391-41cf-b340-3e4529f44bde | 93a60a56-a3c8-11da-a746-0800200b9a66
1,4-Dithiothreitol | 578517 | 578517 | 578517 | C4H10O2S2 |  | Mass | kg | emission | ground | https://ofmpub.epa.gov/sor_internet/registry/substreg/searchandretrieve/substancesearch/search.do?details=displayDetails&selectedSubstanceId=41886 | 1 | Chemicals | 1a9e6813-2a8c-33be-a63b-185386bf852b | 9499238e-b0eb-35da-aef1-9114f54a0a44 | 20aadc24-a391-41cf-b340-3e4529f44bde | 93a60a56-a3c8-11da-a746-0800200b9a66
Benazolin | 698836 | 698836 | 698836 | C9H6ClNO3S |  | Mass | kg | emission | ground | https://ofmpub.epa.gov/sor_internet/registry/substreg/searchandretrieve/substancesearch/search.do?details=displayDetails&selectedSubstanceId=94183 | 1 | Chemicals | 6b269cdc-3f49-3279-9d1f-96e03b92054b | 9499238e-b0eb-35da-aef1-9114f54a0a44 | 20aadc24-a391-41cf-b340-3e4529f44bde | 93a60a56-a3c8-11da-a746-0800200b9a66
Hexahydro-1,3,5-tris(2-hydroxyethyl)-s-triazine | 1029713 | 1029713 | 1029713 | C9H21N3O3 |  | Mass | kg | emission | ground | https://ofmpub.epa.gov/sor_internet/registry/substreg/searchandretrieve/substancesearch/search.do?details=displayDetails&selectedSubstanceId=42468 | 1 | Chemicals | f3043b62-c407-35cb-8dbb-a823770c1151 | 9499238e-b0eb-35da-aef1-9114f54a0a44 | 20aadc24-a391-41cf-b340-3e4529f44bde | 93a60a56-a3c8-11da-a746-0800200b9a66
Pentyl lactate | 1637174 | 1637174 | 1637174 | C8H16O3 |  | Mass | kg | emission | ground | https://ofmpub.epa.gov/sor_internet/registry/substreg/searchandretrieve/substancesearch/search.do?details=displayDetails&selectedSubstanceId=36664 | 1 | Chemicals | e39439d2-9bbf-3401-a9e3-39589ac5abba | 9499238e-b0eb-35da-aef1-9114f54a0a44 | 20aadc24-a391-41cf-b340-3e4529f44bde | 93a60a56-a3c8-11da-a746-0800200b9a66
Sodium chlorate | 2146053 | 2146053 | 2146053 | ClNaO3 |  | Mass | kg | emission | ground | https://ofmpub.epa.gov/sor_internet/registry/substreg/searchandretrieve/substancesearch/search.do?details=displayDetails&selectedSubstanceId=38307 | 1 | Chemicals | 8d5f9469-a804-31e0-acf7-f659be50f645 | 9499238e-b0eb-35da-aef1-9114f54a0a44 | 20aadc24-a391-41cf-b340-3e4529f44bde | 93a60a56-a3c8-11da-a746-0800200b9a66
Hydrogen sulfide | 2148878 | 2148878 | 2148878 | H2S |  | Mass | kg | emission | ground | https://ofmpub.epa.gov/sor_internet/registry/substreg/searchandretrieve/substancesearch/search.do?details=displayDetails&selectedSubstanceId=38126 | 1 | Chemicals | a178094b-34bb-35f9-9745-aa54826fddb4 | 9499238e-b0eb-35da-aef1-9114f54a0a44 | 20aadc24-a391-41cf-b340-3e4529f44bde | 93a60a56-a3c8-11da-a746-0800200b9a66
Mancozeb | 2234562 | 2234562 | 2234562 | - |  | Mass | kg | emission | ground | https://ofmpub.epa.gov/sor_internet/registry/substreg/searchandretrieve/substancesearch/search.do?details=displayDetails&selectedSubstanceId=38618 | 1 | Chemicals | 30bd2f7c-b8cd-3960-8ff8-69515d7f2237 | 9499238e-b0eb-35da-aef1-9114f54a0a44 | 20aadc24-a391-41cf-b340-3e4529f44bde | 93a60a56-a3c8-11da-a746-0800200b9a66
p-Chloronitrobenzene | 100-00-5 | 100005 | 100005 | C6H4ClNO2 |  | Mass | kg | emission | ground | https://ofmpub.epa.gov/sor_internet/registry/substreg/searchandretrieve/substancesearch/search.do?details=displayDetails&selectedSubstanceId=47919 | 1 | Chemicals | ac5ab39e-8fbb-3eae-a92d-31f9a72a0382 | 9499238e-b0eb-35da-aef1-9114f54a0a44 | 20aadc24-a391-41cf-b340-3e4529f44bde | 93a60a56-a3c8-11da-a746-0800200b9a66
p-Nitroaniline | 100-01-6 | 100016 | 100016 | C6H6N2O2 |  | Mass | kg | emission | ground | https://ofmpub.epa.gov/sor_internet/registry/substreg/searchandretrieve/substancesearch/search.do?details=displayDetails&selectedSubstanceId=47918 | 1 | Chemicals | b777d0c7-13fa-3b20-8b02-0b8aa9270d1a | 9499238e-b0eb-35da-aef1-9114f54a0a44 | 20aadc24-a391-41cf-b340-3e4529f44bde | 93a60a56-a3c8-11da-a746-0800200b9a66
p-Nitrophenol | 100-02-7 | 100027 | 100027 | C6H5NO3 |  | Mass | kg | emission | ground | https://ofmpub.epa.gov/sor_internet/registry/substreg/searchandretrieve/substancesearch/search.do?details=displayDetails&selectedSubstanceId=47917 | 1 | Chemicals | 3632d5c8-5d56-39f4-8102-61f6699e8c40 | 9499238e-b0eb-35da-aef1-9114f54a0a44 | 20aadc24-a391-41cf-b340-3e4529f44bde | 93a60a56-a3c8-11da-a746-0800200b9a66
Hymexazol | 10004-44-1 | 10004441 | 10004441 | C4H5NO2 |  | Mass | kg | emission | ground | https://ofmpub.epa.gov/sor_internet/registry/substreg/searchandretrieve/substancesearch/search.do?details=displayDetails&selectedSubstanceId=39394 | 1 | Chemicals | 54917ed2-9bda-3ab4-9843-aa2e768165e5 | 9499238e-b0eb-35da-aef1-9114f54a0a44 | 20aadc24-a391-41cf-b340-3e4529f44bde | 93a60a56-a3c8-11da-a746-0800200b9a66
Benzene, 1-ethyl-4-nitro- | 100-12-9 | 100129 | 100129 | C8H9NO2 |  | Mass | kg | emission | ground | https://ofmpub.epa.gov/sor_internet/registry/substreg/searchandretrieve/substancesearch/search.do?details=displayDetails&selectedSubstanceId=47908 | 1 | Chemicals | 0d6a7b24-4c09-38a7-a34a-3dc885904520 | 9499238e-b0eb-35da-aef1-9114f54a0a44 | 20aadc24-a391-41cf-b340-3e4529f44bde | 93a60a56-a3c8-11da-a746-0800200b9a66
p-Nitroanisole | 100-17-4 | 100174 | 100174 | C7H7NO3 |  | Mass | kg | emission | ground | https://ofmpub.epa.gov/sor_internet/registry/substreg/searchandretrieve/substancesearch/search.do?details=displayDetails&selectedSubstanceId=47904 | 1 | Chemicals | 34b60c06-3f1a-3605-a5d9-b3a8696b340a | 9499238e-b0eb-35da-aef1-9114f54a0a44 | 20aadc24-a391-41cf-b340-3e4529f44bde | 93a60a56-a3c8-11da-a746-0800200b9a66
1,4-Benzenedicarbonyl dichloride | 100-20-9 | 100209 | 100209 | C8H4Cl2O2 |  | Mass | kg | emission | ground | https://ofmpub.epa.gov/sor_internet/registry/substreg/searchandretrieve/substancesearch/search.do?details=displayDetails&selectedSubstanceId=47902 | 1 | Chemicals | 1509753a-8aac-3c83-ad14-22874e38d7ff | 9499238e-b0eb-35da-aef1-9114f54a0a44 | 20aadc24-a391-41cf-b340-3e4529f44bde | 93a60a56-a3c8-11da-a746-0800200b9a66
Terephthalic acid | 100-21-0 | 100210 | 100210 | C8H6O4 |  | Mass | kg | emission | ground | https://ofmpub.epa.gov/sor_internet/registry/substreg/searchandretrieve/substancesearch/search.do?details=displayDetails&selectedSubstanceId=47901 | 1 | Chemicals | 438358c0-bb39-31e3-8978-a5542ac9590f | 9499238e-b0eb-35da-aef1-9114f54a0a44 | 20aadc24-a391-41cf-b340-3e4529f44bde | 93a60a56-a3c8-11da-a746-0800200b9a66
p-Dinitrobenzene | 100-25-4 | 100254 | 100254 | C6H4N2O4 |  | Mass | kg | emission | ground | https://ofmpub.epa.gov/sor_internet/registry/substreg/searchandretrieve/substancesearch/search.do?details=displayDetails&selectedSubstanceId=47899 | 1 | Chemicals | a8dcbf7f-9e3e-3790-8b4c-12cdc3a7379d | 9499238e-b0eb-35da-aef1-9114f54a0a44 | 20aadc24-a391-41cf-b340-3e4529f44bde | 93a60a56-a3c8-11da-a746-0800200b9a66
Sodium decanoate | 1002-62-6 | 1002626 | 1002626 | C10H19NaO2 |  | Mass | kg | emission | ground | https://ofmpub.epa.gov/sor_internet/registry/substreg/searchandretrieve/substancesearch/search.do?details=displayDetails&selectedSubstanceId=43745 | 1 | Chemicals | 6aaeacf8-e76e-378b-b6d1-b8782d18f0ac | 9499238e-b0eb-35da-aef1-9114f54a0a44 | 20aadc24-a391-41cf-b340-3e4529f44bde | 93a60a56-a3c8-11da-a746-0800200b9a66
Ozone | 10028-15-6 | 10028156 | 10028156 | O3 |  | Mass | kg | emission | ground | https://ofmpub.epa.gov/sor_internet/registry/substreg/searchandretrieve/substancesearch/search.do?details=displayDetails&selectedSubstanceId=39347 | 1 | Chemicals | e474a477-d5b9-32a1-a30b-29a33a2e1517 | 9499238e-b0eb-35da-aef1-9114f54a0a44 | 20aadc24-a391-41cf-b340-3e4529f44bde | 93a60a56-a3c8-11da-a746-0800200b9a66
p-Nitrophenetole | 100-29-8 | 100298 | 100298 | C8H9NO3 |  | Mass | kg | emission | ground | https://ofmpub.epa.gov/sor_internet/registry/substreg/searchandretrieve/substancesearch/search.do?details=displayDetails&selectedSubstanceId=94777 | 1 | Chemicals | 352e5753-6d84-3ee5-8850-424f69e711b1 | 9499238e-b0eb-35da-aef1-9114f54a0a44 | 20aadc24-a391-41cf-b340-3e4529f44bde | 93a60a56-a3c8-11da-a746-0800200b9a66
Benzaldehyde, 4-ethoxy- | 10031-82-0 | 10031820 | 10031820 | C9H10O2 |  | Mass | kg | emission | ground | https://ofmpub.epa.gov/sor_internet/registry/substreg/searchandretrieve/substancesearch/search.do?details=displayDetails&selectedSubstanceId=39332 | 1 | Chemicals | dfa4ce92-d1ef-3576-b94b-167321a6d52f | 9499238e-b0eb-35da-aef1-9114f54a0a44 | 20aadc24-a391-41cf-b340-3e4529f44bde | 93a60a56-a3c8-11da-a746-0800200b9a66
Hydrazine sulfate (1:1) | 10034-93-2 | 10034932 | 10034932 | H6N2O4S |  | Mass | kg | emission | ground | https://ofmpub.epa.gov/sor_internet/registry/substreg/searchandretrieve/substancesearch/search.do?details=displayDetails&selectedSubstanceId=39322 | 1 | Chemicals | d9a1ab21-9526-3788-bb2a-da55d0c93061 | 9499238e-b0eb-35da-aef1-9114f54a0a44 | 20aadc24-a391-41cf-b340-3e4529f44bde | 93a60a56-a3c8-11da-a746-0800200b9a66
Diethylaminoethanol | 100-37-8 | 100378 | 100378 | C6H15NO |  | Mass | kg | emission | ground | https://ofmpub.epa.gov/sor_internet/registry/substreg/searchandretrieve/substancesearch/search.do?details=displayDetails&selectedSubstanceId=47895 | 1 | Chemicals | 24a8fb0a-cda6-353e-a48f-f157ea6a3bf9 | 9499238e-b0eb-35da-aef1-9114f54a0a44 | 20aadc24-a391-41cf-b340-3e4529f44bde | 93a60a56-a3c8-11da-a746-0800200b9a66
4-Vinylcyclohexene | 100-40-3 | 100403 | 100403 | C8H12 |  | Mass | kg | emission | ground | https://ofmpub.epa.gov/sor_internet/registry/substreg/searchandretrieve/substancesearch/search.do?details=displayDetails&selectedSubstanceId=47893 | 1 | Chemicals | 47f38e5d-d63a-3d8a-b389-c1489a5c9fa0 | 9499238e-b0eb-35da-aef1-9114f54a0a44 | 20aadc24-a391-41cf-b340-3e4529f44bde | 93a60a56-a3c8-11da-a746-0800200b9a66
Ethylbenzene | 100-41-4 | 100414 | 100414 | C8H10 |  | Mass | kg | emission | ground | https://ofmpub.epa.gov/sor_internet/registry/substreg/searchandretrieve/substancesearch/search.do?details=displayDetails&selectedSubstanceId=94770 | 1 | Chemicals | 28d53cb9-1843-3ed6-a885-71f9acfa8e55 | 9499238e-b0eb-35da-aef1-9114f54a0a44 | 20aadc24-a391-41cf-b340-3e4529f44bde | 93a60a56-a3c8-11da-a746-0800200b9a66
Styrene | 100-42-5 | 100425 | 100425 | C8H8 |  | Mass | kg | emission | ground | https://ofmpub.epa.gov/sor_internet/registry/substreg/searchandretrieve/substancesearch/search.do?details=displayDetails&selectedSubstanceId=47892 | 1 | Chemicals | c85bcdff-0de1-340f-8706-388424daaa66 | 9499238e-b0eb-35da-aef1-9114f54a0a44 | 20aadc24-a391-41cf-b340-3e4529f44bde | 93a60a56-a3c8-11da-a746-0800200b9a66
4-Vinylpyridine | 100-43-6 | 100436 | 100436 | C7H7N |  | Mass | kg | emission | ground | https://ofmpub.epa.gov/sor_internet/registry/substreg/searchandretrieve/substancesearch/search.do?details=displayDetails&selectedSubstanceId=47891 | 1 | Chemicals | 722570f9-2075-3e54-9465-45a39f55c307 | 9499238e-b0eb-35da-aef1-9114f54a0a44 | 20aadc24-a391-41cf-b340-3e4529f44bde | 93a60a56-a3c8-11da-a746-0800200b9a66
Benzyl chloride | 100-44-7 | 100447 | 100447 | C7H7Cl |  | Mass | kg | emission | ground | https://ofmpub.epa.gov/sor_internet/registry/substreg/searchandretrieve/substancesearch/search.do?details=displayDetails&selectedSubstanceId=94767 | 1 | Chemicals | 1d343b57-6e3a-38e9-9125-fe292672944e | 9499238e-b0eb-35da-aef1-9114f54a0a44 | 20aadc24-a391-41cf-b340-3e4529f44bde | 93a60a56-a3c8-11da-a746-0800200b9a66
Benzylamine | 100-46-9 | 100469 | 100469 | C7H9N |  | Mass | kg | emission | ground | https://ofmpub.epa.gov/sor_internet/registry/substreg/searchandretrieve/substancesearch/search.do?details=displayDetails&selectedSubstanceId=47890 | 1 | Chemicals | 7a724dc0-2e2e-316d-bc1b-c1e895fa8824 | 9499238e-b0eb-35da-aef1-9114f54a0a44 | 20aadc24-a391-41cf-b340-3e4529f44bde | 93a60a56-a3c8-11da-a746-0800200b9a66
Benzonitrile | 100-47-0 | 100470 | 100470 | C7H5N |  | Mass | kg | emission | ground | https://ofmpub.epa.gov/sor_internet/registry/substreg/searchandretrieve/substancesearch/search.do?details=displayDetails&selectedSubstanceId=47889 | 1 | Chemicals | 08e94185-fc9d-3841-9044-f5c9c625bd52 | 9499238e-b0eb-35da-aef1-9114f54a0a44 | 20aadc24-a391-41cf-b340-3e4529f44bde | 93a60a56-a3c8-11da-a746-0800200b9a66
4-Pyridinecarbonitrile | 100-48-1 | 100481 | 100481 | C6H4N2 |  | Mass | kg | emission | ground | https://ofmpub.epa.gov/sor_internet/registry/substreg/searchandretrieve/substancesearch/search.do?details=displayDetails&selectedSubstanceId=94765 | 1 | Chemicals | cc0d229f-b0d6-3e11-8277-db30711514fb | 9499238e-b0eb-35da-aef1-9114f54a0a44 | 20aadc24-a391-41cf-b340-3e4529f44bde | 93a60a56-a3c8-11da-a746-0800200b9a66
Sterigmatocystin | 10048-13-2 | 10048132 | 10048132 | C18H12O6 |  | Mass | kg | emission | ground | https://ofmpub.epa.gov/sor_internet/registry/substreg/searchandretrieve/substancesearch/search.do?details=displayDetails&selectedSubstanceId=78321 | 1 | Chemicals | de0c3fa2-de9f-3ff0-bfcc-326661f6e653 | 9499238e-b0eb-35da-aef1-9114f54a0a44 | 20aadc24-a391-41cf-b340-3e4529f44bde | 93a60a56-a3c8-11da-a746-0800200b9a66
Chlorine dioxide | 10049-04-4 | 10049044 | 10049044 | ClO2 |  | Mass | kg | emission | ground | https://ofmpub.epa.gov/sor_internet/registry/substreg/searchandretrieve/substancesearch/search.do?details=displayDetails&selectedSubstanceId=39291 | 1 | Chemicals | cde9f64e-3bec-3ede-a3be-c45edd051b97 | 9499238e-b0eb-35da-aef1-9114f54a0a44 | 20aadc24-a391-41cf-b340-3e4529f44bde | 93a60a56-a3c8-11da-a746-0800200b9a66
Benzyl alcohol | 100-51-6 | 100516 | 100516 | C7H8O |  | Mass | kg | emission | ground | https://ofmpub.epa.gov/sor_internet/registry/substreg/searchandretrieve/substancesearch/search.do?details=displayDetails&selectedSubstanceId=47886 | 1 | Chemicals | 081879b5-4cbb-3b1d-9cef-88c2eeb90155 | 9499238e-b0eb-35da-aef1-9114f54a0a44 | 20aadc24-a391-41cf-b340-3e4529f44bde | 93a60a56-a3c8-11da-a746-0800200b9a66
Benzaldehyde | 100-52-7 | 100527 | 100527 | C7H6O |  | Mass | kg | emission | ground | https://ofmpub.epa.gov/sor_internet/registry/substreg/searchandretrieve/substancesearch/search.do?details=displayDetails&selectedSubstanceId=47885 | 1 | Chemicals | 122b55ad-be1f-37fa-8d48-103a35dd42a9 | 9499238e-b0eb-35da-aef1-9114f54a0a44 | 20aadc24-a391-41cf-b340-3e4529f44bde | 93a60a56-a3c8-11da-a746-0800200b9a66
3-Pyridinecarbonitrile | 100-54-9 | 100549 | 100549 | C6H4N2 |  | Mass | kg | emission | ground | https://ofmpub.epa.gov/sor_internet/registry/substreg/searchandretrieve/substancesearch/search.do?details=displayDetails&selectedSubstanceId=47883 | 1 | Chemicals | e690eed9-be24-313e-b52f-29f912de7a5c | 9499238e-b0eb-35da-aef1-9114f54a0a44 | 20aadc24-a391-41cf-b340-3e4529f44bde | 93a60a56-a3c8-11da-a746-0800200b9a66
3-Pyridinemethanol | 100-55-0 | 100550 | 100550 | C6H7NO |  | Mass | kg | emission | ground | https://ofmpub.epa.gov/sor_internet/registry/substreg/searchandretrieve/substancesearch/search.do?details=displayDetails&selectedSubstanceId=47882 | 1 | Chemicals | 5679b69f-8549-31ec-a6f8-2d0fe5bd6462 | 9499238e-b0eb-35da-aef1-9114f54a0a44 | 20aadc24-a391-41cf-b340-3e4529f44bde | 93a60a56-a3c8-11da-a746-0800200b9a66
cis-1,3-Dichloropropene | 10061-01-5 | 10061015 | 10061015 | C3H4Cl2 |  | Mass | kg | emission | ground | https://ofmpub.epa.gov/sor_internet/registry/substreg/searchandretrieve/substancesearch/search.do?details=displayDetails&selectedSubstanceId=39276 | 1 | Chemicals | 1e76b3b4-b09c-32bb-af25-2a09f4e5e477 | 9499238e-b0eb-35da-aef1-9114f54a0a44 | 20aadc24-a391-41cf-b340-3e4529f44bde | 93a60a56-a3c8-11da-a746-0800200b9a66
N-Methylaniline | 100-61-8 | 100618 | 100618 | C7H9N |  | Mass | kg | emission | ground | https://ofmpub.epa.gov/sor_internet/registry/substreg/searchandretrieve/substancesearch/search.do?details=displayDetails&selectedSubstanceId=47877 | 1 | Chemicals | 233c144f-64f8-3953-8ab2-78f5cecde6f0 | 9499238e-b0eb-35da-aef1-9114f54a0a44 | 20aadc24-a391-41cf-b340-3e4529f44bde | 93a60a56-a3c8-11da-a746-0800200b9a66
Phenylhydrazine | 100-63-0 | 100630 | 100630 | C6H8N2 |  | Mass | kg | emission | ground | https://ofmpub.epa.gov/sor_internet/registry/substreg/searchandretrieve/substancesearch/search.do?details=displayDetails&selectedSubstanceId=47876 | 1 | Chemicals | 3addb162-353f-3e58-ac74-30d777c624df | 9499238e-b0eb-35da-aef1-9114f54a0a44 | 20aadc24-a391-41cf-b340-3e4529f44bde | 93a60a56-a3c8-11da-a746-0800200b9a66
Cyclohexanone oxime | 100-64-1 | 100641 | 100641 | C6H11NO |  | Mass | kg | emission | ground | https://ofmpub.epa.gov/sor_internet/registry/substreg/searchandretrieve/substancesearch/search.do?details=displayDetails&selectedSubstanceId=47875 | 1 | Chemicals | 5934eac7-c73e-360c-9397-185d1c487d7b | 9499238e-b0eb-35da-aef1-9114f54a0a44 | 20aadc24-a391-41cf-b340-3e4529f44bde | 93a60a56-a3c8-11da-a746-0800200b9a66
Quizalofop-P-ethyl | 100646-51-3 | 100646513 | 100646513 | C19H17ClN2O4 |  | Mass | kg | emission | ground | https://ofmpub.epa.gov/sor_internet/registry/substreg/searchandretrieve/substancesearch/search.do?details=displayDetails&selectedSubstanceId=76924 | 1 | Chemicals | f9424cb7-78e8-3476-aeee-0cf5efcd8871 | 9499238e-b0eb-35da-aef1-9114f54a0a44 | 20aadc24-a391-41cf-b340-3e4529f44bde | 93a60a56-a3c8-11da-a746-0800200b9a66
Anisole | 100-66-3 | 100663 | 100663 | C7H8O |  | Mass | kg | emission | ground | https://ofmpub.epa.gov/sor_internet/registry/substreg/searchandretrieve/substancesearch/search.do?details=displayDetails&selectedSubstanceId=47873 | 1 | Chemicals | 623c9d2f-1491-35e0-b5f4-2519eaed0329 | 9499238e-b0eb-35da-aef1-9114f54a0a44 | 20aadc24-a391-41cf-b340-3e4529f44bde | 93a60a56-a3c8-11da-a746-0800200b9a66
Benzene, (methylthio)- | 100-68-5 | 100685 | 100685 | C7H8S |  | Mass | kg | emission | ground | https://ofmpub.epa.gov/sor_internet/registry/substreg/searchandretrieve/substancesearch/search.do?details=displayDetails&selectedSubstanceId=47871 | 1 | Chemicals | 4fda866e-070b-32bb-b0d2-0bbb68670d16 | 9499238e-b0eb-35da-aef1-9114f54a0a44 | 20aadc24-a391-41cf-b340-3e4529f44bde | 93a60a56-a3c8-11da-a746-0800200b9a66
2-Pyridinecarbonitrile | 100-70-9 | 100709 | 100709 | C6H4N2 |  | Mass | kg | emission | ground | https://ofmpub.epa.gov/sor_internet/registry/substreg/searchandretrieve/substancesearch/search.do?details=displayDetails&selectedSubstanceId=47869 | 1 | Chemicals | fee36a17-e6e5-303a-aab6-3f968101d54e | 9499238e-b0eb-35da-aef1-9114f54a0a44 | 20aadc24-a391-41cf-b340-3e4529f44bde | 93a60a56-a3c8-11da-a746-0800200b9a66
2-Ethylpyridine | 100-71-0 | 100710 | 100710 | C7H9N |  | Mass | kg | emission | ground | https://ofmpub.epa.gov/sor_internet/registry/substreg/searchandretrieve/substancesearch/search.do?details=displayDetails&selectedSubstanceId=47868 | 1 | Chemicals | 04c200d8-2a4d-3822-9832-f0ed8ab68b4d | 9499238e-b0eb-35da-aef1-9114f54a0a44 | 20aadc24-a391-41cf-b340-3e4529f44bde | 93a60a56-a3c8-11da-a746-0800200b9a66
N-Nitrosopiperidine | 100-75-4 | 100754 | 100754 | C5H10N2O |  | Mass | kg | emission | ground | https://ofmpub.epa.gov/sor_internet/registry/substreg/searchandretrieve/substancesearch/search.do?details=displayDetails&selectedSubstanceId=47866 | 1 | Chemicals | efa37cb3-cca6-36b1-ba4b-3cf223b0a96e | 9499238e-b0eb-35da-aef1-9114f54a0a44 | 20aadc24-a391-41cf-b340-3e4529f44bde | 93a60a56-a3c8-11da-a746-0800200b9a66
Halosulfuron-methyl | 100784-20-1 | 100784201 | 100784201 | C13H15ClN6O7S |  | Mass | kg | emission | ground | https://ofmpub.epa.gov/sor_internet/registry/substreg/searchandretrieve/substancesearch/search.do?details=displayDetails&selectedSubstanceId=83507 | 1 | Chemicals | 8b720000-9ee9-3b5f-8364-11a10b1f793e | 9499238e-b0eb-35da-aef1-9114f54a0a44 | 20aadc24-a391-41cf-b340-3e4529f44bde | 93a60a56-a3c8-11da-a746-0800200b9a66
3-Phenylpyridine | 1008-88-4 | 1008884 | 1008884 | C11H9N |  | Mass | kg | emission | ground | https://ofmpub.epa.gov/sor_internet/registry/substreg/searchandretrieve/substancesearch/search.do?details=displayDetails&selectedSubstanceId=43722 | 1 | Chemicals | e39545d9-338c-3471-b5d0-af949a82ae3e | 9499238e-b0eb-35da-aef1-9114f54a0a44 | 20aadc24-a391-41cf-b340-3e4529f44bde | 93a60a56-a3c8-11da-a746-0800200b9a66
Hexamethylenetetramine | 100-97-0 | 100970 | 100970 | C6H12N4 |  | Mass | kg | emission | ground | https://ofmpub.epa.gov/sor_internet/registry/substreg/searchandretrieve/substancesearch/search.do?details=displayDetails&selectedSubstanceId=47856 | 1 | Chemicals | b3cf4ae5-5efe-37b8-aee2-bc7af5f8e51f | 9499238e-b0eb-35da-aef1-9114f54a0a44 | 20aadc24-a391-41cf-b340-3e4529f44bde | 93a60a56-a3c8-11da-a746-0800200b9a66
Triphenyl phosphite | 101-02-0 | 101020 | 101020 | C18H15O3P |  | Mass | kg | emission | ground | https://ofmpub.epa.gov/sor_internet/registry/substreg/searchandretrieve/substancesearch/search.do?details=displayDetails&selectedSubstanceId=47854 | 1 | Chemicals | 281fa8d0-3650-35a9-ae8b-165b6c5b7327 | 9499238e-b0eb-35da-aef1-9114f54a0a44 | 20aadc24-a391-41cf-b340-3e4529f44bde | 93a60a56-a3c8-11da-a746-0800200b9a66
Anilazine | 101-05-3 | 101053 | 101053 | C9H5Cl3N4 |  | Mass | kg | emission | ground | https://ofmpub.epa.gov/sor_internet/registry/substreg/searchandretrieve/substancesearch/search.do?details=displayDetails&selectedSubstanceId=94747 | 1 | Chemicals | 7ee262fc-37f1-3199-a833-762899a1997b | 9499238e-b0eb-35da-aef1-9114f54a0a44 | 20aadc24-a391-41cf-b340-3e4529f44bde | 93a60a56-a3c8-11da-a746-0800200b9a66
4,4'-Methylenebis(2-chloroaniline) | 101-14-4 | 101144 | 101144 | C13H12Cl2N2 |  | Mass | kg | emission | ground | https://ofmpub.epa.gov/sor_internet/registry/substreg/searchandretrieve/substancesearch/search.do?details=displayDetails&selectedSubstanceId=47850 | 1 | Chemicals | a20c7545-3d96-3fdb-b6fc-04a5a5c47868 | 9499238e-b0eb-35da-aef1-9114f54a0a44 | 20aadc24-a391-41cf-b340-3e4529f44bde | 93a60a56-a3c8-11da-a746-0800200b9a66
C.I. Basic Brown 1, dihydrochloride | 10114-58-6 | 10114586 | 10114586 | C18H20Cl2N8 |  | Mass | kg | emission | ground | https://ofmpub.epa.gov/sor_internet/registry/substreg/searchandretrieve/substancesearch/search.do?details=displayDetails&selectedSubstanceId=39207 | 1 | Chemicals | 4b0e0964-26f6-3bae-925c-fa2aa356f5f0 | 9499238e-b0eb-35da-aef1-9114f54a0a44 | 20aadc24-a391-41cf-b340-3e4529f44bde | 93a60a56-a3c8-11da-a746-0800200b9a66
Tribenuron-methyl | 101200-48-0 | 101200480 | 101200480 | C15H17N5O6S |  | Mass | kg | emission | ground | https://ofmpub.epa.gov/sor_internet/registry/substreg/searchandretrieve/substancesearch/search.do?details=displayDetails&selectedSubstanceId=63362 | 1 | Chemicals | 382dbe40-2e8e-3a21-b7ac-cb8033ea074d | 9499238e-b0eb-35da-aef1-9114f54a0a44 | 20aadc24-a391-41cf-b340-3e4529f44bde | 93a60a56-a3c8-11da-a746-0800200b9a66
Triclocarban | 101-20-2 | 101202 | 101202 | C13H9Cl3N2O |  | Mass | kg | emission | ground | https://ofmpub.epa.gov/sor_internet/registry/substreg/searchandretrieve/substancesearch/search.do?details=displayDetails&selectedSubstanceId=47848 | 1 | Chemicals | cf94585d-995a-304f-ab91-4ca792c1a346 | 9499238e-b0eb-35da-aef1-9114f54a0a44 | 20aadc24-a391-41cf-b340-3e4529f44bde | 93a60a56-a3c8-11da-a746-0800200b9a66
Chlorpropham | 101-21-3 | 101213 | 101213 | C10H12ClNO2 |  | Mass | kg | emission | ground | https://ofmpub.epa.gov/sor_internet/registry/substreg/searchandretrieve/substancesearch/search.do?details=displayDetails&selectedSubstanceId=94742 | 1 | Chemicals | b9a52ebb-68b3-3baa-8ebc-5b60723164b4 | 9499238e-b0eb-35da-aef1-9114f54a0a44 | 20aadc24-a391-41cf-b340-3e4529f44bde | 93a60a56-a3c8-11da-a746-0800200b9a66
Cupric chloride dihydrate | 10125-13-0 | 10125130 | 10125130 | Cl2CuH4O2 |  | Mass | kg | emission | ground | https://ofmpub.epa.gov/sor_internet/registry/substreg/searchandretrieve/substancesearch/search.do?details=displayDetails&selectedSubstanceId=77408 | 1 | Chemicals | 25b33ba7-2514-30f1-b327-e5e48b23dd29 | 9499238e-b0eb-35da-aef1-9114f54a0a44 | 20aadc24-a391-41cf-b340-3e4529f44bde | 93a60a56-a3c8-11da-a746-0800200b9a66
Barban | 101-27-9 | 101279 | 101279 | C11H9Cl2NO2 |  | Mass | kg | emission | ground | https://ofmpub.epa.gov/sor_internet/registry/substreg/searchandretrieve/substancesearch/search.do?details=displayDetails&selectedSubstanceId=47846 | 1 | Chemicals | 623bf8d9-cb67-3eeb-8705-705a593726b8 | 9499238e-b0eb-35da-aef1-9114f54a0a44 | 20aadc24-a391-41cf-b340-3e4529f44bde | 93a60a56-a3c8-11da-a746-0800200b9a66
Fenuron | 101-42-8 | 101428 | 101428 | C9H12N2O |  | Mass | kg | emission | ground | https://ofmpub.epa.gov/sor_internet/registry/substreg/searchandretrieve/substancesearch/search.do?details=displayDetails&selectedSubstanceId=47841 | 1 | Chemicals | 1b1b4f00-5f41-3041-811d-20cd45cec6dc | 9499238e-b0eb-35da-aef1-9114f54a0a44 | 20aadc24-a391-41cf-b340-3e4529f44bde | 93a60a56-a3c8-11da-a746-0800200b9a66
Desmetryn | 1014-69-3 | 1014693 | 1014693 | C8H15N5S |  | Mass | kg | emission | ground | https://ofmpub.epa.gov/sor_internet/registry/substreg/searchandretrieve/substancesearch/search.do?details=displayDetails&selectedSubstanceId=77642 | 1 | Chemicals | 7dc334e7-71a0-31ca-9345-41fc25dfa886 | 9499238e-b0eb-35da-aef1-9114f54a0a44 | 20aadc24-a391-41cf-b340-3e4529f44bde | 93a60a56-a3c8-11da-a746-0800200b9a66
Simetryn | 1014-70-6 | 1014706 | 1014706 | C8H15N5S |  | Mass | kg | emission | ground | https://ofmpub.epa.gov/sor_internet/registry/substreg/searchandretrieve/substancesearch/search.do?details=displayDetails&selectedSubstanceId=81236 | 1 | Chemicals | 162b96b3-97a8-3012-9939-489cb2bcd663 | 9499238e-b0eb-35da-aef1-9114f54a0a44 | 20aadc24-a391-41cf-b340-3e4529f44bde | 93a60a56-a3c8-11da-a746-0800200b9a66
p-Aminodiphenylamine | 101-54-2 | 101542 | 101542 | C12H12N2 |  | Mass | kg | emission | ground | https://ofmpub.epa.gov/sor_internet/registry/substreg/searchandretrieve/substancesearch/search.do?details=displayDetails&selectedSubstanceId=47836 | 1 | Chemicals | 686b525c-f2b0-3867-8655-9fdead48a921 | 9499238e-b0eb-35da-aef1-9114f54a0a44 | 20aadc24-a391-41cf-b340-3e4529f44bde | 93a60a56-a3c8-11da-a746-0800200b9a66
p-Bromophenyl phenyl ether | 101-55-3 | 101553 | 101553 | C12H9BrO |  | Mass | kg | emission | ground | https://ofmpub.epa.gov/sor_internet/registry/substreg/searchandretrieve/substancesearch/search.do?details=displayDetails&selectedSubstanceId=47835 | 1 | Chemicals | c5a6fafe-cf8b-378f-93df-210b95fe93d8 | 9499238e-b0eb-35da-aef1-9114f54a0a44 | 20aadc24-a391-41cf-b340-3e4529f44bde | 93a60a56-a3c8-11da-a746-0800200b9a66
4,4'-Methylenebis[N,N-dimethylaniline] | 101-61-1 | 101611 | 101611 | C17H22N2 |  | Mass | kg | emission | ground | https://ofmpub.epa.gov/sor_internet/registry/substreg/searchandretrieve/substancesearch/search.do?details=displayDetails&selectedSubstanceId=47833 | 1 | Chemicals | 9378db87-785f-39ed-9081-6a4c002e8bf2 | 9499238e-b0eb-35da-aef1-9114f54a0a44 | 20aadc24-a391-41cf-b340-3e4529f44bde | 93a60a56-a3c8-11da-a746-0800200b9a66
N-Isopropyl-N'-phenyl-p-phenylenediamine | 101-72-4 | 101724 | 101724 | C15H18N2 |  | Mass | kg | emission | ground | https://ofmpub.epa.gov/sor_internet/registry/substreg/searchandretrieve/substancesearch/search.do?details=displayDetails&selectedSubstanceId=94511 | 1 | Chemicals | c4c2e41a-4b62-38a4-ab75-52502228dcf2 | 9499238e-b0eb-35da-aef1-9114f54a0a44 | 20aadc24-a391-41cf-b340-3e4529f44bde | 93a60a56-a3c8-11da-a746-0800200b9a66
4,4'-Methylenedianiline | 101-77-9 | 101779 | 101779 | C13H14N2 |  | Mass | kg | emission | ground | https://ofmpub.epa.gov/sor_internet/registry/substreg/searchandretrieve/substancesearch/search.do?details=displayDetails&selectedSubstanceId=47823 | 1 | Chemicals | dd6cb342-2ae8-324b-8a80-053b1fa71851 | 9499238e-b0eb-35da-aef1-9114f54a0a44 | 20aadc24-a391-41cf-b340-3e4529f44bde | 93a60a56-a3c8-11da-a746-0800200b9a66
Benzenamine, 4-(4-chlorophenoxy)- | 101-79-1 | 101791 | 101791 | C12H10ClNO |  | Mass | kg | emission | ground | https://ofmpub.epa.gov/sor_internet/registry/substreg/searchandretrieve/substancesearch/search.do?details=displayDetails&selectedSubstanceId=47822 | 1 | Chemicals | e3d6a014-67be-3ea5-a840-a348369e1360 | 9499238e-b0eb-35da-aef1-9114f54a0a44 | 20aadc24-a391-41cf-b340-3e4529f44bde | 93a60a56-a3c8-11da-a746-0800200b9a66
4,4'-Diaminodiphenyl ether | 101-80-4 | 101804 | 101804 | C12H12N2O |  | Mass | kg | emission | ground | https://ofmpub.epa.gov/sor_internet/registry/substreg/searchandretrieve/substancesearch/search.do?details=displayDetails&selectedSubstanceId=47821 | 1 | Chemicals | d0dbd9b1-41eb-3ed5-94e6-b241351fff31 | 9499238e-b0eb-35da-aef1-9114f54a0a44 | 20aadc24-a391-41cf-b340-3e4529f44bde | 93a60a56-a3c8-11da-a746-0800200b9a66
Diphenylmethane | 101-81-5 | 101815 | 101815 | C13H12 |  | Mass | kg | emission | ground | https://ofmpub.epa.gov/sor_internet/registry/substreg/searchandretrieve/substancesearch/search.do?details=displayDetails&selectedSubstanceId=47820 | 1 | Chemicals | 5f480f1f-6fa6-30fb-9052-790ec1ac9303 | 9499238e-b0eb-35da-aef1-9114f54a0a44 | 20aadc24-a391-41cf-b340-3e4529f44bde | 93a60a56-a3c8-11da-a746-0800200b9a66
Pyridine, 2-(phenylmethyl)- | 101-82-6 | 101826 | 101826 | C12H11N |  | Mass | kg | emission | ground | https://ofmpub.epa.gov/sor_internet/registry/substreg/searchandretrieve/substancesearch/search.do?details=displayDetails&selectedSubstanceId=47819 | 1 | Chemicals | f71223fe-e141-310f-9d85-4a0c001784f1 | 9499238e-b0eb-35da-aef1-9114f54a0a44 | 20aadc24-a391-41cf-b340-3e4529f44bde | 93a60a56-a3c8-11da-a746-0800200b9a66
Dicyclohexylamine | 101-83-7 | 101837 | 101837 | C12H23N |  | Mass | kg | emission | ground | https://ofmpub.epa.gov/sor_internet/registry/substreg/searchandretrieve/substancesearch/search.do?details=displayDetails&selectedSubstanceId=47818 | 1 | Chemicals | 4437dee8-6702-3113-b708-06a39e6995b2 | 9499238e-b0eb-35da-aef1-9114f54a0a44 | 20aadc24-a391-41cf-b340-3e4529f44bde | 93a60a56-a3c8-11da-a746-0800200b9a66
Phenyl ether | 101-84-8 | 101848 | 101848 | C12H10O |  | Mass | kg | emission | ground | https://ofmpub.epa.gov/sor_internet/registry/substreg/searchandretrieve/substancesearch/search.do?details=displayDetails&selectedSubstanceId=47817 | 1 | Chemicals | b02970d8-b729-3c02-8299-5cba2382bc1c | 9499238e-b0eb-35da-aef1-9114f54a0a44 | 20aadc24-a391-41cf-b340-3e4529f44bde | 93a60a56-a3c8-11da-a746-0800200b9a66
Diglycidyl resorcinol ether | 101-90-6 | 101906 | 101906 | C12H14O4 |  | Mass | kg | emission | ground | https://ofmpub.epa.gov/sor_internet/registry/substreg/searchandretrieve/substancesearch/search.do?details=displayDetails&selectedSubstanceId=47813 | 1 | Chemicals | a68d3d73-17a0-3225-aa1e-640d337ed397 | 9499238e-b0eb-35da-aef1-9114f54a0a44 | 20aadc24-a391-41cf-b340-3e4529f44bde | 93a60a56-a3c8-11da-a746-0800200b9a66
Imazethapyr, ammonium salt | 101917-66-2 | 101917662 | 101917662 | C15H22N4O3 |  | Mass | kg | emission | ground | https://ofmpub.epa.gov/sor_internet/registry/substreg/searchandretrieve/substancesearch/search.do?details=displayDetails&selectedSubstanceId=63330 | 1 | Chemicals | f66bb3e3-8848-3ad1-b56e-b7466e556220 | 9499238e-b0eb-35da-aef1-9114f54a0a44 | 20aadc24-a391-41cf-b340-3e4529f44bde | 93a60a56-a3c8-11da-a746-0800200b9a66
Acetoacetanilide | 102-01-2 | 102012 | 102012 | C10H11NO2 |  | Mass | kg | emission | ground | https://ofmpub.epa.gov/sor_internet/registry/substreg/searchandretrieve/substancesearch/search.do?details=displayDetails&selectedSubstanceId=47807 | 1 | Chemicals | 427d4878-58be-31f4-8f3a-43a1529cbcb6 | 9499238e-b0eb-35da-aef1-9114f54a0a44 | 20aadc24-a391-41cf-b340-3e4529f44bde | 93a60a56-a3c8-11da-a746-0800200b9a66
1,3-Diphenylguanidine | 102-06-7 | 102067 | 102067 | C13H13N3 |  | Mass | kg | emission | ground | https://ofmpub.epa.gov/sor_internet/registry/substreg/searchandretrieve/substancesearch/search.do?details=displayDetails&selectedSubstanceId=94495 | 1 | Chemicals | 5740e800-c70a-3bca-aebd-ffd03428d3c8 | 9499238e-b0eb-35da-aef1-9114f54a0a44 | 20aadc24-a391-41cf-b340-3e4529f44bde | 93a60a56-a3c8-11da-a746-0800200b9a66
Diphenylthiourea | 102-08-9 | 102089 | 102089 | C13H12N2S |  | Mass | kg | emission | ground | https://ofmpub.epa.gov/sor_internet/registry/substreg/searchandretrieve/substancesearch/search.do?details=displayDetails&selectedSubstanceId=47804 | 1 | Chemicals | d31e1dea-0999-39b6-b764-ecb058b6c1e0 | 9499238e-b0eb-35da-aef1-9114f54a0a44 | 20aadc24-a391-41cf-b340-3e4529f44bde | 93a60a56-a3c8-11da-a746-0800200b9a66
2,2-Dibromo-3-nitrilopropionamide | 10222-01-2 | 10222012 | 10222012 | C3H2Br2N2O |  | Mass | kg | emission | ground | https://ofmpub.epa.gov/sor_internet/registry/substreg/searchandretrieve/substancesearch/search.do?details=displayDetails&selectedSubstanceId=39095 | 1 | Chemicals | 5881ea58-a25b-37cb-a8fc-036006acc79d | 9499238e-b0eb-35da-aef1-9114f54a0a44 | 20aadc24-a391-41cf-b340-3e4529f44bde | 93a60a56-a3c8-11da-a746-0800200b9a66
N-Ethyl-m-toluidine | 102-27-2 | 102272 | 102272 | C9H13N |  | Mass | kg | emission | ground | https://ofmpub.epa.gov/sor_internet/registry/substreg/searchandretrieve/substancesearch/search.do?details=displayDetails&selectedSubstanceId=94489 | 1 | Chemicals | fdd2d61d-78ee-3589-ac17-15baa579963d | 9499238e-b0eb-35da-aef1-9114f54a0a44 | 20aadc24-a391-41cf-b340-3e4529f44bde | 93a60a56-a3c8-11da-a746-0800200b9a66
Heptachlor epoxide | 1024-57-3 | 1024573 | 1024573 | C10H5Cl7O |  | Mass | kg | emission | ground | https://ofmpub.epa.gov/sor_internet/registry/substreg/searchandretrieve/substancesearch/search.do?details=displayDetails&selectedSubstanceId=43710 | 1 | Chemicals | 0e03294b-20f7-3e59-b5da-bc1f4bc48d83 | 9499238e-b0eb-35da-aef1-9114f54a0a44 | 20aadc24-a391-41cf-b340-3e4529f44bde | 93a60a56-a3c8-11da-a746-0800200b9a66
m-Cresidine | 102-50-1 | 102501 | 102501 | C8H11NO |  | Mass | kg | emission | ground | https://ofmpub.epa.gov/sor_internet/registry/substreg/searchandretrieve/substancesearch/search.do?details=displayDetails&selectedSubstanceId=76583 | 1 | Chemicals | 906e49f5-50be-3f1f-bc12-8ff36d2aa235 | 9499238e-b0eb-35da-aef1-9114f54a0a44 | 20aadc24-a391-41cf-b340-3e4529f44bde | 93a60a56-a3c8-11da-a746-0800200b9a66
Methamidophos | 10265-92-6 | 10265926 | 10265926 | C2H8NO2PS |  | Mass | kg | emission | ground | https://ofmpub.epa.gov/sor_internet/registry/substreg/searchandretrieve/substancesearch/search.do?details=displayDetails&selectedSubstanceId=39073 | 1 | Chemicals | 09a7d8ae-034e-3d89-a115-975f0bc210ae | 9499238e-b0eb-35da-aef1-9114f54a0a44 | 20aadc24-a391-41cf-b340-3e4529f44bde | 93a60a56-a3c8-11da-a746-0800200b9a66
Tripropylamine | 102-69-2 | 102692 | 102692 | C9H21N |  | Mass | kg | emission | ground | https://ofmpub.epa.gov/sor_internet/registry/substreg/searchandretrieve/substancesearch/search.do?details=displayDetails&selectedSubstanceId=76578 | 1 | Chemicals | d66873a9-37c5-3beb-9637-450a0e484acc | 9499238e-b0eb-35da-aef1-9114f54a0a44 | 20aadc24-a391-41cf-b340-3e4529f44bde | 93a60a56-a3c8-11da-a746-0800200b9a66
Triethanolamine | 102-71-6 | 102716 | 102716 | C6H15NO3 |  | Mass | kg | emission | ground | https://ofmpub.epa.gov/sor_internet/registry/substreg/searchandretrieve/substancesearch/search.do?details=displayDetails&selectedSubstanceId=47782 | 1 | Chemicals | 9c85aab6-6b96-38ef-bfd8-e6edca380469 | 9499238e-b0eb-35da-aef1-9114f54a0a44 | 20aadc24-a391-41cf-b340-3e4529f44bde | 93a60a56-a3c8-11da-a746-0800200b9a66
2-(Dibutylamino)ethanol | 102-81-8 | 102818 | 102818 | C10H23NO |  | Mass | kg | emission | ground | https://ofmpub.epa.gov/sor_internet/registry/substreg/searchandretrieve/substancesearch/search.do?details=displayDetails&selectedSubstanceId=76573 | 1 | Chemicals | 443b912e-130d-33c0-98d6-716e5a6af539 | 9499238e-b0eb-35da-aef1-9114f54a0a44 | 20aadc24-a391-41cf-b340-3e4529f44bde | 93a60a56-a3c8-11da-a746-0800200b9a66
Tributylamine | 102-82-9 | 102829 | 102829 | C12H27N |  | Mass | kg | emission | ground | https://ofmpub.epa.gov/sor_internet/registry/substreg/searchandretrieve/substancesearch/search.do?details=displayDetails&selectedSubstanceId=47777 | 1 | Chemicals | 3546db1e-1a25-3e96-959f-8af06e9c791c | 9499238e-b0eb-35da-aef1-9114f54a0a44 | 20aadc24-a391-41cf-b340-3e4529f44bde | 93a60a56-a3c8-11da-a746-0800200b9a66
Tau-fluvalinate | 102851-06-9 | 102851069 | 102851069 | C26H22ClF3N2O3 |  | Mass | kg | emission | ground | https://ofmpub.epa.gov/sor_internet/registry/substreg/searchandretrieve/substancesearch/search.do?details=displayDetails&selectedSubstanceId=80802 | 1 | Chemicals | 63d234f3-270e-304f-8a7d-1795862ccdfd | 9499238e-b0eb-35da-aef1-9114f54a0a44 | 20aadc24-a391-41cf-b340-3e4529f44bde | 93a60a56-a3c8-11da-a746-0800200b9a66
Phosphorous acid | 10294-56-1 | 10294561 | 10294561 | H3O3P |  | Mass | kg | emission | ground | https://ofmpub.epa.gov/sor_internet/registry/substreg/searchandretrieve/substancesearch/search.do?details=displayDetails&selectedSubstanceId=39056 | 1 | Chemicals | 9ac4c022-0f25-3623-9764-e12392f95eae | 9499238e-b0eb-35da-aef1-9114f54a0a44 | 20aadc24-a391-41cf-b340-3e4529f44bde | 93a60a56-a3c8-11da-a746-0800200b9a66
Benzenemethanamine, N-(1-methylethyl)- | 102-97-6 | 102976 | 102976 | C10H15N |  | Mass | kg | emission | ground | https://ofmpub.epa.gov/sor_internet/registry/substreg/searchandretrieve/substancesearch/search.do?details=displayDetails&selectedSubstanceId=47772 | 1 | Chemicals | 4bdde25d-70c7-3c46-9511-16ff1c492a7a | 9499238e-b0eb-35da-aef1-9114f54a0a44 | 20aadc24-a391-41cf-b340-3e4529f44bde | 93a60a56-a3c8-11da-a746-0800200b9a66
Phenicarbazide | 103-03-7 | 103037 | 103037 | C7H9N3O |  | Mass | kg | emission | ground | https://ofmpub.epa.gov/sor_internet/registry/substreg/searchandretrieve/substancesearch/search.do?details=displayDetails&selectedSubstanceId=48094 | 1 | Chemicals | cdafa15d-e2de-32d0-93b2-dfe1a4d2bddd | 9499238e-b0eb-35da-aef1-9114f54a0a44 | 20aadc24-a391-41cf-b340-3e4529f44bde | 93a60a56-a3c8-11da-a746-0800200b9a66
.alpha.,.alpha.-Dimethylbenzenepropanol | 103-05-9 | 103059 | 103059 | C11H16O |  | Mass | kg | emission | ground | https://ofmpub.epa.gov/sor_internet/registry/substreg/searchandretrieve/substancesearch/search.do?details=displayDetails&selectedSubstanceId=48093 | 1 | Chemicals | 1deec6c6-99b9-396d-9b54-f6d2770258b9 | 9499238e-b0eb-35da-aef1-9114f54a0a44 | 20aadc24-a391-41cf-b340-3e4529f44bde | 93a60a56-a3c8-11da-a746-0800200b9a66
Endosulfan sulfate | 1031-07-8 | 1031078 | 1031078 | C9H6Cl6O4S |  | Mass | kg | emission | ground | https://ofmpub.epa.gov/sor_internet/registry/substreg/searchandretrieve/substancesearch/search.do?details=displayDetails&selectedSubstanceId=43703 | 1 | Chemicals | ef4e6a59-7b95-3e44-a3e1-296627928977 | 9499238e-b0eb-35da-aef1-9114f54a0a44 | 20aadc24-a391-41cf-b340-3e4529f44bde | 93a60a56-a3c8-11da-a746-0800200b9a66
1H-1,2,4-Triazole-3-carboxylic acid, 1-(2,4-dichlorophenyl)-5-(trichloromethyl)-, ethyl ester | 103112-35-2 | 103112352 | 103112352 | C12H8Cl5N3O2 |  | Mass | kg | emission | ground | https://ofmpub.epa.gov/sor_internet/registry/substreg/searchandretrieve/substancesearch/search.do?details=displayDetails&selectedSubstanceId=83490 | 1 | Chemicals | a135fac8-821c-38b8-874a-a94005f9259b | 9499238e-b0eb-35da-aef1-9114f54a0a44 | 20aadc24-a391-41cf-b340-3e4529f44bde | 93a60a56-a3c8-11da-a746-0800200b9a66
2-Ethylhexyl acrylate | 103-11-7 | 103117 | 103117 | C11H20O2 |  | Mass | kg | emission | ground | https://ofmpub.epa.gov/sor_internet/registry/substreg/searchandretrieve/substancesearch/search.do?details=displayDetails&selectedSubstanceId=48089 | 1 | Chemicals | 1ee001ef-9bc4-396c-ad14-d2f05bc8821f | 9499238e-b0eb-35da-aef1-9114f54a0a44 | 20aadc24-a391-41cf-b340-3e4529f44bde | 93a60a56-a3c8-11da-a746-0800200b9a66
Dialifor | 10311-84-9 | 10311849 | 10311849 | C14H17ClNO4PS2 |  | Mass | kg | emission | ground | https://ofmpub.epa.gov/sor_internet/registry/substreg/searchandretrieve/substancesearch/search.do?details=displayDetails&selectedSubstanceId=39047 | 1 | Chemicals | c6ba3f1b-64fa-3fa9-807b-3d2c2d056341 | 9499238e-b0eb-35da-aef1-9114f54a0a44 | 20aadc24-a391-41cf-b340-3e4529f44bde | 93a60a56-a3c8-11da-a746-0800200b9a66
Di(2-ethylhexyl) adipate | 103-23-1 | 103231 | 103231 | C22H42O4 |  | Mass | kg | emission | ground | https://ofmpub.epa.gov/sor_internet/registry/substreg/searchandretrieve/substancesearch/search.do?details=displayDetails&selectedSubstanceId=48082 | 1 | Chemicals | 147cca8e-ec13-33c5-a190-d5336ad16736 | 9499238e-b0eb-35da-aef1-9114f54a0a44 | 20aadc24-a391-41cf-b340-3e4529f44bde | 93a60a56-a3c8-11da-a746-0800200b9a66
Azobenzene | 103-33-3 | 103333 | 103333 | C12H10N2 |  | Mass | kg | emission | ground | https://ofmpub.epa.gov/sor_internet/registry/substreg/searchandretrieve/substancesearch/search.do?details=displayDetails&selectedSubstanceId=48074 | 1 | Chemicals | 8cfe9a83-8a7e-3a50-90fc-d03497fdb851 | 9499238e-b0eb-35da-aef1-9114f54a0a44 | 20aadc24-a391-41cf-b340-3e4529f44bde | 93a60a56-a3c8-11da-a746-0800200b9a66
Flumioxazin | 103361-09-7 | 103361097 | 103361097 | C19H15FN2O4 |  | Mass | kg | emission | ground | https://ofmpub.epa.gov/sor_internet/registry/substreg/searchandretrieve/substancesearch/search.do?details=displayDetails&selectedSubstanceId=80669 | 1 | Chemicals | 3c110cb0-fdac-39fa-85c4-0dea40d05ee9 | 9499238e-b0eb-35da-aef1-9114f54a0a44 | 20aadc24-a391-41cf-b340-3e4529f44bde | 93a60a56-a3c8-11da-a746-0800200b9a66
n-Propylbenzene | 103-65-1 | 103651 | 103651 | C9H12 |  | Mass | kg | emission | ground | https://ofmpub.epa.gov/sor_internet/registry/substreg/searchandretrieve/substancesearch/search.do?details=displayDetails&selectedSubstanceId=48059 | 1 | Chemicals | 903439eb-bad3-3c7b-af5a-5ec867e5390b | 9499238e-b0eb-35da-aef1-9114f54a0a44 | 20aadc24-a391-41cf-b340-3e4529f44bde | 93a60a56-a3c8-11da-a746-0800200b9a66
N-Ethylaniline | 103-69-5 | 103695 | 103695 | C8H11N |  | Mass | kg | emission | ground | https://ofmpub.epa.gov/sor_internet/registry/substreg/searchandretrieve/substancesearch/search.do?details=displayDetails&selectedSubstanceId=76541 | 1 | Chemicals | dedc7b8d-f097-3dc6-9d1f-b3b629f5e39d | 9499238e-b0eb-35da-aef1-9114f54a0a44 | 20aadc24-a391-41cf-b340-3e4529f44bde | 93a60a56-a3c8-11da-a746-0800200b9a66
Benzene, isothiocyanato- | 103-72-0 | 103720 | 103720 | C7H5NS |  | Mass | kg | emission | ground | https://ofmpub.epa.gov/sor_internet/registry/substreg/searchandretrieve/substancesearch/search.do?details=displayDetails&selectedSubstanceId=76539 | 1 | Chemicals | ffc66e27-3911-3405-bb5e-015130b31b9b | 9499238e-b0eb-35da-aef1-9114f54a0a44 | 20aadc24-a391-41cf-b340-3e4529f44bde | 93a60a56-a3c8-11da-a746-0800200b9a66
2-Pyridineethanol | 103-74-2 | 103742 | 103742 | C7H9NO |  | Mass | kg | emission | ground | https://ofmpub.epa.gov/sor_internet/registry/substreg/searchandretrieve/substancesearch/search.do?details=displayDetails&selectedSubstanceId=48054 | 1 | Chemicals | 2943f7d1-ca8e-3c14-bf72-50c12612c477 | 9499238e-b0eb-35da-aef1-9114f54a0a44 | 20aadc24-a391-41cf-b340-3e4529f44bde | 93a60a56-a3c8-11da-a746-0800200b9a66
1-Piperazineethanol | 103-76-4 | 103764 | 103764 | C6H14N2O |  | Mass | kg | emission | ground | https://ofmpub.epa.gov/sor_internet/registry/substreg/searchandretrieve/substancesearch/search.do?details=displayDetails&selectedSubstanceId=76536 | 1 | Chemicals | 3ee4512e-06ce-3986-9da5-55700f601409 | 9499238e-b0eb-35da-aef1-9114f54a0a44 | 20aadc24-a391-41cf-b340-3e4529f44bde | 93a60a56-a3c8-11da-a746-0800200b9a66
Copper 8-quinolinolate | 10380-28-6 | 10380286 | 10380286 | C18H12CuN2O2 |  | Mass | kg | emission | ground | https://ofmpub.epa.gov/sor_internet/registry/substreg/searchandretrieve/substancesearch/search.do?details=displayDetails&selectedSubstanceId=38984 | 1 | Chemicals | a7ec32db-3dd1-31f8-a944-40f59a89ad2a | 9499238e-b0eb-35da-aef1-9114f54a0a44 | 20aadc24-a391-41cf-b340-3e4529f44bde | 93a60a56-a3c8-11da-a746-0800200b9a66
Phenylacetic acid | 103-82-2 | 103822 | 103822 | C8H8O2 |  | Mass | kg | emission | ground | https://ofmpub.epa.gov/sor_internet/registry/substreg/searchandretrieve/substancesearch/search.do?details=displayDetails&selectedSubstanceId=48049 | 1 | Chemicals | 6b62bed7-1121-33bb-bafe-34469f26b077 | 9499238e-b0eb-35da-aef1-9114f54a0a44 | 20aadc24-a391-41cf-b340-3e4529f44bde | 93a60a56-a3c8-11da-a746-0800200b9a66
N,N-Dimethylbenzylamine | 103-83-3 | 103833 | 103833 | C9H13N |  | Mass | kg | emission | ground | https://ofmpub.epa.gov/sor_internet/registry/substreg/searchandretrieve/substancesearch/search.do?details=displayDetails&selectedSubstanceId=97270 | 1 | Chemicals | 0c12df44-19a9-3eb5-96eb-3ef384cc6d73 | 9499238e-b0eb-35da-aef1-9114f54a0a44 | 20aadc24-a391-41cf-b340-3e4529f44bde | 93a60a56-a3c8-11da-a746-0800200b9a66
Acetanilide | 103-84-4 | 103844 | 103844 | C8H9NO |  | Mass | kg | emission | ground | https://ofmpub.epa.gov/sor_internet/registry/substreg/searchandretrieve/substancesearch/search.do?details=displayDetails&selectedSubstanceId=48048 | 1 | Chemicals | 12814ed8-1f73-34f6-9c7a-256b3e83c1cd | 9499238e-b0eb-35da-aef1-9114f54a0a44 | 20aadc24-a391-41cf-b340-3e4529f44bde | 93a60a56-a3c8-11da-a746-0800200b9a66
Phenylthiourea | 103-85-5 | 103855 | 103855 | C7H8N2S |  | Mass | kg | emission | ground | https://ofmpub.epa.gov/sor_internet/registry/substreg/searchandretrieve/substancesearch/search.do?details=displayDetails&selectedSubstanceId=48047 | 1 | Chemicals | e1413ad9-a91c-3c5d-94c8-73a966410015 | 9499238e-b0eb-35da-aef1-9114f54a0a44 | 20aadc24-a391-41cf-b340-3e4529f44bde | 93a60a56-a3c8-11da-a746-0800200b9a66
Acetaminophen | 103-90-2 | 103902 | 103902 | C8H9NO2 |  | Mass | kg | emission | ground | https://ofmpub.epa.gov/sor_internet/registry/substreg/searchandretrieve/substancesearch/search.do?details=displayDetails&selectedSubstanceId=97267 | 1 | Chemicals | 162a9eb5-73f8-388b-894e-4ebc68064662 | 9499238e-b0eb-35da-aef1-9114f54a0a44 | 20aadc24-a391-41cf-b340-3e4529f44bde | 93a60a56-a3c8-11da-a746-0800200b9a66
Imazapic | 104098-48-8 | 104098488 | 104098488 | C14H17N3O3 |  | Mass | kg | emission | ground | https://ofmpub.epa.gov/sor_internet/registry/substreg/searchandretrieve/substancesearch/search.do?details=displayDetails&selectedSubstanceId=80800 | 1 | Chemicals | 749ab291-743a-34cb-97aa-7d4eb2488ba0 | 9499238e-b0eb-35da-aef1-9114f54a0a44 | 20aadc24-a391-41cf-b340-3e4529f44bde | 93a60a56-a3c8-11da-a746-0800200b9a66
p-Butylaniline | 104-13-2 | 104132 | 104132 | C10H15N |  | Mass | kg | emission | ground | https://ofmpub.epa.gov/sor_internet/registry/substreg/searchandretrieve/substancesearch/search.do?details=displayDetails&selectedSubstanceId=47651 | 1 | Chemicals | 303ff441-4263-380d-844d-f1ff9f7bcde1 | 9499238e-b0eb-35da-aef1-9114f54a0a44 | 20aadc24-a391-41cf-b340-3e4529f44bde | 93a60a56-a3c8-11da-a746-0800200b9a66
Mesotrione | 104206-82-8 | 104206828 | 104206828 | C14H13NO7S |  | Mass | kg | emission | ground | https://ofmpub.epa.gov/sor_internet/registry/substreg/searchandretrieve/substancesearch/search.do?details=displayDetails&selectedSubstanceId=80799 | 1 | Chemicals | 42ad1864-a12a-343a-b6f0-023199dd45a8 | 9499238e-b0eb-35da-aef1-9114f54a0a44 | 20aadc24-a391-41cf-b340-3e4529f44bde | 93a60a56-a3c8-11da-a746-0800200b9a66
p-Nonylphenol | 104-40-5 | 104405 | 104405 | C15H24O |  | Mass | kg | emission | ground | https://ofmpub.epa.gov/sor_internet/registry/substreg/searchandretrieve/substancesearch/search.do?details=displayDetails&selectedSubstanceId=47639 | 1 | Chemicals | 7d74aa73-3d38-303e-8e58-6dbdf509444f | 9499238e-b0eb-35da-aef1-9114f54a0a44 | 20aadc24-a391-41cf-b340-3e4529f44bde | 93a60a56-a3c8-11da-a746-0800200b9a66
p-Dodecylaniline | 104-42-7 | 104427 | 104427 | C18H31N |  | Mass | kg | emission | ground | https://ofmpub.epa.gov/sor_internet/registry/substreg/searchandretrieve/substancesearch/search.do?details=displayDetails&selectedSubstanceId=47637 | 1 | Chemicals | 3ac64dc9-18fa-390a-bda2-8ca46a92eade | 9499238e-b0eb-35da-aef1-9114f54a0a44 | 20aadc24-a391-41cf-b340-3e4529f44bde | 93a60a56-a3c8-11da-a746-0800200b9a66
4-Dodecylphenol | 104-43-8 | 104438 | 104438 | C18H30O |  | Mass | kg | emission | ground | https://ofmpub.epa.gov/sor_internet/registry/substreg/searchandretrieve/substancesearch/search.do?details=displayDetails&selectedSubstanceId=47636 | 1 | Chemicals | 5a1fab2b-f362-35e9-9126-cc746b172bdf | 9499238e-b0eb-35da-aef1-9114f54a0a44 | 20aadc24-a391-41cf-b340-3e4529f44bde | 93a60a56-a3c8-11da-a746-0800200b9a66
n-Butylbenzene | 104-51-8 | 104518 | 104518 | C10H14 |  | Mass | kg | emission | ground | https://ofmpub.epa.gov/sor_internet/registry/substreg/searchandretrieve/substancesearch/search.do?details=displayDetails&selectedSubstanceId=97250 | 1 | Chemicals | 87769801-7288-3b1d-8851-4985ce3bf845 | 9499238e-b0eb-35da-aef1-9114f54a0a44 | 20aadc24-a391-41cf-b340-3e4529f44bde | 93a60a56-a3c8-11da-a746-0800200b9a66
Resmethrin | 10453-86-8 | 10453868 | 10453868 | C22H26O3 |  | Mass | kg | emission | ground | https://ofmpub.epa.gov/sor_internet/registry/substreg/searchandretrieve/substancesearch/search.do?details=displayDetails&selectedSubstanceId=38942 | 1 | Chemicals | 5dd534e6-0082-34c7-be92-88698514f863 | 9499238e-b0eb-35da-aef1-9114f54a0a44 | 20aadc24-a391-41cf-b340-3e4529f44bde | 93a60a56-a3c8-11da-a746-0800200b9a66
2-Ethylhexylamine | 104-75-6 | 104756 | 104756 | C8H19N |  | Mass | kg | emission | ground | https://ofmpub.epa.gov/sor_internet/registry/substreg/searchandretrieve/substancesearch/search.do?details=displayDetails&selectedSubstanceId=47620 | 1 | Chemicals | 2378868f-bd57-3c81-b2ec-7b1923b0fb20 | 9499238e-b0eb-35da-aef1-9114f54a0a44 | 20aadc24-a391-41cf-b340-3e4529f44bde | 93a60a56-a3c8-11da-a746-0800200b9a66
2-Ethylhexanol | 104-76-7 | 104767 | 104767 | C8H18O |  | Mass | kg | emission | ground | https://ofmpub.epa.gov/sor_internet/registry/substreg/searchandretrieve/substancesearch/search.do?details=displayDetails&selectedSubstanceId=47619 | 1 | Chemicals | 1321e29c-88cd-358e-9e3f-365060c98601 | 9499238e-b0eb-35da-aef1-9114f54a0a44 | 20aadc24-a391-41cf-b340-3e4529f44bde | 93a60a56-a3c8-11da-a746-0800200b9a66
p-Tolunitrile | 104-85-8 | 104858 | 104858 | C8H7N |  | Mass | kg | emission | ground | https://ofmpub.epa.gov/sor_internet/registry/substreg/searchandretrieve/substancesearch/search.do?details=displayDetails&selectedSubstanceId=47614 | 1 | Chemicals | e773fb19-6c21-3996-ad8e-747401e1883d | 9499238e-b0eb-35da-aef1-9114f54a0a44 | 20aadc24-a391-41cf-b340-3e4529f44bde | 93a60a56-a3c8-11da-a746-0800200b9a66
4-Methylbenzaldehyde | 104-87-0 | 104870 | 104870 | C8H8O |  | Mass | kg | emission | ground | https://ofmpub.epa.gov/sor_internet/registry/substreg/searchandretrieve/substancesearch/search.do?details=displayDetails&selectedSubstanceId=97231 | 1 | Chemicals | 516aecec-f489-3294-a6c9-edee6e5edeb6 | 9499238e-b0eb-35da-aef1-9114f54a0a44 | 20aadc24-a391-41cf-b340-3e4529f44bde | 93a60a56-a3c8-11da-a746-0800200b9a66
p-Chlorobenzaldehyde | 104-88-1 | 104881 | 104881 | C7H5ClO |  | Mass | kg | emission | ground | https://ofmpub.epa.gov/sor_internet/registry/substreg/searchandretrieve/substancesearch/search.do?details=displayDetails&selectedSubstanceId=47612 | 1 | Chemicals | ae9e9f4b-8ba7-305e-8faf-527774d3417f | 9499238e-b0eb-35da-aef1-9114f54a0a44 | 20aadc24-a391-41cf-b340-3e4529f44bde | 93a60a56-a3c8-11da-a746-0800200b9a66
5-Ethyl-2-methylpyridine | 104-90-5 | 104905 | 104905 | C8H11N |  | Mass | kg | emission | ground | https://ofmpub.epa.gov/sor_internet/registry/substreg/searchandretrieve/substancesearch/search.do?details=displayDetails&selectedSubstanceId=97230 | 1 | Chemicals | 59586519-45ac-3875-8424-00dc1b5a3d2c | 9499238e-b0eb-35da-aef1-9114f54a0a44 | 20aadc24-a391-41cf-b340-3e4529f44bde | 93a60a56-a3c8-11da-a746-0800200b9a66
p-Methylanisole | 104-93-8 | 104938 | 104938 | C8H10O |  | Mass | kg | emission | ground | https://ofmpub.epa.gov/sor_internet/registry/substreg/searchandretrieve/substancesearch/search.do?details=displayDetails&selectedSubstanceId=97228 | 1 | Chemicals | dc2dc283-232e-3724-aebe-5ebbc17ccc69 | 9499238e-b0eb-35da-aef1-9114f54a0a44 | 20aadc24-a391-41cf-b340-3e4529f44bde | 93a60a56-a3c8-11da-a746-0800200b9a66
p-Anisidine | 104-94-9 | 104949 | 104949 | C7H9NO |  | Mass | kg | emission | ground | https://ofmpub.epa.gov/sor_internet/registry/substreg/searchandretrieve/substancesearch/search.do?details=displayDetails&selectedSubstanceId=47608 | 1 | Chemicals | 8128b09f-0d59-3327-9d19-e1af537288a5 | 9499238e-b0eb-35da-aef1-9114f54a0a44 | 20aadc24-a391-41cf-b340-3e4529f44bde | 93a60a56-a3c8-11da-a746-0800200b9a66
p-Quinone dioxime | 105-11-3 | 105113 | 105113 | C6H6N2O2 |  | Mass | kg | emission | ground | https://ofmpub.epa.gov/sor_internet/registry/substreg/searchandretrieve/substancesearch/search.do?details=displayDetails&selectedSubstanceId=47600 | 1 | Chemicals | 1801e684-37a1-34ca-9863-cdbc12c22858 | 9499238e-b0eb-35da-aef1-9114f54a0a44 | 20aadc24-a391-41cf-b340-3e4529f44bde | 93a60a56-a3c8-11da-a746-0800200b9a66
Ethyl propionate | 105-37-3 | 105373 | 105373 | C5H10O2 |  | Mass | kg | emission | ground | https://ofmpub.epa.gov/sor_internet/registry/substreg/searchandretrieve/substancesearch/search.do?details=displayDetails&selectedSubstanceId=47590 | 1 | Chemicals | a33165fc-8908-3592-91f8-c14896e9aa5e | 9499238e-b0eb-35da-aef1-9114f54a0a44 | 20aadc24-a391-41cf-b340-3e4529f44bde | 93a60a56-a3c8-11da-a746-0800200b9a66
Vinyl propionate | 105-38-4 | 105384 | 105384 | C5H8O2 |  | Mass | kg | emission | ground | https://ofmpub.epa.gov/sor_internet/registry/substreg/searchandretrieve/substancesearch/search.do?details=displayDetails&selectedSubstanceId=47589 | 1 | Chemicals | 81631223-5c5e-3344-90da-20b52d54ed6f | 9499238e-b0eb-35da-aef1-9114f54a0a44 | 20aadc24-a391-41cf-b340-3e4529f44bde | 93a60a56-a3c8-11da-a746-0800200b9a66
Ethyl chloroacetate | 105-39-5 | 105395 | 105395 | C4H7ClO2 |  | Mass | kg | emission | ground | https://ofmpub.epa.gov/sor_internet/registry/substreg/searchandretrieve/substancesearch/search.do?details=displayDetails&selectedSubstanceId=47588 | 1 | Chemicals | 714d90fb-561c-3eda-bd0b-63bf4ecf61fb | 9499238e-b0eb-35da-aef1-9114f54a0a44 | 20aadc24-a391-41cf-b340-3e4529f44bde | 93a60a56-a3c8-11da-a746-0800200b9a66
Tamoxifen | 10540-29-1 | 10540291 | 10540291 | C26H29NO |  | Mass | kg | emission | ground | https://ofmpub.epa.gov/sor_internet/registry/substreg/searchandretrieve/substancesearch/search.do?details=displayDetails&selectedSubstanceId=94407 | 1 | Chemicals | 96de6d64-84c3-3261-918e-db603d5ec00e | 9499238e-b0eb-35da-aef1-9114f54a0a44 | 20aadc24-a391-41cf-b340-3e4529f44bde | 93a60a56-a3c8-11da-a746-0800200b9a66
sec-Butyl acetate | 105-46-4 | 105464 | 105464 | C6H12O2 |  | Mass | kg | emission | ground | https://ofmpub.epa.gov/sor_internet/registry/substreg/searchandretrieve/substancesearch/search.do?details=displayDetails&selectedSubstanceId=47583 | 1 | Chemicals | 620dc040-def0-31ac-aee6-1ab3da398700 | 9499238e-b0eb-35da-aef1-9114f54a0a44 | 20aadc24-a391-41cf-b340-3e4529f44bde | 93a60a56-a3c8-11da-a746-0800200b9a66
Diethyl malonate | 105-53-3 | 105533 | 105533 | C7H12O4 |  | Mass | kg | emission | ground | https://ofmpub.epa.gov/sor_internet/registry/substreg/searchandretrieve/substancesearch/search.do?details=displayDetails&selectedSubstanceId=47579 | 1 | Chemicals | 0de67107-9ba9-368f-b568-e16fd16b6483 | 9499238e-b0eb-35da-aef1-9114f54a0a44 | 20aadc24-a391-41cf-b340-3e4529f44bde | 93a60a56-a3c8-11da-a746-0800200b9a66
Ethyl butyrate | 105-54-4 | 105544 | 105544 | C6H12O2 |  | Mass | kg | emission | ground | https://ofmpub.epa.gov/sor_internet/registry/substreg/searchandretrieve/substancesearch/search.do?details=displayDetails&selectedSubstanceId=47578 | 1 | Chemicals | a1cca448-e7d6-3b6a-bc9e-805fe1bb03ee | 9499238e-b0eb-35da-aef1-9114f54a0a44 | 20aadc24-a391-41cf-b340-3e4529f44bde | 93a60a56-a3c8-11da-a746-0800200b9a66
N,N'-Diethylthiourea | 105-55-5 | 105555 | 105555 | C5H12N2S |  | Mass | kg | emission | ground | https://ofmpub.epa.gov/sor_internet/registry/substreg/searchandretrieve/substancesearch/search.do?details=displayDetails&selectedSubstanceId=47577 | 1 | Chemicals | e5abb0dd-a44c-3a81-b2ac-25cdde7f2e58 | 9499238e-b0eb-35da-aef1-9114f54a0a44 | 20aadc24-a391-41cf-b340-3e4529f44bde | 93a60a56-a3c8-11da-a746-0800200b9a66
N-Methyldiethanolamine | 105-59-9 | 105599 | 105599 | C5H13NO2 |  | Mass | kg | emission | ground | https://ofmpub.epa.gov/sor_internet/registry/substreg/searchandretrieve/substancesearch/search.do?details=displayDetails&selectedSubstanceId=47573 | 1 | Chemicals | 8361c2ce-b0d6-33df-88cb-89495e2c4c07 | 9499238e-b0eb-35da-aef1-9114f54a0a44 | 20aadc24-a391-41cf-b340-3e4529f44bde | 93a60a56-a3c8-11da-a746-0800200b9a66
Caprolactam | 105-60-2 | 105602 | 105602 | C6H11NO |  | Mass | kg | emission | ground | https://ofmpub.epa.gov/sor_internet/registry/substreg/searchandretrieve/substancesearch/search.do?details=displayDetails&selectedSubstanceId=47572 | 1 | Chemicals | 8ee6ae35-f8d7-3ac5-a437-0a318262eb4d | 9499238e-b0eb-35da-aef1-9114f54a0a44 | 20aadc24-a391-41cf-b340-3e4529f44bde | 93a60a56-a3c8-11da-a746-0800200b9a66
2,4-Dimethylphenol | 105-67-9 | 105679 | 105679 | C8H10O |  | Mass | kg | emission | ground | https://ofmpub.epa.gov/sor_internet/registry/substreg/searchandretrieve/substancesearch/search.do?details=displayDetails&selectedSubstanceId=96968 | 1 | Chemicals | e6144ac6-a231-30fd-be6b-ea3c8987a0ec | 9499238e-b0eb-35da-aef1-9114f54a0a44 | 20aadc24-a391-41cf-b340-3e4529f44bde | 93a60a56-a3c8-11da-a746-0800200b9a66
Dibutyl maleate | 105-76-0 | 105760 | 105760 | C12H20O4 |  | Mass | kg | emission | ground | https://ofmpub.epa.gov/sor_internet/registry/substreg/searchandretrieve/substancesearch/search.do?details=displayDetails&selectedSubstanceId=47566 | 1 | Chemicals | aa581293-dfe6-346b-a83f-72b0df201f20 | 9499238e-b0eb-35da-aef1-9114f54a0a44 | 20aadc24-a391-41cf-b340-3e4529f44bde | 93a60a56-a3c8-11da-a746-0800200b9a66
Disodium 3-[(5-chloro-2-hydroxyphenyl)azo]-4,5-dihydroxy-2,7-naphthalenedisulfonate | 1058-92-0 | 1058920 | 1058920 | C16H9ClN2Na2O9S2 |  | Mass | kg | emission | ground | https://ofmpub.epa.gov/sor_internet/registry/substreg/searchandretrieve/substancesearch/search.do?details=displayDetails&selectedSubstanceId=96961 | 1 | Chemicals | c87499f1-a34f-3a31-a03a-59a692d6bcc7 | 9499238e-b0eb-35da-aef1-9114f54a0a44 | 20aadc24-a391-41cf-b340-3e4529f44bde | 93a60a56-a3c8-11da-a746-0800200b9a66
N-Nitrosomethylethylamine | 10595-95-6 | 10595956 | 10595956 | C3H8N2O |  | Mass | kg | emission | ground | https://ofmpub.epa.gov/sor_internet/registry/substreg/searchandretrieve/substancesearch/search.do?details=displayDetails&selectedSubstanceId=96955 | 1 | Chemicals | 31f78c2c-5b0b-3bb3-a5fa-c859e46a8e28 | 9499238e-b0eb-35da-aef1-9114f54a0a44 | 20aadc24-a391-41cf-b340-3e4529f44bde | 93a60a56-a3c8-11da-a746-0800200b9a66
Dibutyl adipate | 105-99-7 | 105997 | 105997 | C14H26O4 |  | Mass | kg | emission | ground | https://ofmpub.epa.gov/sor_internet/registry/substreg/searchandretrieve/substancesearch/search.do?details=displayDetails&selectedSubstanceId=96954 | 1 | Chemicals | ffe755d1-557a-3d25-a34e-c28b628ac215 | 9499238e-b0eb-35da-aef1-9114f54a0a44 | 20aadc24-a391-41cf-b340-3e4529f44bde | 93a60a56-a3c8-11da-a746-0800200b9a66
Chloramine | 10599-90-3 | 10599903 | 10599903 | ClH2N |  | Mass | kg | emission | ground | https://ofmpub.epa.gov/sor_internet/registry/substreg/searchandretrieve/substancesearch/search.do?details=displayDetails&selectedSubstanceId=38844 | 1 | Chemicals | b9eaad1b-51eb-3df1-946d-478d5721b1f1 | 9499238e-b0eb-35da-aef1-9114f54a0a44 | 20aadc24-a391-41cf-b340-3e4529f44bde | 93a60a56-a3c8-11da-a746-0800200b9a66
Carbendazim | 10605-21-7 | 10605217 | 10605217 | C9H9N3O2 |  | Mass | kg | emission | ground | https://ofmpub.epa.gov/sor_internet/registry/substreg/searchandretrieve/substancesearch/search.do?details=displayDetails&selectedSubstanceId=38840 | 1 | Chemicals | e882d287-dc3a-3eb1-9a4e-550698801ff0 | 9499238e-b0eb-35da-aef1-9114f54a0a44 | 20aadc24-a391-41cf-b340-3e4529f44bde | 93a60a56-a3c8-11da-a746-0800200b9a66
Citronellol | 106-22-9 | 106229 | 106229 | C10H20O |  | Mass | kg | emission | ground | https://ofmpub.epa.gov/sor_internet/registry/substreg/searchandretrieve/substancesearch/search.do?details=displayDetails&selectedSubstanceId=47542 | 1 | Chemicals | de8568be-6107-3897-ac2d-7cf66572a4c2 | 9499238e-b0eb-35da-aef1-9114f54a0a44 | 20aadc24-a391-41cf-b340-3e4529f44bde | 93a60a56-a3c8-11da-a746-0800200b9a66
trans-Geraniol | 106-24-1 | 106241 | 106241 | C10H18O |  | Mass | kg | emission | ground | https://ofmpub.epa.gov/sor_internet/registry/substreg/searchandretrieve/substancesearch/search.do?details=displayDetails&selectedSubstanceId=47541 | 1 | Chemicals | 696466e4-71f2-38ff-b8a8-2a45fc3796ae | 9499238e-b0eb-35da-aef1-9114f54a0a44 | 20aadc24-a391-41cf-b340-3e4529f44bde | 93a60a56-a3c8-11da-a746-0800200b9a66
p-Bromoaniline | 106-40-1 | 106401 | 106401 | C6H6BrN |  | Mass | kg | emission | ground | https://ofmpub.epa.gov/sor_internet/registry/substreg/searchandretrieve/substancesearch/search.do?details=displayDetails&selectedSubstanceId=47530 | 1 | Chemicals | 381f84f2-0247-3a50-9a1a-2a1a2908a3c1 | 9499238e-b0eb-35da-aef1-9114f54a0a44 | 20aadc24-a391-41cf-b340-3e4529f44bde | 93a60a56-a3c8-11da-a746-0800200b9a66
Phenol, 4-bromo- | 106-41-2 | 106412 | 106412 | C6H5BrO |  | Mass | kg | emission | ground | https://ofmpub.epa.gov/sor_internet/registry/substreg/searchandretrieve/substancesearch/search.do?details=displayDetails&selectedSubstanceId=47529 | 1 | Chemicals | 3154e688-2970-3ef8-bdff-7798bf343a76 | 9499238e-b0eb-35da-aef1-9114f54a0a44 | 20aadc24-a391-41cf-b340-3e4529f44bde | 93a60a56-a3c8-11da-a746-0800200b9a66
p-Xylene | 106-42-3 | 106423 | 106423 | C8H10 |  | Mass | kg | emission | ground | https://ofmpub.epa.gov/sor_internet/registry/substreg/searchandretrieve/substancesearch/search.do?details=displayDetails&selectedSubstanceId=47528 | 1 | Chemicals | 9874baf0-e904-346c-a206-aa08dacbd24f | 9499238e-b0eb-35da-aef1-9114f54a0a44 | 20aadc24-a391-41cf-b340-3e4529f44bde | 93a60a56-a3c8-11da-a746-0800200b9a66
p-Chlorotoluene | 106-43-4 | 106434 | 106434 | C7H7Cl |  | Mass | kg | emission | ground | https://ofmpub.epa.gov/sor_internet/registry/substreg/searchandretrieve/substancesearch/search.do?details=displayDetails&selectedSubstanceId=47527 | 1 | Chemicals | de034176-f064-3c13-a5ae-aee9e1e8fe69 | 9499238e-b0eb-35da-aef1-9114f54a0a44 | 20aadc24-a391-41cf-b340-3e4529f44bde | 93a60a56-a3c8-11da-a746-0800200b9a66
p-Cresol | 106-44-5 | 106445 | 106445 | C7H8O |  | Mass | kg | emission | ground | https://ofmpub.epa.gov/sor_internet/registry/substreg/searchandretrieve/substancesearch/search.do?details=displayDetails&selectedSubstanceId=47526 | 1 | Chemicals | c7e8db88-548d-37fc-88f5-b11841ef129f | 9499238e-b0eb-35da-aef1-9114f54a0a44 | 20aadc24-a391-41cf-b340-3e4529f44bde | 93a60a56-a3c8-11da-a746-0800200b9a66
p-Dichlorobenzene | 106-46-7 | 106467 | 106467 | C6H4Cl2 |  | Mass | kg | emission | ground | https://ofmpub.epa.gov/sor_internet/registry/substreg/searchandretrieve/substancesearch/search.do?details=displayDetails&selectedSubstanceId=47524 | 1 | Chemicals | 4264fbba-1601-358b-b128-fed727b5b48a | 9499238e-b0eb-35da-aef1-9114f54a0a44 | 20aadc24-a391-41cf-b340-3e4529f44bde | 93a60a56-a3c8-11da-a746-0800200b9a66
p-Chloroaniline | 106-47-8 | 106478 | 106478 | C6H6ClN |  | Mass | kg | emission | ground | https://ofmpub.epa.gov/sor_internet/registry/substreg/searchandretrieve/substancesearch/search.do?details=displayDetails&selectedSubstanceId=47523 | 1 | Chemicals | 51b55641-1165-36d3-b121-ba356b68b957 | 9499238e-b0eb-35da-aef1-9114f54a0a44 | 20aadc24-a391-41cf-b340-3e4529f44bde | 93a60a56-a3c8-11da-a746-0800200b9a66
p-Chlorophenol | 106-48-9 | 106489 | 106489 | C6H5ClO |  | Mass | kg | emission | ground | https://ofmpub.epa.gov/sor_internet/registry/substreg/searchandretrieve/substancesearch/search.do?details=displayDetails&selectedSubstanceId=47522 | 1 | Chemicals | 06346f32-800f-3c13-8abd-6795190bc270 | 9499238e-b0eb-35da-aef1-9114f54a0a44 | 20aadc24-a391-41cf-b340-3e4529f44bde | 93a60a56-a3c8-11da-a746-0800200b9a66
p-Toluidine | 106-49-0 | 106490 | 106490 | C7H9N |  | Mass | kg | emission | ground | https://ofmpub.epa.gov/sor_internet/registry/substreg/searchandretrieve/substancesearch/search.do?details=displayDetails&selectedSubstanceId=47521 | 1 | Chemicals | b5b67f35-8baf-3199-a330-ef4042168001 | 9499238e-b0eb-35da-aef1-9114f54a0a44 | 20aadc24-a391-41cf-b340-3e4529f44bde | 93a60a56-a3c8-11da-a746-0800200b9a66
p-Phenylenediamine | 106-50-3 | 106503 | 106503 | C6H8N2 |  | Mass | kg | emission | ground | https://ofmpub.epa.gov/sor_internet/registry/substreg/searchandretrieve/substancesearch/search.do?details=displayDetails&selectedSubstanceId=47520 | 1 | Chemicals | 619d1e88-d7f7-3fa2-a49d-a1df36d38ddf | 9499238e-b0eb-35da-aef1-9114f54a0a44 | 20aadc24-a391-41cf-b340-3e4529f44bde | 93a60a56-a3c8-11da-a746-0800200b9a66
Quinone | 106-51-4 | 106514 | 106514 | C6H4O2 |  | Mass | kg | emission | ground | https://ofmpub.epa.gov/sor_internet/registry/substreg/searchandretrieve/substancesearch/search.do?details=displayDetails&selectedSubstanceId=47519 | 1 | Chemicals | 12855847-a992-31a3-aad1-cb0284212beb | 9499238e-b0eb-35da-aef1-9114f54a0a44 | 20aadc24-a391-41cf-b340-3e4529f44bde | 93a60a56-a3c8-11da-a746-0800200b9a66
Isobutyl acrylate | 106-63-8 | 106638 | 106638 | C7H12O2 |  | Mass | kg | emission | ground | https://ofmpub.epa.gov/sor_internet/registry/substreg/searchandretrieve/substancesearch/search.do?details=displayDetails&selectedSubstanceId=47511 | 1 | Chemicals | 2669fb51-731e-3765-a46e-289464130c2c | 9499238e-b0eb-35da-aef1-9114f54a0a44 | 20aadc24-a391-41cf-b340-3e4529f44bde | 93a60a56-a3c8-11da-a746-0800200b9a66
Trimethyltin chloride | 1066-45-1 | 1066451 | 1066451 | C3H9ClSn |  | Mass | kg | emission | ground | https://ofmpub.epa.gov/sor_internet/registry/substreg/searchandretrieve/substancesearch/search.do?details=displayDetails&selectedSubstanceId=96726 | 1 | Chemicals | b109d6fb-5bbd-364c-a78b-01b857090188 | 9499238e-b0eb-35da-aef1-9114f54a0a44 | 20aadc24-a391-41cf-b340-3e4529f44bde | 93a60a56-a3c8-11da-a746-0800200b9a66
Ethyl amyl ketone | 106-68-3 | 106683 | 106683 | C8H16O |  | Mass | kg | emission | ground | https://ofmpub.epa.gov/sor_internet/registry/substreg/searchandretrieve/substancesearch/search.do?details=displayDetails&selectedSubstanceId=47507 | 1 | Chemicals | 7d0ac05d-362e-3420-80d1-cd654cc52cd5 | 9499238e-b0eb-35da-aef1-9114f54a0a44 | 20aadc24-a391-41cf-b340-3e4529f44bde | 93a60a56-a3c8-11da-a746-0800200b9a66
1,2,6-Hexanetriol | 106-69-4 | 106694 | 106694 | C6H14O3 |  | Mass | kg | emission | ground | https://ofmpub.epa.gov/sor_internet/registry/substreg/searchandretrieve/substancesearch/search.do?details=displayDetails&selectedSubstanceId=47506 | 1 | Chemicals | ad873043-0639-3a54-bdf9-b7457dee5f22 | 9499238e-b0eb-35da-aef1-9114f54a0a44 | 20aadc24-a391-41cf-b340-3e4529f44bde | 93a60a56-a3c8-11da-a746-0800200b9a66
Triethyllead chloride | 1067-14-7 | 1067147 | 1067147 | C6H15ClPb |  | Mass | kg | emission | ground | https://ofmpub.epa.gov/sor_internet/registry/substreg/searchandretrieve/substancesearch/search.do?details=displayDetails&selectedSubstanceId=44006 | 1 | Chemicals | 117adc59-998a-382c-b79a-5462ead7463f | 9499238e-b0eb-35da-aef1-9114f54a0a44 | 20aadc24-a391-41cf-b340-3e4529f44bde | 93a60a56-a3c8-11da-a746-0800200b9a66
Dibutyltin diacetate | 1067-33-0 | 1067330 | 1067330 | C12H24O4Sn |  | Mass | kg | emission | ground | https://ofmpub.epa.gov/sor_internet/registry/substreg/searchandretrieve/substancesearch/search.do?details=displayDetails&selectedSubstanceId=44004 | 1 | Chemicals | 8ee0e108-4972-386c-a4d1-f88233e2330a | 9499238e-b0eb-35da-aef1-9114f54a0a44 | 20aadc24-a391-41cf-b340-3e4529f44bde | 93a60a56-a3c8-11da-a746-0800200b9a66
Acetic acid hydrazide | 1068-57-1 | 1068571 | 1068571 | C2H6N2O |  | Mass | kg | emission | ground | https://ofmpub.epa.gov/sor_internet/registry/substreg/searchandretrieve/substancesearch/search.do?details=displayDetails&selectedSubstanceId=43997 | 1 | Chemicals | 2801f128-2917-39a9-9ee9-588df1acbc70 | 9499238e-b0eb-35da-aef1-9114f54a0a44 | 20aadc24-a391-41cf-b340-3e4529f44bde | 93a60a56-a3c8-11da-a746-0800200b9a66
1,2-Butylene oxide | 106-88-7 | 106887 | 106887 | C4H8O |  | Mass | kg | emission | ground | https://ofmpub.epa.gov/sor_internet/registry/substreg/searchandretrieve/substancesearch/search.do?details=displayDetails&selectedSubstanceId=47498 | 1 | Chemicals | f3b074ee-3961-385e-a708-0ccdfb515c90 | 9499238e-b0eb-35da-aef1-9114f54a0a44 | 20aadc24-a391-41cf-b340-3e4529f44bde | 93a60a56-a3c8-11da-a746-0800200b9a66
Epichlorohydrin | 106-89-8 | 106898 | 106898 | C3H5ClO |  | Mass | kg | emission | ground | https://ofmpub.epa.gov/sor_internet/registry/substreg/searchandretrieve/substancesearch/search.do?details=displayDetails&selectedSubstanceId=96714 | 1 | Chemicals | 81437f31-6869-3ffa-b1aa-62354cee0348 | 9499238e-b0eb-35da-aef1-9114f54a0a44 | 20aadc24-a391-41cf-b340-3e4529f44bde | 93a60a56-a3c8-11da-a746-0800200b9a66
Allyl glycidyl ether | 106-92-3 | 106923 | 106923 | C6H10O2 |  | Mass | kg | emission | ground | https://ofmpub.epa.gov/sor_internet/registry/substreg/searchandretrieve/substancesearch/search.do?details=displayDetails&selectedSubstanceId=96713 | 1 | Chemicals | 786b2e9f-61e6-343e-a3fc-583c90b4b0cd | 9499238e-b0eb-35da-aef1-9114f54a0a44 | 20aadc24-a391-41cf-b340-3e4529f44bde | 93a60a56-a3c8-11da-a746-0800200b9a66
Ethylene dibromide | 106-93-4 | 106934 | 106934 | C2H4Br2 |  | Mass | kg | emission | ground | https://ofmpub.epa.gov/sor_internet/registry/substreg/searchandretrieve/substancesearch/search.do?details=displayDetails&selectedSubstanceId=47495 | 1 | Chemicals | d6f9a5c9-0864-3940-a4e9-fbfb0e5a085b | 9499238e-b0eb-35da-aef1-9114f54a0a44 | 20aadc24-a391-41cf-b340-3e4529f44bde | 93a60a56-a3c8-11da-a746-0800200b9a66
3-Bromopropene | 106-95-6 | 106956 | 106956 | C3H5Br |  | Mass | kg | emission | ground | https://ofmpub.epa.gov/sor_internet/registry/substreg/searchandretrieve/substancesearch/search.do?details=displayDetails&selectedSubstanceId=47493 | 1 | Chemicals | 93985d35-a109-363a-902d-ff76e2d52125 | 9499238e-b0eb-35da-aef1-9114f54a0a44 | 20aadc24-a391-41cf-b340-3e4529f44bde | 93a60a56-a3c8-11da-a746-0800200b9a66
1,3-Butadiene | 106-99-0 | 106990 | 106990 | C4H6 |  | Mass | kg | emission | ground | https://ofmpub.epa.gov/sor_internet/registry/substreg/searchandretrieve/substancesearch/search.do?details=displayDetails&selectedSubstanceId=47490 | 1 | Chemicals | c01a8d79-f53c-3889-a607-f6790c5a777b | 9499238e-b0eb-35da-aef1-9114f54a0a44 | 20aadc24-a391-41cf-b340-3e4529f44bde | 93a60a56-a3c8-11da-a746-0800200b9a66
Acrolein | 107-02-8 | 107028 | 107028 | C3H4O |  | Mass | kg | emission | ground | https://ofmpub.epa.gov/sor_internet/registry/substreg/searchandretrieve/substancesearch/search.do?details=displayDetails&selectedSubstanceId=47488 | 1 | Chemicals | 00314998-9f77-336b-af7f-84b2872d7fe9 | 9499238e-b0eb-35da-aef1-9114f54a0a44 | 20aadc24-a391-41cf-b340-3e4529f44bde | 93a60a56-a3c8-11da-a746-0800200b9a66
1-Propanethiol | 107-03-9 | 107039 | 107039 | C3H8S |  | Mass | kg | emission | ground | https://ofmpub.epa.gov/sor_internet/registry/substreg/searchandretrieve/substancesearch/search.do?details=displayDetails&selectedSubstanceId=96707 | 1 | Chemicals | 7b6afe5e-fbd8-3c92-8e67-ff15eacbed06 | 9499238e-b0eb-35da-aef1-9114f54a0a44 | 20aadc24-a391-41cf-b340-3e4529f44bde | 93a60a56-a3c8-11da-a746-0800200b9a66
Allyl chloride | 107-05-1 | 107051 | 107051 | C3H5Cl |  | Mass | kg | emission | ground | https://ofmpub.epa.gov/sor_internet/registry/substreg/searchandretrieve/substancesearch/search.do?details=displayDetails&selectedSubstanceId=47486 | 1 | Chemicals | 618630fb-a5bb-34d6-986a-999d54865edc | 9499238e-b0eb-35da-aef1-9114f54a0a44 | 20aadc24-a391-41cf-b340-3e4529f44bde | 93a60a56-a3c8-11da-a746-0800200b9a66
1,2-Dichloroethane | 107-06-2 | 107062 | 107062 | C2H4Cl2 |  | Mass | kg | emission | ground | https://ofmpub.epa.gov/sor_internet/registry/substreg/searchandretrieve/substancesearch/search.do?details=displayDetails&selectedSubstanceId=47485 | 1 | Chemicals | 2e9dac95-6add-3e42-872d-0152424e1f57 | 9499238e-b0eb-35da-aef1-9114f54a0a44 | 20aadc24-a391-41cf-b340-3e4529f44bde | 93a60a56-a3c8-11da-a746-0800200b9a66
2-Chloroethanol | 107-07-3 | 107073 | 107073 | C2H5ClO |  | Mass | kg | emission | ground | https://ofmpub.epa.gov/sor_internet/registry/substreg/searchandretrieve/substancesearch/search.do?details=displayDetails&selectedSubstanceId=47484 | 1 | Chemicals | 2eb17939-61f4-3c94-bda6-b5b45cfc6ea1 | 9499238e-b0eb-35da-aef1-9114f54a0a44 | 20aadc24-a391-41cf-b340-3e4529f44bde | 93a60a56-a3c8-11da-a746-0800200b9a66
Butanoic acid, 3,3-dimethyl- | 1070-83-3 | 1070833 | 1070833 | C6H12O2 |  | Mass | kg | emission | ground | https://ofmpub.epa.gov/sor_internet/registry/substreg/searchandretrieve/substancesearch/search.do?details=displayDetails&selectedSubstanceId=96705 | 1 | Chemicals | 68112f1c-4c70-3cc9-a5d8-170e33f7de00 | 9499238e-b0eb-35da-aef1-9114f54a0a44 | 20aadc24-a391-41cf-b340-3e4529f44bde | 93a60a56-a3c8-11da-a746-0800200b9a66
Propylamine | 107-10-8 | 107108 | 107108 | C3H9N |  | Mass | kg | emission | ground | https://ofmpub.epa.gov/sor_internet/registry/substreg/searchandretrieve/substancesearch/search.do?details=displayDetails&selectedSubstanceId=47482 | 1 | Chemicals | bec828fe-de74-3d34-9c27-6a9c784e9894 | 9499238e-b0eb-35da-aef1-9114f54a0a44 | 20aadc24-a391-41cf-b340-3e4529f44bde | 93a60a56-a3c8-11da-a746-0800200b9a66
Allylamine | 107-11-9 | 107119 | 107119 | C3H7N |  | Mass | kg | emission | ground | https://ofmpub.epa.gov/sor_internet/registry/substreg/searchandretrieve/substancesearch/search.do?details=displayDetails&selectedSubstanceId=96702 | 1 | Chemicals | c4a9e3f3-13f2-3c8b-a8ea-a2ba19c80c6f | 9499238e-b0eb-35da-aef1-9114f54a0a44 | 20aadc24-a391-41cf-b340-3e4529f44bde | 93a60a56-a3c8-11da-a746-0800200b9a66
Propanenitrile | 107-12-0 | 107120 | 107120 | C3H5N |  | Mass | kg | emission | ground | https://ofmpub.epa.gov/sor_internet/registry/substreg/searchandretrieve/substancesearch/search.do?details=displayDetails&selectedSubstanceId=47481 | 1 | Chemicals | 7a5d7203-7b79-39b8-ad1b-662e04b75fef | 9499238e-b0eb-35da-aef1-9114f54a0a44 | 20aadc24-a391-41cf-b340-3e4529f44bde | 93a60a56-a3c8-11da-a746-0800200b9a66
Acrylonitrile | 107-13-1 | 107131 | 107131 | C3H3N |  | Mass | kg | emission | ground | https://ofmpub.epa.gov/sor_internet/registry/substreg/searchandretrieve/substancesearch/search.do?details=displayDetails&selectedSubstanceId=47480 | 1 | Chemicals | d1a90a31-4f3a-3e20-8dae-1f47b48227ae | 9499238e-b0eb-35da-aef1-9114f54a0a44 | 20aadc24-a391-41cf-b340-3e4529f44bde | 93a60a56-a3c8-11da-a746-0800200b9a66
Chloroacetonitrile | 107-14-2 | 107142 | 107142 | C2H2ClN |  | Mass | kg | emission | ground | https://ofmpub.epa.gov/sor_internet/registry/substreg/searchandretrieve/substancesearch/search.do?details=displayDetails&selectedSubstanceId=47479 | 1 | Chemicals | 848ed007-7aec-32c3-8a1e-3f11c34814b5 | 9499238e-b0eb-35da-aef1-9114f54a0a44 | 20aadc24-a391-41cf-b340-3e4529f44bde | 93a60a56-a3c8-11da-a746-0800200b9a66
Ethylenediamine | 107-15-3 | 107153 | 107153 | C2H8N2 |  | Mass | kg | emission | ground | https://ofmpub.epa.gov/sor_internet/registry/substreg/searchandretrieve/substancesearch/search.do?details=displayDetails&selectedSubstanceId=96700 | 1 | Chemicals | 1abb4832-e3d8-301e-b0ce-d37d967635c0 | 9499238e-b0eb-35da-aef1-9114f54a0a44 | 20aadc24-a391-41cf-b340-3e4529f44bde | 93a60a56-a3c8-11da-a746-0800200b9a66
Glyphosate | 1071-83-6 | 1071836 | 1071836 | C3H8NO5P |  | Mass | kg | emission | ground | https://ofmpub.epa.gov/sor_internet/registry/substreg/searchandretrieve/substancesearch/search.do?details=displayDetails&selectedSubstanceId=43980 | 1 | Chemicals | 34827cba-baba-3ae8-8978-8595157ea0de | 9499238e-b0eb-35da-aef1-9114f54a0a44 | 20aadc24-a391-41cf-b340-3e4529f44bde | 93a60a56-a3c8-11da-a746-0800200b9a66
2-Propen-1-ol | 107-18-6 | 107186 | 107186 | C3H6O |  | Mass | kg | emission | ground | https://ofmpub.epa.gov/sor_internet/registry/substreg/searchandretrieve/substancesearch/search.do?details=displayDetails&selectedSubstanceId=47477 | 1 | Chemicals | cf448f15-8228-3809-898c-4e377f6a3764 | 9499238e-b0eb-35da-aef1-9114f54a0a44 | 20aadc24-a391-41cf-b340-3e4529f44bde | 93a60a56-a3c8-11da-a746-0800200b9a66
Propargyl alcohol | 107-19-7 | 107197 | 107197 | C3H4O |  | Mass | kg | emission | ground | https://ofmpub.epa.gov/sor_internet/registry/substreg/searchandretrieve/substancesearch/search.do?details=displayDetails&selectedSubstanceId=47476 | 1 | Chemicals | 367afadb-4332-38e2-bbf9-13de35361b87 | 9499238e-b0eb-35da-aef1-9114f54a0a44 | 20aadc24-a391-41cf-b340-3e4529f44bde | 93a60a56-a3c8-11da-a746-0800200b9a66
Chloroacetaldehyde | 107-20-0 | 107200 | 107200 | C2H3ClO |  | Mass | kg | emission | ground | https://ofmpub.epa.gov/sor_internet/registry/substreg/searchandretrieve/substancesearch/search.do?details=displayDetails&selectedSubstanceId=96698 | 1 | Chemicals | 6e8790af-187c-3b2d-b94a-9632df2421a3 | 9499238e-b0eb-35da-aef1-9114f54a0a44 | 20aadc24-a391-41cf-b340-3e4529f44bde | 93a60a56-a3c8-11da-a746-0800200b9a66
Ethylene glycol | 107-21-1 | 107211 | 107211 | C2H6O2 |  | Mass | kg | emission | ground | https://ofmpub.epa.gov/sor_internet/registry/substreg/searchandretrieve/substancesearch/search.do?details=displayDetails&selectedSubstanceId=47475 | 1 | Chemicals | ca877588-aa27-3b02-ab44-b3836c144529 | 9499238e-b0eb-35da-aef1-9114f54a0a44 | 20aadc24-a391-41cf-b340-3e4529f44bde | 93a60a56-a3c8-11da-a746-0800200b9a66
Glyoxal | 107-22-2 | 107222 | 107222 | C2H2O2 |  | Mass | kg | emission | ground | https://ofmpub.epa.gov/sor_internet/registry/substreg/searchandretrieve/substancesearch/search.do?details=displayDetails&selectedSubstanceId=47474 | 1 | Chemicals | f1aa873c-3006-3d0c-acbb-e1fd8515aa2f | 9499238e-b0eb-35da-aef1-9114f54a0a44 | 20aadc24-a391-41cf-b340-3e4529f44bde | 93a60a56-a3c8-11da-a746-0800200b9a66
Chloromethyl methyl ether | 107-30-2 | 107302 | 107302 | C2H5ClO |  | Mass | kg | emission | ground | https://ofmpub.epa.gov/sor_internet/registry/substreg/searchandretrieve/substancesearch/search.do?details=displayDetails&selectedSubstanceId=47472 | 1 | Chemicals | 3c08675a-d99c-3ea9-83ec-942a3590a1f4 | 9499238e-b0eb-35da-aef1-9114f54a0a44 | 20aadc24-a391-41cf-b340-3e4529f44bde | 93a60a56-a3c8-11da-a746-0800200b9a66
Methyl formate | 107-31-3 | 107313 | 107313 | C2H4O2 |  | Mass | kg | emission | ground | https://ofmpub.epa.gov/sor_internet/registry/substreg/searchandretrieve/substancesearch/search.do?details=displayDetails&selectedSubstanceId=47471 | 1 | Chemicals | 2c00e01a-254a-331a-bff3-61ba28972c2c | 9499238e-b0eb-35da-aef1-9114f54a0a44 | 20aadc24-a391-41cf-b340-3e4529f44bde | 93a60a56-a3c8-11da-a746-0800200b9a66
Hexylene glycol | 107-41-5 | 107415 | 107415 | C6H14O2 |  | Mass | kg | emission | ground | https://ofmpub.epa.gov/sor_internet/registry/substreg/searchandretrieve/substancesearch/search.do?details=displayDetails&selectedSubstanceId=47467 | 1 | Chemicals | a861b8ee-44dd-31aa-90f3-f5dc9d7b3e73 | 9499238e-b0eb-35da-aef1-9114f54a0a44 | 20aadc24-a391-41cf-b340-3e4529f44bde | 93a60a56-a3c8-11da-a746-0800200b9a66
1,1,3,3-Tetramethylbutylamine | 107-45-9 | 107459 | 107459 | C8H19N |  | Mass | kg | emission | ground | https://ofmpub.epa.gov/sor_internet/registry/substreg/searchandretrieve/substancesearch/search.do?details=displayDetails&selectedSubstanceId=47464 | 1 | Chemicals | eba50f1f-a172-3441-b151-2e8d7abfcf87 | 9499238e-b0eb-35da-aef1-9114f54a0a44 | 20aadc24-a391-41cf-b340-3e4529f44bde | 93a60a56-a3c8-11da-a746-0800200b9a66
Propane, 2,2'-thiobis[2-methyl- | 107-47-1 | 107471 | 107471 | C8H18S |  | Mass | kg | emission | ground | https://ofmpub.epa.gov/sor_internet/registry/substreg/searchandretrieve/substancesearch/search.do?details=displayDetails&selectedSubstanceId=47462 | 1 | Chemicals | 68a76a5b-3ecb-32d0-95dc-983fa6f36e00 | 9499238e-b0eb-35da-aef1-9114f54a0a44 | 20aadc24-a391-41cf-b340-3e4529f44bde | 93a60a56-a3c8-11da-a746-0800200b9a66
Tetraethyl pyrophosphate | 107-49-3 | 107493 | 107493 | C8H20O7P2 |  | Mass | kg | emission | ground | https://ofmpub.epa.gov/sor_internet/registry/substreg/searchandretrieve/substancesearch/search.do?details=displayDetails&selectedSubstanceId=47461 | 1 | Chemicals | e1591cd3-eda3-3f7c-96ee-02bb22ecbd6c | 9499238e-b0eb-35da-aef1-9114f54a0a44 | 20aadc24-a391-41cf-b340-3e4529f44bde | 93a60a56-a3c8-11da-a746-0800200b9a66
Tebuconazole | 107534-96-3 | 107534963 | 107534963 | C16H22ClN3O |  | Mass | kg | emission | ground | https://ofmpub.epa.gov/sor_internet/registry/substreg/searchandretrieve/substancesearch/search.do?details=displayDetails&selectedSubstanceId=83455 | 1 | Chemicals | b53de526-f448-354c-aa19-1dc12b4d3754 | 9499238e-b0eb-35da-aef1-9114f54a0a44 | 20aadc24-a391-41cf-b340-3e4529f44bde | 93a60a56-a3c8-11da-a746-0800200b9a66
Dimethyl dioctadecyl ammonium chloride | 107-64-2 | 107642 | 107642 | C38H80ClN |  | Mass | kg | emission | ground | https://ofmpub.epa.gov/sor_internet/registry/substreg/searchandretrieve/substancesearch/search.do?details=displayDetails&selectedSubstanceId=47450 | 1 | Chemicals | 0b5497a8-b0dc-3a28-a18b-95d68f834d0b | 9499238e-b0eb-35da-aef1-9114f54a0a44 | 20aadc24-a391-41cf-b340-3e4529f44bde | 93a60a56-a3c8-11da-a746-0800200b9a66
Chloramben-ammonium | 1076-46-6 | 1076466 | 1076466 | C7H8Cl2N2O2 |  | Mass | kg | emission | ground | https://ofmpub.epa.gov/sor_internet/registry/substreg/searchandretrieve/substancesearch/search.do?details=displayDetails&selectedSubstanceId=43569 | 1 | Chemicals | 4a8b8104-0af5-3acf-a66c-beac297bbd20 | 9499238e-b0eb-35da-aef1-9114f54a0a44 | 20aadc24-a391-41cf-b340-3e4529f44bde | 93a60a56-a3c8-11da-a746-0800200b9a66
Dibutyl phosphate | 107-66-4 | 107664 | 107664 | C8H19O4P |  | Mass | kg | emission | ground | https://ofmpub.epa.gov/sor_internet/registry/substreg/searchandretrieve/substancesearch/search.do?details=displayDetails&selectedSubstanceId=96687 | 1 | Chemicals | 333876c6-4c68-3410-b1f7-0a7ad8462288 | 9499238e-b0eb-35da-aef1-9114f54a0a44 | 20aadc24-a391-41cf-b340-3e4529f44bde | 93a60a56-a3c8-11da-a746-0800200b9a66
Butane, 1,3-dibromo- | 107-80-2 | 107802 | 107802 | C4H8Br2 |  | Mass | kg | emission | ground | https://ofmpub.epa.gov/sor_internet/registry/substreg/searchandretrieve/substancesearch/search.do?details=displayDetails&selectedSubstanceId=47445 | 1 | Chemicals | 89521d3f-853a-3405-aadb-1f7e7d2cb70d | 9499238e-b0eb-35da-aef1-9114f54a0a44 | 20aadc24-a391-41cf-b340-3e4529f44bde | 93a60a56-a3c8-11da-a746-0800200b9a66
2-Butenal, 3-methyl- | 107-86-8 | 107868 | 107868 | C5H8O |  | Mass | kg | emission | ground | https://ofmpub.epa.gov/sor_internet/registry/substreg/searchandretrieve/substancesearch/search.do?details=displayDetails&selectedSubstanceId=47441 | 1 | Chemicals | d97e79f8-6afb-3009-87b2-07655b0b0ebd | 9499238e-b0eb-35da-aef1-9114f54a0a44 | 20aadc24-a391-41cf-b340-3e4529f44bde | 93a60a56-a3c8-11da-a746-0800200b9a66
2-Pentanone | 107-87-9 | 107879 | 107879 | C5H10O |  | Mass | kg | emission | ground | https://ofmpub.epa.gov/sor_internet/registry/substreg/searchandretrieve/substancesearch/search.do?details=displayDetails&selectedSubstanceId=47440 | 1 | Chemicals | 423e3532-ad14-3400-8219-bce7498121ea | 9499238e-b0eb-35da-aef1-9114f54a0a44 | 20aadc24-a391-41cf-b340-3e4529f44bde | 93a60a56-a3c8-11da-a746-0800200b9a66
Butyric acid | 107-92-6 | 107926 | 107926 | C4H8O2 |  | Mass | kg | emission | ground | https://ofmpub.epa.gov/sor_internet/registry/substreg/searchandretrieve/substancesearch/search.do?details=displayDetails&selectedSubstanceId=96465 | 1 | Chemicals | c4a7639f-89df-35f7-a5cb-6dad38fa76d3 | 9499238e-b0eb-35da-aef1-9114f54a0a44 | 20aadc24-a391-41cf-b340-3e4529f44bde | 93a60a56-a3c8-11da-a746-0800200b9a66
3-Chloropropionic acid | 107-94-8 | 107948 | 107948 | C3H5ClO2 |  | Mass | kg | emission | ground | https://ofmpub.epa.gov/sor_internet/registry/substreg/searchandretrieve/substancesearch/search.do?details=displayDetails&selectedSubstanceId=47437 | 1 | Chemicals | 7229e232-c0ce-3e38-b707-cafdc655cb9f | 9499238e-b0eb-35da-aef1-9114f54a0a44 | 20aadc24-a391-41cf-b340-3e4529f44bde | 93a60a56-a3c8-11da-a746-0800200b9a66
Propylene glycol 1-methyl ether | 107-98-2 | 107982 | 107982 | C4H10O2 |  | Mass | kg | emission | ground | https://ofmpub.epa.gov/sor_internet/registry/substreg/searchandretrieve/substancesearch/search.do?details=displayDetails&selectedSubstanceId=47434 | 1 | Chemicals | d9c88e0f-8398-3f11-a063-46a65c07c955 | 9499238e-b0eb-35da-aef1-9114f54a0a44 | 20aadc24-a391-41cf-b340-3e4529f44bde | 93a60a56-a3c8-11da-a746-0800200b9a66
Dimethylaminoethanol | 108-01-0 | 108010 | 108010 | C4H11NO |  | Mass | kg | emission | ground | https://ofmpub.epa.gov/sor_internet/registry/substreg/searchandretrieve/substancesearch/search.do?details=displayDetails&selectedSubstanceId=47432 | 1 | Chemicals | 7d1f84d7-254d-33e9-8f53-a58580fc7e5e | 9499238e-b0eb-35da-aef1-9114f54a0a44 | 20aadc24-a391-41cf-b340-3e4529f44bde | 93a60a56-a3c8-11da-a746-0800200b9a66
1-Nitropropane | 108-03-2 | 108032 | 108032 | C3H7NO2 |  | Mass | kg | emission | ground | https://ofmpub.epa.gov/sor_internet/registry/substreg/searchandretrieve/substancesearch/search.do?details=displayDetails&selectedSubstanceId=47431 | 1 | Chemicals | 68b8ef66-87fe-355d-ac76-ca7f87cef8e5 | 9499238e-b0eb-35da-aef1-9114f54a0a44 | 20aadc24-a391-41cf-b340-3e4529f44bde | 93a60a56-a3c8-11da-a746-0800200b9a66
Vinyl acetate | 108-05-4 | 108054 | 108054 | C4H6O2 |  | Mass | kg | emission | ground | https://ofmpub.epa.gov/sor_internet/registry/substreg/searchandretrieve/substancesearch/search.do?details=displayDetails&selectedSubstanceId=96461 | 1 | Chemicals | 371e5df9-e3c7-3704-8afa-183e7a480d95 | 9499238e-b0eb-35da-aef1-9114f54a0a44 | 20aadc24-a391-41cf-b340-3e4529f44bde | 93a60a56-a3c8-11da-a746-0800200b9a66
Methyl isobutyl ketone | 108-10-1 | 108101 | 108101 | C6H12O |  | Mass | kg | emission | ground | https://ofmpub.epa.gov/sor_internet/registry/substreg/searchandretrieve/substancesearch/search.do?details=displayDetails&selectedSubstanceId=47428 | 1 | Chemicals | 0b54525b-22b2-3bcf-9ba0-e0fa76c427dd | 9499238e-b0eb-35da-aef1-9114f54a0a44 | 20aadc24-a391-41cf-b340-3e4529f44bde | 93a60a56-a3c8-11da-a746-0800200b9a66
4-Methyl-2-pentanol | 108-11-2 | 108112 | 108112 | C6H14O |  | Mass | kg | emission | ground | https://ofmpub.epa.gov/sor_internet/registry/substreg/searchandretrieve/substancesearch/search.do?details=displayDetails&selectedSubstanceId=96460 | 1 | Chemicals | 2eaeac5b-7a7d-303c-adc6-59471afca6d4 | 9499238e-b0eb-35da-aef1-9114f54a0a44 | 20aadc24-a391-41cf-b340-3e4529f44bde | 93a60a56-a3c8-11da-a746-0800200b9a66
.alpha.-Terthiophene | 1081-34-1 | 1081341 | 1081341 | C12H8S3 |  | Mass | kg | emission | ground | https://ofmpub.epa.gov/sor_internet/registry/substreg/searchandretrieve/substancesearch/search.do?details=displayDetails&selectedSubstanceId=77641 | 1 | Chemicals | c04f2c5c-a63c-3b37-92e3-4762dfd44783 | 9499238e-b0eb-35da-aef1-9114f54a0a44 | 20aadc24-a391-41cf-b340-3e4529f44bde | 93a60a56-a3c8-11da-a746-0800200b9a66
Diisopropylamine | 108-18-9 | 108189 | 108189 | C6H15N |  | Mass | kg | emission | ground | https://ofmpub.epa.gov/sor_internet/registry/substreg/searchandretrieve/substancesearch/search.do?details=displayDetails&selectedSubstanceId=47424 | 1 | Chemicals | a81618d7-6a2b-3a03-89b4-6656c06c79fe | 9499238e-b0eb-35da-aef1-9114f54a0a44 | 20aadc24-a391-41cf-b340-3e4529f44bde | 93a60a56-a3c8-11da-a746-0800200b9a66
Isopropyl ether | 108-20-3 | 108203 | 108203 | C6H14O |  | Mass | kg | emission | ground | https://ofmpub.epa.gov/sor_internet/registry/substreg/searchandretrieve/substancesearch/search.do?details=displayDetails&selectedSubstanceId=47423 | 1 | Chemicals | 9c31a61a-ef9e-316c-8d59-d0b119e54d85 | 9499238e-b0eb-35da-aef1-9114f54a0a44 | 20aadc24-a391-41cf-b340-3e4529f44bde | 93a60a56-a3c8-11da-a746-0800200b9a66
Isopropyl acetate | 108-21-4 | 108214 | 108214 | C5H10O2 |  | Mass | kg | emission | ground | https://ofmpub.epa.gov/sor_internet/registry/substreg/searchandretrieve/substancesearch/search.do?details=displayDetails&selectedSubstanceId=47422 | 1 | Chemicals | b056f9ac-2ada-347f-b6da-6be8c161bc7f | 9499238e-b0eb-35da-aef1-9114f54a0a44 | 20aadc24-a391-41cf-b340-3e4529f44bde | 93a60a56-a3c8-11da-a746-0800200b9a66
Acetic anhydride | 108-24-7 | 108247 | 108247 | C4H6O3 |  | Mass | kg | emission | ground | https://ofmpub.epa.gov/sor_internet/registry/substreg/searchandretrieve/substancesearch/search.do?details=displayDetails&selectedSubstanceId=47420 | 1 | Chemicals | 3f0939e0-c6ba-38c0-9e79-6876f383c1e6 | 9499238e-b0eb-35da-aef1-9114f54a0a44 | 20aadc24-a391-41cf-b340-3e4529f44bde | 93a60a56-a3c8-11da-a746-0800200b9a66
Maleic anhydride | 108-31-6 | 108316 | 108316 | C4H2O3 |  | Mass | kg | emission | ground | https://ofmpub.epa.gov/sor_internet/registry/substreg/searchandretrieve/substancesearch/search.do?details=displayDetails&selectedSubstanceId=47417 | 1 | Chemicals | 67be829f-dec9-3c33-9aec-4ec288aa62e9 | 9499238e-b0eb-35da-aef1-9114f54a0a44 | 20aadc24-a391-41cf-b340-3e4529f44bde | 93a60a56-a3c8-11da-a746-0800200b9a66
Propylene carbonate | 108-32-7 | 108327 | 108327 | C4H6O3 |  | Mass | kg | emission | ground | https://ofmpub.epa.gov/sor_internet/registry/substreg/searchandretrieve/substancesearch/search.do?details=displayDetails&selectedSubstanceId=96454 | 1 | Chemicals | 2fd42f09-ca3a-3029-a644-0a314b7464a5 | 9499238e-b0eb-35da-aef1-9114f54a0a44 | 20aadc24-a391-41cf-b340-3e4529f44bde | 93a60a56-a3c8-11da-a746-0800200b9a66
Butanamide, N-(4-ethoxyphenyl)-3-hydroxy- | 1083-57-4 | 1083574 | 1083574 | C12H17NO3 |  | Mass | kg | emission | ground | https://ofmpub.epa.gov/sor_internet/registry/substreg/searchandretrieve/substancesearch/search.do?details=displayDetails&selectedSubstanceId=43555 | 1 | Chemicals | 9ad3d2da-fe8b-3fc4-bf00-46252eab1bfb | 9499238e-b0eb-35da-aef1-9114f54a0a44 | 20aadc24-a391-41cf-b340-3e4529f44bde | 93a60a56-a3c8-11da-a746-0800200b9a66
m-Xylene | 108-38-3 | 108383 | 108383 | C8H10 |  | Mass | kg | emission | ground | https://ofmpub.epa.gov/sor_internet/registry/substreg/searchandretrieve/substancesearch/search.do?details=displayDetails&selectedSubstanceId=96452 | 1 | Chemicals | 09807920-1160-37d0-b457-bb4da009e76e | 9499238e-b0eb-35da-aef1-9114f54a0a44 | 20aadc24-a391-41cf-b340-3e4529f44bde | 93a60a56-a3c8-11da-a746-0800200b9a66
m-Cresol | 108-39-4 | 108394 | 108394 | C7H8O |  | Mass | kg | emission | ground | https://ofmpub.epa.gov/sor_internet/registry/substreg/searchandretrieve/substancesearch/search.do?details=displayDetails&selectedSubstanceId=47414 | 1 | Chemicals | e4bbc01e-ade3-3031-b9ac-db54905cd613 | 9499238e-b0eb-35da-aef1-9114f54a0a44 | 20aadc24-a391-41cf-b340-3e4529f44bde | 93a60a56-a3c8-11da-a746-0800200b9a66
Benzenethiol, 3-methyl- | 108-40-7 | 108407 | 108407 | C7H8S |  | Mass | kg | emission | ground | https://ofmpub.epa.gov/sor_internet/registry/substreg/searchandretrieve/substancesearch/search.do?details=displayDetails&selectedSubstanceId=47413 | 1 | Chemicals | 7f613e1b-9e33-3813-abd7-c43f1978230d | 9499238e-b0eb-35da-aef1-9114f54a0a44 | 20aadc24-a391-41cf-b340-3e4529f44bde | 93a60a56-a3c8-11da-a746-0800200b9a66
m-Chloroaniline | 108-42-9 | 108429 | 108429 | C6H6ClN |  | Mass | kg | emission | ground | https://ofmpub.epa.gov/sor_internet/registry/substreg/searchandretrieve/substancesearch/search.do?details=displayDetails&selectedSubstanceId=96451 | 1 | Chemicals | e50a9787-b398-39d8-abec-02524f6e41f4 | 9499238e-b0eb-35da-aef1-9114f54a0a44 | 20aadc24-a391-41cf-b340-3e4529f44bde | 93a60a56-a3c8-11da-a746-0800200b9a66
m-Chlorophenol | 108-43-0 | 108430 | 108430 | C6H5ClO |  | Mass | kg | emission | ground | https://ofmpub.epa.gov/sor_internet/registry/substreg/searchandretrieve/substancesearch/search.do?details=displayDetails&selectedSubstanceId=47411 | 1 | Chemicals | 8e01591b-0354-3cd6-9e09-32ff1eb6ef77 | 9499238e-b0eb-35da-aef1-9114f54a0a44 | 20aadc24-a391-41cf-b340-3e4529f44bde | 93a60a56-a3c8-11da-a746-0800200b9a66
m-Toluidine | 108-44-1 | 108441 | 108441 | C7H9N |  | Mass | kg | emission | ground | https://ofmpub.epa.gov/sor_internet/registry/substreg/searchandretrieve/substancesearch/search.do?details=displayDetails&selectedSubstanceId=47410 | 1 | Chemicals | c678e0ae-d30d-38a6-b2f8-8ef605b7b9c7 | 9499238e-b0eb-35da-aef1-9114f54a0a44 | 20aadc24-a391-41cf-b340-3e4529f44bde | 93a60a56-a3c8-11da-a746-0800200b9a66
1,3-Phenylenediamine | 108-45-2 | 108452 | 108452 | C6H8N2 |  | Mass | kg | emission | ground | https://ofmpub.epa.gov/sor_internet/registry/substreg/searchandretrieve/substancesearch/search.do?details=displayDetails&selectedSubstanceId=96450 | 1 | Chemicals | 7cfc41f8-918a-3f83-8c8f-75a4cf2911d5 | 9499238e-b0eb-35da-aef1-9114f54a0a44 | 20aadc24-a391-41cf-b340-3e4529f44bde | 93a60a56-a3c8-11da-a746-0800200b9a66
Resorcinol | 108-46-3 | 108463 | 108463 | C6H6O2 |  | Mass | kg | emission | ground | https://ofmpub.epa.gov/sor_internet/registry/substreg/searchandretrieve/substancesearch/search.do?details=displayDetails&selectedSubstanceId=47409 | 1 | Chemicals | 3141fb06-d51a-3496-a1a2-e91d83c93199 | 9499238e-b0eb-35da-aef1-9114f54a0a44 | 20aadc24-a391-41cf-b340-3e4529f44bde | 93a60a56-a3c8-11da-a746-0800200b9a66
Dimethyl malonate | 108-59-8 | 108598 | 108598 | C5H8O4 |  | Mass | kg | emission | ground | https://ofmpub.epa.gov/sor_internet/registry/substreg/searchandretrieve/substancesearch/search.do?details=displayDetails&selectedSubstanceId=47403 | 1 | Chemicals | a4bd7f13-e9c1-359a-8c02-7f628df3338a | 9499238e-b0eb-35da-aef1-9114f54a0a44 | 20aadc24-a391-41cf-b340-3e4529f44bde | 93a60a56-a3c8-11da-a746-0800200b9a66
Dichlofluanid | 1085-98-9 | 1085989 | 1085989 | C9H11Cl2FN2O2S2 |  | Mass | kg | emission | ground | https://ofmpub.epa.gov/sor_internet/registry/substreg/searchandretrieve/substancesearch/search.do?details=displayDetails&selectedSubstanceId=81860 | 1 | Chemicals | 987cbb9b-ed93-3c29-9830-1b4edf992dad | 9499238e-b0eb-35da-aef1-9114f54a0a44 | 20aadc24-a391-41cf-b340-3e4529f44bde | 93a60a56-a3c8-11da-a746-0800200b9a66
Bis(2-chloro-1-methylethyl) ether | 108-60-1 | 108601 | 108601 | C6H12Cl2O |  | Mass | kg | emission | ground | https://ofmpub.epa.gov/sor_internet/registry/substreg/searchandretrieve/substancesearch/search.do?details=displayDetails&selectedSubstanceId=47402 | 1 | Chemicals | 60763c9d-d9d7-3b15-b9cc-66b675c7c352 | 9499238e-b0eb-35da-aef1-9114f54a0a44 | 20aadc24-a391-41cf-b340-3e4529f44bde | 93a60a56-a3c8-11da-a746-0800200b9a66
Metaldehyde | 108-62-3 | 108623 | 108623 | C8H16O4 |  | Mass | kg | emission | ground | https://ofmpub.epa.gov/sor_internet/registry/substreg/searchandretrieve/substancesearch/search.do?details=displayDetails&selectedSubstanceId=47401 | 1 | Chemicals | 3991461b-81c8-3019-802e-1a96fcdf9732 | 9499238e-b0eb-35da-aef1-9114f54a0a44 | 20aadc24-a391-41cf-b340-3e4529f44bde | 93a60a56-a3c8-11da-a746-0800200b9a66
1,3,5-Trimethylbenzene | 108-67-8 | 108678 | 108678 | C9H12 |  | Mass | kg | emission | ground | https://ofmpub.epa.gov/sor_internet/registry/substreg/searchandretrieve/substancesearch/search.do?details=displayDetails&selectedSubstanceId=47397 | 1 | Chemicals | e09b6da2-0d00-3000-9955-fa3eb67cf86d | 9499238e-b0eb-35da-aef1-9114f54a0a44 | 20aadc24-a391-41cf-b340-3e4529f44bde | 93a60a56-a3c8-11da-a746-0800200b9a66
3,5-Dimethylphenol | 108-68-9 | 108689 | 108689 | C8H10O |  | Mass | kg | emission | ground | https://ofmpub.epa.gov/sor_internet/registry/substreg/searchandretrieve/substancesearch/search.do?details=displayDetails&selectedSubstanceId=47396 | 1 | Chemicals | 078e24fe-c966-30af-8743-77ca294dc805 | 9499238e-b0eb-35da-aef1-9114f54a0a44 | 20aadc24-a391-41cf-b340-3e4529f44bde | 93a60a56-a3c8-11da-a746-0800200b9a66
3,5-Dimethylaniline | 108-69-0 | 108690 | 108690 | C8H11N |  | Mass | kg | emission | ground | https://ofmpub.epa.gov/sor_internet/registry/substreg/searchandretrieve/substancesearch/search.do?details=displayDetails&selectedSubstanceId=47395 | 1 | Chemicals | 746a1266-b70c-35ea-9677-7cb37ff5a7e6 | 9499238e-b0eb-35da-aef1-9114f54a0a44 | 20aadc24-a391-41cf-b340-3e4529f44bde | 93a60a56-a3c8-11da-a746-0800200b9a66
1,3,5-Trichlorobenzene | 108-70-3 | 108703 | 108703 | C6H3Cl3 |  | Mass | kg | emission | ground | https://ofmpub.epa.gov/sor_internet/registry/substreg/searchandretrieve/substancesearch/search.do?details=displayDetails&selectedSubstanceId=47394 | 1 | Chemicals | 62c3cf92-255c-3742-ab33-fe169f665547 | 9499238e-b0eb-35da-aef1-9114f54a0a44 | 20aadc24-a391-41cf-b340-3e4529f44bde | 93a60a56-a3c8-11da-a746-0800200b9a66
Fomesafen-sodium | 108731-70-0 | 108731700 | 108731700 | C15H9ClF3N2NaO6S |  | Mass | kg | emission | ground | https://ofmpub.epa.gov/sor_internet/registry/substreg/searchandretrieve/substancesearch/search.do?details=displayDetails&selectedSubstanceId=80792 | 1 | Chemicals | 62f63229-6da6-3272-a844-6cf51a112211 | 9499238e-b0eb-35da-aef1-9114f54a0a44 | 20aadc24-a391-41cf-b340-3e4529f44bde | 93a60a56-a3c8-11da-a746-0800200b9a66
Melamine | 108-78-1 | 108781 | 108781 | C3H6N6 |  | Mass | kg | emission | ground | https://ofmpub.epa.gov/sor_internet/registry/substreg/searchandretrieve/substancesearch/search.do?details=displayDetails&selectedSubstanceId=47387 | 1 | Chemicals | 7951d8b3-5cbe-3bf5-8079-61fab9e9a023 | 9499238e-b0eb-35da-aef1-9114f54a0a44 | 20aadc24-a391-41cf-b340-3e4529f44bde | 93a60a56-a3c8-11da-a746-0800200b9a66
Cyanuric acid | 108-80-5 | 108805 | 108805 | C3H3N3O3 |  | Mass | kg | emission | ground | https://ofmpub.epa.gov/sor_internet/registry/substreg/searchandretrieve/substancesearch/search.do?details=displayDetails&selectedSubstanceId=47385 | 1 | Chemicals | a607995b-7603-39bf-a455-5730558c4dfe | 9499238e-b0eb-35da-aef1-9114f54a0a44 | 20aadc24-a391-41cf-b340-3e4529f44bde | 93a60a56-a3c8-11da-a746-0800200b9a66
Diisobutyl ketone | 108-83-8 | 108838 | 108838 | C9H18O |  | Mass | kg | emission | ground | https://ofmpub.epa.gov/sor_internet/registry/substreg/searchandretrieve/substancesearch/search.do?details=displayDetails&selectedSubstanceId=47384 | 1 | Chemicals | 8131406a-75e1-31af-92c1-6308ba230eb3 | 9499238e-b0eb-35da-aef1-9114f54a0a44 | 20aadc24-a391-41cf-b340-3e4529f44bde | 93a60a56-a3c8-11da-a746-0800200b9a66
4-Methyl-2-pentanol, acetate | 108-84-9 | 108849 | 108849 | C8H16O2 |  | Mass | kg | emission | ground | https://ofmpub.epa.gov/sor_internet/registry/substreg/searchandretrieve/substancesearch/search.do?details=displayDetails&selectedSubstanceId=47383 | 1 | Chemicals | 58bd4d76-70d9-3596-bc0b-9a3aa5dc6ac5 | 9499238e-b0eb-35da-aef1-9114f54a0a44 | 20aadc24-a391-41cf-b340-3e4529f44bde | 93a60a56-a3c8-11da-a746-0800200b9a66
Cyclohexane, bromo- | 108-85-0 | 108850 | 108850 | C6H11Br |  | Mass | kg | emission | ground | https://ofmpub.epa.gov/sor_internet/registry/substreg/searchandretrieve/substancesearch/search.do?details=displayDetails&selectedSubstanceId=96444 | 1 | Chemicals | 910c7db3-1937-3f7a-9dc4-cc3e0ed1b531 | 9499238e-b0eb-35da-aef1-9114f54a0a44 | 20aadc24-a391-41cf-b340-3e4529f44bde | 93a60a56-a3c8-11da-a746-0800200b9a66
Bromobenzene | 108-86-1 | 108861 | 108861 | C6H5Br |  | Mass | kg | emission | ground | https://ofmpub.epa.gov/sor_internet/registry/substreg/searchandretrieve/substancesearch/search.do?details=displayDetails&selectedSubstanceId=47382 | 1 | Chemicals | 1419e1ac-f09e-3503-84ea-52046f7e6ee7 | 9499238e-b0eb-35da-aef1-9114f54a0a44 | 20aadc24-a391-41cf-b340-3e4529f44bde | 93a60a56-a3c8-11da-a746-0800200b9a66
Methylcyclohexane | 108-87-2 | 108872 | 108872 | C7H14 |  | Mass | kg | emission | ground | https://ofmpub.epa.gov/sor_internet/registry/substreg/searchandretrieve/substancesearch/search.do?details=displayDetails&selectedSubstanceId=47381 | 1 | Chemicals | 142876e1-d05c-3b50-908a-ea3aff67411c | 9499238e-b0eb-35da-aef1-9114f54a0a44 | 20aadc24-a391-41cf-b340-3e4529f44bde | 93a60a56-a3c8-11da-a746-0800200b9a66
Toluene | 108-88-3 | 108883 | 108883 | C7H8 |  | Mass | kg | emission | ground | https://ofmpub.epa.gov/sor_internet/registry/substreg/searchandretrieve/substancesearch/search.do?details=displayDetails&selectedSubstanceId=47380 | 1 | Chemicals | e229055c-0c78-30bb-a3c6-2cc354c3b408 | 9499238e-b0eb-35da-aef1-9114f54a0a44 | 20aadc24-a391-41cf-b340-3e4529f44bde | 93a60a56-a3c8-11da-a746-0800200b9a66
4-Methylpyridine | 108-89-4 | 108894 | 108894 | C6H7N |  | Mass | kg | emission | ground | https://ofmpub.epa.gov/sor_internet/registry/substreg/searchandretrieve/substancesearch/search.do?details=displayDetails&selectedSubstanceId=96443 | 1 | Chemicals | b59c601b-950c-352b-b2a6-4ca80fb27edb | 9499238e-b0eb-35da-aef1-9114f54a0a44 | 20aadc24-a391-41cf-b340-3e4529f44bde | 93a60a56-a3c8-11da-a746-0800200b9a66
Chlorobenzene | 108-90-7 | 108907 | 108907 | C6H5Cl |  | Mass | kg | emission | ground | https://ofmpub.epa.gov/sor_internet/registry/substreg/searchandretrieve/substancesearch/search.do?details=displayDetails&selectedSubstanceId=47379 | 1 | Chemicals | d64151fb-c373-37ff-a9b6-b5016f4499d8 | 9499238e-b0eb-35da-aef1-9114f54a0a44 | 20aadc24-a391-41cf-b340-3e4529f44bde | 93a60a56-a3c8-11da-a746-0800200b9a66
Cyclohexylamine | 108-91-8 | 108918 | 108918 | C6H13N |  | Mass | kg | emission | ground | https://ofmpub.epa.gov/sor_internet/registry/substreg/searchandretrieve/substancesearch/search.do?details=displayDetails&selectedSubstanceId=47378 | 1 | Chemicals | 0c907dcb-ed2b-3834-898e-2f0a09c99201 | 9499238e-b0eb-35da-aef1-9114f54a0a44 | 20aadc24-a391-41cf-b340-3e4529f44bde | 93a60a56-a3c8-11da-a746-0800200b9a66
Cyclohexanol | 108-93-0 | 108930 | 108930 | C6H12O |  | Mass | kg | emission | ground | https://ofmpub.epa.gov/sor_internet/registry/substreg/searchandretrieve/substancesearch/search.do?details=displayDetails&selectedSubstanceId=47377 | 1 | Chemicals | 4fcb4aaf-6f33-3185-8e86-dd6dc8a7ea14 | 9499238e-b0eb-35da-aef1-9114f54a0a44 | 20aadc24-a391-41cf-b340-3e4529f44bde | 93a60a56-a3c8-11da-a746-0800200b9a66
Cyclohexanone | 108-94-1 | 108941 | 108941 | C6H10O |  | Mass | kg | emission | ground | https://ofmpub.epa.gov/sor_internet/registry/substreg/searchandretrieve/substancesearch/search.do?details=displayDetails&selectedSubstanceId=96442 | 1 | Chemicals | a911f484-651b-3d58-ab57-91aa0c6c3e18 | 9499238e-b0eb-35da-aef1-9114f54a0a44 | 20aadc24-a391-41cf-b340-3e4529f44bde | 93a60a56-a3c8-11da-a746-0800200b9a66
Phenol | 108-95-2 | 108952 | 108952 | C6H6O |  | Mass | kg | emission | ground | https://ofmpub.epa.gov/sor_internet/registry/substreg/searchandretrieve/substancesearch/search.do?details=displayDetails&selectedSubstanceId=47376 | 1 | Chemicals | 433917ae-0ddb-384b-b1cd-9cbfcbfeb7f0 | 9499238e-b0eb-35da-aef1-9114f54a0a44 | 20aadc24-a391-41cf-b340-3e4529f44bde | 93a60a56-a3c8-11da-a746-0800200b9a66
3-Methylpyridine | 108-99-6 | 108996 | 108996 | C6H7N |  | Mass | kg | emission | ground | https://ofmpub.epa.gov/sor_internet/registry/substreg/searchandretrieve/substancesearch/search.do?details=displayDetails&selectedSubstanceId=47374 | 1 | Chemicals | 724cccf0-099e-3b43-a6b0-64b42a0151a1 | 9499238e-b0eb-35da-aef1-9114f54a0a44 | 20aadc24-a391-41cf-b340-3e4529f44bde | 93a60a56-a3c8-11da-a746-0800200b9a66
3-Pyridinol | 109-00-2 | 109002 | 109002 | C5H5NO |  | Mass | kg | emission | ground | https://ofmpub.epa.gov/sor_internet/registry/substreg/searchandretrieve/substancesearch/search.do?details=displayDetails&selectedSubstanceId=47373 | 1 | Chemicals | d83b4fed-1b36-36d5-a0eb-afeb4a690b14 | 9499238e-b0eb-35da-aef1-9114f54a0a44 | 20aadc24-a391-41cf-b340-3e4529f44bde | 93a60a56-a3c8-11da-a746-0800200b9a66
Piperazine, 1-methyl- | 109-01-3 | 109013 | 109013 | C5H12N2 |  | Mass | kg | emission | ground | https://ofmpub.epa.gov/sor_internet/registry/substreg/searchandretrieve/substancesearch/search.do?details=displayDetails&selectedSubstanceId=47372 | 1 | Chemicals | c5e4fabc-760a-3412-a57b-ca69ae23bf5e | 9499238e-b0eb-35da-aef1-9114f54a0a44 | 20aadc24-a391-41cf-b340-3e4529f44bde | 93a60a56-a3c8-11da-a746-0800200b9a66
2-Methylpyridine | 109-06-8 | 109068 | 109068 | C6H7N |  | Mass | kg | emission | ground | https://ofmpub.epa.gov/sor_internet/registry/substreg/searchandretrieve/substancesearch/search.do?details=displayDetails&selectedSubstanceId=47369 | 1 | Chemicals | f273ad5f-ea10-3932-9672-6a406ad3fa2d | 9499238e-b0eb-35da-aef1-9114f54a0a44 | 20aadc24-a391-41cf-b340-3e4529f44bde | 93a60a56-a3c8-11da-a746-0800200b9a66