Piperazine, 2-methyl- | 109-07-9 | 109079 | 109079 | C5H12N2 |  | Mass | kg | emission | ground | https://ofmpub.epa.gov/sor_internet/registry/substreg/searchandretrieve/substancesearch/search.do?details=displayDetails&selectedSubstanceId=96438 | 1 | Chemicals | c414cc25-70ba-33c8-8481-a0f149947990 | 9499238e-b0eb-35da-aef1-9114f54a0a44 | 20aadc24-a391-41cf-b340-3e4529f44bde | 93a60a56-a3c8-11da-a746-0800200b9a66
2-Chloropyridine | 109-09-1 | 109091 | 109091 | C5H4ClN |  | Mass | kg | emission | ground | https://ofmpub.epa.gov/sor_internet/registry/substreg/searchandretrieve/substancesearch/search.do?details=displayDetails&selectedSubstanceId=47367 | 1 | Chemicals | 5ae42bfd-1274-3062-9d5e-7ba0ba0a5a5d | 9499238e-b0eb-35da-aef1-9114f54a0a44 | 20aadc24-a391-41cf-b340-3e4529f44bde | 93a60a56-a3c8-11da-a746-0800200b9a66
Butyl butyrate | 109-21-7 | 109217 | 109217 | C8H16O2 |  | Mass | kg | emission | ground | https://ofmpub.epa.gov/sor_internet/registry/substreg/searchandretrieve/substancesearch/search.do?details=displayDetails&selectedSubstanceId=47362 | 1 | Chemicals | e2222ae6-0b8c-321d-85de-fb49439de218 | 9499238e-b0eb-35da-aef1-9114f54a0a44 | 20aadc24-a391-41cf-b340-3e4529f44bde | 93a60a56-a3c8-11da-a746-0800200b9a66
Diflufenzopyr-sodium | 109293-98-3 | 109293983 | 109293983 | C15H11F2N4NaO3 |  | Mass | kg | emission | ground | https://ofmpub.epa.gov/sor_internet/registry/substreg/searchandretrieve/substancesearch/search.do?details=displayDetails&selectedSubstanceId=80791 | 1 | Chemicals | 89db13ce-54e8-3154-9820-f9e43151eae4 | 9499238e-b0eb-35da-aef1-9114f54a0a44 | 20aadc24-a391-41cf-b340-3e4529f44bde | 93a60a56-a3c8-11da-a746-0800200b9a66
N,N'-Dibutylthiourea | 109-46-6 | 109466 | 109466 | C9H20N2S |  | Mass | kg | emission | ground | https://ofmpub.epa.gov/sor_internet/registry/substreg/searchandretrieve/substancesearch/search.do?details=displayDetails&selectedSubstanceId=47352 | 1 | Chemicals | 9323bed6-91fc-37ce-a18c-bf41079605b0 | 9499238e-b0eb-35da-aef1-9114f54a0a44 | 20aadc24-a391-41cf-b340-3e4529f44bde | 93a60a56-a3c8-11da-a746-0800200b9a66
Valeric acid | 109-52-4 | 109524 | 109524 | C5H10O2 |  | Mass | kg | emission | ground | https://ofmpub.epa.gov/sor_internet/registry/substreg/searchandretrieve/substancesearch/search.do?details=displayDetails&selectedSubstanceId=47350 | 1 | Chemicals | aeb10686-4502-3242-ae3c-128b7a925b28 | 9499238e-b0eb-35da-aef1-9114f54a0a44 | 20aadc24-a391-41cf-b340-3e4529f44bde | 93a60a56-a3c8-11da-a746-0800200b9a66
Propane, 1-(ethenyloxy)-2-methyl- | 109-53-5 | 109535 | 109535 | C6H12O |  | Mass | kg | emission | ground | https://ofmpub.epa.gov/sor_internet/registry/substreg/searchandretrieve/substancesearch/search.do?details=displayDetails&selectedSubstanceId=47349 | 1 | Chemicals | 60ed559c-74ab-3769-b1e5-5f3dfb2775cc | 9499238e-b0eb-35da-aef1-9114f54a0a44 | 20aadc24-a391-41cf-b340-3e4529f44bde | 93a60a56-a3c8-11da-a746-0800200b9a66
3-(Dimethylamino)propylamine | 109-55-7 | 109557 | 109557 | C5H14N2 |  | Mass | kg | emission | ground | https://ofmpub.epa.gov/sor_internet/registry/substreg/searchandretrieve/substancesearch/search.do?details=displayDetails&selectedSubstanceId=96425 | 1 | Chemicals | c9677a94-59a2-3e73-aa1a-67fa28ef67c5 | 9499238e-b0eb-35da-aef1-9114f54a0a44 | 20aadc24-a391-41cf-b340-3e4529f44bde | 93a60a56-a3c8-11da-a746-0800200b9a66
Allylthiourea | 109-57-9 | 109579 | 109579 | C4H8N2S |  | Mass | kg | emission | ground | https://ofmpub.epa.gov/sor_internet/registry/substreg/searchandretrieve/substancesearch/search.do?details=displayDetails&selectedSubstanceId=47347 | 1 | Chemicals | d7442ef5-fdaa-3c6f-baed-3cddccc95f28 | 9499238e-b0eb-35da-aef1-9114f54a0a44 | 20aadc24-a391-41cf-b340-3e4529f44bde | 93a60a56-a3c8-11da-a746-0800200b9a66
Propyl acetate | 109-60-4 | 109604 | 109604 | C5H10O2 |  | Mass | kg | emission | ground | https://ofmpub.epa.gov/sor_internet/registry/substreg/searchandretrieve/substancesearch/search.do?details=displayDetails&selectedSubstanceId=47345 | 1 | Chemicals | d2bdb78b-5862-3d15-ac7e-31587aad6c14 | 9499238e-b0eb-35da-aef1-9114f54a0a44 | 20aadc24-a391-41cf-b340-3e4529f44bde | 93a60a56-a3c8-11da-a746-0800200b9a66
1-Bromobutane | 109-65-9 | 109659 | 109659 | C4H9Br |  | Mass | kg | emission | ground | https://ofmpub.epa.gov/sor_internet/registry/substreg/searchandretrieve/substancesearch/search.do?details=displayDetails&selectedSubstanceId=47341 | 1 | Chemicals | 098fd04b-754b-3c8c-b94c-2cf038f5e957 | 9499238e-b0eb-35da-aef1-9114f54a0a44 | 20aadc24-a391-41cf-b340-3e4529f44bde | 93a60a56-a3c8-11da-a746-0800200b9a66
Pentane | 109-66-0 | 109660 | 109660 | C5H12 |  | Mass | kg | emission | ground | https://ofmpub.epa.gov/sor_internet/registry/substreg/searchandretrieve/substancesearch/search.do?details=displayDetails&selectedSubstanceId=47340 | 1 | Chemicals | 259deb00-c4be-38cb-8121-35a4deecff6f | 9499238e-b0eb-35da-aef1-9114f54a0a44 | 20aadc24-a391-41cf-b340-3e4529f44bde | 93a60a56-a3c8-11da-a746-0800200b9a66
1-Chlorobutane | 109-69-3 | 109693 | 109693 | C4H9Cl |  | Mass | kg | emission | ground | https://ofmpub.epa.gov/sor_internet/registry/substreg/searchandretrieve/substancesearch/search.do?details=displayDetails&selectedSubstanceId=47337 | 1 | Chemicals | 7d52718d-8fe2-39f8-8170-d61fbd5ad38d | 9499238e-b0eb-35da-aef1-9114f54a0a44 | 20aadc24-a391-41cf-b340-3e4529f44bde | 93a60a56-a3c8-11da-a746-0800200b9a66
Butylamine | 109-73-9 | 109739 | 109739 | C4H11N |  | Mass | kg | emission | ground | https://ofmpub.epa.gov/sor_internet/registry/substreg/searchandretrieve/substancesearch/search.do?details=displayDetails&selectedSubstanceId=47334 | 1 | Chemicals | c88999c2-4954-30e8-a56b-4f0a072651dc | 9499238e-b0eb-35da-aef1-9114f54a0a44 | 20aadc24-a391-41cf-b340-3e4529f44bde | 93a60a56-a3c8-11da-a746-0800200b9a66
3-Butenenitrile | 109-75-1 | 109751 | 109751 | C4H5N |  | Mass | kg | emission | ground | https://ofmpub.epa.gov/sor_internet/registry/substreg/searchandretrieve/substancesearch/search.do?details=displayDetails&selectedSubstanceId=47332 | 1 | Chemicals | ff4c55cc-52a9-3e95-8d5d-4731c3bd5c67 | 9499238e-b0eb-35da-aef1-9114f54a0a44 | 20aadc24-a391-41cf-b340-3e4529f44bde | 93a60a56-a3c8-11da-a746-0800200b9a66
1,3-Diaminopropane | 109-76-2 | 109762 | 109762 | C3H10N2 |  | Mass | kg | emission | ground | https://ofmpub.epa.gov/sor_internet/registry/substreg/searchandretrieve/substancesearch/search.do?details=displayDetails&selectedSubstanceId=47331 | 1 | Chemicals | 3693cb2c-9dd4-3e13-970e-7ad3eef81deb | 9499238e-b0eb-35da-aef1-9114f54a0a44 | 20aadc24-a391-41cf-b340-3e4529f44bde | 93a60a56-a3c8-11da-a746-0800200b9a66
Malononitrile | 109-77-3 | 109773 | 109773 | C3H2N2 |  | Mass | kg | emission | ground | https://ofmpub.epa.gov/sor_internet/registry/substreg/searchandretrieve/substancesearch/search.do?details=displayDetails&selectedSubstanceId=47330 | 1 | Chemicals | 99d98ec6-492f-34bd-9e6d-638f5e763099 | 9499238e-b0eb-35da-aef1-9114f54a0a44 | 20aadc24-a391-41cf-b340-3e4529f44bde | 93a60a56-a3c8-11da-a746-0800200b9a66
Butyl mercaptan | 109-79-5 | 109795 | 109795 | C4H10S |  | Mass | kg | emission | ground | https://ofmpub.epa.gov/sor_internet/registry/substreg/searchandretrieve/substancesearch/search.do?details=displayDetails&selectedSubstanceId=47328 | 1 | Chemicals | eeba6a65-138c-3c5c-b40f-732d82943510 | 9499238e-b0eb-35da-aef1-9114f54a0a44 | 20aadc24-a391-41cf-b340-3e4529f44bde | 93a60a56-a3c8-11da-a746-0800200b9a66
N-Methylethanolamine | 109-83-1 | 109831 | 109831 | C3H9NO |  | Mass | kg | emission | ground | https://ofmpub.epa.gov/sor_internet/registry/substreg/searchandretrieve/substancesearch/search.do?details=displayDetails&selectedSubstanceId=47324 | 1 | Chemicals | b30928a3-ed20-3bbe-bab6-66373602eee7 | 9499238e-b0eb-35da-aef1-9114f54a0a44 | 20aadc24-a391-41cf-b340-3e4529f44bde | 93a60a56-a3c8-11da-a746-0800200b9a66
2-Hydroxyethylhydrazine | 109-84-2 | 109842 | 109842 | C2H8N2O |  | Mass | kg | emission | ground | https://ofmpub.epa.gov/sor_internet/registry/substreg/searchandretrieve/substancesearch/search.do?details=displayDetails&selectedSubstanceId=47323 | 1 | Chemicals | 9e5eb088-d5c3-357a-9d5f-1410ee46a85f | 9499238e-b0eb-35da-aef1-9114f54a0a44 | 20aadc24-a391-41cf-b340-3e4529f44bde | 93a60a56-a3c8-11da-a746-0800200b9a66
Ethanamine, 2-methoxy- | 109-85-3 | 109853 | 109853 | C3H9NO |  | Mass | kg | emission | ground | https://ofmpub.epa.gov/sor_internet/registry/substreg/searchandretrieve/substancesearch/search.do?details=displayDetails&selectedSubstanceId=47322 | 1 | Chemicals | af25ef51-5236-359d-9519-3d67a0ba6ab2 | 9499238e-b0eb-35da-aef1-9114f54a0a44 | 20aadc24-a391-41cf-b340-3e4529f44bde | 93a60a56-a3c8-11da-a746-0800200b9a66
2-Methoxyethanol | 109-86-4 | 109864 | 109864 | C3H8O2 |  | Mass | kg | emission | ground | https://ofmpub.epa.gov/sor_internet/registry/substreg/searchandretrieve/substancesearch/search.do?details=displayDetails&selectedSubstanceId=47321 | 1 | Chemicals | 409ecaad-0644-3678-bb06-606d0f75cbb2 | 9499238e-b0eb-35da-aef1-9114f54a0a44 | 20aadc24-a391-41cf-b340-3e4529f44bde | 93a60a56-a3c8-11da-a746-0800200b9a66
Dimethoxymethane | 109-87-5 | 109875 | 109875 | C3H8O2 |  | Mass | kg | emission | ground | https://ofmpub.epa.gov/sor_internet/registry/substreg/searchandretrieve/substancesearch/search.do?details=displayDetails&selectedSubstanceId=47320 | 1 | Chemicals | 1f8e2797-5ffa-364e-8f60-62322ab1492a | 9499238e-b0eb-35da-aef1-9114f54a0a44 | 20aadc24-a391-41cf-b340-3e4529f44bde | 93a60a56-a3c8-11da-a746-0800200b9a66
Diethylamine | 109-89-7 | 109897 | 109897 | C4H11N |  | Mass | kg | emission | ground | https://ofmpub.epa.gov/sor_internet/registry/substreg/searchandretrieve/substancesearch/search.do?details=displayDetails&selectedSubstanceId=47318 | 1 | Chemicals | faa2c0fe-54bc-3812-af72-fb2dff8fb628 | 9499238e-b0eb-35da-aef1-9114f54a0a44 | 20aadc24-a391-41cf-b340-3e4529f44bde | 93a60a56-a3c8-11da-a746-0800200b9a66
Vinyl ethyl ether | 109-92-2 | 109922 | 109922 | C4H8O |  | Mass | kg | emission | ground | https://ofmpub.epa.gov/sor_internet/registry/substreg/searchandretrieve/substancesearch/search.do?details=displayDetails&selectedSubstanceId=47317 | 1 | Chemicals | c4c3eb7d-82b8-3a20-9a38-b8706e667702 | 9499238e-b0eb-35da-aef1-9114f54a0a44 | 20aadc24-a391-41cf-b340-3e4529f44bde | 93a60a56-a3c8-11da-a746-0800200b9a66
Tetrahydrofuran | 109-99-9 | 109999 | 109999 | C4H8O |  | Mass | kg | emission | ground | https://ofmpub.epa.gov/sor_internet/registry/substreg/searchandretrieve/substancesearch/search.do?details=displayDetails&selectedSubstanceId=47713 | 1 | Chemicals | 423b38ac-dabe-37d1-bf14-a51cedffd88c | 9499238e-b0eb-35da-aef1-9114f54a0a44 | 20aadc24-a391-41cf-b340-3e4529f44bde | 93a60a56-a3c8-11da-a746-0800200b9a66
Furan | 110-00-9 | 110009 | 110009 | C4H4O |  | Mass | kg | emission | ground | https://ofmpub.epa.gov/sor_internet/registry/substreg/searchandretrieve/substancesearch/search.do?details=displayDetails&selectedSubstanceId=47712 | 1 | Chemicals | c38a85dd-2db5-34cc-a7aa-c62d8fba21d2 | 9499238e-b0eb-35da-aef1-9114f54a0a44 | 20aadc24-a391-41cf-b340-3e4529f44bde | 93a60a56-a3c8-11da-a746-0800200b9a66
Thiophene | 110-02-1 | 110021 | 110021 | C4H4S |  | Mass | kg | emission | ground | https://ofmpub.epa.gov/sor_internet/registry/substreg/searchandretrieve/substancesearch/search.do?details=displayDetails&selectedSubstanceId=47711 | 1 | Chemicals | a88a87f3-aa93-3024-8180-579418a698ff | 9499238e-b0eb-35da-aef1-9114f54a0a44 | 20aadc24-a391-41cf-b340-3e4529f44bde | 93a60a56-a3c8-11da-a746-0800200b9a66
Methyl isoamyl ketone | 110-12-3 | 110123 | 110123 | C7H14O |  | Mass | kg | emission | ground | https://ofmpub.epa.gov/sor_internet/registry/substreg/searchandretrieve/substancesearch/search.do?details=displayDetails&selectedSubstanceId=47707 | 1 | Chemicals | bb63875d-7425-3b5d-ac85-b26112e085cf | 9499238e-b0eb-35da-aef1-9114f54a0a44 | 20aadc24-a391-41cf-b340-3e4529f44bde | 93a60a56-a3c8-11da-a746-0800200b9a66
Succinic acid | 110-15-6 | 110156 | 110156 | C4H6O4 |  | Mass | kg | emission | ground | https://ofmpub.epa.gov/sor_internet/registry/substreg/searchandretrieve/substancesearch/search.do?details=displayDetails&selectedSubstanceId=47705 | 1 | Chemicals | 411fe078-67e4-37be-9b5e-3890077cf200 | 9499238e-b0eb-35da-aef1-9114f54a0a44 | 20aadc24-a391-41cf-b340-3e4529f44bde | 93a60a56-a3c8-11da-a746-0800200b9a66
Maleic acid | 110-16-7 | 110167 | 110167 | C4H4O4 |  | Mass | kg | emission | ground | https://ofmpub.epa.gov/sor_internet/registry/substreg/searchandretrieve/substancesearch/search.do?details=displayDetails&selectedSubstanceId=47704 | 1 | Chemicals | e5e8fd8d-f3de-38ce-a78e-fd6d1bcf403e | 9499238e-b0eb-35da-aef1-9114f54a0a44 | 20aadc24-a391-41cf-b340-3e4529f44bde | 93a60a56-a3c8-11da-a746-0800200b9a66
Fumaric acid | 110-17-8 | 110178 | 110178 | C4H4O4 |  | Mass | kg | emission | ground | https://ofmpub.epa.gov/sor_internet/registry/substreg/searchandretrieve/substancesearch/search.do?details=displayDetails&selectedSubstanceId=96282 | 1 | Chemicals | e6f8fb6b-efb5-3568-af6b-54645b973474 | 9499238e-b0eb-35da-aef1-9114f54a0a44 | 20aadc24-a391-41cf-b340-3e4529f44bde | 93a60a56-a3c8-11da-a746-0800200b9a66
Isobutyl acetate | 110-19-0 | 110190 | 110190 | C6H12O2 |  | Mass | kg | emission | ground | https://ofmpub.epa.gov/sor_internet/registry/substreg/searchandretrieve/substancesearch/search.do?details=displayDetails&selectedSubstanceId=47702 | 1 | Chemicals | 8088e5a8-23c1-3d15-a780-414a89d73303 | 9499238e-b0eb-35da-aef1-9114f54a0a44 | 20aadc24-a391-41cf-b340-3e4529f44bde | 93a60a56-a3c8-11da-a746-0800200b9a66
Isopropyl myristate | 110-27-0 | 110270 | 110270 | C17H34O2 |  | Mass | kg | emission | ground | https://ofmpub.epa.gov/sor_internet/registry/substreg/searchandretrieve/substancesearch/search.do?details=displayDetails&selectedSubstanceId=47698 | 1 | Chemicals | aecd7a01-e958-3819-b051-fcaa0828a986 | 9499238e-b0eb-35da-aef1-9114f54a0a44 | 20aadc24-a391-41cf-b340-3e4529f44bde | 93a60a56-a3c8-11da-a746-0800200b9a66
Dihexyl adipate | 110-33-8 | 110338 | 110338 | C18H34O4 |  | Mass | kg | emission | ground | https://ofmpub.epa.gov/sor_internet/registry/substreg/searchandretrieve/substancesearch/search.do?details=displayDetails&selectedSubstanceId=47696 | 1 | Chemicals | 8b775c7b-0151-3824-a99d-cfa0d249537d | 9499238e-b0eb-35da-aef1-9114f54a0a44 | 20aadc24-a391-41cf-b340-3e4529f44bde | 93a60a56-a3c8-11da-a746-0800200b9a66
Decanedioic acid, diethyl ester | 110-40-7 | 110407 | 110407 | C14H26O4 |  | Mass | kg | emission | ground | https://ofmpub.epa.gov/sor_internet/registry/substreg/searchandretrieve/substancesearch/search.do?details=displayDetails&selectedSubstanceId=96274 | 1 | Chemicals | 95aa1e76-7429-3494-9aa0-28865b17e382 | 9499238e-b0eb-35da-aef1-9114f54a0a44 | 20aadc24-a391-41cf-b340-3e4529f44bde | 93a60a56-a3c8-11da-a746-0800200b9a66
2-Heptanone | 110-43-0 | 110430 | 110430 | C7H14O |  | Mass | kg | emission | ground | https://ofmpub.epa.gov/sor_internet/registry/substreg/searchandretrieve/substancesearch/search.do?details=displayDetails&selectedSubstanceId=96273 | 1 | Chemicals | b706990c-acf6-3bb7-aecf-ee8105e24fac | 9499238e-b0eb-35da-aef1-9114f54a0a44 | 20aadc24-a391-41cf-b340-3e4529f44bde | 93a60a56-a3c8-11da-a746-0800200b9a66
Sorbic acid | 110-44-1 | 110441 | 110441 | C6H8O2 |  | Mass | kg | emission | ground | https://ofmpub.epa.gov/sor_internet/registry/substreg/searchandretrieve/substancesearch/search.do?details=displayDetails&selectedSubstanceId=47690 | 1 | Chemicals | 77eb0a22-2461-3d90-9520-a1e6bafca09b | 9499238e-b0eb-35da-aef1-9114f54a0a44 | 20aadc24-a391-41cf-b340-3e4529f44bde | 93a60a56-a3c8-11da-a746-0800200b9a66
Dimethomorph | 110488-70-5 | 110488705 | 110488705 | C21H22ClNO4 |  | Mass | kg | emission | ground | https://ofmpub.epa.gov/sor_internet/registry/substreg/searchandretrieve/substancesearch/search.do?details=displayDetails&selectedSubstanceId=80789 | 1 | Chemicals | daa66b59-702f-3e72-b447-b03e229ce944 | 9499238e-b0eb-35da-aef1-9114f54a0a44 | 20aadc24-a391-41cf-b340-3e4529f44bde | 93a60a56-a3c8-11da-a746-0800200b9a66
Ethylene glycol monomethyl ether acetate | 110-49-6 | 110496 | 110496 | C5H10O3 |  | Mass | kg | emission | ground | https://ofmpub.epa.gov/sor_internet/registry/substreg/searchandretrieve/substancesearch/search.do?details=displayDetails&selectedSubstanceId=47687 | 1 | Chemicals | c0d1e5d6-77e5-3a27-b938-9052c323674b | 9499238e-b0eb-35da-aef1-9114f54a0a44 | 20aadc24-a391-41cf-b340-3e4529f44bde | 93a60a56-a3c8-11da-a746-0800200b9a66
Hexane | 110-54-3 | 110543 | 110543 | C6H14 |  | Mass | kg | emission | ground | https://ofmpub.epa.gov/sor_internet/registry/substreg/searchandretrieve/substancesearch/search.do?details=displayDetails&selectedSubstanceId=47684 | 1 | Chemicals | 49593925-5146-3e02-b2bf-ec286bfe83b3 | 9499238e-b0eb-35da-aef1-9114f54a0a44 | 20aadc24-a391-41cf-b340-3e4529f44bde | 93a60a56-a3c8-11da-a746-0800200b9a66
1,4-Dichlorobutane | 110-56-5 | 110565 | 110565 | C4H8Cl2 |  | Mass | kg | emission | ground | https://ofmpub.epa.gov/sor_internet/registry/substreg/searchandretrieve/substancesearch/search.do?details=displayDetails&selectedSubstanceId=47683 | 1 | Chemicals | 10760ccb-0629-3143-aa0b-c241983a0f84 | 9499238e-b0eb-35da-aef1-9114f54a0a44 | 20aadc24-a391-41cf-b340-3e4529f44bde | 93a60a56-a3c8-11da-a746-0800200b9a66
Amylamine | 110-58-7 | 110587 | 110587 | C5H13N |  | Mass | kg | emission | ground | https://ofmpub.epa.gov/sor_internet/registry/substreg/searchandretrieve/substancesearch/search.do?details=displayDetails&selectedSubstanceId=47682 | 1 | Chemicals | 26224f62-8576-32eb-90ac-e2afdd4ca747 | 9499238e-b0eb-35da-aef1-9114f54a0a44 | 20aadc24-a391-41cf-b340-3e4529f44bde | 93a60a56-a3c8-11da-a746-0800200b9a66
Pentanal | 110-62-3 | 110623 | 110623 | C5H10O |  | Mass | kg | emission | ground | https://ofmpub.epa.gov/sor_internet/registry/substreg/searchandretrieve/substancesearch/search.do?details=displayDetails&selectedSubstanceId=47678 | 1 | Chemicals | 4cb1c8ec-03d5-3492-b567-f67617727d22 | 9499238e-b0eb-35da-aef1-9114f54a0a44 | 20aadc24-a391-41cf-b340-3e4529f44bde | 93a60a56-a3c8-11da-a746-0800200b9a66
1,4-Butanediol | 110-63-4 | 110634 | 110634 | C4H10O2 |  | Mass | kg | emission | ground | https://ofmpub.epa.gov/sor_internet/registry/substreg/searchandretrieve/substancesearch/search.do?details=displayDetails&selectedSubstanceId=47677 | 1 | Chemicals | ef1541d4-fcc0-30c0-9458-dfd6615eccf6 | 9499238e-b0eb-35da-aef1-9114f54a0a44 | 20aadc24-a391-41cf-b340-3e4529f44bde | 93a60a56-a3c8-11da-a746-0800200b9a66
2-Butyne-1,4-diol | 110-65-6 | 110656 | 110656 | C4H6O2 |  | Mass | kg | emission | ground | https://ofmpub.epa.gov/sor_internet/registry/substreg/searchandretrieve/substancesearch/search.do?details=displayDetails&selectedSubstanceId=47675 | 1 | Chemicals | 299f4191-2bfe-37f5-992d-6a4830df9ec4 | 9499238e-b0eb-35da-aef1-9114f54a0a44 | 20aadc24-a391-41cf-b340-3e4529f44bde | 93a60a56-a3c8-11da-a746-0800200b9a66
Tetrapropylenebenzenesulfonic acid | 11067-81-5 | 11067815 | 11067815 | - |  | Mass | kg | emission | ground | https://ofmpub.epa.gov/sor_internet/registry/substreg/searchandretrieve/substancesearch/search.do?details=displayDetails&selectedSubstanceId=78242 | 1 | Chemicals | b37ab5e0-8c49-34f2-b579-868ad7be2000 | 9499238e-b0eb-35da-aef1-9114f54a0a44 | 20aadc24-a391-41cf-b340-3e4529f44bde | 93a60a56-a3c8-11da-a746-0800200b9a66
N-Ethyl ethanolamine | 110-73-6 | 110736 | 110736 | C4H11NO |  | Mass | kg | emission | ground | https://ofmpub.epa.gov/sor_internet/registry/substreg/searchandretrieve/substancesearch/search.do?details=displayDetails&selectedSubstanceId=47667 | 1 | Chemicals | f3bd7159-49fa-38a0-a86b-30e5a1d7ddc1 | 9499238e-b0eb-35da-aef1-9114f54a0a44 | 20aadc24-a391-41cf-b340-3e4529f44bde | 93a60a56-a3c8-11da-a746-0800200b9a66
2-Chloroethyl vinyl ether | 110-75-8 | 110758 | 110758 | C4H7ClO |  | Mass | kg | emission | ground | https://ofmpub.epa.gov/sor_internet/registry/substreg/searchandretrieve/substancesearch/search.do?details=displayDetails&selectedSubstanceId=47665 | 1 | Chemicals | 7ce5fb91-4523-39c1-9313-19934ecf442e | 9499238e-b0eb-35da-aef1-9114f54a0a44 | 20aadc24-a391-41cf-b340-3e4529f44bde | 93a60a56-a3c8-11da-a746-0800200b9a66
Ethanol, 2-(ethylthio)- | 110-77-0 | 110770 | 110770 | C4H10OS |  | Mass | kg | emission | ground | https://ofmpub.epa.gov/sor_internet/registry/substreg/searchandretrieve/substancesearch/search.do?details=displayDetails&selectedSubstanceId=47663 | 1 | Chemicals | 0fac4b05-7d3e-3981-b26a-7016a6ec72f1 | 9499238e-b0eb-35da-aef1-9114f54a0a44 | 20aadc24-a391-41cf-b340-3e4529f44bde | 93a60a56-a3c8-11da-a746-0800200b9a66
2-Ethoxyethanol | 110-80-5 | 110805 | 110805 | C4H10O2 |  | Mass | kg | emission | ground | https://ofmpub.epa.gov/sor_internet/registry/substreg/searchandretrieve/substancesearch/search.do?details=displayDetails&selectedSubstanceId=47661 | 1 | Chemicals | d3f15bf3-783b-314c-8914-304597e4cd61 | 9499238e-b0eb-35da-aef1-9114f54a0a44 | 20aadc24-a391-41cf-b340-3e4529f44bde | 93a60a56-a3c8-11da-a746-0800200b9a66
Diethyl disulfide | 110-81-6 | 110816 | 110816 | C4H10S2 |  | Mass | kg | emission | ground | https://ofmpub.epa.gov/sor_internet/registry/substreg/searchandretrieve/substancesearch/search.do?details=displayDetails&selectedSubstanceId=47660 | 1 | Chemicals | 883330b0-c975-3772-b277-f2bf921fe624 | 9499238e-b0eb-35da-aef1-9114f54a0a44 | 20aadc24-a391-41cf-b340-3e4529f44bde | 93a60a56-a3c8-11da-a746-0800200b9a66
Cyclohexane | 110-82-7 | 110827 | 110827 | C6H12 |  | Mass | kg | emission | ground | https://ofmpub.epa.gov/sor_internet/registry/substreg/searchandretrieve/substancesearch/search.do?details=displayDetails&selectedSubstanceId=47659 | 1 | Chemicals | 9b2b5895-fcba-3dc1-a775-c6dbc36f9a3e | 9499238e-b0eb-35da-aef1-9114f54a0a44 | 20aadc24-a391-41cf-b340-3e4529f44bde | 93a60a56-a3c8-11da-a746-0800200b9a66
Cyclohexene | 110-83-8 | 110838 | 110838 | C6H10 |  | Mass | kg | emission | ground | https://ofmpub.epa.gov/sor_internet/registry/substreg/searchandretrieve/substancesearch/search.do?details=displayDetails&selectedSubstanceId=47658 | 1 | Chemicals | ceeff737-10aa-3faf-919d-8ad17cf2dd36 | 9499238e-b0eb-35da-aef1-9114f54a0a44 | 20aadc24-a391-41cf-b340-3e4529f44bde | 93a60a56-a3c8-11da-a746-0800200b9a66
Pyridine | 110-86-1 | 110861 | 110861 | C5H5N |  | Mass | kg | emission | ground | https://ofmpub.epa.gov/sor_internet/registry/substreg/searchandretrieve/substancesearch/search.do?details=displayDetails&selectedSubstanceId=46949 | 1 | Chemicals | 8b2b7659-0c53-3748-8fe7-7aa583ffc110 | 9499238e-b0eb-35da-aef1-9114f54a0a44 | 20aadc24-a391-41cf-b340-3e4529f44bde | 93a60a56-a3c8-11da-a746-0800200b9a66
1,3,5-Trioxane | 110-88-3 | 110883 | 110883 | C3H6O3 |  | Mass | kg | emission | ground | https://ofmpub.epa.gov/sor_internet/registry/substreg/searchandretrieve/substancesearch/search.do?details=displayDetails&selectedSubstanceId=46947 | 1 | Chemicals | 6505130c-cc24-337c-bea8-1051379647c5 | 9499238e-b0eb-35da-aef1-9114f54a0a44 | 20aadc24-a391-41cf-b340-3e4529f44bde | 93a60a56-a3c8-11da-a746-0800200b9a66
Morpholine | 110-91-8 | 110918 | 110918 | C4H9NO |  | Mass | kg | emission | ground | https://ofmpub.epa.gov/sor_internet/registry/substreg/searchandretrieve/substancesearch/search.do?details=displayDetails&selectedSubstanceId=96266 | 1 | Chemicals | 40c72bdb-e376-3309-94fb-35232dd901df | 9499238e-b0eb-35da-aef1-9114f54a0a44 | 20aadc24-a391-41cf-b340-3e4529f44bde | 93a60a56-a3c8-11da-a746-0800200b9a66
6-Methyl-5-hepten-2-one | 110-93-0 | 110930 | 110930 | C8H14O |  | Mass | kg | emission | ground | https://ofmpub.epa.gov/sor_internet/registry/substreg/searchandretrieve/substancesearch/search.do?details=displayDetails&selectedSubstanceId=46944 | 1 | Chemicals | 5f9a1859-affa-3707-acda-9ebff595f133 | 9499238e-b0eb-35da-aef1-9114f54a0a44 | 20aadc24-a391-41cf-b340-3e4529f44bde | 93a60a56-a3c8-11da-a746-0800200b9a66
1,3-Propanediamine, N,N,N',N'-tetramethyl- | 110-95-2 | 110952 | 110952 | C7H18N2 |  | Mass | kg | emission | ground | https://ofmpub.epa.gov/sor_internet/registry/substreg/searchandretrieve/substancesearch/search.do?details=displayDetails&selectedSubstanceId=96265 | 1 | Chemicals | 317471ae-3c10-342d-a2d4-b3140b3d43b2 | 9499238e-b0eb-35da-aef1-9114f54a0a44 | 20aadc24-a391-41cf-b340-3e4529f44bde | 93a60a56-a3c8-11da-a746-0800200b9a66
Diisobutylamine | 110-96-3 | 110963 | 110963 | C8H19N |  | Mass | kg | emission | ground | https://ofmpub.epa.gov/sor_internet/registry/substreg/searchandretrieve/substancesearch/search.do?details=displayDetails&selectedSubstanceId=46942 | 1 | Chemicals | 31b48ea7-9090-3186-8c7a-1e1da6dd8937 | 9499238e-b0eb-35da-aef1-9114f54a0a44 | 20aadc24-a391-41cf-b340-3e4529f44bde | 93a60a56-a3c8-11da-a746-0800200b9a66
Diisopropanolamine | 110-97-4 | 110974 | 110974 | C6H15NO2 |  | Mass | kg | emission | ground | https://ofmpub.epa.gov/sor_internet/registry/substreg/searchandretrieve/substancesearch/search.do?details=displayDetails&selectedSubstanceId=46941 | 1 | Chemicals | 2ad5afd3-ddfe-372a-bcff-4d40a8eef842 | 9499238e-b0eb-35da-aef1-9114f54a0a44 | 20aadc24-a391-41cf-b340-3e4529f44bde | 93a60a56-a3c8-11da-a746-0800200b9a66
Bis(2-hydroxypropyl) ether | 110-98-5 | 110985 | 110985 | C6H14O3 |  | Mass | kg | emission | ground | https://ofmpub.epa.gov/sor_internet/registry/substreg/searchandretrieve/substancesearch/search.do?details=displayDetails&selectedSubstanceId=96264 | 1 | Chemicals | 75be1960-2612-3e1a-a19a-5a5aed210fcc | 9499238e-b0eb-35da-aef1-9114f54a0a44 | 20aadc24-a391-41cf-b340-3e4529f44bde | 93a60a56-a3c8-11da-a746-0800200b9a66
Acetic acid, 2,2'-oxybis- | 110-99-6 | 110996 | 110996 | C4H6O5 |  | Mass | kg | emission | ground | https://ofmpub.epa.gov/sor_internet/registry/substreg/searchandretrieve/substancesearch/search.do?details=displayDetails&selectedSubstanceId=46940 | 1 | Chemicals | 82570f3d-b447-3640-aa34-1e24ad0d6c58 | 9499238e-b0eb-35da-aef1-9114f54a0a44 | 20aadc24-a391-41cf-b340-3e4529f44bde | 93a60a56-a3c8-11da-a746-0800200b9a66
Aroclor 1221 | 11104-28-2 | 11104282 | 11104282 | - |  | Mass | kg | emission | ground | https://ofmpub.epa.gov/sor_internet/registry/substreg/searchandretrieve/substancesearch/search.do?details=displayDetails&selectedSubstanceId=38807 | 1 | Chemicals | 5c88b50f-5053-398e-b9bd-752122ca1298 | 9499238e-b0eb-35da-aef1-9114f54a0a44 | 20aadc24-a391-41cf-b340-3e4529f44bde | 93a60a56-a3c8-11da-a746-0800200b9a66
2-Octanone | 111-13-7 | 111137 | 111137 | C8H16O |  | Mass | kg | emission | ground | https://ofmpub.epa.gov/sor_internet/registry/substreg/searchandretrieve/substancesearch/search.do?details=displayDetails&selectedSubstanceId=46933 | 1 | Chemicals | e1fada15-165a-3eb4-8ec1-55812a38f211 | 9499238e-b0eb-35da-aef1-9114f54a0a44 | 20aadc24-a391-41cf-b340-3e4529f44bde | 93a60a56-a3c8-11da-a746-0800200b9a66
Heptanoic acid | 111-14-8 | 111148 | 111148 | C7H14O2 |  | Mass | kg | emission | ground | https://ofmpub.epa.gov/sor_internet/registry/substreg/searchandretrieve/substancesearch/search.do?details=displayDetails&selectedSubstanceId=96259 | 1 | Chemicals | dfbbc466-7cad-3f89-b7e0-65ad6353bf4f | 9499238e-b0eb-35da-aef1-9114f54a0a44 | 20aadc24-a391-41cf-b340-3e4529f44bde | 93a60a56-a3c8-11da-a746-0800200b9a66
Ethylene glycol monoethyl ether acetate | 111-15-9 | 111159 | 111159 | C6H12O3 |  | Mass | kg | emission | ground | https://ofmpub.epa.gov/sor_internet/registry/substreg/searchandretrieve/substancesearch/search.do?details=displayDetails&selectedSubstanceId=46932 | 1 | Chemicals | 6a31c1d8-9290-3496-bdc1-267728878319 | 9499238e-b0eb-35da-aef1-9114f54a0a44 | 20aadc24-a391-41cf-b340-3e4529f44bde | 93a60a56-a3c8-11da-a746-0800200b9a66
N,N,N',N'-Tetramethyl-1,6-hexanediamine | 111-18-2 | 111182 | 111182 | C10H24N2 |  | Mass | kg | emission | ground | https://ofmpub.epa.gov/sor_internet/registry/substreg/searchandretrieve/substancesearch/search.do?details=displayDetails&selectedSubstanceId=46930 | 1 | Chemicals | d45be2c7-95b6-316f-bc1c-566f70d7f4fb | 9499238e-b0eb-35da-aef1-9114f54a0a44 | 20aadc24-a391-41cf-b340-3e4529f44bde | 93a60a56-a3c8-11da-a746-0800200b9a66
Hexane, 1-bromo- | 111-25-1 | 111251 | 111251 | C6H13Br |  | Mass | kg | emission | ground | https://ofmpub.epa.gov/sor_internet/registry/substreg/searchandretrieve/substancesearch/search.do?details=displayDetails&selectedSubstanceId=46926 | 1 | Chemicals | 4bfd6f5d-ffa4-3b18-a1ca-b57adbca52f2 | 9499238e-b0eb-35da-aef1-9114f54a0a44 | 20aadc24-a391-41cf-b340-3e4529f44bde | 93a60a56-a3c8-11da-a746-0800200b9a66
Hexylamine | 111-26-2 | 111262 | 111262 | C6H15N |  | Mass | kg | emission | ground | https://ofmpub.epa.gov/sor_internet/registry/substreg/searchandretrieve/substancesearch/search.do?details=displayDetails&selectedSubstanceId=46925 | 1 | Chemicals | 4358ad9e-bd44-38f1-83f2-fde495342dfc | 9499238e-b0eb-35da-aef1-9114f54a0a44 | 20aadc24-a391-41cf-b340-3e4529f44bde | 93a60a56-a3c8-11da-a746-0800200b9a66
1-Hexanol | 111-27-3 | 111273 | 111273 | C6H14O |  | Mass | kg | emission | ground | https://ofmpub.epa.gov/sor_internet/registry/substreg/searchandretrieve/substancesearch/search.do?details=displayDetails&selectedSubstanceId=96250 | 1 | Chemicals | 28c885f3-0068-368d-923a-6bd4bbbe5f2b | 9499238e-b0eb-35da-aef1-9114f54a0a44 | 20aadc24-a391-41cf-b340-3e4529f44bde | 93a60a56-a3c8-11da-a746-0800200b9a66
1,5-Pentanediol | 111-29-5 | 111295 | 111295 | C5H12O2 |  | Mass | kg | emission | ground | https://ofmpub.epa.gov/sor_internet/registry/substreg/searchandretrieve/substancesearch/search.do?details=displayDetails&selectedSubstanceId=46923 | 1 | Chemicals | f7d3ba5b-39bf-30a9-823d-005e9a34d5c9 | 9499238e-b0eb-35da-aef1-9114f54a0a44 | 20aadc24-a391-41cf-b340-3e4529f44bde | 93a60a56-a3c8-11da-a746-0800200b9a66
Omethoate | 1113-02-6 | 1113026 | 1113026 | C5H12NO4PS |  | Mass | kg | emission | ground | https://ofmpub.epa.gov/sor_internet/registry/substreg/searchandretrieve/substancesearch/search.do?details=displayDetails&selectedSubstanceId=81859 | 1 | Chemicals | 1ec3340e-7816-3d13-abe2-314fa1c57ba7 | 9499238e-b0eb-35da-aef1-9114f54a0a44 | 20aadc24-a391-41cf-b340-3e4529f44bde | 93a60a56-a3c8-11da-a746-0800200b9a66
Glutaraldehyde | 111-30-8 | 111308 | 111308 | C5H8O2 |  | Mass | kg | emission | ground | https://ofmpub.epa.gov/sor_internet/registry/substreg/searchandretrieve/substancesearch/search.do?details=displayDetails&selectedSubstanceId=46922 | 1 | Chemicals | 0c7cd116-b675-3421-ae4d-993daa6cc3c8 | 9499238e-b0eb-35da-aef1-9114f54a0a44 | 20aadc24-a391-41cf-b340-3e4529f44bde | 93a60a56-a3c8-11da-a746-0800200b9a66
Diammonium oxalate | 1113-38-8 | 1113388 | 1113388 | C2H8N2O4 |  | Mass | kg | emission | ground | https://ofmpub.epa.gov/sor_internet/registry/substreg/searchandretrieve/substancesearch/search.do?details=displayDetails&selectedSubstanceId=43538 | 1 | Chemicals | cd08b68f-3540-3967-883c-7b6e862ef6b1 | 9499238e-b0eb-35da-aef1-9114f54a0a44 | 20aadc24-a391-41cf-b340-3e4529f44bde | 93a60a56-a3c8-11da-a746-0800200b9a66
Butyl isocyanate | 111-36-4 | 111364 | 111364 | C5H9NO |  | Mass | kg | emission | ground | https://ofmpub.epa.gov/sor_internet/registry/substreg/searchandretrieve/substancesearch/search.do?details=displayDetails&selectedSubstanceId=96247 | 1 | Chemicals | 61832c9e-58cf-3f3f-aeee-5510739b9b8b | 9499238e-b0eb-35da-aef1-9114f54a0a44 | 20aadc24-a391-41cf-b340-3e4529f44bde | 93a60a56-a3c8-11da-a746-0800200b9a66
Branched and linear heptyl nonyl phthalate | 111381-89-6 | 111381896 | 111381896 | - |  | Mass | kg | emission | ground | https://ofmpub.epa.gov/sor_internet/registry/substreg/searchandretrieve/substancesearch/search.do?details=displayDetails&selectedSubstanceId=25580 | 1 | Chemicals | 4645e6f6-aac1-3453-ad7c-f4ff55231d6f | 9499238e-b0eb-35da-aef1-9114f54a0a44 | 20aadc24-a391-41cf-b340-3e4529f44bde | 93a60a56-a3c8-11da-a746-0800200b9a66
Diethylenetriamine | 111-40-0 | 111400 | 111400 | C4H13N3 |  | Mass | kg | emission | ground | https://ofmpub.epa.gov/sor_internet/registry/substreg/searchandretrieve/substancesearch/search.do?details=displayDetails&selectedSubstanceId=46917 | 1 | Chemicals | 09c0bdc6-506d-3a4d-ab09-17826d2b7adc | 9499238e-b0eb-35da-aef1-9114f54a0a44 | 20aadc24-a391-41cf-b340-3e4529f44bde | 93a60a56-a3c8-11da-a746-0800200b9a66
N-Hydroxyethylethylenediamine | 111-41-1 | 111411 | 111411 | C4H12N2O |  | Mass | kg | emission | ground | https://ofmpub.epa.gov/sor_internet/registry/substreg/searchandretrieve/substancesearch/search.do?details=displayDetails&selectedSubstanceId=96246 | 1 | Chemicals | 2c654e4d-7f79-37bb-a7a7-46edb47f690f | 9499238e-b0eb-35da-aef1-9114f54a0a44 | 20aadc24-a391-41cf-b340-3e4529f44bde | 93a60a56-a3c8-11da-a746-0800200b9a66
Aroclor 1232 | 11141-16-5 | 11141165 | 11141165 | - |  | Mass | kg | emission | ground | https://ofmpub.epa.gov/sor_internet/registry/substreg/searchandretrieve/substancesearch/search.do?details=displayDetails&selectedSubstanceId=62305 | 1 | Chemicals | dda540a7-ff8b-3411-bc8c-b77d7fd2ba2a | 9499238e-b0eb-35da-aef1-9114f54a0a44 | 20aadc24-a391-41cf-b340-3e4529f44bde | 93a60a56-a3c8-11da-a746-0800200b9a66
Azadirachtin A | 11141-17-6 | 11141176 | 11141176 | C35H44O16 |  | Mass | kg | emission | ground | https://ofmpub.epa.gov/sor_internet/registry/substreg/searchandretrieve/substancesearch/search.do?details=displayDetails&selectedSubstanceId=81077 | 1 | Chemicals | 83e977b3-5e98-317e-9fc1-f35157eb4dfb | 9499238e-b0eb-35da-aef1-9114f54a0a44 | 20aadc24-a391-41cf-b340-3e4529f44bde | 93a60a56-a3c8-11da-a746-0800200b9a66
Diethanolamine | 111-42-2 | 111422 | 111422 | C4H11NO2 |  | Mass | kg | emission | ground | https://ofmpub.epa.gov/sor_internet/registry/substreg/searchandretrieve/substancesearch/search.do?details=displayDetails&selectedSubstanceId=46916 | 1 | Chemicals | 182a07a0-39de-38c4-af49-b458f3bb9346 | 9499238e-b0eb-35da-aef1-9114f54a0a44 | 20aadc24-a391-41cf-b340-3e4529f44bde | 93a60a56-a3c8-11da-a746-0800200b9a66
Bis(2-chloroethyl) ether | 111-44-4 | 111444 | 111444 | C4H8Cl2O |  | Mass | kg | emission | ground | https://ofmpub.epa.gov/sor_internet/registry/substreg/searchandretrieve/substancesearch/search.do?details=displayDetails&selectedSubstanceId=46914 | 1 | Chemicals | de0e02cd-1bc6-3080-a4b3-7252ca818319 | 9499238e-b0eb-35da-aef1-9114f54a0a44 | 20aadc24-a391-41cf-b340-3e4529f44bde | 93a60a56-a3c8-11da-a746-0800200b9a66
Diethylene glycol | 111-46-6 | 111466 | 111466 | C4H10O3 |  | Mass | kg | emission | ground | https://ofmpub.epa.gov/sor_internet/registry/substreg/searchandretrieve/substancesearch/search.do?details=displayDetails&selectedSubstanceId=46913 | 1 | Chemicals | 94a17848-d5ec-3ca0-94eb-0e4a160fd052 | 9499238e-b0eb-35da-aef1-9114f54a0a44 | 20aadc24-a391-41cf-b340-3e4529f44bde | 93a60a56-a3c8-11da-a746-0800200b9a66
Pebulate | 1114-71-2 | 1114712 | 1114712 | C10H21NOS |  | Mass | kg | emission | ground | https://ofmpub.epa.gov/sor_internet/registry/substreg/searchandretrieve/substancesearch/search.do?details=displayDetails&selectedSubstanceId=43532 | 1 | Chemicals | d3d0ef5c-10d9-3ca9-8ff8-136aecc43677 | 9499238e-b0eb-35da-aef1-9114f54a0a44 | 20aadc24-a391-41cf-b340-3e4529f44bde | 93a60a56-a3c8-11da-a746-0800200b9a66
Dipropyl sulfide | 111-47-7 | 111477 | 111477 | C6H14S |  | Mass | kg | emission | ground | https://ofmpub.epa.gov/sor_internet/registry/substreg/searchandretrieve/substancesearch/search.do?details=displayDetails&selectedSubstanceId=46912 | 1 | Chemicals | 0be7bdea-70c4-363e-a9ee-48a09568d1f6 | 9499238e-b0eb-35da-aef1-9114f54a0a44 | 20aadc24-a391-41cf-b340-3e4529f44bde | 93a60a56-a3c8-11da-a746-0800200b9a66
Propanoic acid, 2-[4-[(6-chloro-2-quinoxalinyl)oxy]phenoxy]-, 2-[[(1-methylethylidene)amino]oxy]ethyl ester, (2R)- | 111479-05-1 | 111479051 | 111479051 | C22H22ClN3O5 |  | Mass | kg | emission | ground | https://ofmpub.epa.gov/sor_internet/registry/substreg/searchandretrieve/substancesearch/search.do?details=displayDetails&selectedSubstanceId=83318 | 1 | Chemicals | 43d4430e-9282-38e9-838a-2f344f5b9ed1 | 9499238e-b0eb-35da-aef1-9114f54a0a44 | 20aadc24-a391-41cf-b340-3e4529f44bde | 93a60a56-a3c8-11da-a746-0800200b9a66
Neopental glycol monohydroxypivalate | 1115-20-4 | 1115204 | 1115204 | C10H20O4 |  | Mass | kg | emission | ground | https://ofmpub.epa.gov/sor_internet/registry/substreg/searchandretrieve/substancesearch/search.do?details=displayDetails&selectedSubstanceId=43528 | 1 | Chemicals | 117e2f38-495b-3f7f-9590-caa657ef4516 | 9499238e-b0eb-35da-aef1-9114f54a0a44 | 20aadc24-a391-41cf-b340-3e4529f44bde | 93a60a56-a3c8-11da-a746-0800200b9a66
Ethylene glycol diacetate | 111-55-7 | 111557 | 111557 | C6H10O4 |  | Mass | kg | emission | ground | https://ofmpub.epa.gov/sor_internet/registry/substreg/searchandretrieve/substancesearch/search.do?details=displayDetails&selectedSubstanceId=46905 | 1 | Chemicals | 91f29856-644c-3c64-ada4-9fa35f4f531a | 9499238e-b0eb-35da-aef1-9114f54a0a44 | 20aadc24-a391-41cf-b340-3e4529f44bde | 93a60a56-a3c8-11da-a746-0800200b9a66
N-Nitrosodiethanolamine | 1116-54-7 | 1116547 | 1116547 | C4H10N2O3 |  | Mass | kg | emission | ground | https://ofmpub.epa.gov/sor_internet/registry/substreg/searchandretrieve/substancesearch/search.do?details=displayDetails&selectedSubstanceId=43519 | 1 | Chemicals | f87ae293-df46-3b18-b9a3-2207abdd93da | 9499238e-b0eb-35da-aef1-9114f54a0a44 | 20aadc24-a391-41cf-b340-3e4529f44bde | 93a60a56-a3c8-11da-a746-0800200b9a66
Octane | 111-65-9 | 111659 | 111659 | C8H18 |  | Mass | kg | emission | ground | https://ofmpub.epa.gov/sor_internet/registry/substreg/searchandretrieve/substancesearch/search.do?details=displayDetails&selectedSubstanceId=46895 | 1 | Chemicals | c213a62a-8de6-3d41-b89e-1ed7460efa5e | 9499238e-b0eb-35da-aef1-9114f54a0a44 | 20aadc24-a391-41cf-b340-3e4529f44bde | 93a60a56-a3c8-11da-a746-0800200b9a66
1-Heptanamine | 111-68-2 | 111682 | 111682 | C7H17N |  | Mass | kg | emission | ground | https://ofmpub.epa.gov/sor_internet/registry/substreg/searchandretrieve/substancesearch/search.do?details=displayDetails&selectedSubstanceId=47315 | 1 | Chemicals | f39741ad-2d8c-34a9-b84d-041b5a175a61 | 9499238e-b0eb-35da-aef1-9114f54a0a44 | 20aadc24-a391-41cf-b340-3e4529f44bde | 93a60a56-a3c8-11da-a746-0800200b9a66
Adiponitrile | 111-69-3 | 111693 | 111693 | C6H8N2 |  | Mass | kg | emission | ground | https://ofmpub.epa.gov/sor_internet/registry/substreg/searchandretrieve/substancesearch/search.do?details=displayDetails&selectedSubstanceId=96242 | 1 | Chemicals | 11aac533-51f8-3d21-87e5-c38b336a90ad | 9499238e-b0eb-35da-aef1-9114f54a0a44 | 20aadc24-a391-41cf-b340-3e4529f44bde | 93a60a56-a3c8-11da-a746-0800200b9a66
1-Heptanol | 111-70-6 | 111706 | 111706 | C7H16O |  | Mass | kg | emission | ground | https://ofmpub.epa.gov/sor_internet/registry/substreg/searchandretrieve/substancesearch/search.do?details=displayDetails&selectedSubstanceId=47314 | 1 | Chemicals | 9b1b1579-ff8d-3dc4-97c2-43fac08d8dfb | 9499238e-b0eb-35da-aef1-9114f54a0a44 | 20aadc24-a391-41cf-b340-3e4529f44bde | 93a60a56-a3c8-11da-a746-0800200b9a66
Ethylene glycol monobutyl ether | 111-76-2 | 111762 | 111762 | C6H14O2 |  | Mass | kg | emission | ground | https://ofmpub.epa.gov/sor_internet/registry/substreg/searchandretrieve/substancesearch/search.do?details=displayDetails&selectedSubstanceId=47310 | 1 | Chemicals | f933d31d-d39b-34c0-a5e2-e3e8681885b7 | 9499238e-b0eb-35da-aef1-9114f54a0a44 | 20aadc24-a391-41cf-b340-3e4529f44bde | 93a60a56-a3c8-11da-a746-0800200b9a66
Diethylene glycol monomethyl ether | 111-77-3 | 111773 | 111773 | C5H12O3 |  | Mass | kg | emission | ground | https://ofmpub.epa.gov/sor_internet/registry/substreg/searchandretrieve/substancesearch/search.do?details=displayDetails&selectedSubstanceId=96237 | 1 | Chemicals | bff20e14-1bdd-3786-8bba-3f32f66bbb2a | 9499238e-b0eb-35da-aef1-9114f54a0a44 | 20aadc24-a391-41cf-b340-3e4529f44bde | 93a60a56-a3c8-11da-a746-0800200b9a66
1,5-Cyclooctadiene | 111-78-4 | 111784 | 111784 | C8H12 |  | Mass | kg | emission | ground | https://ofmpub.epa.gov/sor_internet/registry/substreg/searchandretrieve/substancesearch/search.do?details=displayDetails&selectedSubstanceId=47309 | 1 | Chemicals | 60ed03a9-e9b6-31a8-b5d3-f7d3e1947c41 | 9499238e-b0eb-35da-aef1-9114f54a0a44 | 20aadc24-a391-41cf-b340-3e4529f44bde | 93a60a56-a3c8-11da-a746-0800200b9a66
Octane, 1-bromo- | 111-83-1 | 111831 | 111831 | C8H17Br |  | Mass | kg | emission | ground | https://ofmpub.epa.gov/sor_internet/registry/substreg/searchandretrieve/substancesearch/search.do?details=displayDetails&selectedSubstanceId=96053 | 1 | Chemicals | 6e3d0193-0611-31bd-bdd9-f946b1a4746f | 9499238e-b0eb-35da-aef1-9114f54a0a44 | 20aadc24-a391-41cf-b340-3e4529f44bde | 93a60a56-a3c8-11da-a746-0800200b9a66
Butyltin trichloride | 1118-46-3 | 1118463 | 1118463 | C4H9Cl3Sn |  | Mass | kg | emission | ground | https://ofmpub.epa.gov/sor_internet/registry/substreg/searchandretrieve/substancesearch/search.do?details=displayDetails&selectedSubstanceId=43506 | 1 | Chemicals | 73dc9bcd-5e9e-3dd3-9722-c5b053120056 | 9499238e-b0eb-35da-aef1-9114f54a0a44 | 20aadc24-a391-41cf-b340-3e4529f44bde | 93a60a56-a3c8-11da-a746-0800200b9a66
Octylamine | 111-86-4 | 111864 | 111864 | C8H19N |  | Mass | kg | emission | ground | https://ofmpub.epa.gov/sor_internet/registry/substreg/searchandretrieve/substancesearch/search.do?details=displayDetails&selectedSubstanceId=96050 | 1 | Chemicals | fa3862d7-f104-34df-9f16-8f0577610879 | 9499238e-b0eb-35da-aef1-9114f54a0a44 | 20aadc24-a391-41cf-b340-3e4529f44bde | 93a60a56-a3c8-11da-a746-0800200b9a66
1-Octanol | 111-87-5 | 111875 | 111875 | C8H18O |  | Mass | kg | emission | ground | https://ofmpub.epa.gov/sor_internet/registry/substreg/searchandretrieve/substancesearch/search.do?details=displayDetails&selectedSubstanceId=47303 | 1 | Chemicals | 4ee3a6a4-3f9f-383b-8930-e35882eaf856 | 9499238e-b0eb-35da-aef1-9114f54a0a44 | 20aadc24-a391-41cf-b340-3e4529f44bde | 93a60a56-a3c8-11da-a746-0800200b9a66
Diethylene glycol monoethyl ether | 111-90-0 | 111900 | 111900 | C6H14O3 |  | Mass | kg | emission | ground | https://ofmpub.epa.gov/sor_internet/registry/substreg/searchandretrieve/substancesearch/search.do?details=displayDetails&selectedSubstanceId=47301 | 1 | Chemicals | 6d0683ce-9dbd-3cf0-a470-fa9853662f03 | 9499238e-b0eb-35da-aef1-9114f54a0a44 | 20aadc24-a391-41cf-b340-3e4529f44bde | 93a60a56-a3c8-11da-a746-0800200b9a66
Bis(2-chloroethoxy)methane | 111-91-1 | 111911 | 111911 | C5H10Cl2O2 |  | Mass | kg | emission | ground | https://ofmpub.epa.gov/sor_internet/registry/substreg/searchandretrieve/substancesearch/search.do?details=displayDetails&selectedSubstanceId=96048 | 1 | Chemicals | 0f4880d8-134e-3a96-878d-d9cb348f21cc | 9499238e-b0eb-35da-aef1-9114f54a0a44 | 20aadc24-a391-41cf-b340-3e4529f44bde | 93a60a56-a3c8-11da-a746-0800200b9a66
Dibutylamine | 111-92-2 | 111922 | 111922 | C8H19N |  | Mass | kg | emission | ground | https://ofmpub.epa.gov/sor_internet/registry/substreg/searchandretrieve/substancesearch/search.do?details=displayDetails&selectedSubstanceId=47300 | 1 | Chemicals | b6177ef8-bdd7-35f0-b357-893f3733bb4d | 9499238e-b0eb-35da-aef1-9114f54a0a44 | 20aadc24-a391-41cf-b340-3e4529f44bde | 93a60a56-a3c8-11da-a746-0800200b9a66
Thiacloprid | 111988-49-9 | 111988499 | 111988499 | C10H9ClN4S |  | Mass | kg | emission | ground | https://ofmpub.epa.gov/sor_internet/registry/substreg/searchandretrieve/substancesearch/search.do?details=displayDetails&selectedSubstanceId=80788 | 1 | Chemicals | 95eba87b-78cd-3af1-baf9-e2ef1d438926 | 9499238e-b0eb-35da-aef1-9114f54a0a44 | 20aadc24-a391-41cf-b340-3e4529f44bde | 93a60a56-a3c8-11da-a746-0800200b9a66
Nicosulfuron | 111991-09-4 | 111991094 | 111991094 | C15H18N6O6S |  | Mass | kg | emission | ground | https://ofmpub.epa.gov/sor_internet/registry/substreg/searchandretrieve/substancesearch/search.do?details=displayDetails&selectedSubstanceId=85102 | 1 | Chemicals | ec1ac711-792a-3622-91a8-fadd2a6d9a9a | 9499238e-b0eb-35da-aef1-9114f54a0a44 | 20aadc24-a391-41cf-b340-3e4529f44bde | 93a60a56-a3c8-11da-a746-0800200b9a66
Tetradecyl trimethyl ammonium bromide | 1119-97-7 | 1119977 | 1119977 | C17H38BrN |  | Mass | kg | emission | ground | https://ofmpub.epa.gov/sor_internet/registry/substreg/searchandretrieve/substancesearch/search.do?details=displayDetails&selectedSubstanceId=96042 | 1 | Chemicals | 3e4f07de-58a6-37ea-a538-5f22603fa872 | 9499238e-b0eb-35da-aef1-9114f54a0a44 | 20aadc24-a391-41cf-b340-3e4529f44bde | 93a60a56-a3c8-11da-a746-0800200b9a66
Sodium cetyl sulfate | 1120-01-0 | 1120010 | 1120010 | C16H33NaO4S |  | Mass | kg | emission | ground | https://ofmpub.epa.gov/sor_internet/registry/substreg/searchandretrieve/substancesearch/search.do?details=displayDetails&selectedSubstanceId=43493 | 1 | Chemicals | dffc5b32-429d-356f-a797-a28ad7b0c85c | 9499238e-b0eb-35da-aef1-9114f54a0a44 | 20aadc24-a391-41cf-b340-3e4529f44bde | 93a60a56-a3c8-11da-a746-0800200b9a66
Dodecyl trimethyl ammonium chloride | 112-00-5 | 112005 | 112005 | C15H34ClN |  | Mass | kg | emission | ground | https://ofmpub.epa.gov/sor_internet/registry/substreg/searchandretrieve/substancesearch/search.do?details=displayDetails&selectedSubstanceId=96040 | 1 | Chemicals | 7605e5f6-cf75-3602-b668-14388e883383 | 9499238e-b0eb-35da-aef1-9114f54a0a44 | 20aadc24-a391-41cf-b340-3e4529f44bde | 93a60a56-a3c8-11da-a746-0800200b9a66
Cetyl trimethyl ammonium chloride | 112-02-7 | 112027 | 112027 | C19H42ClN |  | Mass | kg | emission | ground | https://ofmpub.epa.gov/sor_internet/registry/substreg/searchandretrieve/substancesearch/search.do?details=displayDetails&selectedSubstanceId=47296 | 1 | Chemicals | bfeb0c7b-cf5b-36fd-9b45-a0aa2c9f6ca4 | 9499238e-b0eb-35da-aef1-9114f54a0a44 | 20aadc24-a391-41cf-b340-3e4529f44bde | 93a60a56-a3c8-11da-a746-0800200b9a66
Nonanoic acid | 112-05-0 | 112050 | 112050 | C9H18O2 |  | Mass | kg | emission | ground | https://ofmpub.epa.gov/sor_internet/registry/substreg/searchandretrieve/substancesearch/search.do?details=displayDetails&selectedSubstanceId=47294 | 1 | Chemicals | d99c6683-e2cd-3be7-8d01-aca225e80d26 | 9499238e-b0eb-35da-aef1-9114f54a0a44 | 20aadc24-a391-41cf-b340-3e4529f44bde | 93a60a56-a3c8-11da-a746-0800200b9a66
1,3-Propane sultone | 1120-71-4 | 1120714 | 1120714 | C3H6O3S |  | Mass | kg | emission | ground | https://ofmpub.epa.gov/sor_internet/registry/substreg/searchandretrieve/substancesearch/search.do?details=displayDetails&selectedSubstanceId=43483 | 1 | Chemicals | a0bc65d0-8076-3282-bc29-0c8479a43487 | 9499238e-b0eb-35da-aef1-9114f54a0a44 | 20aadc24-a391-41cf-b340-3e4529f44bde | 93a60a56-a3c8-11da-a746-0800200b9a66
Ethylene glycol monobutyl ether acetate | 112-07-2 | 112072 | 112072 | C8H16O3 |  | Mass | kg | emission | ground | https://ofmpub.epa.gov/sor_internet/registry/substreg/searchandretrieve/substancesearch/search.do?details=displayDetails&selectedSubstanceId=96033 | 1 | Chemicals | 8d35c7ed-362e-35a1-921a-a27234d13ce4 | 9499238e-b0eb-35da-aef1-9114f54a0a44 | 20aadc24-a391-41cf-b340-3e4529f44bde | 93a60a56-a3c8-11da-a746-0800200b9a66
Methyl nonyl ketone | 112-12-9 | 112129 | 112129 | C11H22O |  | Mass | kg | emission | ground | https://ofmpub.epa.gov/sor_internet/registry/substreg/searchandretrieve/substancesearch/search.do?details=displayDetails&selectedSubstanceId=47291 | 1 | Chemicals | d8f13ddf-f1f0-3637-9925-1fdf9f1099e1 | 9499238e-b0eb-35da-aef1-9114f54a0a44 | 20aadc24-a391-41cf-b340-3e4529f44bde | 93a60a56-a3c8-11da-a746-0800200b9a66
2-Pyridinecarboxaldehyde | 1121-60-4 | 1121604 | 1121604 | C6H5NO |  | Mass | kg | emission | ground | https://ofmpub.epa.gov/sor_internet/registry/substreg/searchandretrieve/substancesearch/search.do?details=displayDetails&selectedSubstanceId=43477 | 1 | Chemicals | 50978825-9f62-384f-8ad1-260a8b10bde1 | 9499238e-b0eb-35da-aef1-9114f54a0a44 | 20aadc24-a391-41cf-b340-3e4529f44bde | 93a60a56-a3c8-11da-a746-0800200b9a66
Lauryldimethylamine | 112-18-5 | 112185 | 112185 | C14H31N |  | Mass | kg | emission | ground | https://ofmpub.epa.gov/sor_internet/registry/substreg/searchandretrieve/substancesearch/search.do?details=displayDetails&selectedSubstanceId=96029 | 1 | Chemicals | 6b91c2ce-b2db-3d1c-80e2-999a86d94a44 | 9499238e-b0eb-35da-aef1-9114f54a0a44 | 20aadc24-a391-41cf-b340-3e4529f44bde | 93a60a56-a3c8-11da-a746-0800200b9a66
1-Nonanamine | 112-20-9 | 112209 | 112209 | C9H21N |  | Mass | kg | emission | ground | https://ofmpub.epa.gov/sor_internet/registry/substreg/searchandretrieve/substancesearch/search.do?details=displayDetails&selectedSubstanceId=47285 | 1 | Chemicals | f1beb6f6-3ace-3c9d-8986-55e381e73026 | 9499238e-b0eb-35da-aef1-9114f54a0a44 | 20aadc24-a391-41cf-b340-3e4529f44bde | 93a60a56-a3c8-11da-a746-0800200b9a66
1,2-Dibenzoyl-1-tert-butylhydrazine | 112225-87-3 | 112225873 | 112225873 | C18H20N2O2 |  | Mass | kg | emission | ground | https://ofmpub.epa.gov/sor_internet/registry/substreg/searchandretrieve/substancesearch/search.do?details=displayDetails&selectedSubstanceId=83316 | 1 | Chemicals | c988c299-efa4-3add-9c72-fdfaf4c72488 | 9499238e-b0eb-35da-aef1-9114f54a0a44 | 20aadc24-a391-41cf-b340-3e4529f44bde | 93a60a56-a3c8-11da-a746-0800200b9a66
Halofenozide | 112226-61-6 | 112226616 | 112226616 | C18H19ClN2O2 |  | Mass | kg | emission | ground | https://ofmpub.epa.gov/sor_internet/registry/substreg/searchandretrieve/substancesearch/search.do?details=displayDetails&selectedSubstanceId=85101 | 1 | Chemicals | c2f8483d-81d4-3382-8911-05c4e11d8564 | 9499238e-b0eb-35da-aef1-9114f54a0a44 | 20aadc24-a391-41cf-b340-3e4529f44bde | 93a60a56-a3c8-11da-a746-0800200b9a66
Triethylenetetramine | 112-24-3 | 112243 | 112243 | C6H18N4 |  | Mass | kg | emission | ground | https://ofmpub.epa.gov/sor_internet/registry/substreg/searchandretrieve/substancesearch/search.do?details=displayDetails&selectedSubstanceId=96027 | 1 | Chemicals | 110a4476-5f91-32cb-991a-f5d8249a59cc | 9499238e-b0eb-35da-aef1-9114f54a0a44 | 20aadc24-a391-41cf-b340-3e4529f44bde | 93a60a56-a3c8-11da-a746-0800200b9a66
Ethylene glycol monohexyl ether | 112-25-4 | 112254 | 112254 | C8H18O2 |  | Mass | kg | emission | ground | https://ofmpub.epa.gov/sor_internet/registry/substreg/searchandretrieve/substancesearch/search.do?details=displayDetails&selectedSubstanceId=47282 | 1 | Chemicals | d58e7254-317a-345b-b6ff-6498819c9fa1 | 9499238e-b0eb-35da-aef1-9114f54a0a44 | 20aadc24-a391-41cf-b340-3e4529f44bde | 93a60a56-a3c8-11da-a746-0800200b9a66
4-Acetylpyridine | 1122-54-9 | 1122549 | 1122549 | C7H7NO |  | Mass | kg | emission | ground | https://ofmpub.epa.gov/sor_internet/registry/substreg/searchandretrieve/substancesearch/search.do?details=displayDetails&selectedSubstanceId=43470 | 1 | Chemicals | 4153c007-31ca-30aa-bfdf-e39255fa6c6c | 9499238e-b0eb-35da-aef1-9114f54a0a44 | 20aadc24-a391-41cf-b340-3e4529f44bde | 93a60a56-a3c8-11da-a746-0800200b9a66
4-(Dimethylamino)pyridine | 1122-58-3 | 1122583 | 1122583 | C7H10N2 |  | Mass | kg | emission | ground | https://ofmpub.epa.gov/sor_internet/registry/substreg/searchandretrieve/substancesearch/search.do?details=displayDetails&selectedSubstanceId=43468 | 1 | Chemicals | dbf5c67f-5a45-377b-a498-93edeeae7d37 | 9499238e-b0eb-35da-aef1-9114f54a0a44 | 20aadc24-a391-41cf-b340-3e4529f44bde | 93a60a56-a3c8-11da-a746-0800200b9a66
Triethylene glycol | 112-27-6 | 112276 | 112276 | C6H14O4 |  | Mass | kg | emission | ground | https://ofmpub.epa.gov/sor_internet/registry/substreg/searchandretrieve/substancesearch/search.do?details=displayDetails&selectedSubstanceId=96026 | 1 | Chemicals | ca5e069a-e285-336b-900f-b483b3df92dd | 9499238e-b0eb-35da-aef1-9114f54a0a44 | 20aadc24-a391-41cf-b340-3e4529f44bde | 93a60a56-a3c8-11da-a746-0800200b9a66
Tetraconazole | 112281-77-3 | 112281773 | 112281773 | C13H11Cl2F4N3O |  | Mass | kg | emission | ground | https://ofmpub.epa.gov/sor_internet/registry/substreg/searchandretrieve/substancesearch/search.do?details=displayDetails&selectedSubstanceId=80785 | 1 | Chemicals | 60a46300-2089-3b6e-b278-e7e58b5a3d70 | 9499238e-b0eb-35da-aef1-9114f54a0a44 | 20aadc24-a391-41cf-b340-3e4529f44bde | 93a60a56-a3c8-11da-a746-0800200b9a66
Decane, 1-bromo- | 112-29-8 | 112298 | 112298 | C10H21Br |  | Mass | kg | emission | ground | https://ofmpub.epa.gov/sor_internet/registry/substreg/searchandretrieve/substancesearch/search.do?details=displayDetails&selectedSubstanceId=47280 | 1 | Chemicals | 3360aa9b-95a9-3ba8-9326-7f8856fc6438 | 9499238e-b0eb-35da-aef1-9114f54a0a44 | 20aadc24-a391-41cf-b340-3e4529f44bde | 93a60a56-a3c8-11da-a746-0800200b9a66
1-Decanol | 112-30-1 | 112301 | 112301 | C10H22O |  | Mass | kg | emission | ground | https://ofmpub.epa.gov/sor_internet/registry/substreg/searchandretrieve/substancesearch/search.do?details=displayDetails&selectedSubstanceId=47279 | 1 | Chemicals | 621eb9c4-166b-3e37-8be5-8e9a3670a33f | 9499238e-b0eb-35da-aef1-9114f54a0a44 | 20aadc24-a391-41cf-b340-3e4529f44bde | 93a60a56-a3c8-11da-a746-0800200b9a66
Diethylene glycol monobutyl ether | 112-34-5 | 112345 | 112345 | C8H18O3 |  | Mass | kg | emission | ground | https://ofmpub.epa.gov/sor_internet/registry/substreg/searchandretrieve/substancesearch/search.do?details=displayDetails&selectedSubstanceId=47276 | 1 | Chemicals | e2d2834d-24a4-3c1b-a30f-f9ec584fdccb | 9499238e-b0eb-35da-aef1-9114f54a0a44 | 20aadc24-a391-41cf-b340-3e4529f44bde | 93a60a56-a3c8-11da-a746-0800200b9a66
Triethylene glycol monomethyl ether | 112-35-6 | 112356 | 112356 | C7H16O4 |  | Mass | kg | emission | ground | https://ofmpub.epa.gov/sor_internet/registry/substreg/searchandretrieve/substancesearch/search.do?details=displayDetails&selectedSubstanceId=47275 | 1 | Chemicals | 37f9c5ab-5c2d-34ce-a304-0992aa819460 | 9499238e-b0eb-35da-aef1-9114f54a0a44 | 20aadc24-a391-41cf-b340-3e4529f44bde | 93a60a56-a3c8-11da-a746-0800200b9a66
Diethylene glycol diethyl ether | 112-36-7 | 112367 | 112367 | C8H18O3 |  | Mass | kg | emission | ground | https://ofmpub.epa.gov/sor_internet/registry/substreg/searchandretrieve/substancesearch/search.do?details=displayDetails&selectedSubstanceId=96023 | 1 | Chemicals | 540c7dca-8bcd-3f97-93a8-19a23a0072af | 9499238e-b0eb-35da-aef1-9114f54a0a44 | 20aadc24-a391-41cf-b340-3e4529f44bde | 93a60a56-a3c8-11da-a746-0800200b9a66
Undecanoic acid | 112-37-8 | 112378 | 112378 | C11H22O2 |  | Mass | kg | emission | ground | https://ofmpub.epa.gov/sor_internet/registry/substreg/searchandretrieve/substancesearch/search.do?details=displayDetails&selectedSubstanceId=47274 | 1 | Chemicals | eea79971-623f-3faf-9686-4b5cf1ce144a | 9499238e-b0eb-35da-aef1-9114f54a0a44 | 20aadc24-a391-41cf-b340-3e4529f44bde | 93a60a56-a3c8-11da-a746-0800200b9a66
Tebufenozide | 112410-23-8 | 112410238 | 112410238 | C22H28N2O2 |  | Mass | kg | emission | ground | https://ofmpub.epa.gov/sor_internet/registry/substreg/searchandretrieve/substancesearch/search.do?details=displayDetails&selectedSubstanceId=80784 | 1 | Chemicals | 2ef33ac3-4af1-313c-88d9-ae2ecc66413b | 9499238e-b0eb-35da-aef1-9114f54a0a44 | 20aadc24-a391-41cf-b340-3e4529f44bde | 93a60a56-a3c8-11da-a746-0800200b9a66
1-Undecanol | 112-42-5 | 112425 | 112425 | C11H24O |  | Mass | kg | emission | ground | https://ofmpub.epa.gov/sor_internet/registry/substreg/searchandretrieve/substancesearch/search.do?details=displayDetails&selectedSubstanceId=47270 | 1 | Chemicals | c1220286-85b5-34d1-b1bf-226d242f989e | 9499238e-b0eb-35da-aef1-9114f54a0a44 | 20aadc24-a391-41cf-b340-3e4529f44bde | 93a60a56-a3c8-11da-a746-0800200b9a66
1-Dodecanol | 112-53-8 | 112538 | 112538 | C12H26O |  | Mass | kg | emission | ground | https://ofmpub.epa.gov/sor_internet/registry/substreg/searchandretrieve/substancesearch/search.do?details=displayDetails&selectedSubstanceId=47262 | 1 | Chemicals | b74abf2c-4bf3-3d93-be59-3264213ddc28 | 9499238e-b0eb-35da-aef1-9114f54a0a44 | 20aadc24-a391-41cf-b340-3e4529f44bde | 93a60a56-a3c8-11da-a746-0800200b9a66
Lethane | 112-56-1 | 112561 | 112561 | C9H17NO2S |  | Mass | kg | emission | ground | https://ofmpub.epa.gov/sor_internet/registry/substreg/searchandretrieve/substancesearch/search.do?details=displayDetails&selectedSubstanceId=47205 | 1 | Chemicals | fb7ade69-d7d8-3367-9393-a3e40fcf08fb | 9499238e-b0eb-35da-aef1-9114f54a0a44 | 20aadc24-a391-41cf-b340-3e4529f44bde | 93a60a56-a3c8-11da-a746-0800200b9a66
Tetraethylenepentamine | 112-57-2 | 112572 | 112572 | C8H23N5 |  | Mass | kg | emission | ground | https://ofmpub.epa.gov/sor_internet/registry/substreg/searchandretrieve/substancesearch/search.do?details=displayDetails&selectedSubstanceId=47204 | 1 | Chemicals | c7a72e35-c169-3446-a0c8-4ac484b78aa2 | 9499238e-b0eb-35da-aef1-9114f54a0a44 | 20aadc24-a391-41cf-b340-3e4529f44bde | 93a60a56-a3c8-11da-a746-0800200b9a66
Tetraethylene glycol | 112-60-7 | 112607 | 112607 | C8H18O5 |  | Mass | kg | emission | ground | https://ofmpub.epa.gov/sor_internet/registry/substreg/searchandretrieve/substancesearch/search.do?details=displayDetails&selectedSubstanceId=47201 | 1 | Chemicals | 8de12390-ba11-3a10-b62f-65a9e49a8852 | 9499238e-b0eb-35da-aef1-9114f54a0a44 | 20aadc24-a391-41cf-b340-3e4529f44bde | 93a60a56-a3c8-11da-a746-0800200b9a66
Benzenesulfonic acid, 3-amino-, monosodium salt | 1126-34-7 | 1126347 | 1126347 | C6H6NNaO3S |  | Mass | kg | emission | ground | https://ofmpub.epa.gov/sor_internet/registry/substreg/searchandretrieve/substancesearch/search.do?details=displayDetails&selectedSubstanceId=96017 | 1 | Chemicals | f77d6231-2efd-3118-b3e0-ddde6296fc39 | 9499238e-b0eb-35da-aef1-9114f54a0a44 | 20aadc24-a391-41cf-b340-3e4529f44bde | 93a60a56-a3c8-11da-a746-0800200b9a66
Benzoic acid, 4-chloro-, methyl ester | 1126-46-1 | 1126461 | 1126461 | C8H7ClO2 |  | Mass | kg | emission | ground | https://ofmpub.epa.gov/sor_internet/registry/substreg/searchandretrieve/substancesearch/search.do?details=displayDetails&selectedSubstanceId=43453 | 1 | Chemicals | 30bed5df-f26a-3dd5-b512-10f7f60b9a68 | 9499238e-b0eb-35da-aef1-9114f54a0a44 | 20aadc24-a391-41cf-b340-3e4529f44bde | 93a60a56-a3c8-11da-a746-0800200b9a66
Benzene, butoxy- | 1126-79-0 | 1126790 | 1126790 | C10H14O |  | Mass | kg | emission | ground | https://ofmpub.epa.gov/sor_internet/registry/substreg/searchandretrieve/substancesearch/search.do?details=displayDetails&selectedSubstanceId=43451 | 1 | Chemicals | e7bdddc2-241e-3518-a18a-f1043daef7b9 | 9499238e-b0eb-35da-aef1-9114f54a0a44 | 20aadc24-a391-41cf-b340-3e4529f44bde | 93a60a56-a3c8-11da-a746-0800200b9a66
Dimethylcetylamine | 112-69-6 | 112696 | 112696 | C18H39N |  | Mass | kg | emission | ground | https://ofmpub.epa.gov/sor_internet/registry/substreg/searchandretrieve/substancesearch/search.do?details=displayDetails&selectedSubstanceId=47195 | 1 | Chemicals | e10f9a9f-24b9-3a32-9dd1-9061c75ee67d | 9499238e-b0eb-35da-aef1-9114f54a0a44 | 20aadc24-a391-41cf-b340-3e4529f44bde | 93a60a56-a3c8-11da-a746-0800200b9a66
1-Tridecanol | 112-70-9 | 112709 | 112709 | C13H28O |  | Mass | kg | emission | ground | https://ofmpub.epa.gov/sor_internet/registry/substreg/searchandretrieve/substancesearch/search.do?details=displayDetails&selectedSubstanceId=47194 | 1 | Chemicals | 1f725ee2-273b-397f-ad3c-2cb41a6fabf5 | 9499238e-b0eb-35da-aef1-9114f54a0a44 | 20aadc24-a391-41cf-b340-3e4529f44bde | 93a60a56-a3c8-11da-a746-0800200b9a66
1-Tetradecanol | 112-72-1 | 112721 | 112721 | C14H30O |  | Mass | kg | emission | ground | https://ofmpub.epa.gov/sor_internet/registry/substreg/searchandretrieve/substancesearch/search.do?details=displayDetails&selectedSubstanceId=47193 | 1 | Chemicals | 848edf6f-4619-3867-8653-d632e80f37ad | 9499238e-b0eb-35da-aef1-9114f54a0a44 | 20aadc24-a391-41cf-b340-3e4529f44bde | 93a60a56-a3c8-11da-a746-0800200b9a66
Oleic acid | 112-80-1 | 112801 | 112801 | C18H34O2 |  | Mass | kg | emission | ground | https://ofmpub.epa.gov/sor_internet/registry/substreg/searchandretrieve/substancesearch/search.do?details=displayDetails&selectedSubstanceId=47190 | 1 | Chemicals | d6444f41-3331-3fa5-8127-a278d3a87f78 | 9499238e-b0eb-35da-aef1-9114f54a0a44 | 20aadc24-a391-41cf-b340-3e4529f44bde | 93a60a56-a3c8-11da-a746-0800200b9a66
Oleylamine | 112-90-3 | 112903 | 112903 | C18H37N |  | Mass | kg | emission | ground | https://ofmpub.epa.gov/sor_internet/registry/substreg/searchandretrieve/substancesearch/search.do?details=displayDetails&selectedSubstanceId=47185 | 1 | Chemicals | 34de40bb-3ccf-3f21-b0dc-d12ff0813f00 | 9499238e-b0eb-35da-aef1-9114f54a0a44 | 20aadc24-a391-41cf-b340-3e4529f44bde | 93a60a56-a3c8-11da-a746-0800200b9a66
1-Octadecanol | 112-92-5 | 112925 | 112925 | C18H38O |  | Mass | kg | emission | ground | https://ofmpub.epa.gov/sor_internet/registry/substreg/searchandretrieve/substancesearch/search.do?details=displayDetails&selectedSubstanceId=47184 | 1 | Chemicals | a9b917ad-b168-3f09-a52e-0989eb5c6ae5 | 9499238e-b0eb-35da-aef1-9114f54a0a44 | 20aadc24-a391-41cf-b340-3e4529f44bde | 93a60a56-a3c8-11da-a746-0800200b9a66
Metolcarb | 1129-41-5 | 1129415 | 1129415 | C9H11NO2 |  | Mass | kg | emission | ground | https://ofmpub.epa.gov/sor_internet/registry/substreg/searchandretrieve/substancesearch/search.do?details=displayDetails&selectedSubstanceId=96005 | 1 | Chemicals | a815da71-4bc4-3669-860f-42bd16960041 | 9499238e-b0eb-35da-aef1-9114f54a0a44 | 20aadc24-a391-41cf-b340-3e4529f44bde | 93a60a56-a3c8-11da-a746-0800200b9a66
Cyclanilide | 113136-77-9 | 113136779 | 113136779 | C11H9Cl2NO3 |  | Mass | kg | emission | ground | https://ofmpub.epa.gov/sor_internet/registry/substreg/searchandretrieve/substancesearch/search.do?details=displayDetails&selectedSubstanceId=85013 | 1 | Chemicals | 4c178042-72e3-38d4-8802-6fff4ed14da0 | 9499238e-b0eb-35da-aef1-9114f54a0a44 | 20aadc24-a391-41cf-b340-3e4529f44bde | 93a60a56-a3c8-11da-a746-0800200b9a66
Cycloate | 1134-23-2 | 1134232 | 1134232 | C11H21NOS |  | Mass | kg | emission | ground | https://ofmpub.epa.gov/sor_internet/registry/substreg/searchandretrieve/substancesearch/search.do?details=displayDetails&selectedSubstanceId=43437 | 1 | Chemicals | aafd00f5-d804-3958-af52-40819008f272 | 9499238e-b0eb-35da-aef1-9114f54a0a44 | 20aadc24-a391-41cf-b340-3e4529f44bde | 93a60a56-a3c8-11da-a746-0800200b9a66
Erythromycin | 114-07-8 | 114078 | 114078 | C37H67NO13 |  | Mass | kg | emission | ground | https://ofmpub.epa.gov/sor_internet/registry/substreg/searchandretrieve/substancesearch/search.do?details=displayDetails&selectedSubstanceId=76712 | 1 | Chemicals | 5eaf1c4b-f35d-3e71-9c6c-77b9f669f102 | 9499238e-b0eb-35da-aef1-9114f54a0a44 | 20aadc24-a391-41cf-b340-3e4529f44bde | 93a60a56-a3c8-11da-a746-0800200b9a66
Disulfide, bis(4-chlorophenyl) | 1142-19-4 | 1142194 | 1142194 | C12H8Cl2S2 |  | Mass | kg | emission | ground | https://ofmpub.epa.gov/sor_internet/registry/substreg/searchandretrieve/substancesearch/search.do?details=displayDetails&selectedSubstanceId=43426 | 1 | Chemicals | 0d690246-6d0c-3405-b6eb-9e4bd272fda1 | 9499238e-b0eb-35da-aef1-9114f54a0a44 | 20aadc24-a391-41cf-b340-3e4529f44bde | 93a60a56-a3c8-11da-a746-0800200b9a66
Propoxur | 114-26-1 | 114261 | 114261 | C11H15NO3 |  | Mass | kg | emission | ground | https://ofmpub.epa.gov/sor_internet/registry/substreg/searchandretrieve/substancesearch/search.do?details=displayDetails&selectedSubstanceId=95786 | 1 | Chemicals | 6effefdc-3061-337f-8227-3a9442497ecc | 9499238e-b0eb-35da-aef1-9114f54a0a44 | 20aadc24-a391-41cf-b340-3e4529f44bde | 93a60a56-a3c8-11da-a746-0800200b9a66
Imazamox | 114311-32-9 | 114311329 | 114311329 | C15H19N3O4 |  | Mass | kg | emission | ground | https://ofmpub.epa.gov/sor_internet/registry/substreg/searchandretrieve/substancesearch/search.do?details=displayDetails&selectedSubstanceId=84783 | 1 | Chemicals | 31afea15-7d47-352a-84e9-b3d46ee269eb | 9499238e-b0eb-35da-aef1-9114f54a0a44 | 20aadc24-a391-41cf-b340-3e4529f44bde | 93a60a56-a3c8-11da-a746-0800200b9a66
Fenbuconazole | 114369-43-6 | 114369436 | 114369436 | C19H17ClN4 |  | Mass | kg | emission | ground | https://ofmpub.epa.gov/sor_internet/registry/substreg/searchandretrieve/substancesearch/search.do?details=displayDetails&selectedSubstanceId=84782 | 1 | Chemicals | c5ea1c24-138e-3293-ba7f-74162f4bd187 | 9499238e-b0eb-35da-aef1-9114f54a0a44 | 20aadc24-a391-41cf-b340-3e4529f44bde | 93a60a56-a3c8-11da-a746-0800200b9a66
.beta.-Acetylphenylhydrazine | 114-83-0 | 114830 | 114830 | C8H10N2O |  | Mass | kg | emission | ground | https://ofmpub.epa.gov/sor_internet/registry/substreg/searchandretrieve/substancesearch/search.do?details=displayDetails&selectedSubstanceId=47175 | 1 | Chemicals | 686cae44-f461-30a9-816d-662ffff38fdf | 9499238e-b0eb-35da-aef1-9114f54a0a44 | 20aadc24-a391-41cf-b340-3e4529f44bde | 93a60a56-a3c8-11da-a746-0800200b9a66
Propylene | 115-07-1 | 115071 | 115071 | C3H6 |  | Mass | kg | emission | ground | https://ofmpub.epa.gov/sor_internet/registry/substreg/searchandretrieve/substancesearch/search.do?details=displayDetails&selectedSubstanceId=47173 | 1 | Chemicals | 4bf87231-29eb-3fe6-8020-e016b6036df7 | 9499238e-b0eb-35da-aef1-9114f54a0a44 | 20aadc24-a391-41cf-b340-3e4529f44bde | 93a60a56-a3c8-11da-a746-0800200b9a66
Methylmercury chloride | 115-09-3 | 115093 | 115093 | CH3ClHg |  | Mass | kg | emission | ground | https://ofmpub.epa.gov/sor_internet/registry/substreg/searchandretrieve/substancesearch/search.do?details=displayDetails&selectedSubstanceId=78093 | 1 | Chemicals | 0db0d06a-970f-3c83-b535-ad735b304e1f | 9499238e-b0eb-35da-aef1-9114f54a0a44 | 20aadc24-a391-41cf-b340-3e4529f44bde | 93a60a56-a3c8-11da-a746-0800200b9a66
Isobutene | 115-11-7 | 115117 | 115117 | C4H8 |  | Mass | kg | emission | ground | https://ofmpub.epa.gov/sor_internet/registry/substreg/searchandretrieve/substancesearch/search.do?details=displayDetails&selectedSubstanceId=47171 | 1 | Chemicals | 7164a339-f017-3b94-898a-8038756d1dea | 9499238e-b0eb-35da-aef1-9114f54a0a44 | 20aadc24-a391-41cf-b340-3e4529f44bde | 93a60a56-a3c8-11da-a746-0800200b9a66
2-Methyl-3-buten-2-ol | 115-18-4 | 115184 | 115184 | C5H10O |  | Mass | kg | emission | ground | https://ofmpub.epa.gov/sor_internet/registry/substreg/searchandretrieve/substancesearch/search.do?details=displayDetails&selectedSubstanceId=47170 | 1 | Chemicals | 5040f4ad-4d31-3ccb-8bb6-ed6a9509bb6e | 9499238e-b0eb-35da-aef1-9114f54a0a44 | 20aadc24-a391-41cf-b340-3e4529f44bde | 93a60a56-a3c8-11da-a746-0800200b9a66
2-Methyl-3-butyn-2-ol | 115-19-5 | 115195 | 115195 | C5H8O |  | Mass | kg | emission | ground | https://ofmpub.epa.gov/sor_internet/registry/substreg/searchandretrieve/substancesearch/search.do?details=displayDetails&selectedSubstanceId=47169 | 1 | Chemicals | 2e4098ac-0790-39b6-b7b9-297d9bf8af09 | 9499238e-b0eb-35da-aef1-9114f54a0a44 | 20aadc24-a391-41cf-b340-3e4529f44bde | 93a60a56-a3c8-11da-a746-0800200b9a66
2,2,2-Trichloroethanol | 115-20-8 | 115208 | 115208 | C2H3Cl3O |  | Mass | kg | emission | ground | https://ofmpub.epa.gov/sor_internet/registry/substreg/searchandretrieve/substancesearch/search.do?details=displayDetails&selectedSubstanceId=95778 | 1 | Chemicals | 685bd0c4-1723-3774-af87-d1d51de8229c | 9499238e-b0eb-35da-aef1-9114f54a0a44 | 20aadc24-a391-41cf-b340-3e4529f44bde | 93a60a56-a3c8-11da-a746-0800200b9a66
Chlorendic acid | 115-28-6 | 115286 | 115286 | C9H4Cl6O4 |  | Mass | kg | emission | ground | https://ofmpub.epa.gov/sor_internet/registry/substreg/searchandretrieve/substancesearch/search.do?details=displayDetails&selectedSubstanceId=47165 | 1 | Chemicals | 2fa2f7ac-8d1f-3f88-ac59-e1cdead8f968 | 9499238e-b0eb-35da-aef1-9114f54a0a44 | 20aadc24-a391-41cf-b340-3e4529f44bde | 93a60a56-a3c8-11da-a746-0800200b9a66
Endosulfan | 115-29-7 | 115297 | 115297 | C9H6Cl6O3S |  | Mass | kg | emission | ground | https://ofmpub.epa.gov/sor_internet/registry/substreg/searchandretrieve/substancesearch/search.do?details=displayDetails&selectedSubstanceId=47164 | 1 | Chemicals | 7ca8e256-2b46-3219-9a40-a930df63adc7 | 9499238e-b0eb-35da-aef1-9114f54a0a44 | 20aadc24-a391-41cf-b340-3e4529f44bde | 93a60a56-a3c8-11da-a746-0800200b9a66
Isobornyl thiocyanatoacetate | 115-31-1 | 115311 | 115311 | C13H19NO2S |  | Mass | kg | emission | ground | https://ofmpub.epa.gov/sor_internet/registry/substreg/searchandretrieve/substancesearch/search.do?details=displayDetails&selectedSubstanceId=95775 | 1 | Chemicals | 997c3ea1-1b64-3079-8eb3-2a79c36761ea | 9499238e-b0eb-35da-aef1-9114f54a0a44 | 20aadc24-a391-41cf-b340-3e4529f44bde | 93a60a56-a3c8-11da-a746-0800200b9a66
Dicofol | 115-32-2 | 115322 | 115322 | C14H9Cl5O |  | Mass | kg | emission | ground | https://ofmpub.epa.gov/sor_internet/registry/substreg/searchandretrieve/substancesearch/search.do?details=displayDetails&selectedSubstanceId=47163 | 1 | Chemicals | 688b0be3-3a27-3328-9e7f-d240d11e9bbc | 9499238e-b0eb-35da-aef1-9114f54a0a44 | 20aadc24-a391-41cf-b340-3e4529f44bde | 93a60a56-a3c8-11da-a746-0800200b9a66
Pentaerythritol | 115-77-5 | 115775 | 115775 | C5H12O4 |  | Mass | kg | emission | ground | https://ofmpub.epa.gov/sor_internet/registry/substreg/searchandretrieve/substancesearch/search.do?details=displayDetails&selectedSubstanceId=47158 | 1 | Chemicals | 7ab452a3-28f8-31a2-b4b5-9766d1fbd8b7 | 9499238e-b0eb-35da-aef1-9114f54a0a44 | 20aadc24-a391-41cf-b340-3e4529f44bde | 93a60a56-a3c8-11da-a746-0800200b9a66
Triphenyl phosphate | 115-86-6 | 115866 | 115866 | C18H15O4P |  | Mass | kg | emission | ground | https://ofmpub.epa.gov/sor_internet/registry/substreg/searchandretrieve/substancesearch/search.do?details=displayDetails&selectedSubstanceId=47153 | 1 | Chemicals | 90c420d8-90f9-35b0-a57b-11b5f05a6960 | 9499238e-b0eb-35da-aef1-9114f54a0a44 | 20aadc24-a391-41cf-b340-3e4529f44bde | 93a60a56-a3c8-11da-a746-0800200b9a66
Fensulfothion | 115-90-2 | 115902 | 115902 | C11H17O4PS2 |  | Mass | kg | emission | ground | https://ofmpub.epa.gov/sor_internet/registry/substreg/searchandretrieve/substancesearch/search.do?details=displayDetails&selectedSubstanceId=47151 | 1 | Chemicals | d0b83ccb-6d9f-3fd9-8627-2bba452d4cb8 | 9499238e-b0eb-35da-aef1-9114f54a0a44 | 20aadc24-a391-41cf-b340-3e4529f44bde | 93a60a56-a3c8-11da-a746-0800200b9a66
Tris(2-chloroethyl) phosphate | 115-96-8 | 115968 | 115968 | C6H12Cl3O4P |  | Mass | kg | emission | ground | https://ofmpub.epa.gov/sor_internet/registry/substreg/searchandretrieve/substancesearch/search.do?details=displayDetails&selectedSubstanceId=47148 | 1 | Chemicals | 69dbd872-3cbd-376a-b670-220945d89e71 | 9499238e-b0eb-35da-aef1-9114f54a0a44 | 20aadc24-a391-41cf-b340-3e4529f44bde | 93a60a56-a3c8-11da-a746-0800200b9a66
Cyclohexanol, 3,3,5-trimethyl- | 116-02-9 | 116029 | 116029 | C9H18O |  | Mass | kg | emission | ground | https://ofmpub.epa.gov/sor_internet/registry/substreg/searchandretrieve/substancesearch/search.do?details=displayDetails&selectedSubstanceId=47145 | 1 | Chemicals | ab07bcd9-c26d-33ea-8567-80d6ef81fd61 | 9499238e-b0eb-35da-aef1-9114f54a0a44 | 20aadc24-a391-41cf-b340-3e4529f44bde | 93a60a56-a3c8-11da-a746-0800200b9a66
Aldicarb | 116-06-3 | 116063 | 116063 | C7H14N2O2S |  | Mass | kg | emission | ground | https://ofmpub.epa.gov/sor_internet/registry/substreg/searchandretrieve/substancesearch/search.do?details=displayDetails&selectedSubstanceId=47144 | 1 | Chemicals | 29b4c6ab-ef11-3b50-b62c-f9aaa567c3fe | 9499238e-b0eb-35da-aef1-9114f54a0a44 | 20aadc24-a391-41cf-b340-3e4529f44bde | 93a60a56-a3c8-11da-a746-0800200b9a66
Tetrafluoroethene | 116-14-3 | 116143 | 116143 | C2F4 |  | Mass | kg | emission | ground | https://ofmpub.epa.gov/sor_internet/registry/substreg/searchandretrieve/substancesearch/search.do?details=displayDetails&selectedSubstanceId=47141 | 1 | Chemicals | e96573ef-4482-353c-a241-6d0bad11dbd9 | 9499238e-b0eb-35da-aef1-9114f54a0a44 | 20aadc24-a391-41cf-b340-3e4529f44bde | 93a60a56-a3c8-11da-a746-0800200b9a66
Bromuconazole | 116255-48-2 | 116255482 | 116255482 | C13H12BrCl2N3O |  | Mass | kg | emission | ground | https://ofmpub.epa.gov/sor_internet/registry/substreg/searchandretrieve/substancesearch/search.do?details=displayDetails&selectedSubstanceId=83299 | 1 | Chemicals | ce86cc54-3867-36f6-855e-cd739a2ab825 | 9499238e-b0eb-35da-aef1-9114f54a0a44 | 20aadc24-a391-41cf-b340-3e4529f44bde | 93a60a56-a3c8-11da-a746-0800200b9a66
Aflatoxin B1 | 1162-65-8 | 1162658 | 1162658 | C17H12O6 |  | Mass | kg | emission | ground | https://ofmpub.epa.gov/sor_internet/registry/substreg/searchandretrieve/substancesearch/search.do?details=displayDetails&selectedSubstanceId=77965 | 1 | Chemicals | 4d5abf86-8fdf-34b3-8fa9-463be8c697ea | 9499238e-b0eb-35da-aef1-9114f54a0a44 | 20aadc24-a391-41cf-b340-3e4529f44bde | 93a60a56-a3c8-11da-a746-0800200b9a66
Tetradifon | 116-29-0 | 116290 | 116290 | C12H6Cl4O2S |  | Mass | kg | emission | ground | https://ofmpub.epa.gov/sor_internet/registry/substreg/searchandretrieve/substancesearch/search.do?details=displayDetails&selectedSubstanceId=85000 | 1 | Chemicals | fca6a60e-03bd-3e75-8d85-215311dc23c4 | 9499238e-b0eb-35da-aef1-9114f54a0a44 | 20aadc24-a391-41cf-b340-3e4529f44bde | 93a60a56-a3c8-11da-a746-0800200b9a66
Decabromodiphenyl oxide | 1163-19-5 | 1163195 | 1163195 | C12Br10O |  | Mass | kg | emission | ground | https://ofmpub.epa.gov/sor_internet/registry/substreg/searchandretrieve/substancesearch/search.do?details=displayDetails&selectedSubstanceId=95770 | 1 | Chemicals | 9b561cce-1fa6-3da0-95fc-47bce5c90dd0 | 9499238e-b0eb-35da-aef1-9114f54a0a44 | 20aadc24-a391-41cf-b340-3e4529f44bde | 93a60a56-a3c8-11da-a746-0800200b9a66
2-Methylbutyric acid | 116-53-0 | 116530 | 116530 | C5H10O2 |  | Mass | kg | emission | ground | https://ofmpub.epa.gov/sor_internet/registry/substreg/searchandretrieve/substancesearch/search.do?details=displayDetails&selectedSubstanceId=95767 | 1 | Chemicals | 2357b50e-a8cf-311e-8cf5-40646003b30b | 9499238e-b0eb-35da-aef1-9114f54a0a44 | 20aadc24-a391-41cf-b340-3e4529f44bde | 93a60a56-a3c8-11da-a746-0800200b9a66
Novaluron | 116714-46-6 | 116714466 | 116714466 | C17H9ClF8N2O4 |  | Mass | kg | emission | ground | https://ofmpub.epa.gov/sor_internet/registry/substreg/searchandretrieve/substancesearch/search.do?details=displayDetails&selectedSubstanceId=80783 | 1 | Chemicals | 771c96f3-5ab1-31da-8f64-c7fb88ffc928 | 9499238e-b0eb-35da-aef1-9114f54a0a44 | 20aadc24-a391-41cf-b340-3e4529f44bde | 93a60a56-a3c8-11da-a746-0800200b9a66
Danthron | 117-10-2 | 117102 | 117102 | C14H8O4 |  | Mass | kg | emission | ground | https://ofmpub.epa.gov/sor_internet/registry/substreg/searchandretrieve/substancesearch/search.do?details=displayDetails&selectedSubstanceId=47124 | 1 | Chemicals | 631f960b-be51-375c-bd93-096cf81ad5da | 9499238e-b0eb-35da-aef1-9114f54a0a44 | 20aadc24-a391-41cf-b340-3e4529f44bde | 93a60a56-a3c8-11da-a746-0800200b9a66
Tecnazene | 117-18-0 | 117180 | 117180 | C6HCl4NO2 |  | Mass | kg | emission | ground | https://ofmpub.epa.gov/sor_internet/registry/substreg/searchandretrieve/substancesearch/search.do?details=displayDetails&selectedSubstanceId=47122 | 1 | Chemicals | 15124b01-4e8b-3e13-b96d-cfd7d3a5818f | 9499238e-b0eb-35da-aef1-9114f54a0a44 | 20aadc24-a391-41cf-b340-3e4529f44bde | 93a60a56-a3c8-11da-a746-0800200b9a66
Fluthiacet-methyl | 117337-19-6 | 117337196 | 117337196 | C15H15ClFN3O3S2 |  | Mass | kg | emission | ground | https://ofmpub.epa.gov/sor_internet/registry/substreg/searchandretrieve/substancesearch/search.do?details=displayDetails&selectedSubstanceId=76914 | 1 | Chemicals | 3e8a7ced-f5fc-39e6-aa0a-c3abf23bff9f | 9499238e-b0eb-35da-aef1-9114f54a0a44 | 20aadc24-a391-41cf-b340-3e4529f44bde | 93a60a56-a3c8-11da-a746-0800200b9a66
Quercetin | 117-39-5 | 117395 | 117395 | C15H10O7 |  | Mass | kg | emission | ground | https://ofmpub.epa.gov/sor_internet/registry/substreg/searchandretrieve/substancesearch/search.do?details=displayDetails&selectedSubstanceId=95510 | 1 | Chemicals | 1fb21f23-9aa6-3a8a-b66a-a10289e90194 | 9499238e-b0eb-35da-aef1-9114f54a0a44 | 20aadc24-a391-41cf-b340-3e4529f44bde | 93a60a56-a3c8-11da-a746-0800200b9a66
Thiazopyr | 117718-60-2 | 117718602 | 117718602 | C16H17F5N2O2S |  | Mass | kg | emission | ground | https://ofmpub.epa.gov/sor_internet/registry/substreg/searchandretrieve/substancesearch/search.do?details=displayDetails&selectedSubstanceId=84401 | 1 | Chemicals | 02d91805-e670-33a6-87da-fdf5370bd77b | 9499238e-b0eb-35da-aef1-9114f54a0a44 | 20aadc24-a391-41cf-b340-3e4529f44bde | 93a60a56-a3c8-11da-a746-0800200b9a66
2-Aminoanthraquinone | 117-79-3 | 117793 | 117793 | C14H9NO2 |  | Mass | kg | emission | ground | https://ofmpub.epa.gov/sor_internet/registry/substreg/searchandretrieve/substancesearch/search.do?details=displayDetails&selectedSubstanceId=47112 | 1 | Chemicals | d2bafc6d-a9d4-348f-8548-038ab9589aa2 | 9499238e-b0eb-35da-aef1-9114f54a0a44 | 20aadc24-a391-41cf-b340-3e4529f44bde | 93a60a56-a3c8-11da-a746-0800200b9a66
Dichlone | 117-80-6 | 117806 | 117806 | C10H4Cl2O2 |  | Mass | kg | emission | ground | https://ofmpub.epa.gov/sor_internet/registry/substreg/searchandretrieve/substancesearch/search.do?details=displayDetails&selectedSubstanceId=47111 | 1 | Chemicals | ef684bf8-645b-3d58-94ec-00e7c8d60ee4 | 9499238e-b0eb-35da-aef1-9114f54a0a44 | 20aadc24-a391-41cf-b340-3e4529f44bde | 93a60a56-a3c8-11da-a746-0800200b9a66
Di(2-ethylhexyl) phthalate | 117-81-7 | 117817 | 117817 | C24H38O4 |  | Mass | kg | emission | ground | https://ofmpub.epa.gov/sor_internet/registry/substreg/searchandretrieve/substancesearch/search.do?details=displayDetails&selectedSubstanceId=95501 | 1 | Chemicals | 62ad500a-fc9e-37a2-ad69-e440130531dd | 9499238e-b0eb-35da-aef1-9114f54a0a44 | 20aadc24-a391-41cf-b340-3e4529f44bde | 93a60a56-a3c8-11da-a746-0800200b9a66
Di-n-octyl phthalate | 117-84-0 | 117840 | 117840 | C24H38O4 |  | Mass | kg | emission | ground | https://ofmpub.epa.gov/sor_internet/registry/substreg/searchandretrieve/substancesearch/search.do?details=displayDetails&selectedSubstanceId=47109 | 1 | Chemicals | f3377fca-3e3e-3f97-90b9-46908493eea1 | 9499238e-b0eb-35da-aef1-9114f54a0a44 | 20aadc24-a391-41cf-b340-3e4529f44bde | 93a60a56-a3c8-11da-a746-0800200b9a66
1-Naphthalenamine, N-ethyl- | 118-44-5 | 118445 | 118445 | C12H13N |  | Mass | kg | emission | ground | https://ofmpub.epa.gov/sor_internet/registry/substreg/searchandretrieve/substancesearch/search.do?details=displayDetails&selectedSubstanceId=47090 | 1 | Chemicals | dda4e511-6dc1-39b1-a193-3f86b9e7db84 | 9499238e-b0eb-35da-aef1-9114f54a0a44 | 20aadc24-a391-41cf-b340-3e4529f44bde | 93a60a56-a3c8-11da-a746-0800200b9a66
2H-3,1-Benzoxazine-2,4(1H)-dione | 118-48-9 | 118489 | 118489 | C8H5NO3 |  | Mass | kg | emission | ground | https://ofmpub.epa.gov/sor_internet/registry/substreg/searchandretrieve/substancesearch/search.do?details=displayDetails&selectedSubstanceId=95488 | 1 | Chemicals | 4b00f62b-ed60-3498-8f9c-4cc9f5cde3bf | 9499238e-b0eb-35da-aef1-9114f54a0a44 | 20aadc24-a391-41cf-b340-3e4529f44bde | 93a60a56-a3c8-11da-a746-0800200b9a66
Phenyl salicylate | 118-55-8 | 118558 | 118558 | C13H10O3 |  | Mass | kg | emission | ground | https://ofmpub.epa.gov/sor_internet/registry/substreg/searchandretrieve/substancesearch/search.do?details=displayDetails&selectedSubstanceId=47086 | 1 | Chemicals | fd160017-ae5b-3003-b39e-14203d73ddb5 | 9499238e-b0eb-35da-aef1-9114f54a0a44 | 20aadc24-a391-41cf-b340-3e4529f44bde | 93a60a56-a3c8-11da-a746-0800200b9a66
Ethyl salicylate | 118-61-6 | 118616 | 118616 | C9H10O3 |  | Mass | kg | emission | ground | https://ofmpub.epa.gov/sor_internet/registry/substreg/searchandretrieve/substancesearch/search.do?details=displayDetails&selectedSubstanceId=95483 | 1 | Chemicals | 05db1a50-1529-3c91-b910-77fb729ce415 | 9499238e-b0eb-35da-aef1-9114f54a0a44 | 20aadc24-a391-41cf-b340-3e4529f44bde | 93a60a56-a3c8-11da-a746-0800200b9a66
Hexachlorobenzene | 118-74-1 | 118741 | 118741 | C6Cl6 |  | Mass | kg | emission | ground | https://ofmpub.epa.gov/sor_internet/registry/substreg/searchandretrieve/substancesearch/search.do?details=displayDetails&selectedSubstanceId=95480 | 1 | Chemicals | 389097be-c932-3d26-840f-f94da5f1c97a | 9499238e-b0eb-35da-aef1-9114f54a0a44 | 20aadc24-a391-41cf-b340-3e4529f44bde | 93a60a56-a3c8-11da-a746-0800200b9a66
Chloranil | 118-75-2 | 118752 | 118752 | C6Cl4O2 |  | Mass | kg | emission | ground | https://ofmpub.epa.gov/sor_internet/registry/substreg/searchandretrieve/substancesearch/search.do?details=displayDetails&selectedSubstanceId=47080 | 1 | Chemicals | 222f29b3-41e6-3c1a-90ec-e74792f4d9d8 | 9499238e-b0eb-35da-aef1-9114f54a0a44 | 20aadc24-a391-41cf-b340-3e4529f44bde | 93a60a56-a3c8-11da-a746-0800200b9a66
2,4,6-Tribromophenol | 118-79-6 | 118796 | 118796 | C6H3Br3O |  | Mass | kg | emission | ground | https://ofmpub.epa.gov/sor_internet/registry/substreg/searchandretrieve/substancesearch/search.do?details=displayDetails&selectedSubstanceId=47078 | 1 | Chemicals | a881b5e7-edba-3386-b766-9284c7a10653 | 9499238e-b0eb-35da-aef1-9114f54a0a44 | 20aadc24-a391-41cf-b340-3e4529f44bde | 93a60a56-a3c8-11da-a746-0800200b9a66
Isopropyl-4,6-dinitrophenol | 118-95-6 | 118956 | 118956 | C9H10N2O5 |  | Mass | kg | emission | ground | https://ofmpub.epa.gov/sor_internet/registry/substreg/searchandretrieve/substancesearch/search.do?details=displayDetails&selectedSubstanceId=76692 | 1 | Chemicals | 397334d5-245b-35c0-897d-858f322a3fb4 | 9499238e-b0eb-35da-aef1-9114f54a0a44 | 20aadc24-a391-41cf-b340-3e4529f44bde | 93a60a56-a3c8-11da-a746-0800200b9a66
Trinitrotoluene | 118-96-7 | 118967 | 118967 | C7H5N3O6 |  | Mass | kg | emission | ground | https://ofmpub.epa.gov/sor_internet/registry/substreg/searchandretrieve/substancesearch/search.do?details=displayDetails&selectedSubstanceId=47073 | 1 | Chemicals | 6fe1c30a-d2d7-3394-943f-a55ded60f80e | 9499238e-b0eb-35da-aef1-9114f54a0a44 | 20aadc24-a391-41cf-b340-3e4529f44bde | 93a60a56-a3c8-11da-a746-0800200b9a66
Pyridaphenthion | 119-12-0 | 119120 | 119120 | C14H17N2O4PS |  | Mass | kg | emission | ground | https://ofmpub.epa.gov/sor_internet/registry/substreg/searchandretrieve/substancesearch/search.do?details=displayDetails&selectedSubstanceId=76746 | 1 | Chemicals | bcd470e3-4fa5-3d2b-82a7-b1d87fe39e8e | 9499238e-b0eb-35da-aef1-9114f54a0a44 | 20aadc24-a391-41cf-b340-3e4529f44bde | 93a60a56-a3c8-11da-a746-0800200b9a66
Sodium tetradecyl sulfate | 1191-50-0 | 1191500 | 1191500 | C14H29NaO4S |  | Mass | kg | emission | ground | https://ofmpub.epa.gov/sor_internet/registry/substreg/searchandretrieve/substancesearch/search.do?details=displayDetails&selectedSubstanceId=43372 | 1 | Chemicals | a1eb9ed9-3c87-3fa7-a913-09ea83719c2d | 9499238e-b0eb-35da-aef1-9114f54a0a44 | 20aadc24-a391-41cf-b340-3e4529f44bde | 93a60a56-a3c8-11da-a746-0800200b9a66
Cyclopentanone, oxime | 1192-28-5 | 1192285 | 1192285 | C5H9NO |  | Mass | kg | emission | ground | https://ofmpub.epa.gov/sor_internet/registry/substreg/searchandretrieve/substancesearch/search.do?details=displayDetails&selectedSubstanceId=95237 | 1 | Chemicals | 766cf737-52ec-3f78-9dbf-24f3917852fe | 9499238e-b0eb-35da-aef1-9114f54a0a44 | 20aadc24-a391-41cf-b340-3e4529f44bde | 93a60a56-a3c8-11da-a746-0800200b9a66
4-Methyl-3-nitroaniline | 119-32-4 | 119324 | 119324 | C7H8N2O2 |  | Mass | kg | emission | ground | https://ofmpub.epa.gov/sor_internet/registry/substreg/searchandretrieve/substancesearch/search.do?details=displayDetails&selectedSubstanceId=47065 | 1 | Chemicals | eee6969c-358b-30e3-8f7a-75e1c01ac491 | 9499238e-b0eb-35da-aef1-9114f54a0a44 | 20aadc24-a391-41cf-b340-3e4529f44bde | 93a60a56-a3c8-11da-a746-0800200b9a66
2-Nitro-p-cresol | 119-33-5 | 119335 | 119335 | C7H7NO3 |  | Mass | kg | emission | ground | https://ofmpub.epa.gov/sor_internet/registry/substreg/searchandretrieve/substancesearch/search.do?details=displayDetails&selectedSubstanceId=47064 | 1 | Chemicals | 73c83300-b8d0-3db5-85f4-2d791578325a | 9499238e-b0eb-35da-aef1-9114f54a0a44 | 20aadc24-a391-41cf-b340-3e4529f44bde | 93a60a56-a3c8-11da-a746-0800200b9a66
4-Amino-2-nitrophenol | 119-34-6 | 119346 | 119346 | C6H6N2O3 |  | Mass | kg | emission | ground | https://ofmpub.epa.gov/sor_internet/registry/substreg/searchandretrieve/substancesearch/search.do?details=displayDetails&selectedSubstanceId=95233 | 1 | Chemicals | f0ccd8af-800a-38b7-8774-760fe739bbca | 9499238e-b0eb-35da-aef1-9114f54a0a44 | 20aadc24-a391-41cf-b340-3e4529f44bde | 93a60a56-a3c8-11da-a746-0800200b9a66
Isolane | 119-38-0 | 119380 | 119380 | C10H17N3O2 |  | Mass | kg | emission | ground | https://ofmpub.epa.gov/sor_internet/registry/substreg/searchandretrieve/substancesearch/search.do?details=displayDetails&selectedSubstanceId=47062 | 1 | Chemicals | 52f54ef6-0bda-32df-9bb6-ace3cd5a8417 | 9499238e-b0eb-35da-aef1-9114f54a0a44 | 20aadc24-a391-41cf-b340-3e4529f44bde | 93a60a56-a3c8-11da-a746-0800200b9a66
4-Fluorobenzonitrile | 1194-02-1 | 1194021 | 1194021 | C7H4FN |  | Mass | kg | emission | ground | https://ofmpub.epa.gov/sor_internet/registry/substreg/searchandretrieve/substancesearch/search.do?details=displayDetails&selectedSubstanceId=43355 | 1 | Chemicals | 938f44f1-32d8-39ae-a4ea-d7e194c53c5b | 9499238e-b0eb-35da-aef1-9114f54a0a44 | 20aadc24-a391-41cf-b340-3e4529f44bde | 93a60a56-a3c8-11da-a746-0800200b9a66
Difenoconazole | 119446-68-3 | 119446683 | 119446683 | C19H17Cl2N3O3 |  | Mass | kg | emission | ground | https://ofmpub.epa.gov/sor_internet/registry/substreg/searchandretrieve/substancesearch/search.do?details=displayDetails&selectedSubstanceId=84274 | 1 | Chemicals | c019596c-2ecb-3811-972d-a257633d2bce | 9499238e-b0eb-35da-aef1-9114f54a0a44 | 20aadc24-a391-41cf-b340-3e4529f44bde | 93a60a56-a3c8-11da-a746-0800200b9a66
Dichlobenil | 1194-65-6 | 1194656 | 1194656 | C7H3Cl2N |  | Mass | kg | emission | ground | https://ofmpub.epa.gov/sor_internet/registry/substreg/searchandretrieve/substancesearch/search.do?details=displayDetails&selectedSubstanceId=43354 | 1 | Chemicals | ae55e104-a946-3d78-9bb5-5d65b2280a80 | 9499238e-b0eb-35da-aef1-9114f54a0a44 | 20aadc24-a391-41cf-b340-3e4529f44bde | 93a60a56-a3c8-11da-a746-0800200b9a66
Benzophenone | 119-61-9 | 119619 | 119619 | C13H10O |  | Mass | kg | emission | ground | https://ofmpub.epa.gov/sor_internet/registry/substreg/searchandretrieve/substancesearch/search.do?details=displayDetails&selectedSubstanceId=47055 | 1 | Chemicals | 9c2c7999-2f70-3e0a-bbc4-2a1ecd960f55 | 9499238e-b0eb-35da-aef1-9114f54a0a44 | 20aadc24-a391-41cf-b340-3e4529f44bde | 93a60a56-a3c8-11da-a746-0800200b9a66
1,2,3,4-Tetrahydronaphthalene | 119-64-2 | 119642 | 119642 | C10H12 |  | Mass | kg | emission | ground | https://ofmpub.epa.gov/sor_internet/registry/substreg/searchandretrieve/substancesearch/search.do?details=displayDetails&selectedSubstanceId=95226 | 1 | Chemicals | 99fc1c86-10ef-3671-99fe-463ca3541f12 | 9499238e-b0eb-35da-aef1-9114f54a0a44 | 20aadc24-a391-41cf-b340-3e4529f44bde | 93a60a56-a3c8-11da-a746-0800200b9a66
Isoquinoline | 119-65-3 | 119653 | 119653 | C9H7N |  | Mass | kg | emission | ground | https://ofmpub.epa.gov/sor_internet/registry/substreg/searchandretrieve/substancesearch/search.do?details=displayDetails&selectedSubstanceId=47053 | 1 | Chemicals | b99ab14e-af81-3fe0-844f-0737f99866fa | 9499238e-b0eb-35da-aef1-9114f54a0a44 | 20aadc24-a391-41cf-b340-3e4529f44bde | 93a60a56-a3c8-11da-a746-0800200b9a66
3,4-Dihydrocoumarin | 119-84-6 | 119846 | 119846 | C9H8O2 |  | Mass | kg | emission | ground | https://ofmpub.epa.gov/sor_internet/registry/substreg/searchandretrieve/substancesearch/search.do?details=displayDetails&selectedSubstanceId=47041 | 1 | Chemicals | 362c1bfa-e05b-3c04-a866-651ac4a1fb20 | 9499238e-b0eb-35da-aef1-9114f54a0a44 | 20aadc24-a391-41cf-b340-3e4529f44bde | 93a60a56-a3c8-11da-a746-0800200b9a66
Tetrachlorocatechol | 1198-55-6 | 1198556 | 1198556 | C6H2Cl4O2 |  | Mass | kg | emission | ground | https://ofmpub.epa.gov/sor_internet/registry/substreg/searchandretrieve/substancesearch/search.do?details=displayDetails&selectedSubstanceId=95220 | 1 | Chemicals | ee467886-315b-3d3f-8d9a-d7e0a42b6e55 | 9499238e-b0eb-35da-aef1-9114f54a0a44 | 20aadc24-a391-41cf-b340-3e4529f44bde | 93a60a56-a3c8-11da-a746-0800200b9a66
3,3'-Dimethylbenzidine | 119-93-7 | 119937 | 119937 | C14H16N2 |  | Mass | kg | emission | ground | https://ofmpub.epa.gov/sor_internet/registry/substreg/searchandretrieve/substancesearch/search.do?details=displayDetails&selectedSubstanceId=95217 | 1 | Chemicals | d8965233-c434-398b-a3b6-3671120494b3 | 9499238e-b0eb-35da-aef1-9114f54a0a44 | 20aadc24-a391-41cf-b340-3e4529f44bde | 93a60a56-a3c8-11da-a746-0800200b9a66
Trichlorobenzene | 12002-48-1 | 12002481 | 12002481 | - |  | Mass | kg | emission | ground | https://ofmpub.epa.gov/sor_internet/registry/substreg/searchandretrieve/substancesearch/search.do?details=displayDetails&selectedSubstanceId=62297 | 1 | Chemicals | 8dc3cbd0-1ed7-3ffd-bde4-a96bc63a626e | 9499238e-b0eb-35da-aef1-9114f54a0a44 | 20aadc24-a391-41cf-b340-3e4529f44bde | 93a60a56-a3c8-11da-a746-0800200b9a66
Trimedlure | 12002-53-8 | 12002538 | 12002538 | - |  | Mass | kg | emission | ground | https://ofmpub.epa.gov/sor_internet/registry/substreg/searchandretrieve/substancesearch/search.do?details=displayDetails&selectedSubstanceId=62295 | 1 | Chemicals | febdebad-5258-3726-9f4b-5af32dfda974 | 9499238e-b0eb-35da-aef1-9114f54a0a44 | 20aadc24-a391-41cf-b340-3e4529f44bde | 93a60a56-a3c8-11da-a746-0800200b9a66
Fipronil | 120068-37-3 | 120068373 | 120068373 | C12H4Cl2F6N4OS |  | Mass | kg | emission | ground | https://ofmpub.epa.gov/sor_internet/registry/substreg/searchandretrieve/substancesearch/search.do?details=displayDetails&selectedSubstanceId=84178 | 1 | Chemicals | f18d4eda-98db-3d3c-9834-90f887e546a9 | 9499238e-b0eb-35da-aef1-9114f54a0a44 | 20aadc24-a391-41cf-b340-3e4529f44bde | 93a60a56-a3c8-11da-a746-0800200b9a66
N-Phenyldiethanolamine | 120-07-0 | 120070 | 120070 | C10H15NO2 |  | Mass | kg | emission | ground | https://ofmpub.epa.gov/sor_internet/registry/substreg/searchandretrieve/substancesearch/search.do?details=displayDetails&selectedSubstanceId=95214 | 1 | Chemicals | 40f8e278-03a8-33c6-950b-d138afb5b7a7 | 9499238e-b0eb-35da-aef1-9114f54a0a44 | 20aadc24-a391-41cf-b340-3e4529f44bde | 93a60a56-a3c8-11da-a746-0800200b9a66
Cyazofamid | 120116-88-3 | 120116883 | 120116883 | C13H13ClN4O2S |  | Mass | kg | emission | ground | https://ofmpub.epa.gov/sor_internet/registry/substreg/searchandretrieve/substancesearch/search.do?details=displayDetails&selectedSubstanceId=76909 | 1 | Chemicals | c8fa820e-6077-3a5f-8de6-613c10d14b41 | 9499238e-b0eb-35da-aef1-9114f54a0a44 | 20aadc24-a391-41cf-b340-3e4529f44bde | 93a60a56-a3c8-11da-a746-0800200b9a66
Anthracene | 120-12-7 | 120127 | 120127 | C14H10 |  | Mass | kg | emission | ground | https://ofmpub.epa.gov/sor_internet/registry/substreg/searchandretrieve/substancesearch/search.do?details=displayDetails&selectedSubstanceId=95212 | 1 | Chemicals | eaa037c1-ab51-368b-b731-4b07164a0190 | 9499238e-b0eb-35da-aef1-9114f54a0a44 | 20aadc24-a391-41cf-b340-3e4529f44bde | 93a60a56-a3c8-11da-a746-0800200b9a66
2-Naphthalenesulfonic acid | 120-18-3 | 120183 | 120183 | C10H8O3S |  | Mass | kg | emission | ground | https://ofmpub.epa.gov/sor_internet/registry/substreg/searchandretrieve/substancesearch/search.do?details=displayDetails&selectedSubstanceId=95211 | 1 | Chemicals | de61a82e-e8b9-3bd4-89f3-eb66a0406c92 | 9499238e-b0eb-35da-aef1-9114f54a0a44 | 20aadc24-a391-41cf-b340-3e4529f44bde | 93a60a56-a3c8-11da-a746-0800200b9a66
o-Benzyl-p-chlorophenol | 120-32-1 | 120321 | 120321 | C13H11ClO |  | Mass | kg | emission | ground | https://ofmpub.epa.gov/sor_internet/registry/substreg/searchandretrieve/substancesearch/search.do?details=displayDetails&selectedSubstanceId=95207 | 1 | Chemicals | a1d8c749-5bc1-3f67-9e17-6e30227c6bad | 9499238e-b0eb-35da-aef1-9114f54a0a44 | 20aadc24-a391-41cf-b340-3e4529f44bde | 93a60a56-a3c8-11da-a746-0800200b9a66
Dichlorprop | 120-36-5 | 120365 | 120365 | C9H8Cl2O3 |  | Mass | kg | emission | ground | https://ofmpub.epa.gov/sor_internet/registry/substreg/searchandretrieve/substancesearch/search.do?details=displayDetails&selectedSubstanceId=47026 | 1 | Chemicals | 3d7f52e1-6265-35fa-9fd5-dd4a24ec24df | 9499238e-b0eb-35da-aef1-9114f54a0a44 | 20aadc24-a391-41cf-b340-3e4529f44bde | 93a60a56-a3c8-11da-a746-0800200b9a66
2-Bromo-2',5'-dimethoxyacetophenone | 1204-21-3 | 1204213 | 1204213 | C10H11BrO3 |  | Mass | kg | emission | ground | https://ofmpub.epa.gov/sor_internet/registry/substreg/searchandretrieve/substancesearch/search.do?details=displayDetails&selectedSubstanceId=76682 | 1 | Chemicals | 2de276c1-43a6-3c4a-a4e0-47c298b88a04 | 9499238e-b0eb-35da-aef1-9114f54a0a44 | 20aadc24-a391-41cf-b340-3e4529f44bde | 93a60a56-a3c8-11da-a746-0800200b9a66
Benzyl benzoate | 120-51-4 | 120514 | 120514 | C14H12O2 |  | Mass | kg | emission | ground | https://ofmpub.epa.gov/sor_internet/registry/substreg/searchandretrieve/substancesearch/search.do?details=displayDetails&selectedSubstanceId=47020 | 1 | Chemicals | 314fad65-1fda-33d3-8aee-a39e2cf9c67e | 9499238e-b0eb-35da-aef1-9114f54a0a44 | 20aadc24-a391-41cf-b340-3e4529f44bde | 93a60a56-a3c8-11da-a746-0800200b9a66
Dimethyl terephthalate | 120-61-6 | 120616 | 120616 | C10H10O4 |  | Mass | kg | emission | ground | https://ofmpub.epa.gov/sor_internet/registry/substreg/searchandretrieve/substancesearch/search.do?details=displayDetails&selectedSubstanceId=94940 | 1 | Chemicals | d7e9eafb-8325-3532-a6d8-946f8d4d2ce3 | 9499238e-b0eb-35da-aef1-9114f54a0a44 | 20aadc24-a391-41cf-b340-3e4529f44bde | 93a60a56-a3c8-11da-a746-0800200b9a66
Piperonyl sulfoxide | 120-62-7 | 120627 | 120627 | C18H28O3S |  | Mass | kg | emission | ground | https://ofmpub.epa.gov/sor_internet/registry/substreg/searchandretrieve/substancesearch/search.do?details=displayDetails&selectedSubstanceId=47015 | 1 | Chemicals | 83542894-caf4-3970-b3ac-d112ea8313f1 | 9499238e-b0eb-35da-aef1-9114f54a0a44 | 20aadc24-a391-41cf-b340-3e4529f44bde | 93a60a56-a3c8-11da-a746-0800200b9a66
p-Cresidine | 120-71-8 | 120718 | 120718 | C8H11NO |  | Mass | kg | emission | ground | https://ofmpub.epa.gov/sor_internet/registry/substreg/searchandretrieve/substancesearch/search.do?details=displayDetails&selectedSubstanceId=47012 | 1 | Chemicals | 932c0c37-7aea-3105-b98a-1b6cc256e2cc | 9499238e-b0eb-35da-aef1-9114f54a0a44 | 20aadc24-a391-41cf-b340-3e4529f44bde | 93a60a56-a3c8-11da-a746-0800200b9a66
Propineb | 12071-83-9 | 12071839 | 12071839 | C5H8N2S4Zn |  | Mass | kg | emission | ground | https://ofmpub.epa.gov/sor_internet/registry/substreg/searchandretrieve/substancesearch/search.do?details=displayDetails&selectedSubstanceId=77394 | 1 | Chemicals | 5b9053ac-e485-3ed4-a16d-773149a5185e | 9499238e-b0eb-35da-aef1-9114f54a0a44 | 20aadc24-a391-41cf-b340-3e4529f44bde | 93a60a56-a3c8-11da-a746-0800200b9a66
Indole | 120-72-9 | 120729 | 120729 | C8H7N |  | Mass | kg | emission | ground | https://ofmpub.epa.gov/sor_internet/registry/substreg/searchandretrieve/substancesearch/search.do?details=displayDetails&selectedSubstanceId=94937 | 1 | Chemicals | 890bb3c8-6579-3304-9fde-fd808d4f7dfb | 9499238e-b0eb-35da-aef1-9114f54a0a44 | 20aadc24-a391-41cf-b340-3e4529f44bde | 93a60a56-a3c8-11da-a746-0800200b9a66
Catechol | 120-80-9 | 120809 | 120809 | C6H6O2 |  | Mass | kg | emission | ground | https://ofmpub.epa.gov/sor_internet/registry/substreg/searchandretrieve/substancesearch/search.do?details=displayDetails&selectedSubstanceId=47008 | 1 | Chemicals | c4a6ef86-ee8b-3535-b406-1569a4e4a7ef | 9499238e-b0eb-35da-aef1-9114f54a0a44 | 20aadc24-a391-41cf-b340-3e4529f44bde | 93a60a56-a3c8-11da-a746-0800200b9a66
1,2,4-Trichlorobenzene | 120-82-1 | 120821 | 120821 | C6H3Cl3 |  | Mass | kg | emission | ground | https://ofmpub.epa.gov/sor_internet/registry/substreg/searchandretrieve/substancesearch/search.do?details=displayDetails&selectedSubstanceId=47007 | 1 | Chemicals | 665660c3-ed93-3de7-b5ee-b021c4a1c55e | 9499238e-b0eb-35da-aef1-9114f54a0a44 | 20aadc24-a391-41cf-b340-3e4529f44bde | 93a60a56-a3c8-11da-a746-0800200b9a66
2,4-Dichlorophenol | 120-83-2 | 120832 | 120832 | C6H4Cl2O |  | Mass | kg | emission | ground | https://ofmpub.epa.gov/sor_internet/registry/substreg/searchandretrieve/substancesearch/search.do?details=displayDetails&selectedSubstanceId=94933 | 1 | Chemicals | 6d620348-304a-3eed-84f1-bf13b4a0e060 | 9499238e-b0eb-35da-aef1-9114f54a0a44 | 20aadc24-a391-41cf-b340-3e4529f44bde | 93a60a56-a3c8-11da-a746-0800200b9a66
Cyclopentanone | 120-92-3 | 120923 | 120923 | C5H8O |  | Mass | kg | emission | ground | https://ofmpub.epa.gov/sor_internet/registry/substreg/searchandretrieve/substancesearch/search.do?details=displayDetails&selectedSubstanceId=47004 | 1 | Chemicals | aadc74e5-2753-3ebd-b97f-b2e6a48f2490 | 9499238e-b0eb-35da-aef1-9114f54a0a44 | 20aadc24-a391-41cf-b340-3e4529f44bde | 93a60a56-a3c8-11da-a746-0800200b9a66
2-Imidazolidinone | 120-93-4 | 120934 | 120934 | C3H6N2O |  | Mass | kg | emission | ground | https://ofmpub.epa.gov/sor_internet/registry/substreg/searchandretrieve/substancesearch/search.do?details=displayDetails&selectedSubstanceId=47003 | 1 | Chemicals | 9840f545-7e7f-3ae9-946e-113cc155c559 | 9499238e-b0eb-35da-aef1-9114f54a0a44 | 20aadc24-a391-41cf-b340-3e4529f44bde | 93a60a56-a3c8-11da-a746-0800200b9a66
N-Methylpyrrolidine | 120-94-5 | 120945 | 120945 | C5H11N |  | Mass | kg | emission | ground | https://ofmpub.epa.gov/sor_internet/registry/substreg/searchandretrieve/substancesearch/search.do?details=displayDetails&selectedSubstanceId=47002 | 1 | Chemicals | 1066d7fe-8062-3c48-b7bc-7fa00899ecac | 9499238e-b0eb-35da-aef1-9114f54a0a44 | 20aadc24-a391-41cf-b340-3e4529f44bde | 93a60a56-a3c8-11da-a746-0800200b9a66
2,4-Dinitrotoluene | 121-14-2 | 121142 | 121142 | C7H6N2O4 |  | Mass | kg | emission | ground | https://ofmpub.epa.gov/sor_internet/registry/substreg/searchandretrieve/substancesearch/search.do?details=displayDetails&selectedSubstanceId=46998 | 1 | Chemicals | 42e88b45-0c9a-3999-b4e4-7af160470577 | 9499238e-b0eb-35da-aef1-9114f54a0a44 | 20aadc24-a391-41cf-b340-3e4529f44bde | 93a60a56-a3c8-11da-a746-0800200b9a66
Pyrethrin I | 121-21-1 | 121211 | 121211 | C21H28O3 |  | Mass | kg | emission | ground | https://ofmpub.epa.gov/sor_internet/registry/substreg/searchandretrieve/substancesearch/search.do?details=displayDetails&selectedSubstanceId=46995 | 1 | Chemicals | 719dd9f7-e129-388e-a2d9-3a7b149e3e1a | 9499238e-b0eb-35da-aef1-9114f54a0a44 | 20aadc24-a391-41cf-b340-3e4529f44bde | 93a60a56-a3c8-11da-a746-0800200b9a66
Zineb | 12122-67-7 | 12122677 | 12122677 | C4H6N2S4Zn |  | Mass | kg | emission | ground | https://ofmpub.epa.gov/sor_internet/registry/substreg/searchandretrieve/substancesearch/search.do?details=displayDetails&selectedSubstanceId=60385 | 1 | Chemicals | fd68b492-d09b-3daa-8862-b97234855e97 | 9499238e-b0eb-35da-aef1-9114f54a0a44 | 20aadc24-a391-41cf-b340-3e4529f44bde | 93a60a56-a3c8-11da-a746-0800200b9a66
Amprolium | 121-25-5 | 121255 | 121255 | - |  | Mass | kg | emission | ground | https://ofmpub.epa.gov/sor_internet/registry/substreg/searchandretrieve/substancesearch/search.do?details=displayDetails&selectedSubstanceId=76672 | 1 | Chemicals | d016ac84-0450-3f55-92e8-7b75bb7d5206 | 9499238e-b0eb-35da-aef1-9114f54a0a44 | 20aadc24-a391-41cf-b340-3e4529f44bde | 93a60a56-a3c8-11da-a746-0800200b9a66
Pyrethrin II | 121-29-9 | 121299 | 121299 | C22H28O5 |  | Mass | kg | emission | ground | https://ofmpub.epa.gov/sor_internet/registry/substreg/searchandretrieve/substancesearch/search.do?details=displayDetails&selectedSubstanceId=46993 | 1 | Chemicals | f265bca1-e1bb-3d87-a671-2deb3154c0ea | 9499238e-b0eb-35da-aef1-9114f54a0a44 | 20aadc24-a391-41cf-b340-3e4529f44bde | 93a60a56-a3c8-11da-a746-0800200b9a66
Ethyl vanillin | 121-32-4 | 121324 | 121324 | C9H10O3 |  | Mass | kg | emission | ground | https://ofmpub.epa.gov/sor_internet/registry/substreg/searchandretrieve/substancesearch/search.do?details=displayDetails&selectedSubstanceId=46991 | 1 | Chemicals | ff5f38f5-3ca5-3169-af53-4370f24cd2cf | 9499238e-b0eb-35da-aef1-9114f54a0a44 | 20aadc24-a391-41cf-b340-3e4529f44bde | 93a60a56-a3c8-11da-a746-0800200b9a66
Vanillin | 121-33-5 | 121335 | 121335 | C8H8O3 |  | Mass | kg | emission | ground | https://ofmpub.epa.gov/sor_internet/registry/substreg/searchandretrieve/substancesearch/search.do?details=displayDetails&selectedSubstanceId=46990 | 1 | Chemicals | 07253f5f-09ae-3388-980c-20dc61c780e3 | 9499238e-b0eb-35da-aef1-9114f54a0a44 | 20aadc24-a391-41cf-b340-3e4529f44bde | 93a60a56-a3c8-11da-a746-0800200b9a66
Vanillic acid | 121-34-6 | 121346 | 121346 | C8H8O4 |  | Mass | kg | emission | ground | https://ofmpub.epa.gov/sor_internet/registry/substreg/searchandretrieve/substancesearch/search.do?details=displayDetails&selectedSubstanceId=46989 | 1 | Chemicals | 7eaaf27e-2b2e-3273-a42f-386f9afac39c | 9499238e-b0eb-35da-aef1-9114f54a0a44 | 20aadc24-a391-41cf-b340-3e4529f44bde | 93a60a56-a3c8-11da-a746-0800200b9a66
N-Benzyladenine | 1214-39-7 | 1214397 | 1214397 | C12H11N5 |  | Mass | kg | emission | ground | https://ofmpub.epa.gov/sor_internet/registry/substreg/searchandretrieve/substancesearch/search.do?details=displayDetails&selectedSubstanceId=94915 | 1 | Chemicals | 4656d236-7558-3b0e-9a6f-021106cbbc71 | 9499238e-b0eb-35da-aef1-9114f54a0a44 | 20aadc24-a391-41cf-b340-3e4529f44bde | 93a60a56-a3c8-11da-a746-0800200b9a66
Triethylamine | 121-44-8 | 121448 | 121448 | C6H15N |  | Mass | kg | emission | ground | https://ofmpub.epa.gov/sor_internet/registry/substreg/searchandretrieve/substancesearch/search.do?details=displayDetails&selectedSubstanceId=46986 | 1 | Chemicals | 35c0c998-74b5-3d54-a158-52876a505bb4 | 9499238e-b0eb-35da-aef1-9114f54a0a44 | 20aadc24-a391-41cf-b340-3e4529f44bde | 93a60a56-a3c8-11da-a746-0800200b9a66
2,5-Norbornadiene | 121-46-0 | 121460 | 121460 | C7H8 |  | Mass | kg | emission | ground | https://ofmpub.epa.gov/sor_internet/registry/substreg/searchandretrieve/substancesearch/search.do?details=displayDetails&selectedSubstanceId=46984 | 1 | Chemicals | a35ea722-fc7f-32af-aeba-4d877b988450 | 9499238e-b0eb-35da-aef1-9114f54a0a44 | 20aadc24-a391-41cf-b340-3e4529f44bde | 93a60a56-a3c8-11da-a746-0800200b9a66
Benzethonium chloride | 121-54-0 | 121540 | 121540 | C27H42ClNO2 |  | Mass | kg | emission | ground | https://ofmpub.epa.gov/sor_internet/registry/substreg/searchandretrieve/substancesearch/search.do?details=displayDetails&selectedSubstanceId=94913 | 1 | Chemicals | d1f9c3c4-e52e-35ec-9fcd-0d645741aba4 | 9499238e-b0eb-35da-aef1-9114f54a0a44 | 20aadc24-a391-41cf-b340-3e4529f44bde | 93a60a56-a3c8-11da-a746-0800200b9a66
Cyprodinil | 121552-61-2 | 121552612 | 121552612 | C14H15N3 |  | Mass | kg | emission | ground | https://ofmpub.epa.gov/sor_internet/registry/substreg/searchandretrieve/substancesearch/search.do?details=displayDetails&selectedSubstanceId=80779 | 1 | Chemicals | bdd75973-6087-3373-abeb-9dd0a1f5533d | 9499238e-b0eb-35da-aef1-9114f54a0a44 | 20aadc24-a391-41cf-b340-3e4529f44bde | 93a60a56-a3c8-11da-a746-0800200b9a66
Sulfanilic acid | 121-57-3 | 121573 | 121573 | C6H7NO3S |  | Mass | kg | emission | ground | https://ofmpub.epa.gov/sor_internet/registry/substreg/searchandretrieve/substancesearch/search.do?details=displayDetails&selectedSubstanceId=46978 | 1 | Chemicals | 72e02a04-89da-3451-9ea1-c6e9b2b0bf29 | 9499238e-b0eb-35da-aef1-9114f54a0a44 | 20aadc24-a391-41cf-b340-3e4529f44bde | 93a60a56-a3c8-11da-a746-0800200b9a66
2-Amino-5-nitrothiazole | 121-66-4 | 121664 | 121664 | C3H3N3O2S |  | Mass | kg | emission | ground | https://ofmpub.epa.gov/sor_internet/registry/substreg/searchandretrieve/substancesearch/search.do?details=displayDetails&selectedSubstanceId=46974 | 1 | Chemicals | 4fd26704-6c2a-3f7b-86c2-a1742492c272 | 9499238e-b0eb-35da-aef1-9114f54a0a44 | 20aadc24-a391-41cf-b340-3e4529f44bde | 93a60a56-a3c8-11da-a746-0800200b9a66
N,N-Dimethylaniline | 121-69-7 | 121697 | 121697 | C8H11N |  | Mass | kg | emission | ground | https://ofmpub.epa.gov/sor_internet/registry/substreg/searchandretrieve/substancesearch/search.do?details=displayDetails&selectedSubstanceId=94909 | 1 | Chemicals | ac158609-cc7a-3775-a4fb-d04d178d909e | 9499238e-b0eb-35da-aef1-9114f54a0a44 | 20aadc24-a391-41cf-b340-3e4529f44bde | 93a60a56-a3c8-11da-a746-0800200b9a66
m-Chloronitrobenzene | 121-73-3 | 121733 | 121733 | C6H4ClNO2 |  | Mass | kg | emission | ground | https://ofmpub.epa.gov/sor_internet/registry/substreg/searchandretrieve/substancesearch/search.do?details=displayDetails&selectedSubstanceId=94907 | 1 | Chemicals | 37f31ccb-5d31-3533-9544-16abfc77aaa7 | 9499238e-b0eb-35da-aef1-9114f54a0a44 | 20aadc24-a391-41cf-b340-3e4529f44bde | 93a60a56-a3c8-11da-a746-0800200b9a66
Malathion | 121-75-5 | 121755 | 121755 | C10H19O6PS2 |  | Mass | kg | emission | ground | https://ofmpub.epa.gov/sor_internet/registry/substreg/searchandretrieve/substancesearch/search.do?details=displayDetails&selectedSubstanceId=46970 | 1 | Chemicals | d1ecdd93-7ea0-31f2-b8ab-a890bddfad4e | 9499238e-b0eb-35da-aef1-9114f54a0a44 | 20aadc24-a391-41cf-b340-3e4529f44bde | 93a60a56-a3c8-11da-a746-0800200b9a66
Propyl gallate | 121-79-9 | 121799 | 121799 | C10H12O5 |  | Mass | kg | emission | ground | https://ofmpub.epa.gov/sor_internet/registry/substreg/searchandretrieve/substancesearch/search.do?details=displayDetails&selectedSubstanceId=94905 | 1 | Chemicals | e11d9a51-9a18-385a-b3b1-5273e320baa0 | 9499238e-b0eb-35da-aef1-9114f54a0a44 | 20aadc24-a391-41cf-b340-3e4529f44bde | 93a60a56-a3c8-11da-a746-0800200b9a66
Cyclonite | 121-82-4 | 121824 | 121824 | C3H6N6O6 |  | Mass | kg | emission | ground | https://ofmpub.epa.gov/sor_internet/registry/substreg/searchandretrieve/substancesearch/search.do?details=displayDetails&selectedSubstanceId=46969 | 1 | Chemicals | 7f08366b-fcc2-3d56-8a01-4d1bd3afe569 | 9499238e-b0eb-35da-aef1-9114f54a0a44 | 20aadc24-a391-41cf-b340-3e4529f44bde | 93a60a56-a3c8-11da-a746-0800200b9a66
2-Chloro-4-nitrotoluene | 121-86-8 | 121868 | 121868 | C7H6ClNO2 |  | Mass | kg | emission | ground | https://ofmpub.epa.gov/sor_internet/registry/substreg/searchandretrieve/substancesearch/search.do?details=displayDetails&selectedSubstanceId=94903 | 1 | Chemicals | ab961a3b-34d0-3361-8275-813a097ebc35 | 9499238e-b0eb-35da-aef1-9114f54a0a44 | 20aadc24-a391-41cf-b340-3e4529f44bde | 93a60a56-a3c8-11da-a746-0800200b9a66
2-Chloro-4-nitroaniline | 121-87-9 | 121879 | 121879 | C6H5ClN2O2 |  | Mass | kg | emission | ground | https://ofmpub.epa.gov/sor_internet/registry/substreg/searchandretrieve/substancesearch/search.do?details=displayDetails&selectedSubstanceId=46968 | 1 | Chemicals | 57fab69b-f207-35f8-a58a-53146bbc705a | 9499238e-b0eb-35da-aef1-9114f54a0a44 | 20aadc24-a391-41cf-b340-3e4529f44bde | 93a60a56-a3c8-11da-a746-0800200b9a66
2-Amino-5-nitrophenol | 121-88-0 | 121880 | 121880 | C6H6N2O3 |  | Mass | kg | emission | ground | https://ofmpub.epa.gov/sor_internet/registry/substreg/searchandretrieve/substancesearch/search.do?details=displayDetails&selectedSubstanceId=46967 | 1 | Chemicals | 96fc34e5-8483-3608-bff1-338985afa9a2 | 9499238e-b0eb-35da-aef1-9114f54a0a44 | 20aadc24-a391-41cf-b340-3e4529f44bde | 93a60a56-a3c8-11da-a746-0800200b9a66
Cyhalofop-butyl | 122008-85-9 | 122008859 | 122008859 | C20H20FNO4 |  | Mass | kg | emission | ground | https://ofmpub.epa.gov/sor_internet/registry/substreg/searchandretrieve/substancesearch/search.do?details=displayDetails&selectedSubstanceId=76904 | 1 | Chemicals | 2750a270-1444-3a11-aa56-de184b6b0589 | 9499238e-b0eb-35da-aef1-9114f54a0a44 | 20aadc24-a391-41cf-b340-3e4529f44bde | 93a60a56-a3c8-11da-a746-0800200b9a66
Cuminaldehyde | 122-03-2 | 122032 | 122032 | C10H12O |  | Mass | kg | emission | ground | https://ofmpub.epa.gov/sor_internet/registry/substreg/searchandretrieve/substancesearch/search.do?details=displayDetails&selectedSubstanceId=46960 | 1 | Chemicals | 4e8328b6-228c-390e-a97c-06b9e7dba240 | 9499238e-b0eb-35da-aef1-9114f54a0a44 | 20aadc24-a391-41cf-b340-3e4529f44bde | 93a60a56-a3c8-11da-a746-0800200b9a66
Dimethyl 3-hydroxyglutaconate dimethyl phosphate | 122-10-1 | 122101 | 122101 | C9H15O8P |  | Mass | kg | emission | ground | https://ofmpub.epa.gov/sor_internet/registry/substreg/searchandretrieve/substancesearch/search.do?details=displayDetails&selectedSubstanceId=46957 | 1 | Chemicals | cb5595e2-98d8-3a04-b3dc-9dbec5373459 | 9499238e-b0eb-35da-aef1-9114f54a0a44 | 20aadc24-a391-41cf-b340-3e4529f44bde | 93a60a56-a3c8-11da-a746-0800200b9a66
Fenitrothion | 122-14-5 | 122145 | 122145 | C9H12NO5PS |  | Mass | kg | emission | ground | https://ofmpub.epa.gov/sor_internet/registry/substreg/searchandretrieve/substancesearch/search.do?details=displayDetails&selectedSubstanceId=94895 | 1 | Chemicals | 2c27011d-537b-310b-b564-fb23bf6f3c13 | 9499238e-b0eb-35da-aef1-9114f54a0a44 | 20aadc24-a391-41cf-b340-3e4529f44bde | 93a60a56-a3c8-11da-a746-0800200b9a66
Simazine | 122-34-9 | 122349 | 122349 | C7H12ClN5 |  | Mass | kg | emission | ground | https://ofmpub.epa.gov/sor_internet/registry/substreg/searchandretrieve/substancesearch/search.do?details=displayDetails&selectedSubstanceId=94729 | 1 | Chemicals | 005d9315-c532-3124-a6e1-870c94b995fc | 9499238e-b0eb-35da-aef1-9114f54a0a44 | 20aadc24-a391-41cf-b340-3e4529f44bde | 93a60a56-a3c8-11da-a746-0800200b9a66
Diphenylamine | 122-39-4 | 122394 | 122394 | C12H11N |  | Mass | kg | emission | ground | https://ofmpub.epa.gov/sor_internet/registry/substreg/searchandretrieve/substancesearch/search.do?details=displayDetails&selectedSubstanceId=47259 | 1 | Chemicals | 94138750-40f5-3d03-af8b-ca5313f5e1ae | 9499238e-b0eb-35da-aef1-9114f54a0a44 | 20aadc24-a391-41cf-b340-3e4529f44bde | 93a60a56-a3c8-11da-a746-0800200b9a66
Propham | 122-42-9 | 122429 | 122429 | C10H13NO2 |  | Mass | kg | emission | ground | https://ofmpub.epa.gov/sor_internet/registry/substreg/searchandretrieve/substancesearch/search.do?details=displayDetails&selectedSubstanceId=94727 | 1 | Chemicals | 6ee7781c-0770-3e39-a90d-4a84370bae62 | 9499238e-b0eb-35da-aef1-9114f54a0a44 | 20aadc24-a391-41cf-b340-3e4529f44bde | 93a60a56-a3c8-11da-a746-0800200b9a66
Phenyl glycidyl ether | 122-60-1 | 122601 | 122601 | C9H10O2 |  | Mass | kg | emission | ground | https://ofmpub.epa.gov/sor_internet/registry/substreg/searchandretrieve/substancesearch/search.do?details=displayDetails&selectedSubstanceId=94722 | 1 | Chemicals | 39056b18-ade9-3a17-ac7f-65270a4338fe | 9499238e-b0eb-35da-aef1-9114f54a0a44 | 20aadc24-a391-41cf-b340-3e4529f44bde | 93a60a56-a3c8-11da-a746-0800200b9a66
1,2-Diphenylhydrazine | 122-66-7 | 122667 | 122667 | C12H12N2 |  | Mass | kg | emission | ground | https://ofmpub.epa.gov/sor_internet/registry/substreg/searchandretrieve/substancesearch/search.do?details=displayDetails&selectedSubstanceId=47248 | 1 | Chemicals | c93a2274-8f7d-3cb3-bc87-d49e18b0ba8c | 9499238e-b0eb-35da-aef1-9114f54a0a44 | 20aadc24-a391-41cf-b340-3e4529f44bde | 93a60a56-a3c8-11da-a746-0800200b9a66
Sulfentrazone | 122836-35-5 | 122836355 | 122836355 | C11H10Cl2F2N4O3S |  | Mass | kg | emission | ground | https://ofmpub.epa.gov/sor_internet/registry/substreg/searchandretrieve/substancesearch/search.do?details=displayDetails&selectedSubstanceId=85502 | 1 | Chemicals | 111caec6-1b01-3239-af16-e4d4ab235e65 | 9499238e-b0eb-35da-aef1-9114f54a0a44 | 20aadc24-a391-41cf-b340-3e4529f44bde | 93a60a56-a3c8-11da-a746-0800200b9a66
4-Chlorophenoxyacetic acid | 122-88-3 | 122883 | 122883 | C8H7ClO3 |  | Mass | kg | emission | ground | https://ofmpub.epa.gov/sor_internet/registry/substreg/searchandretrieve/substancesearch/search.do?details=displayDetails&selectedSubstanceId=94719 | 1 | Chemicals | 485df616-e682-3596-ad4e-51b3303264a9 | 9499238e-b0eb-35da-aef1-9114f54a0a44 | 20aadc24-a391-41cf-b340-3e4529f44bde | 93a60a56-a3c8-11da-a746-0800200b9a66
Rimsulfuron | 122931-48-0 | 122931480 | 122931480 | C14H17N5O7S2 |  | Mass | kg | emission | ground | https://ofmpub.epa.gov/sor_internet/registry/substreg/searchandretrieve/substancesearch/search.do?details=displayDetails&selectedSubstanceId=83165 | 1 | Chemicals | fdfb241c-87d4-3298-ba40-15779b90eeaf | 9499238e-b0eb-35da-aef1-9114f54a0a44 | 20aadc24-a391-41cf-b340-3e4529f44bde | 93a60a56-a3c8-11da-a746-0800200b9a66
Ethylene glycol monophenyl ether | 122-99-6 | 122996 | 122996 | C8H10O2 |  | Mass | kg | emission | ground | https://ofmpub.epa.gov/sor_internet/registry/substreg/searchandretrieve/substancesearch/search.do?details=displayDetails&selectedSubstanceId=47227 | 1 | Chemicals | 3fcb3415-0f8f-37aa-81a1-d11683941665 | 9499238e-b0eb-35da-aef1-9114f54a0a44 | 20aadc24-a391-41cf-b340-3e4529f44bde | 93a60a56-a3c8-11da-a746-0800200b9a66
Dodecylbenzene | 123-01-3 | 123013 | 123013 | C18H30 |  | Mass | kg | emission | ground | https://ofmpub.epa.gov/sor_internet/registry/substreg/searchandretrieve/substancesearch/search.do?details=displayDetails&selectedSubstanceId=94715 | 1 | Chemicals | 32cf2ae2-2cf7-3c2f-976d-14f8225fe70b | 9499238e-b0eb-35da-aef1-9114f54a0a44 | 20aadc24-a391-41cf-b340-3e4529f44bde | 93a60a56-a3c8-11da-a746-0800200b9a66
Cetylpyridinium chloride | 123-03-5 | 123035 | 123035 | C21H38ClN |  | Mass | kg | emission | ground | https://ofmpub.epa.gov/sor_internet/registry/substreg/searchandretrieve/substancesearch/search.do?details=displayDetails&selectedSubstanceId=94714 | 1 | Chemicals | 47460e71-b753-3b65-a01c-dafc47aab1d8 | 9499238e-b0eb-35da-aef1-9114f54a0a44 | 20aadc24-a391-41cf-b340-3e4529f44bde | 93a60a56-a3c8-11da-a746-0800200b9a66
2-Ethylhexanal | 123-05-7 | 123057 | 123057 | C8H16O |  | Mass | kg | emission | ground | https://ofmpub.epa.gov/sor_internet/registry/substreg/searchandretrieve/substancesearch/search.do?details=displayDetails&selectedSubstanceId=47223 | 1 | Chemicals | 890a12af-9d29-3361-bc31-6fa04d0d9874 | 9499238e-b0eb-35da-aef1-9114f54a0a44 | 20aadc24-a391-41cf-b340-3e4529f44bde | 93a60a56-a3c8-11da-a746-0800200b9a66
p-Ethylphenol | 123-07-9 | 123079 | 123079 | C8H10O |  | Mass | kg | emission | ground | https://ofmpub.epa.gov/sor_internet/registry/substreg/searchandretrieve/substancesearch/search.do?details=displayDetails&selectedSubstanceId=94713 | 1 | Chemicals | 39434b87-efea-397a-b01d-03e940b49b1c | 9499238e-b0eb-35da-aef1-9114f54a0a44 | 20aadc24-a391-41cf-b340-3e4529f44bde | 93a60a56-a3c8-11da-a746-0800200b9a66
p-Aminophenol | 123-30-8 | 123308 | 123308 | C6H7NO |  | Mass | kg | emission | ground | https://ofmpub.epa.gov/sor_internet/registry/substreg/searchandretrieve/substancesearch/search.do?details=displayDetails&selectedSubstanceId=47212 | 1 | Chemicals | d034920a-ac93-3214-ad5e-e3191ed12c15 | 9499238e-b0eb-35da-aef1-9114f54a0a44 | 20aadc24-a391-41cf-b340-3e4529f44bde | 93a60a56-a3c8-11da-a746-0800200b9a66
Pymetrozine | 123312-89-0 | 123312890 | 123312890 | C10H11N5O |  | Mass | kg | emission | ground | https://ofmpub.epa.gov/sor_internet/registry/substreg/searchandretrieve/substancesearch/search.do?details=displayDetails&selectedSubstanceId=80778 | 1 | Chemicals | 8acd48a4-cb2a-3bf5-b783-6800577942da | 9499238e-b0eb-35da-aef1-9114f54a0a44 | 20aadc24-a391-41cf-b340-3e4529f44bde | 93a60a56-a3c8-11da-a746-0800200b9a66
Hydroquinone | 123-31-9 | 123319 | 123319 | C6H6O2 |  | Mass | kg | emission | ground | https://ofmpub.epa.gov/sor_internet/registry/substreg/searchandretrieve/substancesearch/search.do?details=displayDetails&selectedSubstanceId=47211 | 1 | Chemicals | e38d68f5-f1b7-3d7c-a476-c2161f680716 | 9499238e-b0eb-35da-aef1-9114f54a0a44 | 20aadc24-a391-41cf-b340-3e4529f44bde | 93a60a56-a3c8-11da-a746-0800200b9a66
Maleic hydrazide | 123-33-1 | 123331 | 123331 | C4H4N2O2 |  | Mass | kg | emission | ground | https://ofmpub.epa.gov/sor_internet/registry/substreg/searchandretrieve/substancesearch/search.do?details=displayDetails&selectedSubstanceId=47210 | 1 | Chemicals | f8bdc964-1e5a-3094-8f5f-3b236b023c2b | 9499238e-b0eb-35da-aef1-9114f54a0a44 | 20aadc24-a391-41cf-b340-3e4529f44bde | 93a60a56-a3c8-11da-a746-0800200b9a66
Pyrithiobac-sodium | 123343-16-8 | 123343168 | 123343168 | C13H10ClN2NaO4S |  | Mass | kg | emission | ground | https://ofmpub.epa.gov/sor_internet/registry/substreg/searchandretrieve/substancesearch/search.do?details=displayDetails&selectedSubstanceId=85309 | 1 | Chemicals | abe46e46-9c17-3f1d-9349-85495cd3b9b6 | 9499238e-b0eb-35da-aef1-9114f54a0a44 | 20aadc24-a391-41cf-b340-3e4529f44bde | 93a60a56-a3c8-11da-a746-0800200b9a66
Propionaldehyde | 123-38-6 | 123386 | 123386 | C3H6O |  | Mass | kg | emission | ground | https://ofmpub.epa.gov/sor_internet/registry/substreg/searchandretrieve/substancesearch/search.do?details=displayDetails&selectedSubstanceId=94706 | 1 | Chemicals | 086f7934-18cb-3722-a7d0-78ba29a24533 | 9499238e-b0eb-35da-aef1-9114f54a0a44 | 20aadc24-a391-41cf-b340-3e4529f44bde | 93a60a56-a3c8-11da-a746-0800200b9a66
4-Hydroxy-4-methyl-2-pentanone | 123-42-2 | 123422 | 123422 | C6H12O2 |  | Mass | kg | emission | ground | https://ofmpub.epa.gov/sor_internet/registry/substreg/searchandretrieve/substancesearch/search.do?details=displayDetails&selectedSubstanceId=94705 | 1 | Chemicals | 406d8dda-6aae-3b7a-9309-b3fa7336f168 | 9499238e-b0eb-35da-aef1-9114f54a0a44 | 20aadc24-a391-41cf-b340-3e4529f44bde | 93a60a56-a3c8-11da-a746-0800200b9a66
Acetic acid, sulfo- | 123-43-3 | 123433 | 123433 | C2H4O5S |  | Mass | kg | emission | ground | https://ofmpub.epa.gov/sor_internet/registry/substreg/searchandretrieve/substancesearch/search.do?details=displayDetails&selectedSubstanceId=46839 | 1 | Chemicals | 2529b8b9-b60e-3ce0-bead-e3b21995f0ca | 9499238e-b0eb-35da-aef1-9114f54a0a44 | 20aadc24-a391-41cf-b340-3e4529f44bde | 93a60a56-a3c8-11da-a746-0800200b9a66
3-Methyl-1-butanol | 123-51-3 | 123513 | 123513 | C5H12O |  | Mass | kg | emission | ground | https://ofmpub.epa.gov/sor_internet/registry/substreg/searchandretrieve/substancesearch/search.do?details=displayDetails&selectedSubstanceId=46837 | 1 | Chemicals | 04140057-0288-36b8-8e43-b20d12b0d7cd | 9499238e-b0eb-35da-aef1-9114f54a0a44 | 20aadc24-a391-41cf-b340-3e4529f44bde | 93a60a56-a3c8-11da-a746-0800200b9a66
Acetylacetone | 123-54-6 | 123546 | 123546 | C5H8O2 |  | Mass | kg | emission | ground | https://ofmpub.epa.gov/sor_internet/registry/substreg/searchandretrieve/substancesearch/search.do?details=displayDetails&selectedSubstanceId=46836 | 1 | Chemicals | 4fe0a11c-e21c-3275-9c7f-19c3fa05cfd5 | 9499238e-b0eb-35da-aef1-9114f54a0a44 | 20aadc24-a391-41cf-b340-3e4529f44bde | 93a60a56-a3c8-11da-a746-0800200b9a66
Ethyl hexanoate | 123-66-0 | 123660 | 123660 | C8H16O2 |  | Mass | kg | emission | ground | https://ofmpub.epa.gov/sor_internet/registry/substreg/searchandretrieve/substancesearch/search.do?details=displayDetails&selectedSubstanceId=46833 | 1 | Chemicals | 4ab5ef65-e8d4-3857-b4ec-a0a4f9a4d070 | 9499238e-b0eb-35da-aef1-9114f54a0a44 | 20aadc24-a391-41cf-b340-3e4529f44bde | 93a60a56-a3c8-11da-a746-0800200b9a66
Butyraldehyde | 123-72-8 | 123728 | 123728 | C4H8O |  | Mass | kg | emission | ground | https://ofmpub.epa.gov/sor_internet/registry/substreg/searchandretrieve/substancesearch/search.do?details=displayDetails&selectedSubstanceId=94699 | 1 | Chemicals | ed28520d-c035-3188-843a-5ebcbbc92e43 | 9499238e-b0eb-35da-aef1-9114f54a0a44 | 20aadc24-a391-41cf-b340-3e4529f44bde | 93a60a56-a3c8-11da-a746-0800200b9a66
trans-Crotonaldehyde | 123-73-9 | 123739 | 123739 | C4H6O |  | Mass | kg | emission | ground | https://ofmpub.epa.gov/sor_internet/registry/substreg/searchandretrieve/substancesearch/search.do?details=displayDetails&selectedSubstanceId=46829 | 1 | Chemicals | fd55b72a-0cb9-34bf-92f0-59fc2610b208 | 9499238e-b0eb-35da-aef1-9114f54a0a44 | 20aadc24-a391-41cf-b340-3e4529f44bde | 93a60a56-a3c8-11da-a746-0800200b9a66
n-Butyl acetate | 123-86-4 | 123864 | 123864 | C6H12O2 |  | Mass | kg | emission | ground | https://ofmpub.epa.gov/sor_internet/registry/substreg/searchandretrieve/substancesearch/search.do?details=displayDetails&selectedSubstanceId=46822 | 1 | Chemicals | f273c38e-9f50-32cf-b44c-a6ca0ceb5875 | 9499238e-b0eb-35da-aef1-9114f54a0a44 | 20aadc24-a391-41cf-b340-3e4529f44bde | 93a60a56-a3c8-11da-a746-0800200b9a66
2-Methoxyethylmercury chloride | 123-88-6 | 123886 | 123886 | C3H7ClHgO |  | Mass | kg | emission | ground | https://ofmpub.epa.gov/sor_internet/registry/substreg/searchandretrieve/substancesearch/search.do?details=displayDetails&selectedSubstanceId=78090 | 1 | Chemicals | c1ea341f-ace5-3f2d-871f-844d63710c3f | 9499238e-b0eb-35da-aef1-9114f54a0a44 | 20aadc24-a391-41cf-b340-3e4529f44bde | 93a60a56-a3c8-11da-a746-0800200b9a66
1,4-Dioxane | 123-91-1 | 123911 | 123911 | C4H8O2 |  | Mass | kg | emission | ground | https://ofmpub.epa.gov/sor_internet/registry/substreg/searchandretrieve/substancesearch/search.do?details=displayDetails&selectedSubstanceId=46821 | 1 | Chemicals | 1c834579-4950-37a9-8913-e615526ec6fa | 9499238e-b0eb-35da-aef1-9114f54a0a44 | 20aadc24-a391-41cf-b340-3e4529f44bde | 93a60a56-a3c8-11da-a746-0800200b9a66
Isoamyl acetate | 123-92-2 | 123922 | 123922 | C7H14O2 |  | Mass | kg | emission | ground | https://ofmpub.epa.gov/sor_internet/registry/substreg/searchandretrieve/substancesearch/search.do?details=displayDetails&selectedSubstanceId=46820 | 1 | Chemicals | f54c6113-758a-3b36-ac0c-2f71a88bb1fa | 9499238e-b0eb-35da-aef1-9114f54a0a44 | 20aadc24-a391-41cf-b340-3e4529f44bde | 93a60a56-a3c8-11da-a746-0800200b9a66
2-Octanol | 123-96-6 | 123966 | 123966 | C8H18O |  | Mass | kg | emission | ground | https://ofmpub.epa.gov/sor_internet/registry/substreg/searchandretrieve/substancesearch/search.do?details=displayDetails&selectedSubstanceId=46816 | 1 | Chemicals | e23eec31-6f38-359e-833f-167f526ed0a5 | 9499238e-b0eb-35da-aef1-9114f54a0a44 | 20aadc24-a391-41cf-b340-3e4529f44bde | 93a60a56-a3c8-11da-a746-0800200b9a66
Diallylamine | 124-02-7 | 124027 | 124027 | C6H11N |  | Mass | kg | emission | ground | https://ofmpub.epa.gov/sor_internet/registry/substreg/searchandretrieve/substancesearch/search.do?details=displayDetails&selectedSubstanceId=46813 | 1 | Chemicals | 7f20bb1e-81e6-3c88-9de0-2a8118a23b26 | 9499238e-b0eb-35da-aef1-9114f54a0a44 | 20aadc24-a391-41cf-b340-3e4529f44bde | 93a60a56-a3c8-11da-a746-0800200b9a66
Adipic acid | 124-04-9 | 124049 | 124049 | C6H10O4 |  | Mass | kg | emission | ground | https://ofmpub.epa.gov/sor_internet/registry/substreg/searchandretrieve/substancesearch/search.do?details=displayDetails&selectedSubstanceId=46811 | 1 | Chemicals | 1d4bc161-618b-37ef-8605-e8edb7cfb98b | 9499238e-b0eb-35da-aef1-9114f54a0a44 | 20aadc24-a391-41cf-b340-3e4529f44bde | 93a60a56-a3c8-11da-a746-0800200b9a66
Octanoic acid | 124-07-2 | 124072 | 124072 | C8H16O2 |  | Mass | kg | emission | ground | https://ofmpub.epa.gov/sor_internet/registry/substreg/searchandretrieve/substancesearch/search.do?details=displayDetails&selectedSubstanceId=46808 | 1 | Chemicals | 00bfa9a7-8c29-31d4-ad97-d16c67ef86d1 | 9499238e-b0eb-35da-aef1-9114f54a0a44 | 20aadc24-a391-41cf-b340-3e4529f44bde | 93a60a56-a3c8-11da-a746-0800200b9a66
Hexamethylenediamine | 124-09-4 | 124094 | 124094 | C6H16N2 |  | Mass | kg | emission | ground | https://ofmpub.epa.gov/sor_internet/registry/substreg/searchandretrieve/substancesearch/search.do?details=displayDetails&selectedSubstanceId=46807 | 1 | Chemicals | f8b56667-7669-3ca3-9ca5-bc3f38c0dbf4 | 9499238e-b0eb-35da-aef1-9114f54a0a44 | 20aadc24-a391-41cf-b340-3e4529f44bde | 93a60a56-a3c8-11da-a746-0800200b9a66
Decane | 124-18-5 | 124185 | 124185 | C10H22 |  | Mass | kg | emission | ground | https://ofmpub.epa.gov/sor_internet/registry/substreg/searchandretrieve/substancesearch/search.do?details=displayDetails&selectedSubstanceId=46801 | 1 | Chemicals | 2faf3a5b-18f8-3c28-b459-450486f89342 | 9499238e-b0eb-35da-aef1-9114f54a0a44 | 20aadc24-a391-41cf-b340-3e4529f44bde | 93a60a56-a3c8-11da-a746-0800200b9a66
2-Ethylhexyl diphenyl phosphate | 1241-94-7 | 1241947 | 1241947 | C20H27O4P |  | Mass | kg | emission | ground | https://ofmpub.epa.gov/sor_internet/registry/substreg/searchandretrieve/substancesearch/search.do?details=displayDetails&selectedSubstanceId=43299 | 1 | Chemicals | 2e52314d-f224-3ef5-9c17-02147a9c24e0 | 9499238e-b0eb-35da-aef1-9114f54a0a44 | 20aadc24-a391-41cf-b340-3e4529f44bde | 93a60a56-a3c8-11da-a746-0800200b9a66
Dodecylamine | 124-22-1 | 124221 | 124221 | C12H27N |  | Mass | kg | emission | ground | https://ofmpub.epa.gov/sor_internet/registry/substreg/searchandretrieve/substancesearch/search.do?details=displayDetails&selectedSubstanceId=46799 | 1 | Chemicals | 5bd19b6a-7c94-30f3-aeaa-98414943e6d2 | 9499238e-b0eb-35da-aef1-9114f54a0a44 | 20aadc24-a391-41cf-b340-3e4529f44bde | 93a60a56-a3c8-11da-a746-0800200b9a66
Maneb | 12427-38-2 | 12427382 | 12427382 | C4H6MnN2S4 |  | Mass | kg | emission | ground | https://ofmpub.epa.gov/sor_internet/registry/substreg/searchandretrieve/substancesearch/search.do?details=displayDetails&selectedSubstanceId=62227 | 1 | Chemicals | 7d40d599-b701-3b88-9a60-ef1820b0777d | 9499238e-b0eb-35da-aef1-9114f54a0a44 | 20aadc24-a391-41cf-b340-3e4529f44bde | 93a60a56-a3c8-11da-a746-0800200b9a66
Stearamine | 124-30-1 | 124301 | 124301 | C18H39N |  | Mass | kg | emission | ground | https://ofmpub.epa.gov/sor_internet/registry/substreg/searchandretrieve/substancesearch/search.do?details=displayDetails&selectedSubstanceId=46796 | 1 | Chemicals | 9e4463b2-a3c1-3d1d-81ba-2e217d5fef45 | 9499238e-b0eb-35da-aef1-9114f54a0a44 | 20aadc24-a391-41cf-b340-3e4529f44bde | 93a60a56-a3c8-11da-a746-0800200b9a66
Dimethylamine | 124-40-3 | 124403 | 124403 | C2H7N |  | Mass | kg | emission | ground | https://ofmpub.epa.gov/sor_internet/registry/substreg/searchandretrieve/substancesearch/search.do?details=displayDetails&selectedSubstanceId=46794 | 1 | Chemicals | 084c1af6-06ed-3c90-b187-6de1df513817 | 9499238e-b0eb-35da-aef1-9114f54a0a44 | 20aadc24-a391-41cf-b340-3e4529f44bde | 93a60a56-a3c8-11da-a746-0800200b9a66
Chlorodibromomethane | 124-48-1 | 124481 | 124481 | CHBr2Cl |  | Mass | kg | emission | ground | https://ofmpub.epa.gov/sor_internet/registry/substreg/searchandretrieve/substancesearch/search.do?details=displayDetails&selectedSubstanceId=46791 | 1 | Chemicals | 70ee3055-0682-3dfc-b774-d19d9168436a | 9499238e-b0eb-35da-aef1-9114f54a0a44 | 20aadc24-a391-41cf-b340-3e4529f44bde | 93a60a56-a3c8-11da-a746-0800200b9a66
Methanesulfonyl chloride | 124-63-0 | 124630 | 124630 | CH3ClO2S |  | Mass | kg | emission | ground | https://ofmpub.epa.gov/sor_internet/registry/substreg/searchandretrieve/substancesearch/search.do?details=displayDetails&selectedSubstanceId=94688 | 1 | Chemicals | 3a182f78-7146-300c-8c21-040ec8c1b457 | 9499238e-b0eb-35da-aef1-9114f54a0a44 | 20aadc24-a391-41cf-b340-3e4529f44bde | 93a60a56-a3c8-11da-a746-0800200b9a66
Sodium cacodylate | 124-65-2 | 124652 | 124652 | C2H6AsNaO2 |  | Mass | kg | emission | ground | https://ofmpub.epa.gov/sor_internet/registry/substreg/searchandretrieve/substancesearch/search.do?details=displayDetails&selectedSubstanceId=46789 | 1 | Chemicals | d64470db-2414-38aa-9b04-18f6b2c36e71 | 9499238e-b0eb-35da-aef1-9114f54a0a44 | 20aadc24-a391-41cf-b340-3e4529f44bde | 93a60a56-a3c8-11da-a746-0800200b9a66
2-Amino-2-methyl-1-propanol | 124-68-5 | 124685 | 124685 | C4H11NO |  | Mass | kg | emission | ground | https://ofmpub.epa.gov/sor_internet/registry/substreg/searchandretrieve/substancesearch/search.do?details=displayDetails&selectedSubstanceId=94687 | 1 | Chemicals | 5d751fb6-6153-3245-a413-2f850ffd9110 | 9499238e-b0eb-35da-aef1-9114f54a0a44 | 20aadc24-a391-41cf-b340-3e4529f44bde | 93a60a56-a3c8-11da-a746-0800200b9a66
Picrotoxin | 124-87-8 | 124878 | 124878 | - |  | Mass | kg | emission | ground | https://ofmpub.epa.gov/sor_internet/registry/substreg/searchandretrieve/substancesearch/search.do?details=displayDetails&selectedSubstanceId=46785 | 1 | Chemicals | 123f39f6-3821-32c6-b5ff-a47afdda05c0 | 9499238e-b0eb-35da-aef1-9114f54a0a44 | 20aadc24-a391-41cf-b340-3e4529f44bde | 93a60a56-a3c8-11da-a746-0800200b9a66
Metconazole | 125116-23-6 | 125116236 | 125116236 | C17H22ClN3O |  | Mass | kg | emission | ground | https://ofmpub.epa.gov/sor_internet/registry/substreg/searchandretrieve/substancesearch/search.do?details=displayDetails&selectedSubstanceId=80777 | 1 | Chemicals | 7ed34485-238f-37bd-9f1b-21450c5a3440 | 9499238e-b0eb-35da-aef1-9114f54a0a44 | 20aadc24-a391-41cf-b340-3e4529f44bde | 93a60a56-a3c8-11da-a746-0800200b9a66
Primidone | 125-33-7 | 125337 | 125337 | C12H14N2O2 |  | Mass | kg | emission | ground | https://ofmpub.epa.gov/sor_internet/registry/substreg/searchandretrieve/substancesearch/search.do?details=displayDetails&selectedSubstanceId=78089 | 1 | Chemicals | a11cc8cc-0a9b-335d-8d22-9141c4d28a8e | 9499238e-b0eb-35da-aef1-9114f54a0a44 | 20aadc24-a391-41cf-b340-3e4529f44bde | 93a60a56-a3c8-11da-a746-0800200b9a66
Bispyribac-sodium | 125401-92-5 | 125401925 | 125401925 | C19H17N4NaO8 |  | Mass | kg | emission | ground | https://ofmpub.epa.gov/sor_internet/registry/substreg/searchandretrieve/substancesearch/search.do?details=displayDetails&selectedSubstanceId=76902 | 1 | Chemicals | e3e7b495-866a-3a10-8111-949e014fef99 | 9499238e-b0eb-35da-aef1-9114f54a0a44 | 20aadc24-a391-41cf-b340-3e4529f44bde | 93a60a56-a3c8-11da-a746-0800200b9a66
Griseofulvin | 126-07-8 | 126078 | 126078 | C17H17ClO6 |  | Mass | kg | emission | ground | https://ofmpub.epa.gov/sor_internet/registry/substreg/searchandretrieve/substancesearch/search.do?details=displayDetails&selectedSubstanceId=78088 | 1 | Chemicals | db7606f3-27fb-3832-8fd4-a59637cee0c4 | 9499238e-b0eb-35da-aef1-9114f54a0a44 | 20aadc24-a391-41cf-b340-3e4529f44bde | 93a60a56-a3c8-11da-a746-0800200b9a66
2-(Hydroxymethyl)-2-nitro-1,3-propanediol | 126-11-4 | 126114 | 126114 | C4H9NO5 |  | Mass | kg | emission | ground | https://ofmpub.epa.gov/sor_internet/registry/substreg/searchandretrieve/substancesearch/search.do?details=displayDetails&selectedSubstanceId=46778 | 1 | Chemicals | 5245eba2-498a-349f-b357-f88f7a63ba53 | 9499238e-b0eb-35da-aef1-9114f54a0a44 | 20aadc24-a391-41cf-b340-3e4529f44bde | 93a60a56-a3c8-11da-a746-0800200b9a66
Butonate | 126-22-7 | 126227 | 126227 | C8H14Cl3O5P |  | Mass | kg | emission | ground | https://ofmpub.epa.gov/sor_internet/registry/substreg/searchandretrieve/substancesearch/search.do?details=displayDetails&selectedSubstanceId=76743 | 1 | Chemicals | b1705c66-c983-3cfe-af63-cfd63ed973ea | 9499238e-b0eb-35da-aef1-9114f54a0a44 | 20aadc24-a391-41cf-b340-3e4529f44bde | 93a60a56-a3c8-11da-a746-0800200b9a66
Neopentyl glycol | 126-30-7 | 126307 | 126307 | C5H12O2 |  | Mass | kg | emission | ground | https://ofmpub.epa.gov/sor_internet/registry/substreg/searchandretrieve/substancesearch/search.do?details=displayDetails&selectedSubstanceId=46776 | 1 | Chemicals | 35f87548-fb1b-33db-9e06-d0e4f7053e2d | 9499238e-b0eb-35da-aef1-9114f54a0a44 | 20aadc24-a391-41cf-b340-3e4529f44bde | 93a60a56-a3c8-11da-a746-0800200b9a66
Sulfolane | 126-33-0 | 126330 | 126330 | C4H8O2S |  | Mass | kg | emission | ground | https://ofmpub.epa.gov/sor_internet/registry/substreg/searchandretrieve/substancesearch/search.do?details=displayDetails&selectedSubstanceId=46775 | 1 | Chemicals | 44de2aa1-3fa0-3f64-aca1-9e9215a52320 | 9499238e-b0eb-35da-aef1-9114f54a0a44 | 20aadc24-a391-41cf-b340-3e4529f44bde | 93a60a56-a3c8-11da-a746-0800200b9a66
Triflusulfuron-methyl | 126535-15-7 | 126535157 | 126535157 | C17H19F3N6O6S |  | Mass | kg | emission | ground | https://ofmpub.epa.gov/sor_internet/registry/substreg/searchandretrieve/substancesearch/search.do?details=displayDetails&selectedSubstanceId=80775 | 1 | Chemicals | 5c20f455-31f6-38fb-bf3d-174844ce9fa7 | 9499238e-b0eb-35da-aef1-9114f54a0a44 | 20aadc24-a391-41cf-b340-3e4529f44bde | 93a60a56-a3c8-11da-a746-0800200b9a66
Triisobutyl phosphate | 126-71-6 | 126716 | 126716 | C12H27O4P |  | Mass | kg | emission | ground | https://ofmpub.epa.gov/sor_internet/registry/substreg/searchandretrieve/substancesearch/search.do?details=displayDetails&selectedSubstanceId=46768 | 1 | Chemicals | a9123dc6-085a-3219-a642-d06927283c01 | 9499238e-b0eb-35da-aef1-9114f54a0a44 | 20aadc24-a391-41cf-b340-3e4529f44bde | 93a60a56-a3c8-11da-a746-0800200b9a66
Aroclor 1248 | 12672-29-6 | 12672296 | 12672296 | - |  | Mass | kg | emission | ground | https://ofmpub.epa.gov/sor_internet/registry/substreg/searchandretrieve/substancesearch/search.do?details=displayDetails&selectedSubstanceId=61983 | 1 | Chemicals | ac55a2b5-0c7f-3aae-9ffb-ade617dcfec6 | 9499238e-b0eb-35da-aef1-9114f54a0a44 | 20aadc24-a391-41cf-b340-3e4529f44bde | 93a60a56-a3c8-11da-a746-0800200b9a66
Tris(2,3-dibromopropyl) phosphate | 126-72-7 | 126727 | 126727 | C9H15Br6O4P |  | Mass | kg | emission | ground | https://ofmpub.epa.gov/sor_internet/registry/substreg/searchandretrieve/substancesearch/search.do?details=displayDetails&selectedSubstanceId=94461 | 1 | Chemicals | feb9d53a-972b-3ec7-8df2-cc18322e068e | 9499238e-b0eb-35da-aef1-9114f54a0a44 | 20aadc24-a391-41cf-b340-3e4529f44bde | 93a60a56-a3c8-11da-a746-0800200b9a66
Tributyl phosphate | 126-73-8 | 126738 | 126738 | C12H27O4P |  | Mass | kg | emission | ground | https://ofmpub.epa.gov/sor_internet/registry/substreg/searchandretrieve/substancesearch/search.do?details=displayDetails&selectedSubstanceId=46767 | 1 | Chemicals | 0185f806-fd5a-3e64-b370-745f76ab296d | 9499238e-b0eb-35da-aef1-9114f54a0a44 | 20aadc24-a391-41cf-b340-3e4529f44bde | 93a60a56-a3c8-11da-a746-0800200b9a66
1,3-Cyclohexanedione, 5,5-dimethyl- | 126-81-8 | 126818 | 126818 | C8H12O2 |  | Mass | kg | emission | ground | https://ofmpub.epa.gov/sor_internet/registry/substreg/searchandretrieve/substancesearch/search.do?details=displayDetails&selectedSubstanceId=94460 | 1 | Chemicals | f23bd421-02c2-312a-82a6-3242568d50e3 | 9499238e-b0eb-35da-aef1-9114f54a0a44 | 20aadc24-a391-41cf-b340-3e4529f44bde | 93a60a56-a3c8-11da-a746-0800200b9a66
Fenhexamid | 126833-17-8 | 126833178 | 126833178 | C14H17Cl2NO2 |  | Mass | kg | emission | ground | https://ofmpub.epa.gov/sor_internet/registry/substreg/searchandretrieve/substancesearch/search.do?details=displayDetails&selectedSubstanceId=76899 | 1 | Chemicals | 98c9cdd6-f779-3e87-b520-5e4eac071818 | 9499238e-b0eb-35da-aef1-9114f54a0a44 | 20aadc24-a391-41cf-b340-3e4529f44bde | 93a60a56-a3c8-11da-a746-0800200b9a66
Methacrylonitrile | 126-98-7 | 126987 | 126987 | C4H5N |  | Mass | kg | emission | ground | https://ofmpub.epa.gov/sor_internet/registry/substreg/searchandretrieve/substancesearch/search.do?details=displayDetails&selectedSubstanceId=46757 | 1 | Chemicals | 05137c22-fc75-3546-848c-4c4db18acd80 | 9499238e-b0eb-35da-aef1-9114f54a0a44 | 20aadc24-a391-41cf-b340-3e4529f44bde | 93a60a56-a3c8-11da-a746-0800200b9a66
Chloroprene | 126-99-8 | 126998 | 126998 | C4H5Cl |  | Mass | kg | emission | ground | https://ofmpub.epa.gov/sor_internet/registry/substreg/searchandretrieve/substancesearch/search.do?details=displayDetails&selectedSubstanceId=46756 | 1 | Chemicals | 754e36c8-fac6-35ba-aae6-2eb8d9c42fec | 9499238e-b0eb-35da-aef1-9114f54a0a44 | 20aadc24-a391-41cf-b340-3e4529f44bde | 93a60a56-a3c8-11da-a746-0800200b9a66
1-Chloro-2-propanol | 127-00-4 | 127004 | 127004 | C3H7ClO |  | Mass | kg | emission | ground | https://ofmpub.epa.gov/sor_internet/registry/substreg/searchandretrieve/substancesearch/search.do?details=displayDetails&selectedSubstanceId=46755 | 1 | Chemicals | d7767557-664c-3d19-80d6-dcef91d7d479 | 9499238e-b0eb-35da-aef1-9114f54a0a44 | 20aadc24-a391-41cf-b340-3e4529f44bde | 93a60a56-a3c8-11da-a746-0800200b9a66
Acetone oxime | 127-06-0 | 127060 | 127060 | C3H7NO |  | Mass | kg | emission | ground | https://ofmpub.epa.gov/sor_internet/registry/substreg/searchandretrieve/substancesearch/search.do?details=displayDetails&selectedSubstanceId=46754 | 1 | Chemicals | 683c74c1-3021-3eb9-b892-518127c422db | 9499238e-b0eb-35da-aef1-9114f54a0a44 | 20aadc24-a391-41cf-b340-3e4529f44bde | 93a60a56-a3c8-11da-a746-0800200b9a66
Hydroxyurea | 127-07-1 | 127071 | 127071 | CH4N2O2 |  | Mass | kg | emission | ground | https://ofmpub.epa.gov/sor_internet/registry/substreg/searchandretrieve/substancesearch/search.do?details=displayDetails&selectedSubstanceId=82232 | 1 | Chemicals | 2918d3f0-3dbd-3bf4-a353-55669aa34d01 | 9499238e-b0eb-35da-aef1-9114f54a0a44 | 20aadc24-a391-41cf-b340-3e4529f44bde | 93a60a56-a3c8-11da-a746-0800200b9a66
Sodium acetate | 127-09-3 | 127093 | 127093 | C2H3NaO2 |  | Mass | kg | emission | ground | https://ofmpub.epa.gov/sor_internet/registry/substreg/searchandretrieve/substancesearch/search.do?details=displayDetails&selectedSubstanceId=46752 | 1 | Chemicals | 1435b61a-9f13-39f1-8d1c-8e6de4e9fa76 | 9499238e-b0eb-35da-aef1-9114f54a0a44 | 20aadc24-a391-41cf-b340-3e4529f44bde | 93a60a56-a3c8-11da-a746-0800200b9a66
Tetrachloroethylene | 127-18-4 | 127184 | 127184 | C2Cl4 |  | Mass | kg | emission | ground | https://ofmpub.epa.gov/sor_internet/registry/substreg/searchandretrieve/substancesearch/search.do?details=displayDetails&selectedSubstanceId=46750 | 1 | Chemicals | 41f547b0-88be-32c2-87bc-31d706077073 | 9499238e-b0eb-35da-aef1-9114f54a0a44 | 20aadc24-a391-41cf-b340-3e4529f44bde | 93a60a56-a3c8-11da-a746-0800200b9a66
Dimethylacetamide | 127-19-5 | 127195 | 127195 | C4H9NO |  | Mass | kg | emission | ground | https://ofmpub.epa.gov/sor_internet/registry/substreg/searchandretrieve/substancesearch/search.do?details=displayDetails&selectedSubstanceId=46749 | 1 | Chemicals | 18d5baaa-123c-3dc1-b419-a3286f30f73e | 9499238e-b0eb-35da-aef1-9114f54a0a44 | 20aadc24-a391-41cf-b340-3e4529f44bde | 93a60a56-a3c8-11da-a746-0800200b9a66
Dalapon-sodium | 127-20-8 | 127208 | 127208 | C3H3Cl2NaO2 |  | Mass | kg | emission | ground | https://ofmpub.epa.gov/sor_internet/registry/substreg/searchandretrieve/substancesearch/search.do?details=displayDetails&selectedSubstanceId=46748 | 1 | Chemicals | 773a1906-d9ca-3d7d-b2ab-4bcc9528e1e6 | 9499238e-b0eb-35da-aef1-9114f54a0a44 | 20aadc24-a391-41cf-b340-3e4529f44bde | 93a60a56-a3c8-11da-a746-0800200b9a66
Pimaric acid | 127-27-5 | 127275 | 127275 | C20H30O2 |  | Mass | kg | emission | ground | https://ofmpub.epa.gov/sor_internet/registry/substreg/searchandretrieve/substancesearch/search.do?details=displayDetails&selectedSubstanceId=82230 | 1 | Chemicals | fe0ba282-ee73-3987-87e6-2e6d53c08b73 | 9499238e-b0eb-35da-aef1-9114f54a0a44 | 20aadc24-a391-41cf-b340-3e4529f44bde | 93a60a56-a3c8-11da-a746-0800200b9a66
Prohexadione calcium | 127277-53-6 | 127277536 | 127277536 | C10H10CaO5 |  | Mass | kg | emission | ground | https://ofmpub.epa.gov/sor_internet/registry/substreg/searchandretrieve/substancesearch/search.do?details=displayDetails&selectedSubstanceId=80774 | 1 | Chemicals | 6176de41-a380-345e-a892-c00cc8cc01bb | 9499238e-b0eb-35da-aef1-9114f54a0a44 | 20aadc24-a391-41cf-b340-3e4529f44bde | 93a60a56-a3c8-11da-a746-0800200b9a66
Retinol acetate | 127-47-9 | 127479 | 127479 | C22H32O2 |  | Mass | kg | emission | ground | https://ofmpub.epa.gov/sor_internet/registry/substreg/searchandretrieve/substancesearch/search.do?details=displayDetails&selectedSubstanceId=46740 | 1 | Chemicals | 758f09b1-c9a0-360b-8591-da9c1a482d99 | 9499238e-b0eb-35da-aef1-9114f54a0a44 | 20aadc24-a391-41cf-b340-3e4529f44bde | 93a60a56-a3c8-11da-a746-0800200b9a66
Chloramine B | 127-52-6 | 127526 | 127526 | C6H5ClNNaO2S |  | Mass | kg | emission | ground | https://ofmpub.epa.gov/sor_internet/registry/substreg/searchandretrieve/substancesearch/search.do?details=displayDetails&selectedSubstanceId=46739 | 1 | Chemicals | 555e91be-ee37-30c9-9b6c-13a807eab05a | 9499238e-b0eb-35da-aef1-9114f54a0a44 | 20aadc24-a391-41cf-b340-3e4529f44bde | 93a60a56-a3c8-11da-a746-0800200b9a66
Chloramine T | 127-65-1 | 127651 | 127651 | C7H7ClNNaO2S |  | Mass | kg | emission | ground | https://ofmpub.epa.gov/sor_internet/registry/substreg/searchandretrieve/substancesearch/search.do?details=displayDetails&selectedSubstanceId=46736 | 1 | Chemicals | 765dcb0f-83a5-3eab-96ca-894b2a36dc12 | 9499238e-b0eb-35da-aef1-9114f54a0a44 | 20aadc24-a391-41cf-b340-3e4529f44bde | 93a60a56-a3c8-11da-a746-0800200b9a66
2-Phenyl-3-butyn-2-ol | 127-66-2 | 127662 | 127662 | C10H10O |  | Mass | kg | emission | ground | https://ofmpub.epa.gov/sor_internet/registry/substreg/searchandretrieve/substancesearch/search.do?details=displayDetails&selectedSubstanceId=46735 | 1 | Chemicals | b45528b0-415f-3b0d-ba07-7e567b2cbdbb | 9499238e-b0eb-35da-aef1-9114f54a0a44 | 20aadc24-a391-41cf-b340-3e4529f44bde | 93a60a56-a3c8-11da-a746-0800200b9a66
Sodium 3-Nitrobenzenesulfonate | 127-68-4 | 127684 | 127684 | C6H4NNaO5S |  | Mass | kg | emission | ground | https://ofmpub.epa.gov/sor_internet/registry/substreg/searchandretrieve/substancesearch/search.do?details=displayDetails&selectedSubstanceId=94452 | 1 | Chemicals | afe6d28f-9745-3bd2-8e8c-7c108412c8d7 | 9499238e-b0eb-35da-aef1-9114f54a0a44 | 20aadc24-a391-41cf-b340-3e4529f44bde | 93a60a56-a3c8-11da-a746-0800200b9a66
Ancymidol | 12771-68-5 | 12771685 | 12771685 | C15H16N2O2 |  | Mass | kg | emission | ground | https://ofmpub.epa.gov/sor_internet/registry/substreg/searchandretrieve/substancesearch/search.do?details=displayDetails&selectedSubstanceId=61952 | 1 | Chemicals | e1ec4db9-19c7-3038-adcf-a51b00466b91 | 9499238e-b0eb-35da-aef1-9114f54a0a44 | 20aadc24-a391-41cf-b340-3e4529f44bde | 93a60a56-a3c8-11da-a746-0800200b9a66
.beta.-Pinene | 127-91-3 | 127913 | 127913 | C10H16 |  | Mass | kg | emission | ground | https://ofmpub.epa.gov/sor_internet/registry/substreg/searchandretrieve/substancesearch/search.do?details=displayDetails&selectedSubstanceId=46731 | 1 | Chemicals | e03884ad-a930-3a60-8d30-c943cfcd6623 | 9499238e-b0eb-35da-aef1-9114f54a0a44 | 20aadc24-a391-41cf-b340-3e4529f44bde | 93a60a56-a3c8-11da-a746-0800200b9a66
Potassium dimethyldithiocarbamate | 128-03-0 | 128030 | 128030 | C3H6KNS2 |  | Mass | kg | emission | ground | https://ofmpub.epa.gov/sor_internet/registry/substreg/searchandretrieve/substancesearch/search.do?details=displayDetails&selectedSubstanceId=94449 | 1 | Chemicals | e0f8f208-7eba-3dd8-b0e6-b437653c5fa2 | 9499238e-b0eb-35da-aef1-9114f54a0a44 | 20aadc24-a391-41cf-b340-3e4529f44bde | 93a60a56-a3c8-11da-a746-0800200b9a66
Sodium dimethyldithiocarbamate | 128-04-1 | 128041 | 128041 | C3H6NNaS2 |  | Mass | kg | emission | ground | https://ofmpub.epa.gov/sor_internet/registry/substreg/searchandretrieve/substancesearch/search.do?details=displayDetails&selectedSubstanceId=46728 | 1 | Chemicals | 89d81872-a710-300c-811f-66e84038f94e | 9499238e-b0eb-35da-aef1-9114f54a0a44 | 20aadc24-a391-41cf-b340-3e4529f44bde | 93a60a56-a3c8-11da-a746-0800200b9a66
2,6-Di-tert-butyl-p-cresol | 128-37-0 | 128370 | 128370 | C15H24O |  | Mass | kg | emission | ground | https://ofmpub.epa.gov/sor_internet/registry/substreg/searchandretrieve/substancesearch/search.do?details=displayDetails&selectedSubstanceId=46726 | 1 | Chemicals | 7a0bb95b-9513-3751-bb98-0e3d18ca8082 | 9499238e-b0eb-35da-aef1-9114f54a0a44 | 20aadc24-a391-41cf-b340-3e4529f44bde | 93a60a56-a3c8-11da-a746-0800200b9a66
Saccharin sodium | 128-44-9 | 128449 | 128449 | C7H4NNaO3S |  | Mass | kg | emission | ground | https://ofmpub.epa.gov/sor_internet/registry/substreg/searchandretrieve/substancesearch/search.do?details=displayDetails&selectedSubstanceId=94446 | 1 | Chemicals | 4c9e262d-88ed-3ab6-9b86-e81163a6b8f2 | 9499238e-b0eb-35da-aef1-9114f54a0a44 | 20aadc24-a391-41cf-b340-3e4529f44bde | 93a60a56-a3c8-11da-a746-0800200b9a66
Carfentrazone-ethyl | 128639-02-1 | 128639021 | 128639021 | C15H14Cl2F3N3O3 |  | Mass | kg | emission | ground | https://ofmpub.epa.gov/sor_internet/registry/substreg/searchandretrieve/substancesearch/search.do?details=displayDetails&selectedSubstanceId=80773 | 1 | Chemicals | 4f741bfd-2bc4-3553-b001-03a7933786cd | 9499238e-b0eb-35da-aef1-9114f54a0a44 | 20aadc24-a391-41cf-b340-3e4529f44bde | 93a60a56-a3c8-11da-a746-0800200b9a66
C.I. Vat Yellow 4 | 128-66-5 | 128665 | 128665 | C24H12O2 |  | Mass | kg | emission | ground | https://ofmpub.epa.gov/sor_internet/registry/substreg/searchandretrieve/substancesearch/search.do?details=displayDetails&selectedSubstanceId=46718 | 1 | Chemicals | b6756ddc-d307-366f-b718-21a5fcc14a63 | 9499238e-b0eb-35da-aef1-9114f54a0a44 | 20aadc24-a391-41cf-b340-3e4529f44bde | 93a60a56-a3c8-11da-a746-0800200b9a66
Pyrene | 129-00-0 | 129000 | 129000 | C16H10 |  | Mass | kg | emission | ground | https://ofmpub.epa.gov/sor_internet/registry/substreg/searchandretrieve/substancesearch/search.do?details=displayDetails&selectedSubstanceId=46705 | 1 | Chemicals | df71e9b2-3ee9-313c-8182-352659aa9f9e | 9499238e-b0eb-35da-aef1-9114f54a0a44 | 20aadc24-a391-41cf-b340-3e4529f44bde | 93a60a56-a3c8-11da-a746-0800200b9a66
2-Methyl-1-nitroanthraquinone | 129-15-7 | 129157 | 129157 | C15H9NO4 |  | Mass | kg | emission | ground | https://ofmpub.epa.gov/sor_internet/registry/substreg/searchandretrieve/substancesearch/search.do?details=displayDetails&selectedSubstanceId=78048 | 1 | Chemicals | d6bf7d21-7f7b-3aed-b5f2-93e2a0e07a2b | 9499238e-b0eb-35da-aef1-9114f54a0a44 | 20aadc24-a391-41cf-b340-3e4529f44bde | 93a60a56-a3c8-11da-a746-0800200b9a66
9,10-Anthracenedione, 1-hydroxy- | 129-43-1 | 129431 | 129431 | C14H8O3 |  | Mass | kg | emission | ground | https://ofmpub.epa.gov/sor_internet/registry/substreg/searchandretrieve/substancesearch/search.do?details=displayDetails&selectedSubstanceId=46694 | 1 | Chemicals | 250ebecc-b896-3431-b45b-b63c90f7a169 | 9499238e-b0eb-35da-aef1-9114f54a0a44 | 20aadc24-a391-41cf-b340-3e4529f44bde | 93a60a56-a3c8-11da-a746-0800200b9a66
Pyraflufen-ethyl | 129630-19-9 | 129630199 | 129630199 | C15H13Cl2F3N2O4 |  | Mass | kg | emission | ground | https://ofmpub.epa.gov/sor_internet/registry/substreg/searchandretrieve/substancesearch/search.do?details=displayDetails&selectedSubstanceId=76897 | 1 | Chemicals | b77eba96-6065-300a-8bf0-e35e035cda6f | 9499238e-b0eb-35da-aef1-9114f54a0a44 | 20aadc24-a391-41cf-b340-3e4529f44bde | 93a60a56-a3c8-11da-a746-0800200b9a66
N'-Nitro-N-nitroso-N-propylguanidine | 13010-07-6 | 13010076 | 13010076 | C4H9N5O3 |  | Mass | kg | emission | ground | https://ofmpub.epa.gov/sor_internet/registry/substreg/searchandretrieve/substancesearch/search.do?details=displayDetails&selectedSubstanceId=97371 | 1 | Chemicals | 89c9e207-924d-38cd-9d63-cd05a4339abd | 9499238e-b0eb-35da-aef1-9114f54a0a44 | 20aadc24-a391-41cf-b340-3e4529f44bde | 93a60a56-a3c8-11da-a746-0800200b9a66
1,4-Naphthoquinone | 130-15-4 | 130154 | 130154 | C10H6O2 |  | Mass | kg | emission | ground | https://ofmpub.epa.gov/sor_internet/registry/substreg/searchandretrieve/substancesearch/search.do?details=displayDetails&selectedSubstanceId=46684 | 1 | Chemicals | b8535a35-343e-3a4b-bffe-c5ffde4a01f7 | 9499238e-b0eb-35da-aef1-9114f54a0a44 | 20aadc24-a391-41cf-b340-3e4529f44bde | 93a60a56-a3c8-11da-a746-0800200b9a66
Sodium alizarinesulfonate | 130-22-3 | 130223 | 130223 | - |  | Mass | kg | emission | ground | https://ofmpub.epa.gov/sor_internet/registry/substreg/searchandretrieve/substancesearch/search.do?details=displayDetails&selectedSubstanceId=98020 | 1 | Chemicals | 474482b4-13b4-3618-a349-d54744cf5fce | 9499238e-b0eb-35da-aef1-9114f54a0a44 | 20aadc24-a391-41cf-b340-3e4529f44bde | 93a60a56-a3c8-11da-a746-0800200b9a66
Bentonite | 1302-78-9 | 1302789 | 1302789 | - |  | Mass | kg | emission | ground | https://ofmpub.epa.gov/sor_internet/registry/substreg/searchandretrieve/substancesearch/search.do?details=displayDetails&selectedSubstanceId=16372 | 1 | Chemicals | f91bfa10-54d2-349a-bde1-2ec02d8582af | 9499238e-b0eb-35da-aef1-9114f54a0a44 | 20aadc24-a391-41cf-b340-3e4529f44bde | 93a60a56-a3c8-11da-a746-0800200b9a66
Cyanofenphos | 13067-93-1 | 13067931 | 13067931 | C15H14NO2PS |  | Mass | kg | emission | ground | https://ofmpub.epa.gov/sor_internet/registry/substreg/searchandretrieve/substancesearch/search.do?details=displayDetails&selectedSubstanceId=98010 | 1 | Chemicals | 1740ba2f-5306-374c-b60b-6952c27a7b5d | 9499238e-b0eb-35da-aef1-9114f54a0a44 | 20aadc24-a391-41cf-b340-3e4529f44bde | 93a60a56-a3c8-11da-a746-0800200b9a66
Terbufos | 13071-79-9 | 13071799 | 13071799 | C9H21O2PS3 |  | Mass | kg | emission | ground | https://ofmpub.epa.gov/sor_internet/registry/substreg/searchandretrieve/substancesearch/search.do?details=displayDetails&selectedSubstanceId=61528 | 1 | Chemicals | 5f816f13-8f56-355c-baeb-f3b0bc1599bd | 9499238e-b0eb-35da-aef1-9114f54a0a44 | 20aadc24-a391-41cf-b340-3e4529f44bde | 93a60a56-a3c8-11da-a746-0800200b9a66
L-Ethionine | 13073-35-3 | 13073353 | 13073353 | C6H13NO2S |  | Mass | kg | emission | ground | https://ofmpub.epa.gov/sor_internet/registry/substreg/searchandretrieve/substancesearch/search.do?details=displayDetails&selectedSubstanceId=61527 | 1 | Chemicals | 92832714-f4e8-3261-a9f6-7a4ddec52651 | 9499238e-b0eb-35da-aef1-9114f54a0a44 | 20aadc24-a391-41cf-b340-3e4529f44bde | 93a60a56-a3c8-11da-a746-0800200b9a66
9,10-Anthracenedione, 2-chloro- | 131-09-9 | 131099 | 131099 | C14H7ClO2 |  | Mass | kg | emission | ground | https://ofmpub.epa.gov/sor_internet/registry/substreg/searchandretrieve/substancesearch/search.do?details=displayDetails&selectedSubstanceId=46675 | 1 | Chemicals | 2f1bc6e9-c008-3eba-9153-083c6f404994 | 9499238e-b0eb-35da-aef1-9114f54a0a44 | 20aadc24-a391-41cf-b340-3e4529f44bde | 93a60a56-a3c8-11da-a746-0800200b9a66
Dimethyl phthalate | 131-11-3 | 131113 | 131113 | C10H10O4 |  | Mass | kg | emission | ground | https://ofmpub.epa.gov/sor_internet/registry/substreg/searchandretrieve/substancesearch/search.do?details=displayDetails&selectedSubstanceId=97998 | 1 | Chemicals | 21bec1c3-3b93-3bba-8e2a-15dcc53c7a4a | 9499238e-b0eb-35da-aef1-9114f54a0a44 | 20aadc24-a391-41cf-b340-3e4529f44bde | 93a60a56-a3c8-11da-a746-0800200b9a66
Dipropyl phthalate | 131-16-8 | 131168 | 131168 | C14H18O4 |  | Mass | kg | emission | ground | https://ofmpub.epa.gov/sor_internet/registry/substreg/searchandretrieve/substancesearch/search.do?details=displayDetails&selectedSubstanceId=46673 | 1 | Chemicals | 8e101767-5e0c-3b07-b36a-891ed0e14065 | 9499238e-b0eb-35da-aef1-9114f54a0a44 | 20aadc24-a391-41cf-b340-3e4529f44bde | 93a60a56-a3c8-11da-a746-0800200b9a66
Diallyl phthalate | 131-17-9 | 131179 | 131179 | C14H14O4 |  | Mass | kg | emission | ground | https://ofmpub.epa.gov/sor_internet/registry/substreg/searchandretrieve/substancesearch/search.do?details=displayDetails&selectedSubstanceId=46672 | 1 | Chemicals | 4e904f39-77a9-367d-ba5d-49d29d6cb263 | 9499238e-b0eb-35da-aef1-9114f54a0a44 | 20aadc24-a391-41cf-b340-3e4529f44bde | 93a60a56-a3c8-11da-a746-0800200b9a66
Cyhexatin | 13121-70-5 | 13121705 | 13121705 | C18H34OSn |  | Mass | kg | emission | ground | https://ofmpub.epa.gov/sor_internet/registry/substreg/searchandretrieve/substancesearch/search.do?details=displayDetails&selectedSubstanceId=83509 | 1 | Chemicals | 7a9fef80-07a6-311b-9e8c-d24fef422afe | 9499238e-b0eb-35da-aef1-9114f54a0a44 | 20aadc24-a391-41cf-b340-3e4529f44bde | 93a60a56-a3c8-11da-a746-0800200b9a66
Molybdenum trioxide | 1313-27-5 | 1313275 | 1313275 | MoO3 |  | Mass | kg | emission | ground | https://ofmpub.epa.gov/sor_internet/registry/substreg/searchandretrieve/substancesearch/search.do?details=displayDetails&selectedSubstanceId=42882 | 1 | Chemicals | d30f64c9-58a4-3783-b8d1-a9c08d08813d | 9499238e-b0eb-35da-aef1-9114f54a0a44 | 20aadc24-a391-41cf-b340-3e4529f44bde | 93a60a56-a3c8-11da-a746-0800200b9a66
Fludioxonil | 131341-86-1 | 131341861 | 131341861 | C12H6F2N2O2 |  | Mass | kg | emission | ground | https://ofmpub.epa.gov/sor_internet/registry/substreg/searchandretrieve/substancesearch/search.do?details=displayDetails&selectedSubstanceId=84466 | 1 | Chemicals | f0e9cbac-1d5c-3a36-b50e-e45eba6afa6d | 9499238e-b0eb-35da-aef1-9114f54a0a44 | 20aadc24-a391-41cf-b340-3e4529f44bde | 93a60a56-a3c8-11da-a746-0800200b9a66
Zinc phosphide | 1314-84-7 | 1314847 | 1314847 | P2Zn3 |  | Mass | kg | emission | ground | https://ofmpub.epa.gov/sor_internet/registry/substreg/searchandretrieve/substancesearch/search.do?details=displayDetails&selectedSubstanceId=42847 | 1 | Chemicals | d4cab154-15c8-3bf9-80a1-5630f115d87d | 9499238e-b0eb-35da-aef1-9114f54a0a44 | 20aadc24-a391-41cf-b340-3e4529f44bde | 93a60a56-a3c8-11da-a746-0800200b9a66
Sodium lauryl(triethylene glycol) sulfate | 13150-00-0 | 13150000 | 13150000 | C18H37NaO7S |  | Mass | kg | emission | ground | https://ofmpub.epa.gov/sor_internet/registry/substreg/searchandretrieve/substancesearch/search.do?details=displayDetails&selectedSubstanceId=61488 | 1 | Chemicals | f1ec851a-64eb-3015-9d88-585b8e59ae83 | 9499238e-b0eb-35da-aef1-9114f54a0a44 | 20aadc24-a391-41cf-b340-3e4529f44bde | 93a60a56-a3c8-11da-a746-0800200b9a66
Sodium pentachlorophenate | 131-52-2 | 131522 | 131522 | C6Cl5NaO |  | Mass | kg | emission | ground | https://ofmpub.epa.gov/sor_internet/registry/substreg/searchandretrieve/substancesearch/search.do?details=displayDetails&selectedSubstanceId=46669 | 1 | Chemicals | f3e180f4-da33-3de1-9bac-696ac39506d0 | 9499238e-b0eb-35da-aef1-9114f54a0a44 | 20aadc24-a391-41cf-b340-3e4529f44bde | 93a60a56-a3c8-11da-a746-0800200b9a66
Phosphamidon | 13171-21-6 | 13171216 | 13171216 | C10H19ClNO5P |  | Mass | kg | emission | ground | https://ofmpub.epa.gov/sor_internet/registry/substreg/searchandretrieve/substancesearch/search.do?details=displayDetails&selectedSubstanceId=61306 | 1 | Chemicals | 313d80bf-85e2-37d2-8800-452624ac0d93 | 9499238e-b0eb-35da-aef1-9114f54a0a44 | 20aadc24-a391-41cf-b340-3e4529f44bde | 93a60a56-a3c8-11da-a746-0800200b9a66
Cupric oxide | 1317-38-0 | 1317380 | 1317380 | CuO |  | Mass | kg | emission | ground | https://ofmpub.epa.gov/sor_internet/registry/substreg/searchandretrieve/substancesearch/search.do?details=displayDetails&selectedSubstanceId=43248 | 1 | Chemicals | 062940c4-168e-30ab-8707-536bc62525be | 9499238e-b0eb-35da-aef1-9114f54a0a44 | 20aadc24-a391-41cf-b340-3e4529f44bde | 93a60a56-a3c8-11da-a746-0800200b9a66
C.I. Solvent Yellow 6 | 131-79-3 | 131793 | 131793 | C17H15N3 |  | Mass | kg | emission | ground | https://ofmpub.epa.gov/sor_internet/registry/substreg/searchandretrieve/substancesearch/search.do?details=displayDetails&selectedSubstanceId=97353 | 1 | Chemicals | e592b11f-7ec9-3875-b79d-62472173aa59 | 9499238e-b0eb-35da-aef1-9114f54a0a44 | 20aadc24-a391-41cf-b340-3e4529f44bde | 93a60a56-a3c8-11da-a746-0800200b9a66
Famoxadone | 131807-57-3 | 131807573 | 131807573 | C22H18N2O4 |  | Mass | kg | emission | ground | https://ofmpub.epa.gov/sor_internet/registry/substreg/searchandretrieve/substancesearch/search.do?details=displayDetails&selectedSubstanceId=76892 | 1 | Chemicals | 04209b85-8618-367f-8c89-6bcc98fd72ee | 9499238e-b0eb-35da-aef1-9114f54a0a44 | 20aadc24-a391-41cf-b340-3e4529f44bde | 93a60a56-a3c8-11da-a746-0800200b9a66
Bromofenoxim | 13181-17-4 | 13181174 | 13181174 | C13H7Br2N3O6 |  | Mass | kg | emission | ground | https://ofmpub.epa.gov/sor_internet/registry/substreg/searchandretrieve/substancesearch/search.do?details=displayDetails&selectedSubstanceId=83395 | 1 | Chemicals | df6ccbf9-5471-386e-82a0-22492103ca39 | 9499238e-b0eb-35da-aef1-9114f54a0a44 | 20aadc24-a391-41cf-b340-3e4529f44bde | 93a60a56-a3c8-11da-a746-0800200b9a66
Azoxystrobin | 131860-33-8 | 131860338 | 131860338 | C22H17N3O5 |  | Mass | kg | emission | ground | https://ofmpub.epa.gov/sor_internet/registry/substreg/searchandretrieve/substancesearch/search.do?details=displayDetails&selectedSubstanceId=84382 | 1 | Chemicals | 2af76071-14ca-36a8-aee6-2a007c03edfe | 9499238e-b0eb-35da-aef1-9114f54a0a44 | 20aadc24-a391-41cf-b340-3e4529f44bde | 93a60a56-a3c8-11da-a746-0800200b9a66
Dinex | 131-89-5 | 131895 | 131895 | C12H14N2O5 |  | Mass | kg | emission | ground | https://ofmpub.epa.gov/sor_internet/registry/substreg/searchandretrieve/substancesearch/search.do?details=displayDetails&selectedSubstanceId=97976 | 1 | Chemicals | 635698ba-edda-32af-9ace-07f5f85ef58e | 9499238e-b0eb-35da-aef1-9114f54a0a44 | 20aadc24-a391-41cf-b340-3e4529f44bde | 93a60a56-a3c8-11da-a746-0800200b9a66
2-Naphthalenol, 1-nitroso- | 131-91-9 | 131919 | 131919 | C10H7NO2 |  | Mass | kg | emission | ground | https://ofmpub.epa.gov/sor_internet/registry/substreg/searchandretrieve/substancesearch/search.do?details=displayDetails&selectedSubstanceId=46661 | 1 | Chemicals | 3a0c452e-4c0f-36de-81b9-05df36b5b66f | 9499238e-b0eb-35da-aef1-9114f54a0a44 | 20aadc24-a391-41cf-b340-3e4529f44bde | 93a60a56-a3c8-11da-a746-0800200b9a66
Ethoprop | 13194-48-4 | 13194484 | 13194484 | C8H19O2PS2 |  | Mass | kg | emission | ground | https://ofmpub.epa.gov/sor_internet/registry/substreg/searchandretrieve/substancesearch/search.do?details=displayDetails&selectedSubstanceId=97974 | 1 | Chemicals | 06d104f9-d337-3bae-a7ef-579569aa0c33 | 9499238e-b0eb-35da-aef1-9114f54a0a44 | 20aadc24-a391-41cf-b340-3e4529f44bde | 93a60a56-a3c8-11da-a746-0800200b9a66
Cresol | 1319-77-3 | 1319773 | 1319773 | C7H8O |  | Mass | kg | emission | ground | https://ofmpub.epa.gov/sor_internet/registry/substreg/searchandretrieve/substancesearch/search.do?details=displayDetails&selectedSubstanceId=43230 | 1 | Chemicals | ca3fb52d-6d46-3b8b-9eb4-45913a2b47a0 | 9499238e-b0eb-35da-aef1-9114f54a0a44 | 20aadc24-a391-41cf-b340-3e4529f44bde | 93a60a56-a3c8-11da-a746-0800200b9a66
C.I. Acid Orange 24, monosodium salt | 1320-07-6 | 1320076 | 1320076 | C20H17N4NaO5S |  | Mass | kg | emission | ground | https://ofmpub.epa.gov/sor_internet/registry/substreg/searchandretrieve/substancesearch/search.do?details=displayDetails&selectedSubstanceId=43226 | 1 | Chemicals | 667c4eb6-3378-3eb1-a8e8-69b33c3f2602 | 9499238e-b0eb-35da-aef1-9114f54a0a44 | 20aadc24-a391-41cf-b340-3e4529f44bde | 93a60a56-a3c8-11da-a746-0800200b9a66
2,4-D 2-butoxymethylethyl ester | 1320-18-9 | 1320189 | 1320189 | - |  | Mass | kg | emission | ground | https://ofmpub.epa.gov/sor_internet/registry/substreg/searchandretrieve/substancesearch/search.do?details=displayDetails&selectedSubstanceId=43223 | 1 | Chemicals | c3460440-5ae6-3d54-af23-7ce68befd93e | 9499238e-b0eb-35da-aef1-9114f54a0a44 | 20aadc24-a391-41cf-b340-3e4529f44bde | 93a60a56-a3c8-11da-a746-0800200b9a66
Methylnaphthalene | 1321-94-4 | 1321944 | 1321944 | C11H10 |  | Mass | kg | emission | ground | https://ofmpub.epa.gov/sor_internet/registry/substreg/searchandretrieve/substancesearch/search.do?details=displayDetails&selectedSubstanceId=43208 | 1 | Chemicals | a40a3b60-0805-3271-9eca-fd30f932a665 | 9499238e-b0eb-35da-aef1-9114f54a0a44 | 20aadc24-a391-41cf-b340-3e4529f44bde | 93a60a56-a3c8-11da-a746-0800200b9a66
Sodium o-phenylphenoxide | 132-27-4 | 132274 | 132274 | C12H9NaO |  | Mass | kg | emission | ground | https://ofmpub.epa.gov/sor_internet/registry/substreg/searchandretrieve/substancesearch/search.do?details=displayDetails&selectedSubstanceId=46656 | 1 | Chemicals | 4310e6da-7c7d-3d25-bbbc-73c578c0cee2 | 9499238e-b0eb-35da-aef1-9114f54a0a44 | 20aadc24-a391-41cf-b340-3e4529f44bde | 93a60a56-a3c8-11da-a746-0800200b9a66
N,N,-Diamylnitrosamine | 13256-06-9 | 13256069 | 13256069 | C10H22N2O |  | Mass | kg | emission | ground | https://ofmpub.epa.gov/sor_internet/registry/substreg/searchandretrieve/substancesearch/search.do?details=displayDetails&selectedSubstanceId=77833 | 1 | Chemicals | fcb63a62-ee64-3cee-a7d7-7a1bb614ccba | 9499238e-b0eb-35da-aef1-9114f54a0a44 | 20aadc24-a391-41cf-b340-3e4529f44bde | 93a60a56-a3c8-11da-a746-0800200b9a66
Dibenzofuran | 132-64-9 | 132649 | 132649 | C12H8O |  | Mass | kg | emission | ground | https://ofmpub.epa.gov/sor_internet/registry/substreg/searchandretrieve/substancesearch/search.do?details=displayDetails&selectedSubstanceId=46646 | 1 | Chemicals | d3f79c89-b067-32ef-a57d-987a1d013e5e | 9499238e-b0eb-35da-aef1-9114f54a0a44 | 20aadc24-a391-41cf-b340-3e4529f44bde | 93a60a56-a3c8-11da-a746-0800200b9a66
Dibenzothiophene | 132-65-0 | 132650 | 132650 | C12H8S |  | Mass | kg | emission | ground | https://ofmpub.epa.gov/sor_internet/registry/substreg/searchandretrieve/substancesearch/search.do?details=displayDetails&selectedSubstanceId=46645 | 1 | Chemicals | ae680797-1416-3227-bb09-af88e44b0e89 | 9499238e-b0eb-35da-aef1-9114f54a0a44 | 20aadc24-a391-41cf-b340-3e4529f44bde | 93a60a56-a3c8-11da-a746-0800200b9a66
Rifampin | 13292-46-1 | 13292461 | 13292461 | C43H58N4O12 |  | Mass | kg | emission | ground | https://ofmpub.epa.gov/sor_internet/registry/substreg/searchandretrieve/substancesearch/search.do?details=displayDetails&selectedSubstanceId=78316 | 1 | Chemicals | 1f05109c-1268-38cb-8cd1-79901399648f | 9499238e-b0eb-35da-aef1-9114f54a0a44 | 20aadc24-a391-41cf-b340-3e4529f44bde | 93a60a56-a3c8-11da-a746-0800200b9a66
Xylene | 1330-20-7 | 1330207 | 1330207 | C8H10 |  | Mass | kg | emission | ground | https://ofmpub.epa.gov/sor_internet/registry/substreg/searchandretrieve/substancesearch/search.do?details=displayDetails&selectedSubstanceId=43047 | 1 | Chemicals | b6ae99b7-64d3-37fb-8157-a40381a6d4d4 | 9499238e-b0eb-35da-aef1-9114f54a0a44 | 20aadc24-a391-41cf-b340-3e4529f44bde | 93a60a56-a3c8-11da-a746-0800200b9a66
Captan | 133-06-2 | 133062 | 133062 | C9H8Cl3NO2S |  | Mass | kg | emission | ground | https://ofmpub.epa.gov/sor_internet/registry/substreg/searchandretrieve/substancesearch/search.do?details=displayDetails&selectedSubstanceId=46639 | 1 | Chemicals | 41800315-9585-3b8b-b5c9-6516fa4a2c98 | 9499238e-b0eb-35da-aef1-9114f54a0a44 | 20aadc24-a391-41cf-b340-3e4529f44bde | 93a60a56-a3c8-11da-a746-0800200b9a66
Folpet | 133-07-3 | 133073 | 133073 | C9H4Cl3NO2S |  | Mass | kg | emission | ground | https://ofmpub.epa.gov/sor_internet/registry/substreg/searchandretrieve/substancesearch/search.do?details=displayDetails&selectedSubstanceId=97937 | 1 | Chemicals | 602b602d-e19a-3eae-a4c8-e631af181c28 | 9499238e-b0eb-35da-aef1-9114f54a0a44 | 20aadc24-a391-41cf-b340-3e4529f44bde | 93a60a56-a3c8-11da-a746-0800200b9a66
Tricresyl phosphate | 1330-78-5 | 1330785 | 1330785 | - |  | Mass | kg | emission | ground | https://ofmpub.epa.gov/sor_internet/registry/substreg/searchandretrieve/substancesearch/search.do?details=displayDetails&selectedSubstanceId=43038 | 1 | Chemicals | 07b6030e-2d6d-33ee-ac65-5fd5ff005c1c | 9499238e-b0eb-35da-aef1-9114f54a0a44 | 20aadc24-a391-41cf-b340-3e4529f44bde | 93a60a56-a3c8-11da-a746-0800200b9a66
Flutamide | 13311-84-7 | 13311847 | 13311847 | C11H11F3N2O3 |  | Mass | kg | emission | ground | https://ofmpub.epa.gov/sor_internet/registry/substreg/searchandretrieve/substancesearch/search.do?details=displayDetails&selectedSubstanceId=78315 | 1 | Chemicals | 08258a37-ddde-3c69-98a6-7280c7086001 | 9499238e-b0eb-35da-aef1-9114f54a0a44 | 20aadc24-a391-41cf-b340-3e4529f44bde | 93a60a56-a3c8-11da-a746-0800200b9a66
Phenyl 4-aminosalicylate | 133-11-9 | 133119 | 133119 | C13H11NO3 |  | Mass | kg | emission | ground | https://ofmpub.epa.gov/sor_internet/registry/substreg/searchandretrieve/substancesearch/search.do?details=displayDetails&selectedSubstanceId=97142 | 1 | Chemicals | 19865312-8e27-3d8d-8ddb-586e7e44ef3e | 9499238e-b0eb-35da-aef1-9114f54a0a44 | 20aadc24-a391-41cf-b340-3e4529f44bde | 93a60a56-a3c8-11da-a746-0800200b9a66
Basic copper chloride | 1332-40-7 | 1332407 | 1332407 | Cl2Cu4H6O6 |  | Mass | kg | emission | ground | https://ofmpub.epa.gov/sor_internet/registry/substreg/searchandretrieve/substancesearch/search.do?details=displayDetails&selectedSubstanceId=43018 | 1 | Chemicals | 45712133-0c61-3a3b-ad79-854c516c7d7b | 9499238e-b0eb-35da-aef1-9114f54a0a44 | 20aadc24-a391-41cf-b340-3e4529f44bde | 93a60a56-a3c8-11da-a746-0800200b9a66
Kaolin | 1332-58-7 | 1332587 | 1332587 | - |  | Mass | kg | emission | ground | https://ofmpub.epa.gov/sor_internet/registry/substreg/searchandretrieve/substancesearch/search.do?details=displayDetails&selectedSubstanceId=16368 | 1 | Chemicals | 8a6fcc41-46a2-359b-bc54-8311c770bcb3 | 9499238e-b0eb-35da-aef1-9114f54a0a44 | 20aadc24-a391-41cf-b340-3e4529f44bde | 93a60a56-a3c8-11da-a746-0800200b9a66
Indole-3-butyric acid | 133-32-4 | 133324 | 133324 | C12H13NO2 |  | Mass | kg | emission | ground | https://ofmpub.epa.gov/sor_internet/registry/substreg/searchandretrieve/substancesearch/search.do?details=displayDetails&selectedSubstanceId=46634 | 1 | Chemicals | b3e5dd23-fc31-3a77-8e1d-738b6107077b | 9499238e-b0eb-35da-aef1-9114f54a0a44 | 20aadc24-a391-41cf-b340-3e4529f44bde | 93a60a56-a3c8-11da-a746-0800200b9a66
Fenbutatin oxide | 13356-08-6 | 13356086 | 13356086 | C60H78OSn2 |  | Mass | kg | emission | ground | https://ofmpub.epa.gov/sor_internet/registry/substreg/searchandretrieve/substancesearch/search.do?details=displayDetails&selectedSubstanceId=97918 | 1 | Chemicals | ca835bb5-6c1c-336a-8ae7-7f29dfca501d | 9499238e-b0eb-35da-aef1-9114f54a0a44 | 20aadc24-a391-41cf-b340-3e4529f44bde | 93a60a56-a3c8-11da-a746-0800200b9a66
Chlorbromuron | 13360-45-7 | 13360457 | 13360457 | C9H10BrClN2O2 |  | Mass | kg | emission | ground | https://ofmpub.epa.gov/sor_internet/registry/substreg/searchandretrieve/substancesearch/search.do?details=displayDetails&selectedSubstanceId=77374 | 1 | Chemicals | 03e4b11c-1654-30e2-8404-65a80855d8b6 | 9499238e-b0eb-35da-aef1-9114f54a0a44 | 20aadc24-a391-41cf-b340-3e4529f44bde | 93a60a56-a3c8-11da-a746-0800200b9a66
Chloramben | 133-90-4 | 133904 | 133904 | C7H5Cl2NO2 |  | Mass | kg | emission | ground | https://ofmpub.epa.gov/sor_internet/registry/substreg/searchandretrieve/substancesearch/search.do?details=displayDetails&selectedSubstanceId=46629 | 1 | Chemicals | 04b691b9-6458-3692-980b-002ab6fdbaa9 | 9499238e-b0eb-35da-aef1-9114f54a0a44 | 20aadc24-a391-41cf-b340-3e4529f44bde | 93a60a56-a3c8-11da-a746-0800200b9a66
Fenpyroximate | 134098-61-6 | 134098616 | 134098616 | C24H27N3O4 |  | Mass | kg | emission | ground | https://ofmpub.epa.gov/sor_internet/registry/substreg/searchandretrieve/substancesearch/search.do?details=displayDetails&selectedSubstanceId=76889 | 1 | Chemicals | 3f983c7a-17c6-3302-86ad-8729ed4d4642 | 9499238e-b0eb-35da-aef1-9114f54a0a44 | 20aadc24-a391-41cf-b340-3e4529f44bde | 93a60a56-a3c8-11da-a746-0800200b9a66
Nifurpirinol | 13411-16-0 | 13411160 | 13411160 | C12H10N2O4 |  | Mass | kg | emission | ground | https://ofmpub.epa.gov/sor_internet/registry/substreg/searchandretrieve/substancesearch/search.do?details=displayDetails&selectedSubstanceId=97126 | 1 | Chemicals | a50e5865-a83c-3087-88e9-e18343273875 | 9499238e-b0eb-35da-aef1-9114f54a0a44 | 20aadc24-a391-41cf-b340-3e4529f44bde | 93a60a56-a3c8-11da-a746-0800200b9a66
Methyl anthranilate | 134-20-3 | 134203 | 134203 | C8H9NO2 |  | Mass | kg | emission | ground | https://ofmpub.epa.gov/sor_internet/registry/substreg/searchandretrieve/substancesearch/search.do?details=displayDetails&selectedSubstanceId=97896 | 1 | Chemicals | fa21643c-3520-3bf2-b4ef-dd8ed1c7b0a1 | 9499238e-b0eb-35da-aef1-9114f54a0a44 | 20aadc24-a391-41cf-b340-3e4529f44bde | 93a60a56-a3c8-11da-a746-0800200b9a66
o-Anisidine hydrochloride | 134-29-2 | 134292 | 134292 | C7H10ClNO |  | Mass | kg | emission | ground | https://ofmpub.epa.gov/sor_internet/registry/substreg/searchandretrieve/substancesearch/search.do?details=displayDetails&selectedSubstanceId=97895 | 1 | Chemicals | 3a43412c-8874-35c2-8896-fabbecd00856 | 9499238e-b0eb-35da-aef1-9114f54a0a44 | 20aadc24-a391-41cf-b340-3e4529f44bde | 93a60a56-a3c8-11da-a746-0800200b9a66
1-Naphthalenamine | 134-32-7 | 134327 | 134327 | C10H9N |  | Mass | kg | emission | ground | https://ofmpub.epa.gov/sor_internet/registry/substreg/searchandretrieve/substancesearch/search.do?details=displayDetails&selectedSubstanceId=46621 | 1 | Chemicals | e2e13105-48da-3ecd-82d9-58af2d8cc8f8 | 9499238e-b0eb-35da-aef1-9114f54a0a44 | 20aadc24-a391-41cf-b340-3e4529f44bde | 93a60a56-a3c8-11da-a746-0800200b9a66
Alumina | 1344-28-1 | 1344281 | 1344281 | - |  | Mass | kg | emission | ground | https://ofmpub.epa.gov/sor_internet/registry/substreg/searchandretrieve/substancesearch/search.do?details=displayDetails&selectedSubstanceId=42955 | 1 | Chemicals | ba2dad0f-d777-37b2-82e8-79f40f5c2f4a | 9499238e-b0eb-35da-aef1-9114f54a0a44 | 20aadc24-a391-41cf-b340-3e4529f44bde | 93a60a56-a3c8-11da-a746-0800200b9a66
Calcium polysulfide | 1344-81-6 | 1344816 | 1344816 | - |  | Mass | kg | emission | ground | https://ofmpub.epa.gov/sor_internet/registry/substreg/searchandretrieve/substancesearch/search.do?details=displayDetails&selectedSubstanceId=42943 | 1 | Chemicals | 557a59df-dafe-3156-a160-b52531cd1d8e | 9499238e-b0eb-35da-aef1-9114f54a0a44 | 20aadc24-a391-41cf-b340-3e4529f44bde | 93a60a56-a3c8-11da-a746-0800200b9a66
Pyrazophos | 13457-18-6 | 13457186 | 13457186 | C14H20N3O5PS |  | Mass | kg | emission | ground | https://ofmpub.epa.gov/sor_internet/registry/substreg/searchandretrieve/substancesearch/search.do?details=displayDetails&selectedSubstanceId=97883 | 1 | Chemicals | 858576b9-b907-3b28-aef8-32794f2f04f1 | 9499238e-b0eb-35da-aef1-9114f54a0a44 | 20aadc24-a391-41cf-b340-3e4529f44bde | 93a60a56-a3c8-11da-a746-0800200b9a66
N,N-Diethyl-m-toluamide | 134-62-3 | 134623 | 134623 | C12H17NO |  | Mass | kg | emission | ground | https://ofmpub.epa.gov/sor_internet/registry/substreg/searchandretrieve/substancesearch/search.do?details=displayDetails&selectedSubstanceId=46618 | 1 | Chemicals | a916dc81-3f84-329c-b0c8-30568a52ecef | 9499238e-b0eb-35da-aef1-9114f54a0a44 | 20aadc24-a391-41cf-b340-3e4529f44bde | 93a60a56-a3c8-11da-a746-0800200b9a66
Zinc pyrithione | 13463-41-7 | 13463417 | 13463417 | C10H8N2O2S2Zn |  | Mass | kg | emission | ground | https://ofmpub.epa.gov/sor_internet/registry/substreg/searchandretrieve/substancesearch/search.do?details=displayDetails&selectedSubstanceId=60584 | 1 | Chemicals | da5b4e2f-d4ed-3ae6-a474-e965b34a9297 | 9499238e-b0eb-35da-aef1-9114f54a0a44 | 20aadc24-a391-41cf-b340-3e4529f44bde | 93a60a56-a3c8-11da-a746-0800200b9a66
Dipotassium phosphite | 13492-26-7 | 13492267 | 13492267 | HK2O3P |  | Mass | kg | emission | ground | https://ofmpub.epa.gov/sor_internet/registry/substreg/searchandretrieve/substancesearch/search.do?details=displayDetails&selectedSubstanceId=60329 | 1 | Chemicals | fb9de01c-b898-32a4-add1-2029c05fd6fa | 9499238e-b0eb-35da-aef1-9114f54a0a44 | 20aadc24-a391-41cf-b340-3e4529f44bde | 93a60a56-a3c8-11da-a746-0800200b9a66
o-Diethylbenzene | 135-01-3 | 135013 | 135013 | C10H14 |  | Mass | kg | emission | ground | https://ofmpub.epa.gov/sor_internet/registry/substreg/searchandretrieve/substancesearch/search.do?details=displayDetails&selectedSubstanceId=46611 | 1 | Chemicals | 086d9f40-e14d-3a1e-94d3-85f0c33987a1 | 9499238e-b0eb-35da-aef1-9114f54a0a44 | 20aadc24-a391-41cf-b340-3e4529f44bde | 93a60a56-a3c8-11da-a746-0800200b9a66
Acibenzolar-S-methyl | 135158-54-2 | 135158542 | 135158542 | C8H6N2OS2 |  | Mass | kg | emission | ground | https://ofmpub.epa.gov/sor_internet/registry/substreg/searchandretrieve/substancesearch/search.do?details=displayDetails&selectedSubstanceId=80675 | 1 | Chemicals | d494f09a-be96-311a-866a-949d9386ac5b | 9499238e-b0eb-35da-aef1-9114f54a0a44 | 20aadc24-a391-41cf-b340-3e4529f44bde | 93a60a56-a3c8-11da-a746-0800200b9a66
2-Naphthalenol | 135-19-3 | 135193 | 135193 | C10H8O |  | Mass | kg | emission | ground | https://ofmpub.epa.gov/sor_internet/registry/substreg/searchandretrieve/substancesearch/search.do?details=displayDetails&selectedSubstanceId=46608 | 1 | Chemicals | b024df54-de2e-3b55-ade9-68c032c9bd73 | 9499238e-b0eb-35da-aef1-9114f54a0a44 | 20aadc24-a391-41cf-b340-3e4529f44bde | 93a60a56-a3c8-11da-a746-0800200b9a66
Cupferron | 135-20-6 | 135206 | 135206 | C6H9N3O2 |  | Mass | kg | emission | ground | https://ofmpub.epa.gov/sor_internet/registry/substreg/searchandretrieve/substancesearch/search.do?details=displayDetails&selectedSubstanceId=46607 | 1 | Chemicals | 3ebb9e4e-2e4e-31cb-900d-7657658a9cc1 | 9499238e-b0eb-35da-aef1-9114f54a0a44 | 20aadc24-a391-41cf-b340-3e4529f44bde | 93a60a56-a3c8-11da-a746-0800200b9a66
Methapyrilene hydrochloride | 135-23-9 | 135239 | 135239 | C14H20ClN3S |  | Mass | kg | emission | ground | https://ofmpub.epa.gov/sor_internet/registry/substreg/searchandretrieve/substancesearch/search.do?details=displayDetails&selectedSubstanceId=97865 | 1 | Chemicals | fef481c6-f07c-3a4e-850e-3f2b0ff7f08b | 9499238e-b0eb-35da-aef1-9114f54a0a44 | 20aadc24-a391-41cf-b340-3e4529f44bde | 93a60a56-a3c8-11da-a746-0800200b9a66
Acetamiprid | 135410-20-7 | 135410207 | 135410207 | C10H11ClN4 |  | Mass | kg | emission | ground | https://ofmpub.epa.gov/sor_internet/registry/substreg/searchandretrieve/substancesearch/search.do?details=displayDetails&selectedSubstanceId=80674 | 1 | Chemicals | 3ae315a1-e826-33c9-b29f-a77025acfa88 | 9499238e-b0eb-35da-aef1-9114f54a0a44 | 20aadc24-a391-41cf-b340-3e4529f44bde | 93a60a56-a3c8-11da-a746-0800200b9a66
4,4'-Methylenedianiline dihydrochloride | 13552-44-8 | 13552448 | 13552448 | C13H16Cl2N2 |  | Mass | kg | emission | ground | https://ofmpub.epa.gov/sor_internet/registry/substreg/searchandretrieve/substancesearch/search.do?details=displayDetails&selectedSubstanceId=60097 | 1 | Chemicals | 397b5445-b880-3484-8ed8-b1deee398e81 | 9499238e-b0eb-35da-aef1-9114f54a0a44 | 20aadc24-a391-41cf-b340-3e4529f44bde | 93a60a56-a3c8-11da-a746-0800200b9a66
N-Phenyl-2-naphthylamine | 135-88-6 | 135886 | 135886 | C16H13N |  | Mass | kg | emission | ground | https://ofmpub.epa.gov/sor_internet/registry/substreg/searchandretrieve/substancesearch/search.do?details=displayDetails&selectedSubstanceId=46587 | 1 | Chemicals | baaa2767-9a42-3973-a47b-0f93108f3f78 | 9499238e-b0eb-35da-aef1-9114f54a0a44 | 20aadc24-a391-41cf-b340-3e4529f44bde | 93a60a56-a3c8-11da-a746-0800200b9a66
Quinalphos | 13593-03-8 | 13593038 | 13593038 | C12H15N2O3PS |  | Mass | kg | emission | ground | https://ofmpub.epa.gov/sor_internet/registry/substreg/searchandretrieve/substancesearch/search.do?details=displayDetails&selectedSubstanceId=59880 | 1 | Chemicals | 98f1c549-e8df-3e3b-85da-88d93ba33a47 | 9499238e-b0eb-35da-aef1-9114f54a0a44 | 20aadc24-a391-41cf-b340-3e4529f44bde | 93a60a56-a3c8-11da-a746-0800200b9a66
Erbon | 136-25-4 | 136254 | 136254 | C11H9Cl5O3 |  | Mass | kg | emission | ground | https://ofmpub.epa.gov/sor_internet/registry/substreg/searchandretrieve/substancesearch/search.do?details=displayDetails&selectedSubstanceId=77761 | 1 | Chemicals | 9d53b793-ad2c-38e9-a2b3-9fd2f9ef5a57 | 9499238e-b0eb-35da-aef1-9114f54a0a44 | 20aadc24-a391-41cf-b340-3e4529f44bde | 93a60a56-a3c8-11da-a746-0800200b9a66
Phenazopyridine hydrochloride | 136-40-3 | 136403 | 136403 | C11H12ClN5 |  | Mass | kg | emission | ground | https://ofmpub.epa.gov/sor_internet/registry/substreg/searchandretrieve/substancesearch/search.do?details=displayDetails&selectedSubstanceId=78046 | 1 | Chemicals | ecb356aa-554f-3648-90ce-c2005326b0cd | 9499238e-b0eb-35da-aef1-9114f54a0a44 | 20aadc24-a391-41cf-b340-3e4529f44bde | 93a60a56-a3c8-11da-a746-0800200b9a66
Tris(1-chloro-2-propyl) phosphate | 13674-84-5 | 13674845 | 13674845 | C9H18Cl3O4P |  | Mass | kg | emission | ground | https://ofmpub.epa.gov/sor_internet/registry/substreg/searchandretrieve/substancesearch/search.do?details=displayDetails&selectedSubstanceId=59648 | 1 | Chemicals | 24cac590-7f8c-32af-afb6-1177f8e717c9 | 9499238e-b0eb-35da-aef1-9114f54a0a44 | 20aadc24-a391-41cf-b340-3e4529f44bde | 93a60a56-a3c8-11da-a746-0800200b9a66
Tris(1,3-dichloro-2-propyl)phosphate | 13674-87-8 | 13674878 | 13674878 | C9H15Cl6O4P |  | Mass | kg | emission | ground | https://ofmpub.epa.gov/sor_internet/registry/substreg/searchandretrieve/substancesearch/search.do?details=displayDetails&selectedSubstanceId=59647 | 1 | Chemicals | e37154e4-5228-3065-af51-360e808f8785 | 9499238e-b0eb-35da-aef1-9114f54a0a44 | 20aadc24-a391-41cf-b340-3e4529f44bde | 93a60a56-a3c8-11da-a746-0800200b9a66
Desmedipham | 13684-56-5 | 13684565 | 13684565 | C16H16N2O4 |  | Mass | kg | emission | ground | https://ofmpub.epa.gov/sor_internet/registry/substreg/searchandretrieve/substancesearch/search.do?details=displayDetails&selectedSubstanceId=36428 | 1 | Chemicals | 21fb0a69-aaf8-3773-bf73-b478f4d89efc | 9499238e-b0eb-35da-aef1-9114f54a0a44 | 20aadc24-a391-41cf-b340-3e4529f44bde | 93a60a56-a3c8-11da-a746-0800200b9a66
Phenmedipham | 13684-63-4 | 13684634 | 13684634 | C16H16N2O4 |  | Mass | kg | emission | ground | https://ofmpub.epa.gov/sor_internet/registry/substreg/searchandretrieve/substancesearch/search.do?details=displayDetails&selectedSubstanceId=97833 | 1 | Chemicals | 9748219b-fde2-394a-80f0-837d33f28c7e | 9499238e-b0eb-35da-aef1-9114f54a0a44 | 20aadc24-a391-41cf-b340-3e4529f44bde | 93a60a56-a3c8-11da-a746-0800200b9a66
2,4-Diaminophenol dihydrochloride | 137-09-7 | 137097 | 137097 | C6H10Cl2N2O |  | Mass | kg | emission | ground | https://ofmpub.epa.gov/sor_internet/registry/substreg/searchandretrieve/substancesearch/search.do?details=displayDetails&selectedSubstanceId=97825 | 1 | Chemicals | ce621948-70bc-3f90-a317-18543b1a0605 | 9499238e-b0eb-35da-aef1-9114f54a0a44 | 20aadc24-a391-41cf-b340-3e4529f44bde | 93a60a56-a3c8-11da-a746-0800200b9a66
2,4,5-Trimethylaniline | 137-17-7 | 137177 | 137177 | C9H13N |  | Mass | kg | emission | ground | https://ofmpub.epa.gov/sor_internet/registry/substreg/searchandretrieve/substancesearch/search.do?details=displayDetails&selectedSubstanceId=78044 | 1 | Chemicals | 2065ab7d-f124-37d0-b16d-d099217eff7f | 9499238e-b0eb-35da-aef1-9114f54a0a44 | 20aadc24-a391-41cf-b340-3e4529f44bde | 93a60a56-a3c8-11da-a746-0800200b9a66
1,3-Benzenediol, 4,6-dichloro- | 137-19-9 | 137199 | 137199 | C6H4Cl2O2 |  | Mass | kg | emission | ground | https://ofmpub.epa.gov/sor_internet/registry/substreg/searchandretrieve/substancesearch/search.do?details=displayDetails&selectedSubstanceId=46566 | 1 | Chemicals | 4430fa86-3bdb-3116-8f19-096afda963e2 | 9499238e-b0eb-35da-aef1-9114f54a0a44 | 20aadc24-a391-41cf-b340-3e4529f44bde | 93a60a56-a3c8-11da-a746-0800200b9a66
Thiram | 137-26-8 | 137268 | 137268 | C6H12N2S4 |  | Mass | kg | emission | ground | https://ofmpub.epa.gov/sor_internet/registry/substreg/searchandretrieve/substancesearch/search.do?details=displayDetails&selectedSubstanceId=97821 | 1 | Chemicals | 28fb24dd-cc17-3e2f-b128-1eb77b594649 | 9499238e-b0eb-35da-aef1-9114f54a0a44 | 20aadc24-a391-41cf-b340-3e4529f44bde | 93a60a56-a3c8-11da-a746-0800200b9a66
Copper dimethyldithiocarbamate | 137-29-1 | 137291 | 137291 | C6H12CuN2S4 |  | Mass | kg | emission | ground | https://ofmpub.epa.gov/sor_internet/registry/substreg/searchandretrieve/substancesearch/search.do?details=displayDetails&selectedSubstanceId=46564 | 1 | Chemicals | bf83e0ba-968e-36e8-9809-f7d4b6dc8fea | 9499238e-b0eb-35da-aef1-9114f54a0a44 | 20aadc24-a391-41cf-b340-3e4529f44bde | 93a60a56-a3c8-11da-a746-0800200b9a66
Ziram | 137-30-4 | 137304 | 137304 | C6H12N2S4Zn |  | Mass | kg | emission | ground | https://ofmpub.epa.gov/sor_internet/registry/substreg/searchandretrieve/substancesearch/search.do?details=displayDetails&selectedSubstanceId=97820 | 1 | Chemicals | c6e9cc27-507b-38cc-aa40-b04820df3e13 | 9499238e-b0eb-35da-aef1-9114f54a0a44 | 20aadc24-a391-41cf-b340-3e4529f44bde | 93a60a56-a3c8-11da-a746-0800200b9a66
Sodium propionate | 137-40-6 | 137406 | 137406 | C3H5NaO2 |  | Mass | kg | emission | ground | https://ofmpub.epa.gov/sor_internet/registry/substreg/searchandretrieve/substancesearch/search.do?details=displayDetails&selectedSubstanceId=46562 | 1 | Chemicals | 9492c235-b641-374c-a51f-7fd474f080a9 | 9499238e-b0eb-35da-aef1-9114f54a0a44 | 20aadc24-a391-41cf-b340-3e4529f44bde | 93a60a56-a3c8-11da-a746-0800200b9a66
Potassium N-methyldithiocarbamate | 137-41-7 | 137417 | 137417 | C2H4KNS2 |  | Mass | kg | emission | ground | https://ofmpub.epa.gov/sor_internet/registry/substreg/searchandretrieve/substancesearch/search.do?details=displayDetails&selectedSubstanceId=46561 | 1 | Chemicals | ecf204b7-b7bf-33d9-9b62-e8c477120912 | 9499238e-b0eb-35da-aef1-9114f54a0a44 | 20aadc24-a391-41cf-b340-3e4529f44bde | 93a60a56-a3c8-11da-a746-0800200b9a66
Sodium methyldithiocarbamate | 137-42-8 | 137428 | 137428 | C2H4NNaS2 |  | Mass | kg | emission | ground | https://ofmpub.epa.gov/sor_internet/registry/substreg/searchandretrieve/substancesearch/search.do?details=displayDetails&selectedSubstanceId=97819 | 1 | Chemicals | 834c0e56-b808-3972-bd97-76c48006af83 | 9499238e-b0eb-35da-aef1-9114f54a0a44 | 20aadc24-a391-41cf-b340-3e4529f44bde | 93a60a56-a3c8-11da-a746-0800200b9a66
N-Oxydiethylenethiocarbamyl-N'-oxydiethylenesulfenamide | 13752-51-7 | 13752517 | 13752517 | C9H16N2O2S2 |  | Mass | kg | emission | ground | https://ofmpub.epa.gov/sor_internet/registry/substreg/searchandretrieve/substancesearch/search.do?details=displayDetails&selectedSubstanceId=62187 | 1 | Chemicals | 9e80a2a2-825a-34f0-a35b-ab9ca369f425 | 9499238e-b0eb-35da-aef1-9114f54a0a44 | 20aadc24-a391-41cf-b340-3e4529f44bde | 93a60a56-a3c8-11da-a746-0800200b9a66
n-Butyl lactate | 138-22-7 | 138227 | 138227 | C7H14O3 |  | Mass | kg | emission | ground | https://ofmpub.epa.gov/sor_internet/registry/substreg/searchandretrieve/substancesearch/search.do?details=displayDetails&selectedSubstanceId=46550 | 1 | Chemicals | 02f83571-d06f-3e6e-a49a-727a538936c6 | 9499238e-b0eb-35da-aef1-9114f54a0a44 | 20aadc24-a391-41cf-b340-3e4529f44bde | 93a60a56-a3c8-11da-a746-0800200b9a66
Imidacloprid | 138261-41-3 | 138261413 | 138261413 | C9H10ClN5O2 |  | Mass | kg | emission | ground | https://ofmpub.epa.gov/sor_internet/registry/substreg/searchandretrieve/substancesearch/search.do?details=displayDetails&selectedSubstanceId=82986 | 1 | Chemicals | e16be16c-c1a3-374f-8607-02f1af5d6c26 | 9499238e-b0eb-35da-aef1-9114f54a0a44 | 20aadc24-a391-41cf-b340-3e4529f44bde | 93a60a56-a3c8-11da-a746-0800200b9a66
3-Phenoxybenzenemethanol | 13826-35-2 | 13826352 | 13826352 | C13H12O2 |  | Mass | kg | emission | ground | https://ofmpub.epa.gov/sor_internet/registry/substreg/searchandretrieve/substancesearch/search.do?details=displayDetails&selectedSubstanceId=61705 | 1 | Chemicals | ccbb855e-e30d-3b04-9c05-3e2c24171142 | 9499238e-b0eb-35da-aef1-9114f54a0a44 | 20aadc24-a391-41cf-b340-3e4529f44bde | 93a60a56-a3c8-11da-a746-0800200b9a66
Disodium 4,4'-bis[4-anilino-6-(N-methyl-2-hydroxyethylamino)-1,3,5-triazin-2-yl)-amino]stilbene-2,2'-disulfonate | 13863-31-5 | 13863315 | 13863315 | C38H38N12Na2O8S2 |  | Mass | kg | emission | ground | https://ofmpub.epa.gov/sor_internet/registry/substreg/searchandretrieve/substancesearch/search.do?details=displayDetails&selectedSubstanceId=97801 | 1 | Chemicals | b5428ceb-3903-320e-943b-c5a0900bbf65 | 9499238e-b0eb-35da-aef1-9114f54a0a44 | 20aadc24-a391-41cf-b340-3e4529f44bde | 93a60a56-a3c8-11da-a746-0800200b9a66
Limonene | 138-86-3 | 138863 | 138863 | C10H16 |  | Mass | kg | emission | ground | https://ofmpub.epa.gov/sor_internet/registry/substreg/searchandretrieve/substancesearch/search.do?details=displayDetails&selectedSubstanceId=46540 | 1 | Chemicals | 8646733b-ccae-355f-b11e-7bcaf50dc77f | 9499238e-b0eb-35da-aef1-9114f54a0a44 | 20aadc24-a391-41cf-b340-3e4529f44bde | 93a60a56-a3c8-11da-a746-0800200b9a66
Disodium cyanodithioimidocarbonate | 138-93-2 | 138932 | 138932 | C2N2Na2S2 |  | Mass | kg | emission | ground | https://ofmpub.epa.gov/sor_internet/registry/substreg/searchandretrieve/substancesearch/search.do?details=displayDetails&selectedSubstanceId=46536 | 1 | Chemicals | f52c5a48-09ef-3b31-96c0-92122a2200a1 | 9499238e-b0eb-35da-aef1-9114f54a0a44 | 20aadc24-a391-41cf-b340-3e4529f44bde | 93a60a56-a3c8-11da-a746-0800200b9a66
Sodium cyclamate | 139-05-9 | 139059 | 139059 | C6H12NNaO3S |  | Mass | kg | emission | ground | https://ofmpub.epa.gov/sor_internet/registry/substreg/searchandretrieve/substancesearch/search.do?details=displayDetails&selectedSubstanceId=46534 | 1 | Chemicals | e33ecb6e-ce32-341a-a662-7e2a8bfdef7f | 9499238e-b0eb-35da-aef1-9114f54a0a44 | 20aadc24-a391-41cf-b340-3e4529f44bde | 93a60a56-a3c8-11da-a746-0800200b9a66
2',3',4'-Trimethoxyacetophenone | 13909-73-4 | 13909734 | 13909734 | C11H14O4 |  | Mass | kg | emission | ground | https://ofmpub.epa.gov/sor_internet/registry/substreg/searchandretrieve/substancesearch/search.do?details=displayDetails&selectedSubstanceId=97090 | 1 | Chemicals | d1da2e8a-bce4-3d1f-94dc-0fbeff5d55f5 | 9499238e-b0eb-35da-aef1-9114f54a0a44 | 20aadc24-a391-41cf-b340-3e4529f44bde | 93a60a56-a3c8-11da-a746-0800200b9a66
Nitrilotriacetic acid | 139-13-9 | 139139 | 139139 | C6H9NO6 |  | Mass | kg | emission | ground | https://ofmpub.epa.gov/sor_internet/registry/substreg/searchandretrieve/substancesearch/search.do?details=displayDetails&selectedSubstanceId=46891 | 1 | Chemicals | 62bc677d-4396-3cc5-be1a-01cf7f4e848f | 9499238e-b0eb-35da-aef1-9114f54a0a44 | 20aadc24-a391-41cf-b340-3e4529f44bde | 93a60a56-a3c8-11da-a746-0800200b9a66
Propazine | 139-40-2 | 139402 | 139402 | C9H16ClN5 |  | Mass | kg | emission | ground | https://ofmpub.epa.gov/sor_internet/registry/substreg/searchandretrieve/substancesearch/search.do?details=displayDetails&selectedSubstanceId=46889 | 1 | Chemicals | 96c79c46-a868-3deb-bf89-16e82c0efebf | 9499238e-b0eb-35da-aef1-9114f54a0a44 | 20aadc24-a391-41cf-b340-3e4529f44bde | 93a60a56-a3c8-11da-a746-0800200b9a66
4,4'-Thiodianiline | 139-65-1 | 139651 | 139651 | C12H12N2S |  | Mass | kg | emission | ground | https://ofmpub.epa.gov/sor_internet/registry/substreg/searchandretrieve/substancesearch/search.do?details=displayDetails&selectedSubstanceId=97791 | 1 | Chemicals | 4ed66b89-ff88-3de3-836f-eb26080c9273 | 9499238e-b0eb-35da-aef1-9114f54a0a44 | 20aadc24-a391-41cf-b340-3e4529f44bde | 93a60a56-a3c8-11da-a746-0800200b9a66
Antimycin A | 1397-94-0 | 1397940 | 1397940 | - |  | Mass | kg | emission | ground | https://ofmpub.epa.gov/sor_internet/registry/substreg/searchandretrieve/substancesearch/search.do?details=displayDetails&selectedSubstanceId=42927 | 1 | Chemicals | 841c8a43-0214-3eb8-9367-e9952141d4c5 | 9499238e-b0eb-35da-aef1-9114f54a0a44 | 20aadc24-a391-41cf-b340-3e4529f44bde | 93a60a56-a3c8-11da-a746-0800200b9a66
Nithiazide | 139-94-6 | 139946 | 139946 | C6H8N4O3S |  | Mass | kg | emission | ground | https://ofmpub.epa.gov/sor_internet/registry/substreg/searchandretrieve/substancesearch/search.do?details=displayDetails&selectedSubstanceId=78043 | 1 | Chemicals | 17e33466-50f0-3316-9201-4d401b1427fc | 9499238e-b0eb-35da-aef1-9114f54a0a44 | 20aadc24-a391-41cf-b340-3e4529f44bde | 93a60a56-a3c8-11da-a746-0800200b9a66
4-Chloro-2-allylphenol | 13997-73-4 | 13997734 | 13997734 | C9H9ClO |  | Mass | kg | emission | ground | https://ofmpub.epa.gov/sor_internet/registry/substreg/searchandretrieve/substancesearch/search.do?details=displayDetails&selectedSubstanceId=97085 | 1 | Chemicals | ef7fc9fb-8a4e-3874-94cd-09cfd536deee | 9499238e-b0eb-35da-aef1-9114f54a0a44 | 20aadc24-a391-41cf-b340-3e4529f44bde | 93a60a56-a3c8-11da-a746-0800200b9a66
Pentasodium diethylenetriaminepentaacetate | 140-01-2 | 140012 | 140012 | C14H18N3Na5O10 |  | Mass | kg | emission | ground | https://ofmpub.epa.gov/sor_internet/registry/substreg/searchandretrieve/substancesearch/search.do?details=displayDetails&selectedSubstanceId=97784 | 1 | Chemicals | f6233d07-8675-3cb4-a208-66c251366e36 | 9499238e-b0eb-35da-aef1-9114f54a0a44 | 20aadc24-a391-41cf-b340-3e4529f44bde | 93a60a56-a3c8-11da-a746-0800200b9a66
Benzyl acetate | 140-11-4 | 140114 | 140114 | C9H10O2 |  | Mass | kg | emission | ground | https://ofmpub.epa.gov/sor_internet/registry/substreg/searchandretrieve/substancesearch/search.do?details=displayDetails&selectedSubstanceId=46873 | 1 | Chemicals | 8f7e26ec-75f5-3e2f-9430-af09767b3692 | 9499238e-b0eb-35da-aef1-9114f54a0a44 | 20aadc24-a391-41cf-b340-3e4529f44bde | 93a60a56-a3c8-11da-a746-0800200b9a66
Tannic acid | 1401-55-4 | 1401554 | 1401554 | - |  | Mass | kg | emission | ground | https://ofmpub.epa.gov/sor_internet/registry/substreg/searchandretrieve/substancesearch/search.do?details=displayDetails&selectedSubstanceId=16360 | 1 | Chemicals | f9728c20-2033-3f99-a07c-bdbc1f35da2b | 9499238e-b0eb-35da-aef1-9114f54a0a44 | 20aadc24-a391-41cf-b340-3e4529f44bde | 93a60a56-a3c8-11da-a746-0800200b9a66
1-Piperazineethanamine | 140-31-8 | 140318 | 140318 | C6H15N3 |  | Mass | kg | emission | ground | https://ofmpub.epa.gov/sor_internet/registry/substreg/searchandretrieve/substancesearch/search.do?details=displayDetails&selectedSubstanceId=97777 | 1 | Chemicals | ef8794e6-5272-33e7-be85-bdda39b019dd | 9499238e-b0eb-35da-aef1-9114f54a0a44 | 20aadc24-a391-41cf-b340-3e4529f44bde | 93a60a56-a3c8-11da-a746-0800200b9a66
4-Chlorophenylurea | 140-38-5 | 140385 | 140385 | C7H7ClN2O |  | Mass | kg | emission | ground | https://ofmpub.epa.gov/sor_internet/registry/substreg/searchandretrieve/substancesearch/search.do?details=displayDetails&selectedSubstanceId=97776 | 1 | Chemicals | 5d1314ff-ad53-3aa9-abab-9c28967c8ddf | 9499238e-b0eb-35da-aef1-9114f54a0a44 | 20aadc24-a391-41cf-b340-3e4529f44bde | 93a60a56-a3c8-11da-a746-0800200b9a66
Fenaminosulf | 140-56-7 | 140567 | 140567 | C8H10N3NaO3S |  | Mass | kg | emission | ground | https://ofmpub.epa.gov/sor_internet/registry/substreg/searchandretrieve/substancesearch/search.do?details=displayDetails&selectedSubstanceId=78042 | 1 | Chemicals | 8ea272ad-85e2-3794-bd37-ba13d46e9b5e | 9499238e-b0eb-35da-aef1-9114f54a0a44 | 20aadc24-a391-41cf-b340-3e4529f44bde | 93a60a56-a3c8-11da-a746-0800200b9a66
Aramite | 140-57-8 | 140578 | 140578 | C15H23ClO4S |  | Mass | kg | emission | ground | https://ofmpub.epa.gov/sor_internet/registry/substreg/searchandretrieve/substancesearch/search.do?details=displayDetails&selectedSubstanceId=46863 | 1 | Chemicals | 246affcb-3088-3f9f-87e3-ddcc683d5e59 | 9499238e-b0eb-35da-aef1-9114f54a0a44 | 20aadc24-a391-41cf-b340-3e4529f44bde | 93a60a56-a3c8-11da-a746-0800200b9a66
3-Aminobenzoyl hydrazine | 14062-34-1 | 14062341 | 14062341 | C7H9N3O |  | Mass | kg | emission | ground | https://ofmpub.epa.gov/sor_internet/registry/substreg/searchandretrieve/substancesearch/search.do?details=displayDetails&selectedSubstanceId=96893 | 1 | Chemicals | 3fb6ad2f-343c-3b15-9c92-46d71da3c5da | 9499238e-b0eb-35da-aef1-9114f54a0a44 | 20aadc24-a391-41cf-b340-3e4529f44bde | 93a60a56-a3c8-11da-a746-0800200b9a66
p-(1,1,3,3-Tetramethylbutyl)phenol | 140-66-9 | 140669 | 140669 | C14H22O |  | Mass | kg | emission | ground | https://ofmpub.epa.gov/sor_internet/registry/substreg/searchandretrieve/substancesearch/search.do?details=displayDetails&selectedSubstanceId=46862 | 1 | Chemicals | e38bb716-ad2c-35f6-a28b-243bfc72a37a | 9499238e-b0eb-35da-aef1-9114f54a0a44 | 20aadc24-a391-41cf-b340-3e4529f44bde | 93a60a56-a3c8-11da-a746-0800200b9a66
Estragole | 140-67-0 | 140670 | 140670 | C10H12O |  | Mass | kg | emission | ground | https://ofmpub.epa.gov/sor_internet/registry/substreg/searchandretrieve/substancesearch/search.do?details=displayDetails&selectedSubstanceId=97773 | 1 | Chemicals | eda1aa49-6239-3fbb-bdfe-fe102f25ff9e | 9499238e-b0eb-35da-aef1-9114f54a0a44 | 20aadc24-a391-41cf-b340-3e4529f44bde | 93a60a56-a3c8-11da-a746-0800200b9a66
Piperazine, 1,4-dinitroso- | 140-79-4 | 140794 | 140794 | C4H8N4O2 |  | Mass | kg | emission | ground | https://ofmpub.epa.gov/sor_internet/registry/substreg/searchandretrieve/substancesearch/search.do?details=displayDetails&selectedSubstanceId=97769 | 1 | Chemicals | b6f59f69-4926-33b6-87a1-42520bf02aa2 | 9499238e-b0eb-35da-aef1-9114f54a0a44 | 20aadc24-a391-41cf-b340-3e4529f44bde | 93a60a56-a3c8-11da-a746-0800200b9a66
Ethyl acrylate | 140-88-5 | 140885 | 140885 | C5H8O2 |  | Mass | kg | emission | ground | https://ofmpub.epa.gov/sor_internet/registry/substreg/searchandretrieve/substancesearch/search.do?details=displayDetails&selectedSubstanceId=97768 | 1 | Chemicals | cc620d6e-7e7e-3757-baf3-d573dae2ef6f | 9499238e-b0eb-35da-aef1-9114f54a0a44 | 20aadc24-a391-41cf-b340-3e4529f44bde | 93a60a56-a3c8-11da-a746-0800200b9a66
Proclonol | 14088-71-2 | 14088712 | 14088712 | C16H14Cl2O |  | Mass | kg | emission | ground | https://ofmpub.epa.gov/sor_internet/registry/substreg/searchandretrieve/substancesearch/search.do?details=displayDetails&selectedSubstanceId=97767 | 1 | Chemicals | 2ba9605f-5750-3f9c-8470-cc7785f418b1 | 9499238e-b0eb-35da-aef1-9114f54a0a44 | 20aadc24-a391-41cf-b340-3e4529f44bde | 93a60a56-a3c8-11da-a746-0800200b9a66
Potassium ethyl xanthate | 140-89-6 | 140896 | 140896 | C3H5KOS2 |  | Mass | kg | emission | ground | https://ofmpub.epa.gov/sor_internet/registry/substreg/searchandretrieve/substancesearch/search.do?details=displayDetails&selectedSubstanceId=46855 | 1 | Chemicals | ef11e0d8-1185-3a63-a82a-4291d3116ceb | 9499238e-b0eb-35da-aef1-9114f54a0a44 | 20aadc24-a391-41cf-b340-3e4529f44bde | 93a60a56-a3c8-11da-a746-0800200b9a66
Proxan-sodium | 140-93-2 | 140932 | 140932 | C4H7NaOS2 |  | Mass | kg | emission | ground | https://ofmpub.epa.gov/sor_internet/registry/substreg/searchandretrieve/substancesearch/search.do?details=displayDetails&selectedSubstanceId=46853 | 1 | Chemicals | e4410452-3cb6-3369-a9b2-fbb6fedcb34f | 9499238e-b0eb-35da-aef1-9114f54a0a44 | 20aadc24-a391-41cf-b340-3e4529f44bde | 93a60a56-a3c8-11da-a746-0800200b9a66
Dibutyl succinate | 141-03-7 | 141037 | 141037 | C12H22O4 |  | Mass | kg | emission | ground | https://ofmpub.epa.gov/sor_internet/registry/substreg/searchandretrieve/substancesearch/search.do?details=displayDetails&selectedSubstanceId=46848 | 1 | Chemicals | 63ab6b00-01c1-3804-9fdb-6333909aa38c | 9499238e-b0eb-35da-aef1-9114f54a0a44 | 20aadc24-a391-41cf-b340-3e4529f44bde | 93a60a56-a3c8-11da-a746-0800200b9a66
Pseudoionone | 141-10-6 | 141106 | 141106 | C13H20O |  | Mass | kg | emission | ground | https://ofmpub.epa.gov/sor_internet/registry/substreg/searchandretrieve/substancesearch/search.do?details=displayDetails&selectedSubstanceId=46842 | 1 | Chemicals | 67e007ef-7325-3f26-ab20-d948643200a0 | 9499238e-b0eb-35da-aef1-9114f54a0a44 | 20aadc24-a391-41cf-b340-3e4529f44bde | 93a60a56-a3c8-11da-a746-0800200b9a66
Isoxaflutole | 141112-29-0 | 141112290 | 141112290 | C15H12F3NO4S |  | Mass | kg | emission | ground | https://ofmpub.epa.gov/sor_internet/registry/substreg/searchandretrieve/substancesearch/search.do?details=displayDetails&selectedSubstanceId=80670 | 1 | Chemicals | ed3128ea-ea63-376a-b6be-6201a5cf694c | 9499238e-b0eb-35da-aef1-9114f54a0a44 | 20aadc24-a391-41cf-b340-3e4529f44bde | 93a60a56-a3c8-11da-a746-0800200b9a66
Hexanedioic acid, diethyl ester | 141-28-6 | 141286 | 141286 | C10H18O4 |  | Mass | kg | emission | ground | https://ofmpub.epa.gov/sor_internet/registry/substreg/searchandretrieve/substancesearch/search.do?details=displayDetails&selectedSubstanceId=97757 | 1 | Chemicals | 042db5a2-64e4-3450-9c80-aab8621a4d41 | 9499238e-b0eb-35da-aef1-9114f54a0a44 | 20aadc24-a391-41cf-b340-3e4529f44bde | 93a60a56-a3c8-11da-a746-0800200b9a66
Butyl acrylate | 141-32-2 | 141322 | 141322 | C7H12O2 |  | Mass | kg | emission | ground | https://ofmpub.epa.gov/sor_internet/registry/substreg/searchandretrieve/substancesearch/search.do?details=displayDetails&selectedSubstanceId=46147 | 1 | Chemicals | 2307c1a3-d10a-34fb-bd94-aab011f418c4 | 9499238e-b0eb-35da-aef1-9114f54a0a44 | 20aadc24-a391-41cf-b340-3e4529f44bde | 93a60a56-a3c8-11da-a746-0800200b9a66
Ethanolamine | 141-43-5 | 141435 | 141435 | C2H7NO |  | Mass | kg | emission | ground | https://ofmpub.epa.gov/sor_internet/registry/substreg/searchandretrieve/substancesearch/search.do?details=displayDetails&selectedSubstanceId=46145 | 1 | Chemicals | ece916ff-1678-32e2-b773-bf3c1b389518 | 9499238e-b0eb-35da-aef1-9114f54a0a44 | 20aadc24-a391-41cf-b340-3e4529f44bde | 93a60a56-a3c8-11da-a746-0800200b9a66
Trifloxystrobin | 141517-21-7 | 141517217 | 141517217 | C20H19F3N2O4 |  | Mass | kg | emission | ground | https://ofmpub.epa.gov/sor_internet/registry/substreg/searchandretrieve/substancesearch/search.do?details=displayDetails&selectedSubstanceId=80668 | 1 | Chemicals | cc253ebf-582f-30e0-8d90-ff224cd06151 | 9499238e-b0eb-35da-aef1-9114f54a0a44 | 20aadc24-a391-41cf-b340-3e4529f44bde | 93a60a56-a3c8-11da-a746-0800200b9a66
Sodium formate | 141-53-7 | 141537 | 141537 | CHNaO2 |  | Mass | kg | emission | ground | https://ofmpub.epa.gov/sor_internet/registry/substreg/searchandretrieve/substancesearch/search.do?details=displayDetails&selectedSubstanceId=46143 | 1 | Chemicals | fec4cf58-81ce-37a0-81d5-2a76d0c05f22 | 9499238e-b0eb-35da-aef1-9114f54a0a44 | 20aadc24-a391-41cf-b340-3e4529f44bde | 93a60a56-a3c8-11da-a746-0800200b9a66
Dicrotophos | 141-66-2 | 141662 | 141662 | C8H16NO5P |  | Mass | kg | emission | ground | https://ofmpub.epa.gov/sor_internet/registry/substreg/searchandretrieve/substancesearch/search.do?details=displayDetails&selectedSubstanceId=46139 | 1 | Chemicals | 86871c7e-f25b-3d95-a601-3913478dd5e9 | 9499238e-b0eb-35da-aef1-9114f54a0a44 | 20aadc24-a391-41cf-b340-3e4529f44bde | 93a60a56-a3c8-11da-a746-0800200b9a66
Sulfosulfuron | 141776-32-1 | 141776321 | 141776321 | C16H18N6O7S2 |  | Mass | kg | emission | ground | https://ofmpub.epa.gov/sor_internet/registry/substreg/searchandretrieve/substancesearch/search.do?details=displayDetails&selectedSubstanceId=76880 | 1 | Chemicals | 048bbd96-d90f-3542-ad1d-036d6763f9a1 | 9499238e-b0eb-35da-aef1-9114f54a0a44 | 20aadc24-a391-41cf-b340-3e4529f44bde | 93a60a56-a3c8-11da-a746-0800200b9a66
Ethyl acetate | 141-78-6 | 141786 | 141786 | C4H8O2 |  | Mass | kg | emission | ground | https://ofmpub.epa.gov/sor_internet/registry/substreg/searchandretrieve/substancesearch/search.do?details=displayDetails&selectedSubstanceId=46136 | 1 | Chemicals | 6aedbe49-15da-3f74-abde-fd2591b56995 | 9499238e-b0eb-35da-aef1-9114f54a0a44 | 20aadc24-a391-41cf-b340-3e4529f44bde | 93a60a56-a3c8-11da-a746-0800200b9a66
Thiouracil | 141-90-2 | 141902 | 141902 | C4H4N2OS |  | Mass | kg | emission | ground | https://ofmpub.epa.gov/sor_internet/registry/substreg/searchandretrieve/substancesearch/search.do?details=displayDetails&selectedSubstanceId=46131 | 1 | Chemicals | 3f7d5c89-2d79-3ba0-9079-acf88f563715 | 9499238e-b0eb-35da-aef1-9114f54a0a44 | 20aadc24-a391-41cf-b340-3e4529f44bde | 93a60a56-a3c8-11da-a746-0800200b9a66
2,6-Dimethylmorpholine | 141-91-3 | 141913 | 141913 | C6H13NO |  | Mass | kg | emission | ground | https://ofmpub.epa.gov/sor_internet/registry/substreg/searchandretrieve/substancesearch/search.do?details=displayDetails&selectedSubstanceId=46130 | 1 | Chemicals | 742a9d53-633c-3789-829e-f6d653f29ecb | 9499238e-b0eb-35da-aef1-9114f54a0a44 | 20aadc24-a391-41cf-b340-3e4529f44bde | 93a60a56-a3c8-11da-a746-0800200b9a66
m-Diethylbenzene | 141-93-5 | 141935 | 141935 | C10H14 |  | Mass | kg | emission | ground | https://ofmpub.epa.gov/sor_internet/registry/substreg/searchandretrieve/substancesearch/search.do?details=displayDetails&selectedSubstanceId=46129 | 1 | Chemicals | 3098f5f1-75df-3538-86aa-4498676ca59a | 9499238e-b0eb-35da-aef1-9114f54a0a44 | 20aadc24-a391-41cf-b340-3e4529f44bde | 93a60a56-a3c8-11da-a746-0800200b9a66
Ethyl acetoacetate | 141-97-9 | 141979 | 141979 | C6H10O3 |  | Mass | kg | emission | ground | https://ofmpub.epa.gov/sor_internet/registry/substreg/searchandretrieve/substancesearch/search.do?details=displayDetails&selectedSubstanceId=46127 | 1 | Chemicals | ab21028d-00e0-36ef-a7ba-b2f7513191bf | 9499238e-b0eb-35da-aef1-9114f54a0a44 | 20aadc24-a391-41cf-b340-3e4529f44bde | 93a60a56-a3c8-11da-a746-0800200b9a66
Clonitralid | 1420-04-8 | 1420048 | 1420048 | C15H15Cl2N3O5 |  | Mass | kg | emission | ground | https://ofmpub.epa.gov/sor_internet/registry/substreg/searchandretrieve/substancesearch/search.do?details=displayDetails&selectedSubstanceId=42913 | 1 | Chemicals | 95130842-d786-30fc-9134-dba6611ed96a | 9499238e-b0eb-35da-aef1-9114f54a0a44 | 20aadc24-a391-41cf-b340-3e4529f44bde | 93a60a56-a3c8-11da-a746-0800200b9a66
Trifenmorph | 1420-06-0 | 1420060 | 1420060 | C23H23NO |  | Mass | kg | emission | ground | https://ofmpub.epa.gov/sor_internet/registry/substreg/searchandretrieve/substancesearch/search.do?details=displayDetails&selectedSubstanceId=77618 | 1 | Chemicals | 4bafcce0-76d0-3ca1-b759-0599a61d34e1 | 9499238e-b0eb-35da-aef1-9114f54a0a44 | 20aadc24-a391-41cf-b340-3e4529f44bde | 93a60a56-a3c8-11da-a746-0800200b9a66
Dinoterb | 1420-07-1 | 1420071 | 1420071 | C10H12N2O5 |  | Mass | kg | emission | ground | https://ofmpub.epa.gov/sor_internet/registry/substreg/searchandretrieve/substancesearch/search.do?details=displayDetails&selectedSubstanceId=42912 | 1 | Chemicals | ec35ab2e-4ac2-33c2-843c-1c8544e717d8 | 9499238e-b0eb-35da-aef1-9114f54a0a44 | 20aadc24-a391-41cf-b340-3e4529f44bde | 93a60a56-a3c8-11da-a746-0800200b9a66
Aniline hydrochloride | 142-04-1 | 142041 | 142041 | C6H8ClN |  | Mass | kg | emission | ground | https://ofmpub.epa.gov/sor_internet/registry/substreg/searchandretrieve/substancesearch/search.do?details=displayDetails&selectedSubstanceId=46125 | 1 | Chemicals | a6c86bbc-2f97-3030-bbfe-3214ac7072ab | 9499238e-b0eb-35da-aef1-9114f54a0a44 | 20aadc24-a391-41cf-b340-3e4529f44bde | 93a60a56-a3c8-11da-a746-0800200b9a66
2(1H)-Pyridinone | 142-08-5 | 142085 | 142085 | C5H5NO |  | Mass | kg | emission | ground | https://ofmpub.epa.gov/sor_internet/registry/substreg/searchandretrieve/substancesearch/search.do?details=displayDetails&selectedSubstanceId=46124 | 1 | Chemicals | 1479759a-0f43-3617-b709-26eb41a7d683 | 9499238e-b0eb-35da-aef1-9114f54a0a44 | 20aadc24-a391-41cf-b340-3e4529f44bde | 93a60a56-a3c8-11da-a746-0800200b9a66
Propanidid | 1421-14-3 | 1421143 | 1421143 | C18H27NO5 |  | Mass | kg | emission | ground | https://ofmpub.epa.gov/sor_internet/registry/substreg/searchandretrieve/substancesearch/search.do?details=displayDetails&selectedSubstanceId=96886 | 1 | Chemicals | de0931a1-1bba-3271-974f-6c9d6b29a169 | 9499238e-b0eb-35da-aef1-9114f54a0a44 | 20aadc24-a391-41cf-b340-3e4529f44bde | 93a60a56-a3c8-11da-a746-0800200b9a66
Difenoxuron | 14214-32-5 | 14214325 | 14214325 | C16H18N2O3 |  | Mass | kg | emission | ground | https://ofmpub.epa.gov/sor_internet/registry/substreg/searchandretrieve/substancesearch/search.do?details=displayDetails&selectedSubstanceId=83385 | 1 | Chemicals | bd138a4a-f776-38dd-9614-4cf5c3e24eda | 9499238e-b0eb-35da-aef1-9114f54a0a44 | 20aadc24-a391-41cf-b340-3e4529f44bde | 93a60a56-a3c8-11da-a746-0800200b9a66
1,3-Dichloropropane | 142-28-9 | 142289 | 142289 | C3H6Cl2 |  | Mass | kg | emission | ground | https://ofmpub.epa.gov/sor_internet/registry/substreg/searchandretrieve/substancesearch/search.do?details=displayDetails&selectedSubstanceId=97729 | 1 | Chemicals | 5e8a5f11-b0e3-3040-9226-218def5d264d | 9499238e-b0eb-35da-aef1-9114f54a0a44 | 20aadc24-a391-41cf-b340-3e4529f44bde | 93a60a56-a3c8-11da-a746-0800200b9a66
Sodium octyl sulfate | 142-31-4 | 142314 | 142314 | C8H17NaO4S |  | Mass | kg | emission | ground | https://ofmpub.epa.gov/sor_internet/registry/substreg/searchandretrieve/substancesearch/search.do?details=displayDetails&selectedSubstanceId=97728 | 1 | Chemicals | 875f3b48-fa1b-3d03-8794-373e0c5f53b0 | 9499238e-b0eb-35da-aef1-9114f54a0a44 | 20aadc24-a391-41cf-b340-3e4529f44bde | 93a60a56-a3c8-11da-a746-0800200b9a66
3-Butyn-2-one | 1423-60-5 | 1423605 | 1423605 | C4H4O |  | Mass | kg | emission | ground | https://ofmpub.epa.gov/sor_internet/registry/substreg/searchandretrieve/substancesearch/search.do?details=displayDetails&selectedSubstanceId=96882 | 1 | Chemicals | 5f9e9e63-168d-3df3-abc9-18b056436ae4 | 9499238e-b0eb-35da-aef1-9114f54a0a44 | 20aadc24-a391-41cf-b340-3e4529f44bde | 93a60a56-a3c8-11da-a746-0800200b9a66
Flufenacet | 142459-58-3 | 142459583 | 142459583 | C14H13F4N3O2S |  | Mass | kg | emission | ground | https://ofmpub.epa.gov/sor_internet/registry/substreg/searchandretrieve/substancesearch/search.do?details=displayDetails&selectedSubstanceId=80665 | 1 | Chemicals | a56f967e-b738-379a-a121-ea395c30b186 | 9499238e-b0eb-35da-aef1-9114f54a0a44 | 20aadc24-a391-41cf-b340-3e4529f44bde | 93a60a56-a3c8-11da-a746-0800200b9a66
Nabam | 142-59-6 | 142596 | 142596 | C4H6N2Na2S4 |  | Mass | kg | emission | ground | https://ofmpub.epa.gov/sor_internet/registry/substreg/searchandretrieve/substancesearch/search.do?details=displayDetails&selectedSubstanceId=46109 | 1 | Chemicals | 221d33e1-35b3-3167-bf42-40fc858c4854 | 9499238e-b0eb-35da-aef1-9114f54a0a44 | 20aadc24-a391-41cf-b340-3e4529f44bde | 93a60a56-a3c8-11da-a746-0800200b9a66
Hexanoic acid | 142-62-1 | 142621 | 142621 | C6H12O2 |  | Mass | kg | emission | ground | https://ofmpub.epa.gov/sor_internet/registry/substreg/searchandretrieve/substancesearch/search.do?details=displayDetails&selectedSubstanceId=46531 | 1 | Chemicals | 8275550f-13c4-3770-83c4-86f4a413998e | 9499238e-b0eb-35da-aef1-9114f54a0a44 | 20aadc24-a391-41cf-b340-3e4529f44bde | 93a60a56-a3c8-11da-a746-0800200b9a66
Heptane | 142-82-5 | 142825 | 142825 | C7H16 |  | Mass | kg | emission | ground | https://ofmpub.epa.gov/sor_internet/registry/substreg/searchandretrieve/substancesearch/search.do?details=displayDetails&selectedSubstanceId=46520 | 1 | Chemicals | 87280b5c-d6e4-349c-bee3-55f3f6941009 | 9499238e-b0eb-35da-aef1-9114f54a0a44 | 20aadc24-a391-41cf-b340-3e4529f44bde | 93a60a56-a3c8-11da-a746-0800200b9a66
2,4-Hexadienal, (2E,4E)- | 142-83-6 | 142836 | 142836 | C6H8O |  | Mass | kg | emission | ground | https://ofmpub.epa.gov/sor_internet/registry/substreg/searchandretrieve/substancesearch/search.do?details=displayDetails&selectedSubstanceId=46519 | 1 | Chemicals | 6713332b-e03f-3682-b3fe-44eb8b6981cb | 9499238e-b0eb-35da-aef1-9114f54a0a44 | 20aadc24-a391-41cf-b340-3e4529f44bde | 93a60a56-a3c8-11da-a746-0800200b9a66
Dipropylamine | 142-84-7 | 142847 | 142847 | C6H15N |  | Mass | kg | emission | ground | https://ofmpub.epa.gov/sor_internet/registry/substreg/searchandretrieve/substancesearch/search.do?details=displayDetails&selectedSubstanceId=46518 | 1 | Chemicals | a53c738e-dc14-3bb4-b7e4-75e6e9832f50 | 9499238e-b0eb-35da-aef1-9114f54a0a44 | 20aadc24-a391-41cf-b340-3e4529f44bde | 93a60a56-a3c8-11da-a746-0800200b9a66
Decyl sodium sulfate | 142-87-0 | 142870 | 142870 | C10H21NaO4S |  | Mass | kg | emission | ground | https://ofmpub.epa.gov/sor_internet/registry/substreg/searchandretrieve/substancesearch/search.do?details=displayDetails&selectedSubstanceId=46517 | 1 | Chemicals | 0f3d9a7e-8b89-3eb9-a3b0-5d5647070f16 | 9499238e-b0eb-35da-aef1-9114f54a0a44 | 20aadc24-a391-41cf-b340-3e4529f44bde | 93a60a56-a3c8-11da-a746-0800200b9a66
Lauryl methacrylate | 142-90-5 | 142905 | 142905 | C16H30O2 |  | Mass | kg | emission | ground | https://ofmpub.epa.gov/sor_internet/registry/substreg/searchandretrieve/substancesearch/search.do?details=displayDetails&selectedSubstanceId=97713 | 1 | Chemicals | 8b0e7fa6-2d39-3857-b5ab-e00335580a5a | 9499238e-b0eb-35da-aef1-9114f54a0a44 | 20aadc24-a391-41cf-b340-3e4529f44bde | 93a60a56-a3c8-11da-a746-0800200b9a66
Butyl ether | 142-96-1 | 142961 | 142961 | C8H18O |  | Mass | kg | emission | ground | https://ofmpub.epa.gov/sor_internet/registry/substreg/searchandretrieve/substancesearch/search.do?details=displayDetails&selectedSubstanceId=46512 | 1 | Chemicals | 83535ce5-fb35-3d99-8407-0ce49daea54c | 9499238e-b0eb-35da-aef1-9114f54a0a44 | 20aadc24-a391-41cf-b340-3e4529f44bde | 93a60a56-a3c8-11da-a746-0800200b9a66
Lauric acid | 143-07-7 | 143077 | 143077 | C12H24O2 |  | Mass | kg | emission | ground | https://ofmpub.epa.gov/sor_internet/registry/substreg/searchandretrieve/substancesearch/search.do?details=displayDetails&selectedSubstanceId=46508 | 1 | Chemicals | 4e6b194a-8b85-3718-bcff-deb1662b5508 | 9499238e-b0eb-35da-aef1-9114f54a0a44 | 20aadc24-a391-41cf-b340-3e4529f44bde | 93a60a56-a3c8-11da-a746-0800200b9a66
1-Nonanol | 143-08-8 | 143088 | 143088 | C9H20O |  | Mass | kg | emission | ground | https://ofmpub.epa.gov/sor_internet/registry/substreg/searchandretrieve/substancesearch/search.do?details=displayDetails&selectedSubstanceId=46507 | 1 | Chemicals | 2e673891-a707-3bc7-979e-e60c79c94af5 | 9499238e-b0eb-35da-aef1-9114f54a0a44 | 20aadc24-a391-41cf-b340-3e4529f44bde | 93a60a56-a3c8-11da-a746-0800200b9a66
5-Methylbenzo[b]thiophene | 14315-14-1 | 14315141 | 14315141 | C9H8S |  | Mass | kg | emission | ground | https://ofmpub.epa.gov/sor_internet/registry/substreg/searchandretrieve/substancesearch/search.do?details=displayDetails&selectedSubstanceId=96877 | 1 | Chemicals | 308baaf7-9d50-3fe2-a880-dc590d81aa00 | 9499238e-b0eb-35da-aef1-9114f54a0a44 | 20aadc24-a391-41cf-b340-3e4529f44bde | 93a60a56-a3c8-11da-a746-0800200b9a66
Dihexylamine | 143-16-8 | 143168 | 143168 | C12H27N |  | Mass | kg | emission | ground | https://ofmpub.epa.gov/sor_internet/registry/substreg/searchandretrieve/substancesearch/search.do?details=displayDetails&selectedSubstanceId=46504 | 1 | Chemicals | 8f7b5e72-9c26-30a4-8f20-aace64142b93 | 9499238e-b0eb-35da-aef1-9114f54a0a44 | 20aadc24-a391-41cf-b340-3e4529f44bde | 93a60a56-a3c8-11da-a746-0800200b9a66
N-Ethylbenzylamine | 14321-27-8 | 14321278 | 14321278 | C9H13N |  | Mass | kg | emission | ground | https://ofmpub.epa.gov/sor_internet/registry/substreg/searchandretrieve/substancesearch/search.do?details=displayDetails&selectedSubstanceId=60735 | 1 | Chemicals | 65dc3ae2-6ebc-30c4-adac-dcc4df237923 | 9499238e-b0eb-35da-aef1-9114f54a0a44 | 20aadc24-a391-41cf-b340-3e4529f44bde | 93a60a56-a3c8-11da-a746-0800200b9a66
Triethylene glycol monobutyl ether | 143-22-6 | 143226 | 143226 | C10H22O4 |  | Mass | kg | emission | ground | https://ofmpub.epa.gov/sor_internet/registry/substreg/searchandretrieve/substancesearch/search.do?details=displayDetails&selectedSubstanceId=46502 | 1 | Chemicals | f273b9c1-c1f1-3b98-ba2d-57b1b9738300 | 9499238e-b0eb-35da-aef1-9114f54a0a44 | 20aadc24-a391-41cf-b340-3e4529f44bde | 93a60a56-a3c8-11da-a746-0800200b9a66
Ethyl ziram | 14324-55-1 | 14324551 | 14324551 | C10H20N2S4Zn |  | Mass | kg | emission | ground | https://ofmpub.epa.gov/sor_internet/registry/substreg/searchandretrieve/substancesearch/search.do?details=displayDetails&selectedSubstanceId=60553 | 1 | Chemicals | aceff971-b331-3d21-8110-4dc32755fbe6 | 9499238e-b0eb-35da-aef1-9114f54a0a44 | 20aadc24-a391-41cf-b340-3e4529f44bde | 93a60a56-a3c8-11da-a746-0800200b9a66
Hexadecylamine | 143-27-1 | 143271 | 143271 | C16H35N |  | Mass | kg | emission | ground | https://ofmpub.epa.gov/sor_internet/registry/substreg/searchandretrieve/substancesearch/search.do?details=displayDetails&selectedSubstanceId=46500 | 1 | Chemicals | 6690e2b3-1d0d-345a-9d6c-9d55d18e0e54 | 9499238e-b0eb-35da-aef1-9114f54a0a44 | 20aadc24-a391-41cf-b340-3e4529f44bde | 93a60a56-a3c8-11da-a746-0800200b9a66
Kresoxim-methyl | 143390-89-0 | 143390890 | 143390890 | C18H19NO4 |  | Mass | kg | emission | ground | https://ofmpub.epa.gov/sor_internet/registry/substreg/searchandretrieve/substancesearch/search.do?details=displayDetails&selectedSubstanceId=80664 | 1 | Chemicals | 38dfd971-c203-36dc-b3eb-b3c70aacbf4a | 9499238e-b0eb-35da-aef1-9114f54a0a44 | 20aadc24-a391-41cf-b340-3e4529f44bde | 93a60a56-a3c8-11da-a746-0800200b9a66
Chlordecone | 143-50-0 | 143500 | 143500 | C10Cl10O |  | Mass | kg | emission | ground | https://ofmpub.epa.gov/sor_internet/registry/substreg/searchandretrieve/substancesearch/search.do?details=displayDetails&selectedSubstanceId=46497 | 1 | Chemicals | fda3d9c7-6ed1-3678-be47-1812c9452a55 | 9499238e-b0eb-35da-aef1-9114f54a0a44 | 20aadc24-a391-41cf-b340-3e4529f44bde | 93a60a56-a3c8-11da-a746-0800200b9a66
Disodium methanearsonate | 144-21-8 | 144218 | 144218 | CH3AsNa2O3 |  | Mass | kg | emission | ground | https://ofmpub.epa.gov/sor_internet/registry/substreg/searchandretrieve/substancesearch/search.do?details=displayDetails&selectedSubstanceId=46495 | 1 | Chemicals | 8d317e46-f31b-3bc0-8dfc-087eadc43345 | 9499238e-b0eb-35da-aef1-9114f54a0a44 | 20aadc24-a391-41cf-b340-3e4529f44bde | 93a60a56-a3c8-11da-a746-0800200b9a66
Chlorfenprop-methyl | 14437-17-3 | 14437173 | 14437173 | C10H10Cl2O2 |  | Mass | kg | emission | ground | https://ofmpub.epa.gov/sor_internet/registry/substreg/searchandretrieve/substancesearch/search.do?details=displayDetails&selectedSubstanceId=81030 | 1 | Chemicals | ecf2f9d5-eebb-3333-ba4b-0f81b3542929 | 9499238e-b0eb-35da-aef1-9114f54a0a44 | 20aadc24-a391-41cf-b340-3e4529f44bde | 93a60a56-a3c8-11da-a746-0800200b9a66
Fluoroacetic acid | 144-49-0 | 144490 | 144490 | C2H3FO2 |  | Mass | kg | emission | ground | https://ofmpub.epa.gov/sor_internet/registry/substreg/searchandretrieve/substancesearch/search.do?details=displayDetails&selectedSubstanceId=46490 | 1 | Chemicals | 3fa4e6ab-0bda-36a8-a570-284cf041af60 | 9499238e-b0eb-35da-aef1-9114f54a0a44 | 20aadc24-a391-41cf-b340-3e4529f44bde | 93a60a56-a3c8-11da-a746-0800200b9a66
Diisopropyl methylphosphonate | 1445-75-6 | 1445756 | 1445756 | C7H17O3P |  | Mass | kg | emission | ground | https://ofmpub.epa.gov/sor_internet/registry/substreg/searchandretrieve/substancesearch/search.do?details=displayDetails&selectedSubstanceId=43191 | 1 | Chemicals | d4fc7633-b42b-3adb-9c7a-a2a76f94d1cd | 9499238e-b0eb-35da-aef1-9114f54a0a44 | 20aadc24-a391-41cf-b340-3e4529f44bde | 93a60a56-a3c8-11da-a746-0800200b9a66
Oxalic acid | 144-62-7 | 144627 | 144627 | C2H2O4 |  | Mass | kg | emission | ground | https://ofmpub.epa.gov/sor_internet/registry/substreg/searchandretrieve/substancesearch/search.do?details=displayDetails&selectedSubstanceId=46489 | 1 | Chemicals | 0afe5c82-d014-3b97-8d80-8e3c94cd5fc7 | 9499238e-b0eb-35da-aef1-9114f54a0a44 | 20aadc24-a391-41cf-b340-3e4529f44bde | 93a60a56-a3c8-11da-a746-0800200b9a66
Ferbam | 14484-64-1 | 14484641 | 14484641 | C9H18FeN3S6 |  | Mass | kg | emission | ground | https://ofmpub.epa.gov/sor_internet/registry/substreg/searchandretrieve/substancesearch/search.do?details=displayDetails&selectedSubstanceId=60313 | 1 | Chemicals | cef82a34-72b6-3682-a02e-2f0f250f22af | 9499238e-b0eb-35da-aef1-9114f54a0a44 | 20aadc24-a391-41cf-b340-3e4529f44bde | 93a60a56-a3c8-11da-a746-0800200b9a66
Isonicotinamide | 1453-82-3 | 1453823 | 1453823 | C6H6N2O |  | Mass | kg | emission | ground | https://ofmpub.epa.gov/sor_internet/registry/substreg/searchandretrieve/substancesearch/search.do?details=displayDetails&selectedSubstanceId=97670 | 1 | Chemicals | 47b96042-effb-363c-910c-ed871f4827df | 9499238e-b0eb-35da-aef1-9114f54a0a44 | 20aadc24-a391-41cf-b340-3e4529f44bde | 93a60a56-a3c8-11da-a746-0800200b9a66
Methanone, phenyl-4-pyridinyl- | 14548-46-0 | 14548460 | 14548460 | C12H9NO |  | Mass | kg | emission | ground | https://ofmpub.epa.gov/sor_internet/registry/substreg/searchandretrieve/substancesearch/search.do?details=displayDetails&selectedSubstanceId=60290 | 1 | Chemicals | ca0147f8-f2e8-309a-8b64-d0bbb792017b | 9499238e-b0eb-35da-aef1-9114f54a0a44 | 20aadc24-a391-41cf-b340-3e4529f44bde | 93a60a56-a3c8-11da-a746-0800200b9a66
Diclosulam | 145701-21-9 | 145701219 | 145701219 | C13H10Cl2FN5O3S |  | Mass | kg | emission | ground | https://ofmpub.epa.gov/sor_internet/registry/substreg/searchandretrieve/substancesearch/search.do?details=displayDetails&selectedSubstanceId=76873 | 1 | Chemicals | c732287c-80c0-3d99-8879-70182ad6fc07 | 9499238e-b0eb-35da-aef1-9114f54a0a44 | 20aadc24-a391-41cf-b340-3e4529f44bde | 93a60a56-a3c8-11da-a746-0800200b9a66
Endothall | 145-73-3 | 145733 | 145733 | C8H10O5 |  | Mass | kg | emission | ground | https://ofmpub.epa.gov/sor_internet/registry/substreg/searchandretrieve/substancesearch/search.do?details=displayDetails&selectedSubstanceId=46482 | 1 | Chemicals | 6cc87762-ff28-34dc-960d-00fd1da276d1 | 9499238e-b0eb-35da-aef1-9114f54a0a44 | 20aadc24-a391-41cf-b340-3e4529f44bde | 93a60a56-a3c8-11da-a746-0800200b9a66
Tributyltin chloride | 1461-22-9 | 1461229 | 1461229 | C12H27ClSn |  | Mass | kg | emission | ground | https://ofmpub.epa.gov/sor_internet/registry/substreg/searchandretrieve/substancesearch/search.do?details=displayDetails&selectedSubstanceId=43176 | 1 | Chemicals | 9d2fbf82-f76b-30bc-be92-de46a59433ed | 9499238e-b0eb-35da-aef1-9114f54a0a44 | 20aadc24-a391-41cf-b340-3e4529f44bde | 93a60a56-a3c8-11da-a746-0800200b9a66
Tetrabutyltin | 1461-25-2 | 1461252 | 1461252 | C16H36Sn |  | Mass | kg | emission | ground | https://ofmpub.epa.gov/sor_internet/registry/substreg/searchandretrieve/substancesearch/search.do?details=displayDetails&selectedSubstanceId=43175 | 1 | Chemicals | 3ead5288-0bbf-3211-9028-a35ffb570c3c | 9499238e-b0eb-35da-aef1-9114f54a0a44 | 20aadc24-a391-41cf-b340-3e4529f44bde | 93a60a56-a3c8-11da-a746-0800200b9a66
Polyoxorim-zinc | 146659-78-1 | 146659781 | 146659781 | C17H21N5O14Zn |  | Mass | kg | emission | ground | https://ofmpub.epa.gov/sor_internet/registry/substreg/searchandretrieve/substancesearch/search.do?details=displayDetails&selectedSubstanceId=84629 | 1 | Chemicals | 2128ebea-9f7c-33f1-bfef-1b8e165a3e15 | 9499238e-b0eb-35da-aef1-9114f54a0a44 | 20aadc24-a391-41cf-b340-3e4529f44bde | 93a60a56-a3c8-11da-a746-0800200b9a66
Oxolinic acid | 14698-29-4 | 14698294 | 14698294 | C13H11NO5 |  | Mass | kg | emission | ground | https://ofmpub.epa.gov/sor_internet/registry/substreg/searchandretrieve/substancesearch/search.do?details=displayDetails&selectedSubstanceId=96840 | 1 | Chemicals | 15e0d98b-e097-358c-a82b-c5d5da476dcb | 9499238e-b0eb-35da-aef1-9114f54a0a44 | 20aadc24-a391-41cf-b340-3e4529f44bde | 93a60a56-a3c8-11da-a746-0800200b9a66
Silver(I) | 14701-21-4 | 14701214 | 14701214 | Ag |  | Mass | kg | emission | ground | https://ofmpub.epa.gov/sor_internet/registry/substreg/searchandretrieve/substancesearch/search.do?details=displayDetails&selectedSubstanceId=78783 | 1 | Chemicals | 737ae6e8-e3cc-3c39-9790-43cc3003b0ff | 9499238e-b0eb-35da-aef1-9114f54a0a44 | 20aadc24-a391-41cf-b340-3e4529f44bde | 93a60a56-a3c8-11da-a746-0800200b9a66
Cloransulam-methyl | 147150-35-4 | 147150354 | 147150354 | C15H13ClFN5O5S |  | Mass | kg | emission | ground | https://ofmpub.epa.gov/sor_internet/registry/substreg/searchandretrieve/substancesearch/search.do?details=displayDetails&selectedSubstanceId=80662 | 1 | Chemicals | b38610ac-75a9-3a55-8647-2c115e4aa8f1 | 9499238e-b0eb-35da-aef1-9114f54a0a44 | 20aadc24-a391-41cf-b340-3e4529f44bde | 93a60a56-a3c8-11da-a746-0800200b9a66
Nitrate | 14797-55-8 | 14797558 | 14797558 | NO3 |  | Mass | kg | emission | ground | https://ofmpub.epa.gov/sor_internet/registry/substreg/searchandretrieve/substancesearch/search.do?details=displayDetails&selectedSubstanceId=97628 | 1 | Chemicals | 385ed267-190f-3c96-bc7a-b83fc0419778 | 9499238e-b0eb-35da-aef1-9114f54a0a44 | 20aadc24-a391-41cf-b340-3e4529f44bde | 93a60a56-a3c8-11da-a746-0800200b9a66
Zoalene | 148-01-6 | 148016 | 148016 | C8H7N3O5 |  | Mass | kg | emission | ground | https://ofmpub.epa.gov/sor_internet/registry/substreg/searchandretrieve/substancesearch/search.do?details=displayDetails&selectedSubstanceId=81257 | 1 | Chemicals | 6fc80900-12c7-3ea0-9b7e-e2201a06dad1 | 9499238e-b0eb-35da-aef1-9114f54a0a44 | 20aadc24-a391-41cf-b340-3e4529f44bde | 93a60a56-a3c8-11da-a746-0800200b9a66
Phoxim | 14816-18-3 | 14816183 | 14816183 | C12H15N2O3PS |  | Mass | kg | emission | ground | https://ofmpub.epa.gov/sor_internet/registry/substreg/searchandretrieve/substancesearch/search.do?details=displayDetails&selectedSubstanceId=77347 | 1 | Chemicals | e3dc7834-ec0e-36d1-b6b7-673b5d5a50ed | 9499238e-b0eb-35da-aef1-9114f54a0a44 | 20aadc24-a391-41cf-b340-3e4529f44bde | 93a60a56-a3c8-11da-a746-0800200b9a66
Chlorphoxim | 14816-20-7 | 14816207 | 14816207 | C12H14ClN2O3PS |  | Mass | kg | emission | ground | https://ofmpub.epa.gov/sor_internet/registry/substreg/searchandretrieve/substancesearch/search.do?details=displayDetails&selectedSubstanceId=97624 | 1 | Chemicals | 3a4cba14-5418-3de2-bf88-1ae9bb5b8b28 | 9499238e-b0eb-35da-aef1-9114f54a0a44 | 20aadc24-a391-41cf-b340-3e4529f44bde | 93a60a56-a3c8-11da-a746-0800200b9a66
Sodium diethyldithiocarbamate | 148-18-5 | 148185 | 148185 | C5H10NNaS2 |  | Mass | kg | emission | ground | https://ofmpub.epa.gov/sor_internet/registry/substreg/searchandretrieve/substancesearch/search.do?details=displayDetails&selectedSubstanceId=46415 | 1 | Chemicals | dbee1f5c-11a4-33e9-b07a-f29b66408d57 | 9499238e-b0eb-35da-aef1-9114f54a0a44 | 20aadc24-a391-41cf-b340-3e4529f44bde | 93a60a56-a3c8-11da-a746-0800200b9a66
8-Quinolinol | 148-24-3 | 148243 | 148243 | C9H7NO |  | Mass | kg | emission | ground | https://ofmpub.epa.gov/sor_internet/registry/substreg/searchandretrieve/substancesearch/search.do?details=displayDetails&selectedSubstanceId=46414 | 1 | Chemicals | a51fa159-4f08-39b6-a0cd-ffaeaec52531 | 9499238e-b0eb-35da-aef1-9114f54a0a44 | 20aadc24-a391-41cf-b340-3e4529f44bde | 93a60a56-a3c8-11da-a746-0800200b9a66
Spirodiclofen | 148477-71-8 | 148477718 | 148477718 | C21H24Cl2O4 |  | Mass | kg | emission | ground | https://ofmpub.epa.gov/sor_internet/registry/substreg/searchandretrieve/substancesearch/search.do?details=displayDetails&selectedSubstanceId=76869 | 1 | Chemicals | 71c2b1ec-6032-3e6a-888f-a5caf793ade7 | 9499238e-b0eb-35da-aef1-9114f54a0a44 | 20aadc24-a391-41cf-b340-3e4529f44bde | 93a60a56-a3c8-11da-a746-0800200b9a66
Benzaldehyde, 2-hydroxy-3-methoxy- | 148-53-8 | 148538 | 148538 | C8H8O3 |  | Mass | kg | emission | ground | https://ofmpub.epa.gov/sor_internet/registry/substreg/searchandretrieve/substancesearch/search.do?details=displayDetails&selectedSubstanceId=46411 | 1 | Chemicals | ffd0ca52-ab94-3ef9-b716-713898b52c3a | 9499238e-b0eb-35da-aef1-9114f54a0a44 | 20aadc24-a391-41cf-b340-3e4529f44bde | 93a60a56-a3c8-11da-a746-0800200b9a66
Thiabendazole | 148-79-8 | 148798 | 148798 | C10H7N3S |  | Mass | kg | emission | ground | https://ofmpub.epa.gov/sor_internet/registry/substreg/searchandretrieve/substancesearch/search.do?details=displayDetails&selectedSubstanceId=46407 | 1 | Chemicals | d3153b8f-974d-3267-b008-756e1dbe19ad | 9499238e-b0eb-35da-aef1-9114f54a0a44 | 20aadc24-a391-41cf-b340-3e4529f44bde | 93a60a56-a3c8-11da-a746-0800200b9a66
Melphalan | 148-82-3 | 148823 | 148823 | C13H18Cl2N2O2 |  | Mass | kg | emission | ground | https://ofmpub.epa.gov/sor_internet/registry/substreg/searchandretrieve/substancesearch/search.do?details=displayDetails&selectedSubstanceId=46406 | 1 | Chemicals | c6a8dd74-25c6-3003-8a3c-e9cb444cb775 | 9499238e-b0eb-35da-aef1-9114f54a0a44 | 20aadc24-a391-41cf-b340-3e4529f44bde | 93a60a56-a3c8-11da-a746-0800200b9a66
2-Mercaptobenzothiazole | 149-30-4 | 149304 | 149304 | C7H5NS2 |  | Mass | kg | emission | ground | https://ofmpub.epa.gov/sor_internet/registry/substreg/searchandretrieve/substancesearch/search.do?details=displayDetails&selectedSubstanceId=46403 | 1 | Chemicals | 777aeacc-69e7-307a-a025-1744b5434768 | 9499238e-b0eb-35da-aef1-9114f54a0a44 | 20aadc24-a391-41cf-b340-3e4529f44bde | 93a60a56-a3c8-11da-a746-0800200b9a66
4-Pentylphenol | 14938-35-3 | 14938353 | 14938353 | C11H16O |  | Mass | kg | emission | ground | https://ofmpub.epa.gov/sor_internet/registry/substreg/searchandretrieve/substancesearch/search.do?details=displayDetails&selectedSubstanceId=97606 | 1 | Chemicals | 69757b25-b803-3651-86cb-3940bba410dc | 9499238e-b0eb-35da-aef1-9114f54a0a44 | 20aadc24-a391-41cf-b340-3e4529f44bde | 93a60a56-a3c8-11da-a746-0800200b9a66
2-Ethylhexanoic acid | 149-57-5 | 149575 | 149575 | C8H16O2 |  | Mass | kg | emission | ground | https://ofmpub.epa.gov/sor_internet/registry/substreg/searchandretrieve/substancesearch/search.do?details=displayDetails&selectedSubstanceId=46400 | 1 | Chemicals | 1f7dada8-43c1-3e71-89e9-12e4d286a9c0 | 9499238e-b0eb-35da-aef1-9114f54a0a44 | 20aadc24-a391-41cf-b340-3e4529f44bde | 93a60a56-a3c8-11da-a746-0800200b9a66
Bifenazate | 149877-41-8 | 149877418 | 149877418 | C17H20N2O3 |  | Mass | kg | emission | ground | https://ofmpub.epa.gov/sor_internet/registry/substreg/searchandretrieve/substancesearch/search.do?details=displayDetails&selectedSubstanceId=80659 | 1 | Chemicals | de0a3e7a-e7b8-38fc-844f-f3e4f610624e | 9499238e-b0eb-35da-aef1-9114f54a0a44 | 20aadc24-a391-41cf-b340-3e4529f44bde | 93a60a56-a3c8-11da-a746-0800200b9a66
Tepraloxydim | 149979-41-9 | 149979419 | 149979419 | C17H24ClNO4 |  | Mass | kg | emission | ground | https://ofmpub.epa.gov/sor_internet/registry/substreg/searchandretrieve/substancesearch/search.do?details=displayDetails&selectedSubstanceId=80658 | 1 | Chemicals | 8cdff2c3-81b6-3380-b68d-b71cc6ed19af | 9499238e-b0eb-35da-aef1-9114f54a0a44 | 20aadc24-a391-41cf-b340-3e4529f44bde | 93a60a56-a3c8-11da-a746-0800200b9a66
Phenol, 3-methoxy- | 150-19-6 | 150196 | 150196 | C7H8O2 |  | Mass | kg | emission | ground | https://ofmpub.epa.gov/sor_internet/registry/substreg/searchandretrieve/substancesearch/search.do?details=displayDetails&selectedSubstanceId=46396 | 1 | Chemicals | d642bcda-11b4-31e6-b43c-adcf7819f867 | 9499238e-b0eb-35da-aef1-9114f54a0a44 | 20aadc24-a391-41cf-b340-3e4529f44bde | 93a60a56-a3c8-11da-a746-0800200b9a66
(2-Hydroxyethyl)ethylenediaminetriacetic acid | 150-39-0 | 150390 | 150390 | C10H18N2O7 |  | Mass | kg | emission | ground | https://ofmpub.epa.gov/sor_internet/registry/substreg/searchandretrieve/substancesearch/search.do?details=displayDetails&selectedSubstanceId=46394 | 1 | Chemicals | ce1317a0-d0d8-37ce-8184-26faf95f21ae | 9499238e-b0eb-35da-aef1-9114f54a0a44 | 20aadc24-a391-41cf-b340-3e4529f44bde | 93a60a56-a3c8-11da-a746-0800200b9a66
Merphos | 150-50-5 | 150505 | 150505 | C12H27PS3 |  | Mass | kg | emission | ground | https://ofmpub.epa.gov/sor_internet/registry/substreg/searchandretrieve/substancesearch/search.do?details=displayDetails&selectedSubstanceId=46392 | 1 | Chemicals | 0a7a13ed-4159-3c08-8403-8ec4dfb7b1e2 | 9499238e-b0eb-35da-aef1-9114f54a0a44 | 20aadc24-a391-41cf-b340-3e4529f44bde | 93a60a56-a3c8-11da-a746-0800200b9a66
Monuron | 150-68-5 | 150685 | 150685 | C9H11ClN2O |  | Mass | kg | emission | ground | https://ofmpub.epa.gov/sor_internet/registry/substreg/searchandretrieve/substancesearch/search.do?details=displayDetails&selectedSubstanceId=46390 | 1 | Chemicals | 7f830756-0ee1-30ee-bdea-ff5fe3296134 | 9499238e-b0eb-35da-aef1-9114f54a0a44 | 20aadc24-a391-41cf-b340-3e4529f44bde | 93a60a56-a3c8-11da-a746-0800200b9a66
Dulcin | 150-69-6 | 150696 | 150696 | C9H12N2O2 |  | Mass | kg | emission | ground | https://ofmpub.epa.gov/sor_internet/registry/substreg/searchandretrieve/substancesearch/search.do?details=displayDetails&selectedSubstanceId=97586 | 1 | Chemicals | a9fd644d-3e01-3abd-86e8-ef5af017039f | 9499238e-b0eb-35da-aef1-9114f54a0a44 | 20aadc24-a391-41cf-b340-3e4529f44bde | 93a60a56-a3c8-11da-a746-0800200b9a66
p-Methoxyphenol | 150-76-5 | 150765 | 150765 | C7H8O2 |  | Mass | kg | emission | ground | https://ofmpub.epa.gov/sor_internet/registry/substreg/searchandretrieve/substancesearch/search.do?details=displayDetails&selectedSubstanceId=97584 | 1 | Chemicals | 885cb212-e6a3-3341-b2ef-c7c1d32ea055 | 9499238e-b0eb-35da-aef1-9114f54a0a44 | 20aadc24-a391-41cf-b340-3e4529f44bde | 93a60a56-a3c8-11da-a746-0800200b9a66
p-Dimethoxybenzene | 150-78-7 | 150787 | 150787 | C8H10O2 |  | Mass | kg | emission | ground | https://ofmpub.epa.gov/sor_internet/registry/substreg/searchandretrieve/substancesearch/search.do?details=displayDetails&selectedSubstanceId=46388 | 1 | Chemicals | 1022d6d7-1759-3681-85b9-a6e087021583 | 9499238e-b0eb-35da-aef1-9114f54a0a44 | 20aadc24-a391-41cf-b340-3e4529f44bde | 93a60a56-a3c8-11da-a746-0800200b9a66
Cryolite | 15096-52-3 | 15096523 | 15096523 | - |  | Mass | kg | emission | ground | https://ofmpub.epa.gov/sor_internet/registry/substreg/searchandretrieve/substancesearch/search.do?details=displayDetails&selectedSubstanceId=36363 | 1 | Chemicals | 8bae0545-6893-3764-ac0c-68eccfe15f45 | 9499238e-b0eb-35da-aef1-9114f54a0a44 | 20aadc24-a391-41cf-b340-3e4529f44bde | 93a60a56-a3c8-11da-a746-0800200b9a66
Sodium lauryl sulfate | 151-21-3 | 151213 | 151213 | C12H25NaO4S |  | Mass | kg | emission | ground | https://ofmpub.epa.gov/sor_internet/registry/substreg/searchandretrieve/substancesearch/search.do?details=displayDetails&selectedSubstanceId=97575 | 1 | Chemicals | 8b729953-3887-30b8-b390-c5a0dcb9d990 | 9499238e-b0eb-35da-aef1-9114f54a0a44 | 20aadc24-a391-41cf-b340-3e4529f44bde | 93a60a56-a3c8-11da-a746-0800200b9a66
Aziridine | 151-56-4 | 151564 | 151564 | C2H5N |  | Mass | kg | emission | ground | https://ofmpub.epa.gov/sor_internet/registry/substreg/searchandretrieve/substancesearch/search.do?details=displayDetails&selectedSubstanceId=46377 | 1 | Chemicals | b934c896-ca70-369e-8764-af2778d03e8d | 9499238e-b0eb-35da-aef1-9114f54a0a44 | 20aadc24-a391-41cf-b340-3e4529f44bde | 93a60a56-a3c8-11da-a746-0800200b9a66
Copper(II) | 15158-11-9 | 15158119 | 15158119 | - |  | Mass | kg | emission | ground | https://ofmpub.epa.gov/sor_internet/registry/substreg/searchandretrieve/substancesearch/search.do?details=displayDetails&selectedSubstanceId=97313 | 1 | Chemicals | ec860b0d-af40-3844-99fe-484c78c8d08a | 9499238e-b0eb-35da-aef1-9114f54a0a44 | 20aadc24-a391-41cf-b340-3e4529f44bde | 93a60a56-a3c8-11da-a746-0800200b9a66
Potassium 1-naphthaleneacetate | 15165-79-4 | 15165794 | 15165794 | C12H9KO2 |  | Mass | kg | emission | ground | https://ofmpub.epa.gov/sor_internet/registry/substreg/searchandretrieve/substancesearch/search.do?details=displayDetails&selectedSubstanceId=36345 | 1 | Chemicals | a9d1493d-ce37-3df1-8251-b4f10481de00 | 9499238e-b0eb-35da-aef1-9114f54a0a44 | 20aadc24-a391-41cf-b340-3e4529f44bde | 93a60a56-a3c8-11da-a746-0800200b9a66
Halothane | 151-67-7 | 151677 | 151677 | C2HBrClF3 |  | Mass | kg | emission | ground | https://ofmpub.epa.gov/sor_internet/registry/substreg/searchandretrieve/substancesearch/search.do?details=displayDetails&selectedSubstanceId=97567 | 1 | Chemicals | 8dd535f7-33e6-3cec-9b9b-41a9d2f3abfc | 9499238e-b0eb-35da-aef1-9114f54a0a44 | 20aadc24-a391-41cf-b340-3e4529f44bde | 93a60a56-a3c8-11da-a746-0800200b9a66
Schradan | 152-16-9 | 152169 | 152169 | C8H24N4O3P2 |  | Mass | kg | emission | ground | https://ofmpub.epa.gov/sor_internet/registry/substreg/searchandretrieve/substancesearch/search.do?details=displayDetails&selectedSubstanceId=97557 | 1 | Chemicals | ea237715-8376-30a8-9b58-eb3788b507df | 9499238e-b0eb-35da-aef1-9114f54a0a44 | 20aadc24-a391-41cf-b340-3e4529f44bde | 93a60a56-a3c8-11da-a746-0800200b9a66
Lead(II) styphnate | 15245-44-0 | 15245440 | 15245440 | C6HN3O8Pb |  | Mass | kg | emission | ground | https://ofmpub.epa.gov/sor_internet/registry/substreg/searchandretrieve/substancesearch/search.do?details=displayDetails&selectedSubstanceId=36326 | 1 | Chemicals | 39717d6f-0651-3996-b0d6-54819573332c | 9499238e-b0eb-35da-aef1-9114f54a0a44 | 20aadc24-a391-41cf-b340-3e4529f44bde | 93a60a56-a3c8-11da-a746-0800200b9a66
Tranid | 15271-41-7 | 15271417 | 15271417 | C10H12ClN3O2 |  | Mass | kg | emission | ground | https://ofmpub.epa.gov/sor_internet/registry/substreg/searchandretrieve/substancesearch/search.do?details=displayDetails&selectedSubstanceId=62131 | 1 | Chemicals | 9e6e923f-0798-385c-9b67-d56beae8158d | 9499238e-b0eb-35da-aef1-9114f54a0a44 | 20aadc24-a391-41cf-b340-3e4529f44bde | 93a60a56-a3c8-11da-a746-0800200b9a66
Napropamide | 15299-99-7 | 15299997 | 15299997 | C17H21NO2 |  | Mass | kg | emission | ground | https://ofmpub.epa.gov/sor_internet/registry/substreg/searchandretrieve/substancesearch/search.do?details=displayDetails&selectedSubstanceId=62119 | 1 | Chemicals | d1aca0e4-a5f3-3f04-ae1c-3d73926af156 | 9499238e-b0eb-35da-aef1-9114f54a0a44 | 20aadc24-a391-41cf-b340-3e4529f44bde | 93a60a56-a3c8-11da-a746-0800200b9a66
Benodanil | 15310-01-7 | 15310017 | 15310017 | C13H10INO |  | Mass | kg | emission | ground | https://ofmpub.epa.gov/sor_internet/registry/substreg/searchandretrieve/substancesearch/search.do?details=displayDetails&selectedSubstanceId=81025 | 1 | Chemicals | b18c0f9d-e29c-3c8a-90ae-6e364aa07bc1 | 9499238e-b0eb-35da-aef1-9114f54a0a44 | 20aadc24-a391-41cf-b340-3e4529f44bde | 93a60a56-a3c8-11da-a746-0800200b9a66
Etoxazole | 153233-91-1 | 153233911 | 153233911 | C21H23F2NO2 |  | Mass | kg | emission | ground | https://ofmpub.epa.gov/sor_internet/registry/substreg/searchandretrieve/substancesearch/search.do?details=displayDetails&selectedSubstanceId=76866 | 1 | Chemicals | 4257ff20-fb3d-3b19-a27f-168aeec71d97 | 9499238e-b0eb-35da-aef1-9114f54a0a44 | 20aadc24-a391-41cf-b340-3e4529f44bde | 93a60a56-a3c8-11da-a746-0800200b9a66
Thiamethoxam | 153719-23-4 | 153719234 | 153719234 | C8H10ClN5O3S |  | Mass | kg | emission | ground | https://ofmpub.epa.gov/sor_internet/registry/substreg/searchandretrieve/substancesearch/search.do?details=displayDetails&selectedSubstanceId=80657 | 1 | Chemicals | 9ec7e47e-e53e-31d8-b786-112082380a8a | 9499238e-b0eb-35da-aef1-9114f54a0a44 | 20aadc24-a391-41cf-b340-3e4529f44bde | 93a60a56-a3c8-11da-a746-0800200b9a66
Fluorodifen | 15457-05-3 | 15457053 | 15457053 | C13H7F3N2O5 |  | Mass | kg | emission | ground | https://ofmpub.epa.gov/sor_internet/registry/substreg/searchandretrieve/substancesearch/search.do?details=displayDetails&selectedSubstanceId=61882 | 1 | Chemicals | 90fdafb3-ca6b-3780-bd5a-95ffbe84f3e3 | 9499238e-b0eb-35da-aef1-9114f54a0a44 | 20aadc24-a391-41cf-b340-3e4529f44bde | 93a60a56-a3c8-11da-a746-0800200b9a66
Chlorotoluron | 15545-48-9 | 15545489 | 15545489 | C10H13ClN2O |  | Mass | kg | emission | ground | https://ofmpub.epa.gov/sor_internet/registry/substreg/searchandretrieve/substancesearch/search.do?details=displayDetails&selectedSubstanceId=97513 | 1 | Chemicals | a084ff97-c13b-31f7-952d-661349bcbfa2 | 9499238e-b0eb-35da-aef1-9114f54a0a44 | 20aadc24-a391-41cf-b340-3e4529f44bde | 93a60a56-a3c8-11da-a746-0800200b9a66
Emamectin benzoate | 155569-91-8 | 155569918 | 155569918 | - |  | Mass | kg | emission | ground | https://ofmpub.epa.gov/sor_internet/registry/substreg/searchandretrieve/substancesearch/search.do?details=displayDetails&selectedSubstanceId=80656 | 1 | Chemicals | 2bb0561a-dcbe-3f74-857d-0a5347b58445 | 9499238e-b0eb-35da-aef1-9114f54a0a44 | 20aadc24-a391-41cf-b340-3e4529f44bde | 93a60a56-a3c8-11da-a746-0800200b9a66
Zoxamide | 156052-68-5 | 156052685 | 156052685 | C14H16Cl3NO2 |  | Mass | kg | emission | ground | https://ofmpub.epa.gov/sor_internet/registry/substreg/searchandretrieve/substancesearch/search.do?details=displayDetails&selectedSubstanceId=80655 | 1 | Chemicals | df21a0a6-1e3b-3e86-8655-612d1d1f43e2 | 9499238e-b0eb-35da-aef1-9114f54a0a44 | 20aadc24-a391-41cf-b340-3e4529f44bde | 93a60a56-a3c8-11da-a746-0800200b9a66
p-Nitrosodiphenylamine | 156-10-5 | 156105 | 156105 | C12H10N2O |  | Mass | kg | emission | ground | https://ofmpub.epa.gov/sor_internet/registry/substreg/searchandretrieve/substancesearch/search.do?details=displayDetails&selectedSubstanceId=46369 | 1 | Chemicals | ca220131-35bc-38cd-b77f-a2976a698091 | 9499238e-b0eb-35da-aef1-9114f54a0a44 | 20aadc24-a391-41cf-b340-3e4529f44bde | 93a60a56-a3c8-11da-a746-0800200b9a66
2,3-Dihydro-2,2-dimethyl-7-benzofuranol | 1563-38-8 | 1563388 | 1563388 | C10H12O2 |  | Mass | kg | emission | ground | https://ofmpub.epa.gov/sor_internet/registry/substreg/searchandretrieve/substancesearch/search.do?details=displayDetails&selectedSubstanceId=41801 | 1 | Chemicals | 85ea0d1b-93f2-3191-9dc5-cb9f662cc102 | 9499238e-b0eb-35da-aef1-9114f54a0a44 | 20aadc24-a391-41cf-b340-3e4529f44bde | 93a60a56-a3c8-11da-a746-0800200b9a66
Carbofuran | 1563-66-2 | 1563662 | 1563662 | C12H15NO3 |  | Mass | kg | emission | ground | https://ofmpub.epa.gov/sor_internet/registry/substreg/searchandretrieve/substancesearch/search.do?details=displayDetails&selectedSubstanceId=41800 | 1 | Chemicals | b4702d05-c2ff-3b6c-8763-c79ef9ddd3b7 | 9499238e-b0eb-35da-aef1-9114f54a0a44 | 20aadc24-a391-41cf-b340-3e4529f44bde | 93a60a56-a3c8-11da-a746-0800200b9a66
Butanoic acid, sodium salt | 156-54-7 | 156547 | 156547 | C4H7NaO2 |  | Mass | kg | emission | ground | https://ofmpub.epa.gov/sor_internet/registry/substreg/searchandretrieve/substancesearch/search.do?details=displayDetails&selectedSubstanceId=46365 | 1 | Chemicals | 48a9cb2a-e497-3c98-9a86-8494c13959eb | 9499238e-b0eb-35da-aef1-9114f54a0a44 | 20aadc24-a391-41cf-b340-3e4529f44bde | 93a60a56-a3c8-11da-a746-0800200b9a66
trans-1,2-Dichloroethylene | 156-60-5 | 156605 | 156605 | C2H2Cl2 |  | Mass | kg | emission | ground | https://ofmpub.epa.gov/sor_internet/registry/substreg/searchandretrieve/substancesearch/search.do?details=displayDetails&selectedSubstanceId=46362 | 1 | Chemicals | 37a146ee-9a68-3717-b7be-160e6cb13715 | 9499238e-b0eb-35da-aef1-9114f54a0a44 | 20aadc24-a391-41cf-b340-3e4529f44bde | 93a60a56-a3c8-11da-a746-0800200b9a66
Ryanodine | 15662-33-6 | 15662336 | 15662336 | C25H35NO9 |  | Mass | kg | emission | ground | https://ofmpub.epa.gov/sor_internet/registry/substreg/searchandretrieve/substancesearch/search.do?details=displayDetails&selectedSubstanceId=61614 | 1 | Chemicals | 1427f269-7029-3d02-81a9-64b1706f96dc | 9499238e-b0eb-35da-aef1-9114f54a0a44 | 20aadc24-a391-41cf-b340-3e4529f44bde | 93a60a56-a3c8-11da-a746-0800200b9a66
Benzeneacetic acid, .alpha.-methyl-4-(2-methylpropyl)- | 15687-27-1 | 15687271 | 15687271 | C13H18O2 |  | Mass | kg | emission | ground | https://ofmpub.epa.gov/sor_internet/registry/substreg/searchandretrieve/substancesearch/search.do?details=displayDetails&selectedSubstanceId=61604 | 1 | Chemicals | ffdaf881-e4ef-3eea-918e-ce846e4e30bc | 9499238e-b0eb-35da-aef1-9114f54a0a44 | 20aadc24-a391-41cf-b340-3e4529f44bde | 93a60a56-a3c8-11da-a746-0800200b9a66
4-Chloro-2-methylphenol | 1570-64-5 | 1570645 | 1570645 | C7H7ClO |  | Mass | kg | emission | ground | https://ofmpub.epa.gov/sor_internet/registry/substreg/searchandretrieve/substancesearch/search.do?details=displayDetails&selectedSubstanceId=41792 | 1 | Chemicals | d4371370-5cf5-3cef-a7ac-0e1a7dcde03d | 9499238e-b0eb-35da-aef1-9114f54a0a44 | 20aadc24-a391-41cf-b340-3e4529f44bde | 93a60a56-a3c8-11da-a746-0800200b9a66
4,6-Dichloro-o-cresol | 1570-65-6 | 1570656 | 1570656 | C7H6Cl2O |  | Mass | kg | emission | ground | https://ofmpub.epa.gov/sor_internet/registry/substreg/searchandretrieve/substancesearch/search.do?details=displayDetails&selectedSubstanceId=41791 | 1 | Chemicals | 971a054c-dc04-36f3-887f-1e0ef24b0134 | 9499238e-b0eb-35da-aef1-9114f54a0a44 | 20aadc24-a391-41cf-b340-3e4529f44bde | 93a60a56-a3c8-11da-a746-0800200b9a66
Flonicamid | 158062-67-0 | 158062670 | 158062670 | C9H6F3N3O |  | Mass | kg | emission | ground | https://ofmpub.epa.gov/sor_internet/registry/substreg/searchandretrieve/substancesearch/search.do?details=displayDetails&selectedSubstanceId=76865 | 1 | Chemicals | 9a5df4ac-ba47-3213-8b35-fce37e536f00 | 9499238e-b0eb-35da-aef1-9114f54a0a44 | 20aadc24-a391-41cf-b340-3e4529f44bde | 93a60a56-a3c8-11da-a746-0800200b9a66
Trifluralin | 1582-09-8 | 1582098 | 1582098 | C13H16F3N3O4 |  | Mass | kg | emission | ground | https://ofmpub.epa.gov/sor_internet/registry/substreg/searchandretrieve/substancesearch/search.do?details=displayDetails&selectedSubstanceId=93632 | 1 | Chemicals | c28608e8-ea63-36dc-a4ab-99991f1ab147 | 9499238e-b0eb-35da-aef1-9114f54a0a44 | 20aadc24-a391-41cf-b340-3e4529f44bde | 93a60a56-a3c8-11da-a746-0800200b9a66
Phosphonic acid, [[(phosphonomethyl)imino]bis[2,1-ethanediylnitrilobis(methylene)]]tetrakis- | 15827-60-8 | 15827608 | 15827608 | C9H28N3O15P5 |  | Mass | kg | emission | ground | https://ofmpub.epa.gov/sor_internet/registry/substreg/searchandretrieve/substancesearch/search.do?details=displayDetails&selectedSubstanceId=93630 | 1 | Chemicals | 250b19fd-4a9c-34f0-9efe-4947b3896bc7 | 9499238e-b0eb-35da-aef1-9114f54a0a44 | 20aadc24-a391-41cf-b340-3e4529f44bde | 93a60a56-a3c8-11da-a746-0800200b9a66
2,4,5-Trichlorobiphenyl | 15862-07-4 | 15862074 | 15862074 | C12H7Cl3 |  | Mass | kg | emission | ground | https://ofmpub.epa.gov/sor_internet/registry/substreg/searchandretrieve/substancesearch/search.do?details=displayDetails&selectedSubstanceId=83374 | 1 | Chemicals | 8aea3032-ecfc-3634-ba14-9427ce2ddcf7 | 9499238e-b0eb-35da-aef1-9114f54a0a44 | 20aadc24-a391-41cf-b340-3e4529f44bde | 93a60a56-a3c8-11da-a746-0800200b9a66
Guanidine, N,N'''-1,6-hexanediylbis[N'-cyano- | 15894-70-9 | 15894709 | 15894709 | C10H18N8 |  | Mass | kg | emission | ground | https://ofmpub.epa.gov/sor_internet/registry/substreg/searchandretrieve/substancesearch/search.do?details=displayDetails&selectedSubstanceId=93626 | 1 | Chemicals | e568e405-0349-3ad9-839c-14c36518b675 | 9499238e-b0eb-35da-aef1-9114f54a0a44 | 20aadc24-a391-41cf-b340-3e4529f44bde | 93a60a56-a3c8-11da-a746-0800200b9a66
Pyrithione sodium | 15922-78-8 | 15922788 | 15922788 | C5H4NNaOS |  | Mass | kg | emission | ground | https://ofmpub.epa.gov/sor_internet/registry/substreg/searchandretrieve/substancesearch/search.do?details=displayDetails&selectedSubstanceId=61147 | 1 | Chemicals | e86a82c6-430d-35fc-8330-721c1937ab21 | 9499238e-b0eb-35da-aef1-9114f54a0a44 | 20aadc24-a391-41cf-b340-3e4529f44bde | 93a60a56-a3c8-11da-a746-0800200b9a66
Dodemorph | 1593-77-7 | 1593777 | 1593777 | C18H35NO |  | Mass | kg | emission | ground | https://ofmpub.epa.gov/sor_internet/registry/substreg/searchandretrieve/substancesearch/search.do?details=displayDetails&selectedSubstanceId=77614 | 1 | Chemicals | 762f5109-6350-3f87-9a51-65e7511316a4 | 9499238e-b0eb-35da-aef1-9114f54a0a44 | 20aadc24-a391-41cf-b340-3e4529f44bde | 93a60a56-a3c8-11da-a746-0800200b9a66
2,3,4-Trichlorophenol | 15950-66-0 | 15950660 | 15950660 | C6H3Cl3O |  | Mass | kg | emission | ground | https://ofmpub.epa.gov/sor_internet/registry/substreg/searchandretrieve/substancesearch/search.do?details=displayDetails&selectedSubstanceId=60964 | 1 | Chemicals | 6341e6df-ea58-378d-8a53-c47e828db040 | 9499238e-b0eb-35da-aef1-9114f54a0a44 | 20aadc24-a391-41cf-b340-3e4529f44bde | 93a60a56-a3c8-11da-a746-0800200b9a66
Daminozide | 1596-84-5 | 1596845 | 1596845 | C6H12N2O3 |  | Mass | kg | emission | ground | https://ofmpub.epa.gov/sor_internet/registry/substreg/searchandretrieve/substancesearch/search.do?details=displayDetails&selectedSubstanceId=41604 | 1 | Chemicals | 8c3a05b6-f174-3662-b0dc-995d97449dfb | 9499238e-b0eb-35da-aef1-9114f54a0a44 | 20aadc24-a391-41cf-b340-3e4529f44bde | 93a60a56-a3c8-11da-a746-0800200b9a66
Alachlor | 15972-60-8 | 15972608 | 15972608 | C14H20ClNO2 |  | Mass | kg | emission | ground | https://ofmpub.epa.gov/sor_internet/registry/substreg/searchandretrieve/substancesearch/search.do?details=displayDetails&selectedSubstanceId=60955 | 1 | Chemicals | 9650f939-a16b-3430-a8b6-a110a908add1 | 9499238e-b0eb-35da-aef1-9114f54a0a44 | 20aadc24-a391-41cf-b340-3e4529f44bde | 93a60a56-a3c8-11da-a746-0800200b9a66
2,3,4,5,6-Pentachlorobenzenemethanol | 16022-69-8 | 16022698 | 16022698 | C7H3Cl5O |  | Mass | kg | emission | ground | https://ofmpub.epa.gov/sor_internet/registry/substreg/searchandretrieve/substancesearch/search.do?details=displayDetails&selectedSubstanceId=95094 | 1 | Chemicals | 0bdbc1ed-e129-3a79-8ce4-34d201bedc39 | 9499238e-b0eb-35da-aef1-9114f54a0a44 | 20aadc24-a391-41cf-b340-3e4529f44bde | 93a60a56-a3c8-11da-a746-0800200b9a66
Chromium(III) | 16065-83-1 | 16065831 | 16065831 | Cr |  | Mass | kg | emission | ground | https://ofmpub.epa.gov/sor_internet/registry/substreg/searchandretrieve/substancesearch/search.do?details=displayDetails&selectedSubstanceId=60916 | 1 | Chemicals | d7a2285a-a507-33b9-bb8f-aca76348505d | 9499238e-b0eb-35da-aef1-9114f54a0a44 | 20aadc24-a391-41cf-b340-3e4529f44bde | 93a60a56-a3c8-11da-a746-0800200b9a66
C.I. Direct Brown 95 | 16071-86-6 | 16071866 | 16071866 | C31H18CuN6Na2O9S |  | Mass | kg | emission | ground | https://ofmpub.epa.gov/sor_internet/registry/substreg/searchandretrieve/substancesearch/search.do?details=displayDetails&selectedSubstanceId=60729 | 1 | Chemicals | 499b795a-1712-326c-abbf-bb7d89d61242 | 9499238e-b0eb-35da-aef1-9114f54a0a44 | 20aadc24-a391-41cf-b340-3e4529f44bde | 93a60a56-a3c8-11da-a746-0800200b9a66
1-Bromo-3-chloro-5,5-dimethyl-2,4-imidazolidinedione | 16079-88-2 | 16079882 | 16079882 | C5H6BrClN2O2 |  | Mass | kg | emission | ground | https://ofmpub.epa.gov/sor_internet/registry/substreg/searchandretrieve/substancesearch/search.do?details=displayDetails&selectedSubstanceId=93454 | 1 | Chemicals | b535298a-8803-3a88-9d14-39d09e21ef6c | 9499238e-b0eb-35da-aef1-9114f54a0a44 | 20aadc24-a391-41cf-b340-3e4529f44bde | 93a60a56-a3c8-11da-a746-0800200b9a66
Prometon | 1610-18-0 | 1610180 | 1610180 | C10H19N5O |  | Mass | kg | emission | ground | https://ofmpub.epa.gov/sor_internet/registry/substreg/searchandretrieve/substancesearch/search.do?details=displayDetails&selectedSubstanceId=41587 | 1 | Chemicals | 455f9b69-ae52-3d2e-86c1-82e4a361b508 | 9499238e-b0eb-35da-aef1-9114f54a0a44 | 20aadc24-a391-41cf-b340-3e4529f44bde | 93a60a56-a3c8-11da-a746-0800200b9a66
Methoxyfenozide | 161050-58-4 | 161050584 | 161050584 | C22H28N2O3 |  | Mass | kg | emission | ground | https://ofmpub.epa.gov/sor_internet/registry/substreg/searchandretrieve/substancesearch/search.do?details=displayDetails&selectedSubstanceId=80653 | 1 | Chemicals | 0c15eced-9738-3e5b-b488-37398268114a | 9499238e-b0eb-35da-aef1-9114f54a0a44 | 20aadc24-a391-41cf-b340-3e4529f44bde | 93a60a56-a3c8-11da-a746-0800200b9a66
Carbetamide | 16118-49-3 | 16118493 | 16118493 | C12H16N2O3 |  | Mass | kg | emission | ground | https://ofmpub.epa.gov/sor_internet/registry/substreg/searchandretrieve/substancesearch/search.do?details=displayDetails&selectedSubstanceId=81024 | 1 | Chemicals | 6111f7c6-01d9-3660-825f-54efed9f7393 | 9499238e-b0eb-35da-aef1-9114f54a0a44 | 20aadc24-a391-41cf-b340-3e4529f44bde | 93a60a56-a3c8-11da-a746-0800200b9a66
Fenamidone | 161326-34-7 | 161326347 | 161326347 | C17H17N3OS |  | Mass | kg | emission | ground | https://ofmpub.epa.gov/sor_internet/registry/substreg/searchandretrieve/substancesearch/search.do?details=displayDetails&selectedSubstanceId=76864 | 1 | Chemicals | af1e3c9f-348d-3169-a2b6-94a80fc9c691 | 9499238e-b0eb-35da-aef1-9114f54a0a44 | 20aadc24-a391-41cf-b340-3e4529f44bde | 93a60a56-a3c8-11da-a746-0800200b9a66
2,4-Pentadienenitrile | 1615-70-9 | 1615709 | 1615709 | C5H5N |  | Mass | kg | emission | ground | https://ofmpub.epa.gov/sor_internet/registry/substreg/searchandretrieve/substancesearch/search.do?details=displayDetails&selectedSubstanceId=95086 | 1 | Chemicals | ac5b43ce-4164-317d-ad8e-975f9f30022a | 9499238e-b0eb-35da-aef1-9114f54a0a44 | 20aadc24-a391-41cf-b340-3e4529f44bde | 93a60a56-a3c8-11da-a746-0800200b9a66
4-Octylaniline | 16245-79-7 | 16245797 | 16245797 | C14H23N |  | Mass | kg | emission | ground | https://ofmpub.epa.gov/sor_internet/registry/substreg/searchandretrieve/substancesearch/search.do?details=displayDetails&selectedSubstanceId=95078 | 1 | Chemicals | b54a80ee-9eac-3a3e-8fac-dec399927c69 | 9499238e-b0eb-35da-aef1-9114f54a0a44 | 20aadc24-a391-41cf-b340-3e4529f44bde | 93a60a56-a3c8-11da-a746-0800200b9a66
Methyl tert-butyl ether | 1634-04-4 | 1634044 | 1634044 | C5H12O |  | Mass | kg | emission | ground | https://ofmpub.epa.gov/sor_internet/registry/substreg/searchandretrieve/substancesearch/search.do?details=displayDetails&selectedSubstanceId=41401 | 1 | Chemicals | f0c19fbf-1027-363f-86fd-8931b319571e | 9499238e-b0eb-35da-aef1-9114f54a0a44 | 20aadc24-a391-41cf-b340-3e4529f44bde | 93a60a56-a3c8-11da-a746-0800200b9a66
Malaoxon | 1634-78-2 | 1634782 | 1634782 | C10H19O7PS |  | Mass | kg | emission | ground | https://ofmpub.epa.gov/sor_internet/registry/substreg/searchandretrieve/substancesearch/search.do?details=displayDetails&selectedSubstanceId=81823 | 1 | Chemicals | 88db5817-88e1-3672-addd-a11732920701 | 9499238e-b0eb-35da-aef1-9114f54a0a44 | 20aadc24-a391-41cf-b340-3e4529f44bde | 93a60a56-a3c8-11da-a746-0800200b9a66
Dimethenamid-P | 163515-14-8 | 163515148 | 163515148 | C12H18ClNO2S |  | Mass | kg | emission | ground | https://ofmpub.epa.gov/sor_internet/registry/substreg/searchandretrieve/substancesearch/search.do?details=displayDetails&selectedSubstanceId=76862 | 1 | Chemicals | 8ee5f600-0d90-369e-9623-898934f510b3 | 9499238e-b0eb-35da-aef1-9114f54a0a44 | 20aadc24-a391-41cf-b340-3e4529f44bde | 93a60a56-a3c8-11da-a746-0800200b9a66
Di-n-octyl sodium sulfosuccinate | 1639-66-3 | 1639663 | 1639663 | C20H37NaO7S |  | Mass | kg | emission | ground | https://ofmpub.epa.gov/sor_internet/registry/substreg/searchandretrieve/substancesearch/search.do?details=displayDetails&selectedSubstanceId=41391 | 1 | Chemicals | d5d0f9a5-6584-388d-9447-074305a0a51f | 9499238e-b0eb-35da-aef1-9114f54a0a44 | 20aadc24-a391-41cf-b340-3e4529f44bde | 93a60a56-a3c8-11da-a746-0800200b9a66
Erythrosine B | 16423-68-0 | 16423680 | 16423680 | C20H6I4Na2O5 |  | Mass | kg | emission | ground | https://ofmpub.epa.gov/sor_internet/registry/substreg/searchandretrieve/substancesearch/search.do?details=displayDetails&selectedSubstanceId=60478 | 1 | Chemicals | 8bb29ae1-9751-39ad-87bf-7984d49bde05 | 9499238e-b0eb-35da-aef1-9114f54a0a44 | 20aadc24-a391-41cf-b340-3e4529f44bde | 93a60a56-a3c8-11da-a746-0800200b9a66
Aldicarb sulfoxide | 1646-87-3 | 1646873 | 1646873 | C7H14N2O3S |  | Mass | kg | emission | ground | https://ofmpub.epa.gov/sor_internet/registry/substreg/searchandretrieve/substancesearch/search.do?details=displayDetails&selectedSubstanceId=41381 | 1 | Chemicals | 36807221-8c28-3b35-a48a-77888eb2234a | 9499238e-b0eb-35da-aef1-9114f54a0a44 | 20aadc24-a391-41cf-b340-3e4529f44bde | 93a60a56-a3c8-11da-a746-0800200b9a66
Aldicarb sulfone | 1646-88-4 | 1646884 | 1646884 | C7H14N2O4S |  | Mass | kg | emission | ground | https://ofmpub.epa.gov/sor_internet/registry/substreg/searchandretrieve/substancesearch/search.do?details=displayDetails&selectedSubstanceId=93263 | 1 | Chemicals | 08882c71-b97c-372b-bd18-b5702cf5ee73 | 9499238e-b0eb-35da-aef1-9114f54a0a44 | 20aadc24-a391-41cf-b340-3e4529f44bde | 93a60a56-a3c8-11da-a746-0800200b9a66
1,9-Decadiene | 1647-16-1 | 1647161 | 1647161 | C10H18 |  | Mass | kg | emission | ground | https://ofmpub.epa.gov/sor_internet/registry/substreg/searchandretrieve/substancesearch/search.do?details=displayDetails&selectedSubstanceId=41380 | 1 | Chemicals | d526017f-f2ca-3a40-9fe5-c7cf9866e7ee | 9499238e-b0eb-35da-aef1-9114f54a0a44 | 20aadc24-a391-41cf-b340-3e4529f44bde | 93a60a56-a3c8-11da-a746-0800200b9a66
(R)-Mecoprop | 16484-77-8 | 16484778 | 16484778 | C10H11ClO3 |  | Mass | kg | emission | ground | https://ofmpub.epa.gov/sor_internet/registry/substreg/searchandretrieve/substancesearch/search.do?details=displayDetails&selectedSubstanceId=60453 | 1 | Chemicals | e8b7086d-6afb-37d3-aad3-36d256c641c9 | 9499238e-b0eb-35da-aef1-9114f54a0a44 | 20aadc24-a391-41cf-b340-3e4529f44bde | 93a60a56-a3c8-11da-a746-0800200b9a66
Dinotefuran | 165252-70-0 | 165252700 | 165252700 | C7H14N4O3 |  | Mass | kg | emission | ground | https://ofmpub.epa.gov/sor_internet/registry/substreg/searchandretrieve/substancesearch/search.do?details=displayDetails&selectedSubstanceId=76860 | 1 | Chemicals | c08a5192-e2f6-3a89-a15e-3c11881f7be1 | 9499238e-b0eb-35da-aef1-9114f54a0a44 | 20aadc24-a391-41cf-b340-3e4529f44bde | 93a60a56-a3c8-11da-a746-0800200b9a66
6-Methyl-1-heptanol | 1653-40-3 | 1653403 | 1653403 | C8H18O |  | Mass | kg | emission | ground | https://ofmpub.epa.gov/sor_internet/registry/substreg/searchandretrieve/substancesearch/search.do?details=displayDetails&selectedSubstanceId=77915 | 1 | Chemicals | 0275cf99-4fbe-364d-8025-627acab488be | 9499238e-b0eb-35da-aef1-9114f54a0a44 | 20aadc24-a391-41cf-b340-3e4529f44bde | 93a60a56-a3c8-11da-a746-0800200b9a66
Gyromitrin | 16568-02-8 | 16568028 | 16568028 | C4H8N2O |  | Mass | kg | emission | ground | https://ofmpub.epa.gov/sor_internet/registry/substreg/searchandretrieve/substancesearch/search.do?details=displayDetails&selectedSubstanceId=78237 | 1 | Chemicals | 6a73a846-acbd-3a6f-882c-38d5806e47da | 9499238e-b0eb-35da-aef1-9114f54a0a44 | 20aadc24-a391-41cf-b340-3e4529f44bde | 93a60a56-a3c8-11da-a746-0800200b9a66
2-Propenoic acid, 1,1-dimethylethyl ester | 1663-39-4 | 1663394 | 1663394 | C7H12O2 |  | Mass | kg | emission | ground | https://ofmpub.epa.gov/sor_internet/registry/substreg/searchandretrieve/substancesearch/search.do?details=displayDetails&selectedSubstanceId=41201 | 1 | Chemicals | 4ea43144-d92f-3c9a-b62e-e72b9c37606f | 9499238e-b0eb-35da-aef1-9114f54a0a44 | 20aadc24-a391-41cf-b340-3e4529f44bde | 93a60a56-a3c8-11da-a746-0800200b9a66
Ethephon | 16672-87-0 | 16672870 | 16672870 | C2H6ClO3P |  | Mass | kg | emission | ground | https://ofmpub.epa.gov/sor_internet/registry/substreg/searchandretrieve/substancesearch/search.do?details=displayDetails&selectedSubstanceId=60031 | 1 | Chemicals | a94e22fa-38e7-3959-ac78-59604c9c1bdb | 9499238e-b0eb-35da-aef1-9114f54a0a44 | 20aadc24-a391-41cf-b340-3e4529f44bde | 93a60a56-a3c8-11da-a746-0800200b9a66
Methomyl | 16752-77-5 | 16752775 | 16752775 | C5H10N2O2S |  | Mass | kg | emission | ground | https://ofmpub.epa.gov/sor_internet/registry/substreg/searchandretrieve/substancesearch/search.do?details=displayDetails&selectedSubstanceId=93071 | 1 | Chemicals | 8cde8c7f-ada0-33a1-8923-cc58fc798a5e | 9499238e-b0eb-35da-aef1-9114f54a0a44 | 20aadc24-a391-41cf-b340-3e4529f44bde | 93a60a56-a3c8-11da-a746-0800200b9a66
Ethylcyclohexane | 1678-91-7 | 1678917 | 1678917 | C8H16 |  | Mass | kg | emission | ground | https://ofmpub.epa.gov/sor_internet/registry/substreg/searchandretrieve/substancesearch/search.do?details=displayDetails&selectedSubstanceId=41183 | 1 | Chemicals | bc278d86-4a74-3eea-b36a-7c1e3d6d12c3 | 9499238e-b0eb-35da-aef1-9114f54a0a44 | 20aadc24-a391-41cf-b340-3e4529f44bde | 93a60a56-a3c8-11da-a746-0800200b9a66
Spinosad | 168316-95-8 | 168316958 | 168316958 | - |  | Mass | kg | emission | ground | https://ofmpub.epa.gov/sor_internet/registry/substreg/searchandretrieve/substancesearch/search.do?details=displayDetails&selectedSubstanceId=80504 | 1 | Chemicals | 5706033d-f9be-30aa-bb88-9a99b1a1efdc | 9499238e-b0eb-35da-aef1-9114f54a0a44 | 20aadc24-a391-41cf-b340-3e4529f44bde | 93a60a56-a3c8-11da-a746-0800200b9a66
9-Hydroxyfluorene | 1689-64-1 | 1689641 | 1689641 | C13H10O |  | Mass | kg | emission | ground | https://ofmpub.epa.gov/sor_internet/registry/substreg/searchandretrieve/substancesearch/search.do?details=displayDetails&selectedSubstanceId=41167 | 1 | Chemicals | b09c7b70-951b-3e27-a53e-27c93d469f70 | 9499238e-b0eb-35da-aef1-9114f54a0a44 | 20aadc24-a391-41cf-b340-3e4529f44bde | 93a60a56-a3c8-11da-a746-0800200b9a66
p-Phenylazophenol | 1689-82-3 | 1689823 | 1689823 | C12H10N2O |  | Mass | kg | emission | ground | https://ofmpub.epa.gov/sor_internet/registry/substreg/searchandretrieve/substancesearch/search.do?details=displayDetails&selectedSubstanceId=41165 | 1 | Chemicals | fb74a70f-1878-396f-94c9-522c7dc369e2 | 9499238e-b0eb-35da-aef1-9114f54a0a44 | 20aadc24-a391-41cf-b340-3e4529f44bde | 93a60a56-a3c8-11da-a746-0800200b9a66
Ioxynil | 1689-83-4 | 1689834 | 1689834 | C7H3I2NO |  | Mass | kg | emission | ground | https://ofmpub.epa.gov/sor_internet/registry/substreg/searchandretrieve/substancesearch/search.do?details=displayDetails&selectedSubstanceId=81822 | 1 | Chemicals | 41bc31bf-4d0f-34b0-a7a1-bc100a262bde | 9499238e-b0eb-35da-aef1-9114f54a0a44 | 20aadc24-a391-41cf-b340-3e4529f44bde | 93a60a56-a3c8-11da-a746-0800200b9a66
Bromoxynil | 1689-84-5 | 1689845 | 1689845 | C7H3Br2NO |  | Mass | kg | emission | ground | https://ofmpub.epa.gov/sor_internet/registry/substreg/searchandretrieve/substancesearch/search.do?details=displayDetails&selectedSubstanceId=41164 | 1 | Chemicals | 24b16aef-aec5-35c0-94db-917ccfec996b | 9499238e-b0eb-35da-aef1-9114f54a0a44 | 20aadc24-a391-41cf-b340-3e4529f44bde | 93a60a56-a3c8-11da-a746-0800200b9a66
Bromoxynil octanoate | 1689-99-2 | 1689992 | 1689992 | C15H17Br2NO2 |  | Mass | kg | emission | ground | https://ofmpub.epa.gov/sor_internet/registry/substreg/searchandretrieve/substancesearch/search.do?details=displayDetails&selectedSubstanceId=41163 | 1 | Chemicals | 76fcdc1e-6ade-320d-8a3f-65dc9e004d9a | 9499238e-b0eb-35da-aef1-9114f54a0a44 | 20aadc24-a391-41cf-b340-3e4529f44bde | 93a60a56-a3c8-11da-a746-0800200b9a66
C.I. Acid Violet 49 | 1694-09-3 | 1694093 | 1694093 | C39H40N3NaO6S2 |  | Mass | kg | emission | ground | https://ofmpub.epa.gov/sor_internet/registry/substreg/searchandretrieve/substancesearch/search.do?details=displayDetails&selectedSubstanceId=41161 | 1 | Chemicals | fbde4b06-e593-30c5-9a7c-9d420d4aad0e | 9499238e-b0eb-35da-aef1-9114f54a0a44 | 20aadc24-a391-41cf-b340-3e4529f44bde | 93a60a56-a3c8-11da-a746-0800200b9a66
Spectinomycin | 1695-77-8 | 1695778 | 1695778 | C14H24N2O7 |  | Mass | kg | emission | ground | https://ofmpub.epa.gov/sor_internet/registry/substreg/searchandretrieve/substancesearch/search.do?details=displayDetails&selectedSubstanceId=94853 | 1 | Chemicals | 6a5faf67-a969-3264-b1bf-74d6468a3296 | 9499238e-b0eb-35da-aef1-9114f54a0a44 | 20aadc24-a391-41cf-b340-3e4529f44bde | 93a60a56-a3c8-11da-a746-0800200b9a66
Pyrazon | 1698-60-8 | 1698608 | 1698608 | C10H8ClN3O |  | Mass | kg | emission | ground | https://ofmpub.epa.gov/sor_internet/registry/substreg/searchandretrieve/substancesearch/search.do?details=displayDetails&selectedSubstanceId=93052 | 1 | Chemicals | 2f9162e9-4aed-3aec-855b-4023fe5315b4 | 9499238e-b0eb-35da-aef1-9114f54a0a44 | 20aadc24-a391-41cf-b340-3e4529f44bde | 93a60a56-a3c8-11da-a746-0800200b9a66
Clopyralid | 1702-17-6 | 1702176 | 1702176 | C6H3Cl2NO2 |  | Mass | kg | emission | ground | https://ofmpub.epa.gov/sor_internet/registry/substreg/searchandretrieve/substancesearch/search.do?details=displayDetails&selectedSubstanceId=93048 | 1 | Chemicals | fbf6f817-ca80-3edf-9640-bcaa298b6196 | 9499238e-b0eb-35da-aef1-9114f54a0a44 | 20aadc24-a391-41cf-b340-3e4529f44bde | 93a60a56-a3c8-11da-a746-0800200b9a66
3-Amino-4-ethoxyacetanilide | 17026-81-2 | 17026812 | 17026812 | C10H14N2O2 |  | Mass | kg | emission | ground | https://ofmpub.epa.gov/sor_internet/registry/substreg/searchandretrieve/substancesearch/search.do?details=displayDetails&selectedSubstanceId=36291 | 1 | Chemicals | 28b5705d-23c6-39eb-9bc1-b8b7e88876ef | 9499238e-b0eb-35da-aef1-9114f54a0a44 | 20aadc24-a391-41cf-b340-3e4529f44bde | 93a60a56-a3c8-11da-a746-0800200b9a66
C.I. Reactive Black 5 | 17095-24-8 | 17095248 | 17095248 | C26H21N5Na4O19S6 |  | Mass | kg | emission | ground | https://ofmpub.epa.gov/sor_internet/registry/substreg/searchandretrieve/substancesearch/search.do?details=displayDetails&selectedSubstanceId=36272 | 1 | Chemicals | ca3a52b0-b2ba-3705-ab9e-20138bd6d6f1 | 9499238e-b0eb-35da-aef1-9114f54a0a44 | 20aadc24-a391-41cf-b340-3e4529f44bde | 93a60a56-a3c8-11da-a746-0800200b9a66
Edifenphos | 17109-49-8 | 17109498 | 17109498 | C14H15O2PS2 |  | Mass | kg | emission | ground | https://ofmpub.epa.gov/sor_internet/registry/substreg/searchandretrieve/substancesearch/search.do?details=displayDetails&selectedSubstanceId=92884 | 1 | Chemicals | 20da69b7-be7f-35f8-ab37-9bef5ce960f8 | 9499238e-b0eb-35da-aef1-9114f54a0a44 | 20aadc24-a391-41cf-b340-3e4529f44bde | 93a60a56-a3c8-11da-a746-0800200b9a66
HCFC-141b | 1717-00-6 | 1717006 | 1717006 | C2H3Cl2F |  | Mass | kg | emission | ground | https://ofmpub.epa.gov/sor_internet/registry/substreg/searchandretrieve/substancesearch/search.do?details=displayDetails&selectedSubstanceId=40976 | 1 | Chemicals | b26c3b7c-93b3-3b3d-91cb-20a5fcf6ffa8 | 9499238e-b0eb-35da-aef1-9114f54a0a44 | 20aadc24-a391-41cf-b340-3e4529f44bde | 93a60a56-a3c8-11da-a746-0800200b9a66
Cyclododecanol | 1724-39-6 | 1724396 | 1724396 | C12H24O |  | Mass | kg | emission | ground | https://ofmpub.epa.gov/sor_internet/registry/substreg/searchandretrieve/substancesearch/search.do?details=displayDetails&selectedSubstanceId=40968 | 1 | Chemicals | 4882d66c-c95f-3570-a42b-1ff1e1d6d59d | 9499238e-b0eb-35da-aef1-9114f54a0a44 | 20aadc24-a391-41cf-b340-3e4529f44bde | 93a60a56-a3c8-11da-a746-0800200b9a66
Indoxacarb | 173584-44-6 | 173584446 | 173584446 | C22H17ClF3N3O7 |  | Mass | kg | emission | ground | https://ofmpub.epa.gov/sor_internet/registry/substreg/searchandretrieve/substancesearch/search.do?details=displayDetails&selectedSubstanceId=80652 | 1 | Chemicals | 82b062ca-1fae-305d-8153-89de7b8ef76b | 9499238e-b0eb-35da-aef1-9114f54a0a44 | 20aadc24-a391-41cf-b340-3e4529f44bde | 93a60a56-a3c8-11da-a746-0800200b9a66
Eosin Yellowish | 17372-87-1 | 17372871 | 17372871 | C20H6Br4Na2O5 |  | Mass | kg | emission | ground | https://ofmpub.epa.gov/sor_internet/registry/substreg/searchandretrieve/substancesearch/search.do?details=displayDetails&selectedSubstanceId=36202 | 1 | Chemicals | 99d06450-dd25-35ca-9cf9-e21879a2875b | 9499238e-b0eb-35da-aef1-9114f54a0a44 | 20aadc24-a391-41cf-b340-3e4529f44bde | 93a60a56-a3c8-11da-a746-0800200b9a66
Dimethylaminopropionitrile | 1738-25-6 | 1738256 | 1738256 | C5H10N2 |  | Mass | kg | emission | ground | https://ofmpub.epa.gov/sor_internet/registry/substreg/searchandretrieve/substancesearch/search.do?details=displayDetails&selectedSubstanceId=92851 | 1 | Chemicals | 2c95b379-94dd-3cfa-8377-204287d4eb35 | 9499238e-b0eb-35da-aef1-9114f54a0a44 | 20aadc24-a391-41cf-b340-3e4529f44bde | 93a60a56-a3c8-11da-a746-0800200b9a66
Arsenic(V) | 17428-41-0 | 17428410 | 17428410 | As |  | Mass | kg | emission | ground | https://ofmpub.epa.gov/sor_internet/registry/substreg/searchandretrieve/substancesearch/search.do?details=displayDetails&selectedSubstanceId=79081 | 1 | Chemicals | 0a77f72a-ebd4-3049-8f92-1f6eee92ae5d | 9499238e-b0eb-35da-aef1-9114f54a0a44 | 20aadc24-a391-41cf-b340-3e4529f44bde | 93a60a56-a3c8-11da-a746-0800200b9a66
Phenol, 2-(2-propenyl)- | 1745-81-9 | 1745819 | 1745819 | C9H10O |  | Mass | kg | emission | ground | https://ofmpub.epa.gov/sor_internet/registry/substreg/searchandretrieve/substancesearch/search.do?details=displayDetails&selectedSubstanceId=92700 | 1 | Chemicals | 69ef45b8-8078-3e56-ab7e-7fed217d14c7 | 9499238e-b0eb-35da-aef1-9114f54a0a44 | 20aadc24-a391-41cf-b340-3e4529f44bde | 93a60a56-a3c8-11da-a746-0800200b9a66
2,3,7,8-Tetrachlorodibenzo-p-dioxin | 1746-01-6 | 1746016 | 1746016 | C12H4Cl4O2 |  | Mass | kg | emission | ground | https://ofmpub.epa.gov/sor_internet/registry/substreg/searchandretrieve/substancesearch/search.do?details=displayDetails&selectedSubstanceId=40776 | 1 | Chemicals | 7bf66ac9-c6ee-36ca-a8cc-73243a61b287 | 9499238e-b0eb-35da-aef1-9114f54a0a44 | 20aadc24-a391-41cf-b340-3e4529f44bde | 93a60a56-a3c8-11da-a746-0800200b9a66
Monolinuron | 1746-81-2 | 1746812 | 1746812 | C9H11ClN2O2 |  | Mass | kg | emission | ground | https://ofmpub.epa.gov/sor_internet/registry/substreg/searchandretrieve/substancesearch/search.do?details=displayDetails&selectedSubstanceId=92694 | 1 | Chemicals | 1d8b2fcf-2884-3863-af33-c8b916bf66e6 | 9499238e-b0eb-35da-aef1-9114f54a0a44 | 20aadc24-a391-41cf-b340-3e4529f44bde | 93a60a56-a3c8-11da-a746-0800200b9a66
Pyraclostrobin | 175013-18-0 | 175013180 | 175013180 | C19H18ClN3O4 |  | Mass | kg | emission | ground | https://ofmpub.epa.gov/sor_internet/registry/substreg/searchandretrieve/substancesearch/search.do?details=displayDetails&selectedSubstanceId=76857 | 1 | Chemicals | 1de62c28-700b-3a57-8413-f1d6122e40ec | 9499238e-b0eb-35da-aef1-9114f54a0a44 | 20aadc24-a391-41cf-b340-3e4529f44bde | 93a60a56-a3c8-11da-a746-0800200b9a66
3-Amino-5,6-dimethyl-1,2,4-triazine | 17584-12-2 | 17584122 | 17584122 | C5H8N4 |  | Mass | kg | emission | ground | https://ofmpub.epa.gov/sor_internet/registry/substreg/searchandretrieve/substancesearch/search.do?details=displayDetails&selectedSubstanceId=94799 | 1 | Chemicals | dc150ed3-c777-3180-89c0-5e786d0504a0 | 9499238e-b0eb-35da-aef1-9114f54a0a44 | 20aadc24-a391-41cf-b340-3e4529f44bde | 93a60a56-a3c8-11da-a746-0800200b9a66
Methanesulfinic acid, aminoimino- | 1758-73-2 | 1758732 | 1758732 | CH4N2O2S |  | Mass | kg | emission | ground | https://ofmpub.epa.gov/sor_internet/registry/substreg/searchandretrieve/substancesearch/search.do?details=displayDetails&selectedSubstanceId=40766 | 1 | Chemicals | de732c8a-c005-351e-9a74-7d985f5086d6 | 9499238e-b0eb-35da-aef1-9114f54a0a44 | 20aadc24-a391-41cf-b340-3e4529f44bde | 93a60a56-a3c8-11da-a746-0800200b9a66
Benzaldehyde, 5-bromo-2-hydroxy- | 1761-61-1 | 1761611 | 1761611 | C7H5BrO2 |  | Mass | kg | emission | ground | https://ofmpub.epa.gov/sor_internet/registry/substreg/searchandretrieve/substancesearch/search.do?details=displayDetails&selectedSubstanceId=40761 | 1 | Chemicals | 8a2d1eaf-028f-345f-82e8-c7036e00e2f4 | 9499238e-b0eb-35da-aef1-9114f54a0a44 | 20aadc24-a391-41cf-b340-3e4529f44bde | 93a60a56-a3c8-11da-a746-0800200b9a66
3'-Nitro-p-acetophenetide | 1777-84-0 | 1777840 | 1777840 | C10H12N2O4 |  | Mass | kg | emission | ground | https://ofmpub.epa.gov/sor_internet/registry/substreg/searchandretrieve/substancesearch/search.do?details=displayDetails&selectedSubstanceId=40748 | 1 | Chemicals | 1e70af7d-b7f8-335d-bae2-df28716b92f1 | 9499238e-b0eb-35da-aef1-9114f54a0a44 | 20aadc24-a391-41cf-b340-3e4529f44bde | 93a60a56-a3c8-11da-a746-0800200b9a66
N-(Cyclohexylthio)phthalimide | 17796-82-6 | 17796826 | 17796826 | C14H15NO2S |  | Mass | kg | emission | ground | https://ofmpub.epa.gov/sor_internet/registry/substreg/searchandretrieve/substancesearch/search.do?details=displayDetails&selectedSubstanceId=36088 | 1 | Chemicals | c38dfb2b-fabd-339f-81b6-cb87d3b5a7ab | 9499238e-b0eb-35da-aef1-9114f54a0a44 | 20aadc24-a391-41cf-b340-3e4529f44bde | 93a60a56-a3c8-11da-a746-0800200b9a66
Benomyl | 17804-35-2 | 17804352 | 17804352 | C14H18N4O3 |  | Mass | kg | emission | ground | https://ofmpub.epa.gov/sor_internet/registry/substreg/searchandretrieve/substancesearch/search.do?details=displayDetails&selectedSubstanceId=36086 | 1 | Chemicals | bf91f5dc-2361-3ff8-8810-35f279aa979e | 9499238e-b0eb-35da-aef1-9114f54a0a44 | 20aadc24-a391-41cf-b340-3e4529f44bde | 93a60a56-a3c8-11da-a746-0800200b9a66
2-Chlorobenzenemethanol | 17849-38-6 | 17849386 | 17849386 | C7H7ClO |  | Mass | kg | emission | ground | https://ofmpub.epa.gov/sor_internet/registry/substreg/searchandretrieve/substancesearch/search.do?details=displayDetails&selectedSubstanceId=94600 | 1 | Chemicals | 68550ffc-d722-3861-b8d4-1f4ddce0f335 | 9499238e-b0eb-35da-aef1-9114f54a0a44 | 20aadc24-a391-41cf-b340-3e4529f44bde | 93a60a56-a3c8-11da-a746-0800200b9a66
C.I. Mordant Black 11, monosodium salt | 1787-61-7 | 1787617 | 1787617 | C20H12N3NaO7S |  | Mass | kg | emission | ground | https://ofmpub.epa.gov/sor_internet/registry/substreg/searchandretrieve/substancesearch/search.do?details=displayDetails&selectedSubstanceId=92498 | 1 | Chemicals | fe67376a-2fbe-3a39-8c75-6b5f5ce10f65 | 9499238e-b0eb-35da-aef1-9114f54a0a44 | 20aadc24-a391-41cf-b340-3e4529f44bde | 93a60a56-a3c8-11da-a746-0800200b9a66
Zearalenone | 17924-92-4 | 17924924 | 17924924 | C18H22O5 |  | Mass | kg | emission | ground | https://ofmpub.epa.gov/sor_internet/registry/substreg/searchandretrieve/substancesearch/search.do?details=displayDetails&selectedSubstanceId=36058 | 1 | Chemicals | 853ee6e5-6e06-3d52-a8cc-7fed4b8d94b2 | 9499238e-b0eb-35da-aef1-9114f54a0a44 | 20aadc24-a391-41cf-b340-3e4529f44bde | 93a60a56-a3c8-11da-a746-0800200b9a66
Propoxycarbazone-sodium | 181274-15-7 | 181274157 | 181274157 | C15H17N4NaO7S |  | Mass | kg | emission | ground | https://ofmpub.epa.gov/sor_internet/registry/substreg/searchandretrieve/substancesearch/search.do?details=displayDetails&selectedSubstanceId=76853 | 1 | Chemicals | 863c7154-dfd1-3bd9-8b0a-56df2f44e8ac | 9499238e-b0eb-35da-aef1-9114f54a0a44 | 20aadc24-a391-41cf-b340-3e4529f44bde | 93a60a56-a3c8-11da-a746-0800200b9a66
Flucarbazon-sodium | 181274-17-9 | 181274179 | 181274179 | C12H10F3N4NaO6S |  | Mass | kg | emission | ground | https://ofmpub.epa.gov/sor_internet/registry/substreg/searchandretrieve/substancesearch/search.do?details=displayDetails&selectedSubstanceId=76852 | 1 | Chemicals | f0d79036-3aa2-3f69-8982-47d104bd7a25 | 9499238e-b0eb-35da-aef1-9114f54a0a44 | 20aadc24-a391-41cf-b340-3e4529f44bde | 93a60a56-a3c8-11da-a746-0800200b9a66
Jodfenphos | 18181-70-9 | 18181709 | 18181709 | C8H8Cl2IO3PS |  | Mass | kg | emission | ground | https://ofmpub.epa.gov/sor_internet/registry/substreg/searchandretrieve/substancesearch/search.do?details=displayDetails&selectedSubstanceId=92304 | 1 | Chemicals | df4e2f98-497a-3a6f-af76-380f2b73bc2d | 9499238e-b0eb-35da-aef1-9114f54a0a44 | 20aadc24-a391-41cf-b340-3e4529f44bde | 93a60a56-a3c8-11da-a746-0800200b9a66
Bromopropylate | 18181-80-1 | 18181801 | 18181801 | C17H16Br2O3 |  | Mass | kg | emission | ground | https://ofmpub.epa.gov/sor_internet/registry/substreg/searchandretrieve/substancesearch/search.do?details=displayDetails&selectedSubstanceId=83347 | 1 | Chemicals | c3b40e88-a959-3174-8c83-101e64f05c18 | 9499238e-b0eb-35da-aef1-9114f54a0a44 | 20aadc24-a391-41cf-b340-3e4529f44bde | 93a60a56-a3c8-11da-a746-0800200b9a66
5-Chlorouracil | 1820-81-1 | 1820811 | 1820811 | C4H3ClN2O2 |  | Mass | kg | emission | ground | https://ofmpub.epa.gov/sor_internet/registry/substreg/searchandretrieve/substancesearch/search.do?details=displayDetails&selectedSubstanceId=94588 | 1 | Chemicals | 9119218d-f0e2-3dd4-9b00-62300e9973d9 | 9499238e-b0eb-35da-aef1-9114f54a0a44 | 20aadc24-a391-41cf-b340-3e4529f44bde | 93a60a56-a3c8-11da-a746-0800200b9a66
4-Phenylbutyric acid | 1821-12-1 | 1821121 | 1821121 | C10H12O2 |  | Mass | kg | emission | ground | https://ofmpub.epa.gov/sor_internet/registry/substreg/searchandretrieve/substancesearch/search.do?details=displayDetails&selectedSubstanceId=40549 | 1 | Chemicals | 3b9645d7-acce-3374-acad-afc7d4e3a8fb | 9499238e-b0eb-35da-aef1-9114f54a0a44 | 20aadc24-a391-41cf-b340-3e4529f44bde | 93a60a56-a3c8-11da-a746-0800200b9a66
Pentachloroanisole | 1825-21-4 | 1825214 | 1825214 | C7H3Cl5O |  | Mass | kg | emission | ground | https://ofmpub.epa.gov/sor_internet/registry/substreg/searchandretrieve/substancesearch/search.do?details=displayDetails&selectedSubstanceId=81675 | 1 | Chemicals | e98ed362-e1af-366a-a964-aa79f5542b92 | 9499238e-b0eb-35da-aef1-9114f54a0a44 | 20aadc24-a391-41cf-b340-3e4529f44bde | 93a60a56-a3c8-11da-a746-0800200b9a66
Tetrafluoroterephthalonitrile | 1835-49-0 | 1835490 | 1835490 | C8F4N2 |  | Mass | kg | emission | ground | https://ofmpub.epa.gov/sor_internet/registry/substreg/searchandretrieve/substancesearch/search.do?details=displayDetails&selectedSubstanceId=94577 | 1 | Chemicals | e6c5db08-8041-3b5d-88f0-09deb4d4c247 | 9499238e-b0eb-35da-aef1-9114f54a0a44 | 20aadc24-a391-41cf-b340-3e4529f44bde | 93a60a56-a3c8-11da-a746-0800200b9a66
Nitrofen | 1836-75-5 | 1836755 | 1836755 | C12H7Cl2NO3 |  | Mass | kg | emission | ground | https://ofmpub.epa.gov/sor_internet/registry/substreg/searchandretrieve/substancesearch/search.do?details=displayDetails&selectedSubstanceId=40525 | 1 | Chemicals | e520d799-fcc0-30b6-bd51-85c07f4b3f92 | 9499238e-b0eb-35da-aef1-9114f54a0a44 | 20aadc24-a391-41cf-b340-3e4529f44bde | 93a60a56-a3c8-11da-a746-0800200b9a66
Chlornitrofen | 1836-77-7 | 1836777 | 1836777 | C12H6Cl3NO3 |  | Mass | kg | emission | ground | https://ofmpub.epa.gov/sor_internet/registry/substreg/searchandretrieve/substancesearch/search.do?details=displayDetails&selectedSubstanceId=92141 | 1 | Chemicals | e428f32d-1b35-33de-b56b-b4dd29d53e7f | 9499238e-b0eb-35da-aef1-9114f54a0a44 | 20aadc24-a391-41cf-b340-3e4529f44bde | 93a60a56-a3c8-11da-a746-0800200b9a66
2-Hydroxy-4-octyloxybenzophenone | 1843-05-6 | 1843056 | 1843056 | C21H26O3 |  | Mass | kg | emission | ground | https://ofmpub.epa.gov/sor_internet/registry/substreg/searchandretrieve/substancesearch/search.do?details=displayDetails&selectedSubstanceId=40359 | 1 | Chemicals | 701abbba-4e10-37c7-a0e7-ba0e66d6defb | 9499238e-b0eb-35da-aef1-9114f54a0a44 | 20aadc24-a391-41cf-b340-3e4529f44bde | 93a60a56-a3c8-11da-a746-0800200b9a66
.alpha.-L-xylo-2-Hexulofuranosonic acid, 2,3:4,6-bis-O-(1-methylethylidene)- | 18467-77-1 | 18467771 | 18467771 | C12H18O7 |  | Mass | kg | emission | ground | https://ofmpub.epa.gov/sor_internet/registry/substreg/searchandretrieve/substancesearch/search.do?details=displayDetails&selectedSubstanceId=92126 | 1 | Chemicals | cedd2f16-1575-3b62-8072-20e5d53195b3 | 9499238e-b0eb-35da-aef1-9114f54a0a44 | 20aadc24-a391-41cf-b340-3e4529f44bde | 93a60a56-a3c8-11da-a746-0800200b9a66
1-Octen-3-ol, 3,7-dimethyl- | 18479-49-7 | 18479497 | 18479497 | C10H20O |  | Mass | kg | emission | ground | https://ofmpub.epa.gov/sor_internet/registry/substreg/searchandretrieve/substancesearch/search.do?details=displayDetails&selectedSubstanceId=92123 | 1 | Chemicals | 6f75cc9a-f551-3369-a9bb-98bbf0729e92 | 9499238e-b0eb-35da-aef1-9114f54a0a44 | 20aadc24-a391-41cf-b340-3e4529f44bde | 93a60a56-a3c8-11da-a746-0800200b9a66
Norea | 18530-56-8 | 18530568 | 18530568 | C13H22N2O |  | Mass | kg | emission | ground | https://ofmpub.epa.gov/sor_internet/registry/substreg/searchandretrieve/substancesearch/search.do?details=displayDetails&selectedSubstanceId=83854 | 1 | Chemicals | 01611a03-b516-3adc-b927-4376540eaf10 | 9499238e-b0eb-35da-aef1-9114f54a0a44 | 20aadc24-a391-41cf-b340-3e4529f44bde | 93a60a56-a3c8-11da-a746-0800200b9a66
Chromium(VI) | 18540-29-9 | 18540299 | 18540299 | Cr |  | Mass | kg | emission | ground | https://ofmpub.epa.gov/sor_internet/registry/substreg/searchandretrieve/substancesearch/search.do?details=displayDetails&selectedSubstanceId=62530 | 1 | Chemicals | dab2ea55-1d4f-3b5f-b73f-861b97a76a6c | 9499238e-b0eb-35da-aef1-9114f54a0a44 | 20aadc24-a391-41cf-b340-3e4529f44bde | 93a60a56-a3c8-11da-a746-0800200b9a66
Dimethyloldihydroxyethyleneurea | 1854-26-8 | 1854268 | 1854268 | C5H10N2O5 |  | Mass | kg | emission | ground | https://ofmpub.epa.gov/sor_internet/registry/substreg/searchandretrieve/substancesearch/search.do?details=displayDetails&selectedSubstanceId=40351 | 1 | Chemicals | 746f0b65-8862-3da2-8aaf-ab4d06782207 | 9499238e-b0eb-35da-aef1-9114f54a0a44 | 20aadc24-a391-41cf-b340-3e4529f44bde | 93a60a56-a3c8-11da-a746-0800200b9a66
Chlorthal-dimethyl | 1861-32-1 | 1861321 | 1861321 | C10H6Cl4O4 |  | Mass | kg | emission | ground | https://ofmpub.epa.gov/sor_internet/registry/substreg/searchandretrieve/substancesearch/search.do?details=displayDetails&selectedSubstanceId=40347 | 1 | Chemicals | 2f7b2c6b-9310-31f8-9e3d-2eca8e04989f | 9499238e-b0eb-35da-aef1-9114f54a0a44 | 20aadc24-a391-41cf-b340-3e4529f44bde | 93a60a56-a3c8-11da-a746-0800200b9a66
Benfluralin | 1861-40-1 | 1861401 | 1861401 | C13H16F3N3O4 |  | Mass | kg | emission | ground | https://ofmpub.epa.gov/sor_internet/registry/substreg/searchandretrieve/substancesearch/search.do?details=displayDetails&selectedSubstanceId=92106 | 1 | Chemicals | ee8198e3-2e16-3fb1-8f93-190e36338db4 | 9499238e-b0eb-35da-aef1-9114f54a0a44 | 20aadc24-a391-41cf-b340-3e4529f44bde | 93a60a56-a3c8-11da-a746-0800200b9a66
Nitrilotriacetic acid trisodium salt, monohydrate | 18662-53-8 | 18662538 | 18662538 | C6H8NNa3O7 |  | Mass | kg | emission | ground | https://ofmpub.epa.gov/sor_internet/registry/substreg/searchandretrieve/substancesearch/search.do?details=displayDetails&selectedSubstanceId=77814 | 1 | Chemicals | b0010559-6301-36ec-915f-3a84ad0a57a2 | 9499238e-b0eb-35da-aef1-9114f54a0a44 | 20aadc24-a391-41cf-b340-3e4529f44bde | 93a60a56-a3c8-11da-a746-0800200b9a66
Methabenzthiazuron | 18691-97-9 | 18691979 | 18691979 | C10H11N3OS |  | Mass | kg | emission | ground | https://ofmpub.epa.gov/sor_internet/registry/substreg/searchandretrieve/substancesearch/search.do?details=displayDetails&selectedSubstanceId=77305 | 1 | Chemicals | f6b7e285-19cd-3572-ad90-cc36ed4076fa | 9499238e-b0eb-35da-aef1-9114f54a0a44 | 20aadc24-a391-41cf-b340-3e4529f44bde | 93a60a56-a3c8-11da-a746-0800200b9a66
Boscalid | 188425-85-6 | 188425856 | 188425856 | C18H12Cl2N2O |  | Mass | kg | emission | ground | https://ofmpub.epa.gov/sor_internet/registry/substreg/searchandretrieve/substancesearch/search.do?details=displayDetails&selectedSubstanceId=76849 | 1 | Chemicals | 32263908-67d3-3793-a7a9-d2bcb28ceae5 | 9499238e-b0eb-35da-aef1-9114f54a0a44 | 20aadc24-a391-41cf-b340-3e4529f44bde | 93a60a56-a3c8-11da-a746-0800200b9a66
Isoxathion | 18854-01-8 | 18854018 | 18854018 | C13H16NO4PS |  | Mass | kg | emission | ground | https://ofmpub.epa.gov/sor_internet/registry/substreg/searchandretrieve/substancesearch/search.do?details=displayDetails&selectedSubstanceId=91938 | 1 | Chemicals | 679f8100-e317-36b3-85e9-e01491e64f15 | 9499238e-b0eb-35da-aef1-9114f54a0a44 | 20aadc24-a391-41cf-b340-3e4529f44bde | 93a60a56-a3c8-11da-a746-0800200b9a66
Benzenesulfonic acid, dodecyl ester | 1886-81-3 | 1886813 | 1886813 | C18H30O3S |  | Mass | kg | emission | ground | https://ofmpub.epa.gov/sor_internet/registry/substreg/searchandretrieve/substancesearch/search.do?details=displayDetails&selectedSubstanceId=40327 | 1 | Chemicals | 64713263-70c1-386a-80cc-eb84b2d3ee84 | 9499238e-b0eb-35da-aef1-9114f54a0a44 | 20aadc24-a391-41cf-b340-3e4529f44bde | 93a60a56-a3c8-11da-a746-0800200b9a66
Chlorothalonil | 1897-45-6 | 1897456 | 1897456 | C8Cl4N2 |  | Mass | kg | emission | ground | https://ofmpub.epa.gov/sor_internet/registry/substreg/searchandretrieve/substancesearch/search.do?details=displayDetails&selectedSubstanceId=40313 | 1 | Chemicals | 9cfe24a3-366c-3977-95a3-f6b2160755ce | 9499238e-b0eb-35da-aef1-9114f54a0a44 | 20aadc24-a391-41cf-b340-3e4529f44bde | 93a60a56-a3c8-11da-a746-0800200b9a66
Oryzalin | 19044-88-3 | 19044883 | 19044883 | C12H18N4O6S |  | Mass | kg | emission | ground | https://ofmpub.epa.gov/sor_internet/registry/substreg/searchandretrieve/substancesearch/search.do?details=displayDetails&selectedSubstanceId=91924 | 1 | Chemicals | 9dd356ee-9ead-3ca6-a34a-136c553c82cc | 9499238e-b0eb-35da-aef1-9114f54a0a44 | 20aadc24-a391-41cf-b340-3e4529f44bde | 93a60a56-a3c8-11da-a746-0800200b9a66
Paraquat dichloride | 1910-42-5 | 1910425 | 1910425 | C12H14Cl2N2 |  | Mass | kg | emission | ground | https://ofmpub.epa.gov/sor_internet/registry/substreg/searchandretrieve/substancesearch/search.do?details=displayDetails&selectedSubstanceId=40147 | 1 | Chemicals | 9d43c777-9a26-39e0-aba1-9434fc8e89db | 9499238e-b0eb-35da-aef1-9114f54a0a44 | 20aadc24-a391-41cf-b340-3e4529f44bde | 93a60a56-a3c8-11da-a746-0800200b9a66
Atrazine | 1912-24-9 | 1912249 | 1912249 | C8H14ClN5 |  | Mass | kg | emission | ground | https://ofmpub.epa.gov/sor_internet/registry/substreg/searchandretrieve/substancesearch/search.do?details=displayDetails&selectedSubstanceId=91913 | 1 | Chemicals | 03bf86b7-1a25-3dc2-8569-fc6dea069b0a | 9499238e-b0eb-35da-aef1-9114f54a0a44 | 20aadc24-a391-41cf-b340-3e4529f44bde | 93a60a56-a3c8-11da-a746-0800200b9a66
Trietazine | 1912-26-1 | 1912261 | 1912261 | C9H16ClN5 |  | Mass | kg | emission | ground | https://ofmpub.epa.gov/sor_internet/registry/substreg/searchandretrieve/substancesearch/search.do?details=displayDetails&selectedSubstanceId=40146 | 1 | Chemicals | 41e68fba-9764-33ff-8fdf-3cbf587e95fb | 9499238e-b0eb-35da-aef1-9114f54a0a44 | 20aadc24-a391-41cf-b340-3e4529f44bde | 93a60a56-a3c8-11da-a746-0800200b9a66
Dicamba | 1918-00-9 | 1918009 | 1918009 | C8H6Cl2O3 |  | Mass | kg | emission | ground | https://ofmpub.epa.gov/sor_internet/registry/substreg/searchandretrieve/substancesearch/search.do?details=displayDetails&selectedSubstanceId=40140 | 1 | Chemicals | 951e77a3-076a-3bb6-a84a-f825c132b6fd | 9499238e-b0eb-35da-aef1-9114f54a0a44 | 20aadc24-a391-41cf-b340-3e4529f44bde | 93a60a56-a3c8-11da-a746-0800200b9a66
Chlorthiamid | 1918-13-4 | 1918134 | 1918134 | C7H5Cl2NS |  | Mass | kg | emission | ground | https://ofmpub.epa.gov/sor_internet/registry/substreg/searchandretrieve/substancesearch/search.do?details=displayDetails&selectedSubstanceId=78255 | 1 | Chemicals | 647cd6cb-a1b7-33df-bf0b-c9f611c1c709 | 9499238e-b0eb-35da-aef1-9114f54a0a44 | 20aadc24-a391-41cf-b340-3e4529f44bde | 93a60a56-a3c8-11da-a746-0800200b9a66
Propachlor | 1918-16-7 | 1918167 | 1918167 | C11H14ClNO |  | Mass | kg | emission | ground | https://ofmpub.epa.gov/sor_internet/registry/substreg/searchandretrieve/substancesearch/search.do?details=displayDetails&selectedSubstanceId=40139 | 1 | Chemicals | 6f0b3446-e226-34d5-8948-35ea04cb4b41 | 9499238e-b0eb-35da-aef1-9114f54a0a44 | 20aadc24-a391-41cf-b340-3e4529f44bde | 93a60a56-a3c8-11da-a746-0800200b9a66
Swep | 1918-18-9 | 1918189 | 1918189 | C8H7Cl2NO2 |  | Mass | kg | emission | ground | https://ofmpub.epa.gov/sor_internet/registry/substreg/searchandretrieve/substancesearch/search.do?details=displayDetails&selectedSubstanceId=83866 | 1 | Chemicals | 83ea41ea-f20b-34d8-bd2f-8ec7d6e0a6ae | 9499238e-b0eb-35da-aef1-9114f54a0a44 | 20aadc24-a391-41cf-b340-3e4529f44bde | 93a60a56-a3c8-11da-a746-0800200b9a66
2,4-D 2-ethylhexyl ester | 1928-43-4 | 1928434 | 1928434 | C16H22Cl2O3 |  | Mass | kg | emission | ground | https://ofmpub.epa.gov/sor_internet/registry/substreg/searchandretrieve/substancesearch/search.do?details=displayDetails&selectedSubstanceId=91753 | 1 | Chemicals | 6ff9c353-0bf2-33ae-9f64-d95fa02ca85c | 9499238e-b0eb-35da-aef1-9114f54a0a44 | 20aadc24-a391-41cf-b340-3e4529f44bde | 93a60a56-a3c8-11da-a746-0800200b9a66
2,4-D 3-butoxypropyl ester | 1928-45-6 | 1928456 | 1928456 | C15H20Cl2O4 |  | Mass | kg | emission | ground | https://ofmpub.epa.gov/sor_internet/registry/substreg/searchandretrieve/substancesearch/search.do?details=displayDetails&selectedSubstanceId=40129 | 1 | Chemicals | 303b988d-cd87-3829-88d0-f69e1a0ed6c2 | 9499238e-b0eb-35da-aef1-9114f54a0a44 | 20aadc24-a391-41cf-b340-3e4529f44bde | 93a60a56-a3c8-11da-a746-0800200b9a66
2,4-D 2-butoxyethyl ester | 1929-73-3 | 1929733 | 1929733 | C14H18Cl2O4 |  | Mass | kg | emission | ground | https://ofmpub.epa.gov/sor_internet/registry/substreg/searchandretrieve/substancesearch/search.do?details=displayDetails&selectedSubstanceId=40126 | 1 | Chemicals | 02641618-7759-373a-abeb-e143e34f1400 | 9499238e-b0eb-35da-aef1-9114f54a0a44 | 20aadc24-a391-41cf-b340-3e4529f44bde | 93a60a56-a3c8-11da-a746-0800200b9a66
Vernolate | 1929-77-7 | 1929777 | 1929777 | C10H21NOS |  | Mass | kg | emission | ground | https://ofmpub.epa.gov/sor_internet/registry/substreg/searchandretrieve/substancesearch/search.do?details=displayDetails&selectedSubstanceId=40125 | 1 | Chemicals | 28260c8d-99f2-39a9-95ae-cbde40f19f3f | 9499238e-b0eb-35da-aef1-9114f54a0a44 | 20aadc24-a391-41cf-b340-3e4529f44bde | 93a60a56-a3c8-11da-a746-0800200b9a66
Nitrapyrin | 1929-82-4 | 1929824 | 1929824 | C6H3Cl4N |  | Mass | kg | emission | ground | https://ofmpub.epa.gov/sor_internet/registry/substreg/searchandretrieve/substancesearch/search.do?details=displayDetails&selectedSubstanceId=91749 | 1 | Chemicals | 93d99a3f-3a11-3e53-84ac-7f51b2ef135c | 9499238e-b0eb-35da-aef1-9114f54a0a44 | 20aadc24-a391-41cf-b340-3e4529f44bde | 93a60a56-a3c8-11da-a746-0800200b9a66
Mecoprop potassium salt | 1929-86-8 | 1929868 | 1929868 | C10H10ClKO3 |  | Mass | kg | emission | ground | https://ofmpub.epa.gov/sor_internet/registry/substreg/searchandretrieve/substancesearch/search.do?details=displayDetails&selectedSubstanceId=40124 | 1 | Chemicals | e72703e8-bdf0-3ef3-bd98-90ff83b67c2b | 9499238e-b0eb-35da-aef1-9114f54a0a44 | 20aadc24-a391-41cf-b340-3e4529f44bde | 93a60a56-a3c8-11da-a746-0800200b9a66
Benzthiazuron | 1929-88-0 | 1929880 | 1929880 | C9H9N3OS |  | Mass | kg | emission | ground | https://ofmpub.epa.gov/sor_internet/registry/substreg/searchandretrieve/substancesearch/search.do?details=displayDetails&selectedSubstanceId=91748 | 1 | Chemicals | 3ae04a7e-3cef-31bc-aa88-ba41c08c562e | 9499238e-b0eb-35da-aef1-9114f54a0a44 | 20aadc24-a391-41cf-b340-3e4529f44bde | 93a60a56-a3c8-11da-a746-0800200b9a66
Isoamyl lactate | 19329-89-6 | 19329896 | 19329896 | C8H16O3 |  | Mass | kg | emission | ground | https://ofmpub.epa.gov/sor_internet/registry/substreg/searchandretrieve/substancesearch/search.do?details=displayDetails&selectedSubstanceId=91742 | 1 | Chemicals | 7c2b0cde-8117-3932-aca7-9a17d09cffc7 | 9499238e-b0eb-35da-aef1-9114f54a0a44 | 20aadc24-a391-41cf-b340-3e4529f44bde | 93a60a56-a3c8-11da-a746-0800200b9a66
5-Aminoindazole | 19335-11-6 | 19335116 | 19335116 | C7H7N3 |  | Mass | kg | emission | ground | https://ofmpub.epa.gov/sor_internet/registry/substreg/searchandretrieve/substancesearch/search.do?details=displayDetails&selectedSubstanceId=91741 | 1 | Chemicals | ec0e278c-614a-3306-8086-f9c46172196d | 9499238e-b0eb-35da-aef1-9114f54a0a44 | 20aadc24-a391-41cf-b340-3e4529f44bde | 93a60a56-a3c8-11da-a746-0800200b9a66
Tartrazine | 1934-21-0 | 1934210 | 1934210 | C16H9N4Na3O9S2 |  | Mass | kg | emission | ground | https://ofmpub.epa.gov/sor_internet/registry/substreg/searchandretrieve/substancesearch/search.do?details=displayDetails&selectedSubstanceId=91740 | 1 | Chemicals | 7983b5b6-4b50-3ecf-8763-b0c74b3fe442 | 9499238e-b0eb-35da-aef1-9114f54a0a44 | 20aadc24-a391-41cf-b340-3e4529f44bde | 93a60a56-a3c8-11da-a746-0800200b9a66
C.I. Direct Black 38 | 1937-37-7 | 1937377 | 1937377 | C34H25N9Na2O7S2 |  | Mass | kg | emission | ground | https://ofmpub.epa.gov/sor_internet/registry/substreg/searchandretrieve/substancesearch/search.do?details=displayDetails&selectedSubstanceId=40116 | 1 | Chemicals | 8a155afd-3839-32d1-aca0-4cc400fe4988 | 9499238e-b0eb-35da-aef1-9114f54a0a44 | 20aadc24-a391-41cf-b340-3e4529f44bde | 93a60a56-a3c8-11da-a746-0800200b9a66
Palustric acid | 1945-53-5 | 1945535 | 1945535 | C20H30O2 |  | Mass | kg | emission | ground | https://ofmpub.epa.gov/sor_internet/registry/substreg/searchandretrieve/substancesearch/search.do?details=displayDetails&selectedSubstanceId=81669 | 1 | Chemicals | 6fda470b-5936-39ee-932a-55e7ae15c0a6 | 9499238e-b0eb-35da-aef1-9114f54a0a44 | 20aadc24-a391-41cf-b340-3e4529f44bde | 93a60a56-a3c8-11da-a746-0800200b9a66
tert-Butylhydroquinone | 1948-33-0 | 1948330 | 1948330 | C10H14O2 |  | Mass | kg | emission | ground | https://ofmpub.epa.gov/sor_internet/registry/substreg/searchandretrieve/substancesearch/search.do?details=displayDetails&selectedSubstanceId=39938 | 1 | Chemicals | 07b3cf4f-f7db-388e-b9bb-0b1de2141f27 | 9499238e-b0eb-35da-aef1-9114f54a0a44 | 20aadc24-a391-41cf-b340-3e4529f44bde | 93a60a56-a3c8-11da-a746-0800200b9a66
Pivalolactone | 1955-45-9 | 1955459 | 1955459 | C5H8O2 |  | Mass | kg | emission | ground | https://ofmpub.epa.gov/sor_internet/registry/substreg/searchandretrieve/substancesearch/search.do?details=displayDetails&selectedSubstanceId=39932 | 1 | Chemicals | 4525c53f-8733-312e-b38d-7f977afcd1f4 | 9499238e-b0eb-35da-aef1-9114f54a0a44 | 20aadc24-a391-41cf-b340-3e4529f44bde | 93a60a56-a3c8-11da-a746-0800200b9a66
Dibutyl terephthalate | 1962-75-0 | 1962750 | 1962750 | C16H22O4 |  | Mass | kg | emission | ground | https://ofmpub.epa.gov/sor_internet/registry/substreg/searchandretrieve/substancesearch/search.do?details=displayDetails&selectedSubstanceId=82674 | 1 | Chemicals | ff3113ee-67b7-311d-966f-ff28eafb9a29 | 9499238e-b0eb-35da-aef1-9114f54a0a44 | 20aadc24-a391-41cf-b340-3e4529f44bde | 93a60a56-a3c8-11da-a746-0800200b9a66
Dichlormate | 1966-58-1 | 1966581 | 1966581 | C9H9Cl2NO2 |  | Mass | kg | emission | ground | https://ofmpub.epa.gov/sor_internet/registry/substreg/searchandretrieve/substancesearch/search.do?details=displayDetails&selectedSubstanceId=91568 | 1 | Chemicals | 53ff3288-39ad-301b-9cee-2745cde717ab | 9499238e-b0eb-35da-aef1-9114f54a0a44 | 20aadc24-a391-41cf-b340-3e4529f44bde | 93a60a56-a3c8-11da-a746-0800200b9a66
Oxadiazon | 19666-30-9 | 19666309 | 19666309 | C15H18Cl2N2O3 |  | Mass | kg | emission | ground | https://ofmpub.epa.gov/sor_internet/registry/substreg/searchandretrieve/substancesearch/search.do?details=displayDetails&selectedSubstanceId=58712 | 1 | Chemicals | 200503ab-c0e3-3002-9035-f44f7a769617 | 9499238e-b0eb-35da-aef1-9114f54a0a44 | 20aadc24-a391-41cf-b340-3e4529f44bde | 93a60a56-a3c8-11da-a746-0800200b9a66
Chlorbufam | 1967-16-4 | 1967164 | 1967164 | C11H10ClNO2 |  | Mass | kg | emission | ground | https://ofmpub.epa.gov/sor_internet/registry/substreg/searchandretrieve/substancesearch/search.do?details=displayDetails&selectedSubstanceId=81127 | 1 | Chemicals | 2a2e859c-2938-39b9-abc8-67fa45e4cacc | 9499238e-b0eb-35da-aef1-9114f54a0a44 | 20aadc24-a391-41cf-b340-3e4529f44bde | 93a60a56-a3c8-11da-a746-0800200b9a66
Chloroxuron | 1982-47-4 | 1982474 | 1982474 | C15H15ClN2O2 |  | Mass | kg | emission | ground | https://ofmpub.epa.gov/sor_internet/registry/substreg/searchandretrieve/substancesearch/search.do?details=displayDetails&selectedSubstanceId=39921 | 1 | Chemicals | eca7be33-b772-3a48-800c-1b9da5aea1cc | 9499238e-b0eb-35da-aef1-9114f54a0a44 | 20aadc24-a391-41cf-b340-3e4529f44bde | 93a60a56-a3c8-11da-a746-0800200b9a66
Siduron | 1982-49-6 | 1982496 | 1982496 | C14H20N2O |  | Mass | kg | emission | ground | https://ofmpub.epa.gov/sor_internet/registry/substreg/searchandretrieve/substancesearch/search.do?details=displayDetails&selectedSubstanceId=91546 | 1 | Chemicals | f5389d98-b7c3-39be-a966-01383ff42ea6 | 9499238e-b0eb-35da-aef1-9114f54a0a44 | 20aadc24-a391-41cf-b340-3e4529f44bde | 93a60a56-a3c8-11da-a746-0800200b9a66
Sodium dicamba | 1982-69-0 | 1982690 | 1982690 | C8H5Cl2NaO3 |  | Mass | kg | emission | ground | https://ofmpub.epa.gov/sor_internet/registry/substreg/searchandretrieve/substancesearch/search.do?details=displayDetails&selectedSubstanceId=39920 | 1 | Chemicals | 26a2bea4-b592-3bee-9557-7ade0a0f1769 | 9499238e-b0eb-35da-aef1-9114f54a0a44 | 20aadc24-a391-41cf-b340-3e4529f44bde | 93a60a56-a3c8-11da-a746-0800200b9a66
2,3-Dichloroanisole | 1984-59-4 | 1984594 | 1984594 | C7H6Cl2O |  | Mass | kg | emission | ground | https://ofmpub.epa.gov/sor_internet/registry/substreg/searchandretrieve/substancesearch/search.do?details=displayDetails&selectedSubstanceId=39915 | 1 | Chemicals | 1b03fb5d-b9af-3b2f-a81e-2d3fc11a8f6b | 9499238e-b0eb-35da-aef1-9114f54a0a44 | 20aadc24-a391-41cf-b340-3e4529f44bde | 93a60a56-a3c8-11da-a746-0800200b9a66
2,6-Dichloroanisole | 1984-65-2 | 1984652 | 1984652 | C7H6Cl2O |  | Mass | kg | emission | ground | https://ofmpub.epa.gov/sor_internet/registry/substreg/searchandretrieve/substancesearch/search.do?details=displayDetails&selectedSubstanceId=39914 | 1 | Chemicals | e17760d1-7603-3dbb-8518-40f9c8342b6c | 9499238e-b0eb-35da-aef1-9114f54a0a44 | 20aadc24-a391-41cf-b340-3e4529f44bde | 93a60a56-a3c8-11da-a746-0800200b9a66
Metoxuron | 19937-59-8 | 19937598 | 19937598 | C10H13ClN2O2 |  | Mass | kg | emission | ground | https://ofmpub.epa.gov/sor_internet/registry/substreg/searchandretrieve/substancesearch/search.do?details=displayDetails&selectedSubstanceId=77297 | 1 | Chemicals | 5bf2822c-4567-35a4-a570-8f21c35b4bd8 | 9499238e-b0eb-35da-aef1-9114f54a0a44 | 20aadc24-a391-41cf-b340-3e4529f44bde | 93a60a56-a3c8-11da-a746-0800200b9a66
2-Cyclohexen-1-one, 2,5,6-trimethyl- | 20030-30-2 | 20030302 | 20030302 | C9H14O |  | Mass | kg | emission | ground | https://ofmpub.epa.gov/sor_internet/registry/substreg/searchandretrieve/substancesearch/search.do?details=displayDetails&selectedSubstanceId=94348 | 1 | Chemicals | 7f7fb55c-2dc8-3664-812e-a3a194b44dbb | 9499238e-b0eb-35da-aef1-9114f54a0a44 | 20aadc24-a391-41cf-b340-3e4529f44bde | 93a60a56-a3c8-11da-a746-0800200b9a66
2,4-D dimethylamine salt | 2008-39-1 | 2008391 | 2008391 | C10H13Cl2NO3 |  | Mass | kg | emission | ground | https://ofmpub.epa.gov/sor_internet/registry/substreg/searchandretrieve/substancesearch/search.do?details=displayDetails&selectedSubstanceId=39903 | 1 | Chemicals | 7bf739ac-e467-3a7e-a177-408f382e943d | 9499238e-b0eb-35da-aef1-9114f54a0a44 | 20aadc24-a391-41cf-b340-3e4529f44bde | 93a60a56-a3c8-11da-a746-0800200b9a66
Butylate | 2008-41-5 | 2008415 | 2008415 | C11H23NOS |  | Mass | kg | emission | ground | https://ofmpub.epa.gov/sor_internet/registry/substreg/searchandretrieve/substancesearch/search.do?details=displayDetails&selectedSubstanceId=39902 | 1 | Chemicals | a1218c6d-e915-35fe-9501-ed80a52b96c6 | 9499238e-b0eb-35da-aef1-9114f54a0a44 | 20aadc24-a391-41cf-b340-3e4529f44bde | 93a60a56-a3c8-11da-a746-0800200b9a66
2,6-Dichlorobenzamide | 2008-58-4 | 2008584 | 2008584 | C7H5Cl2NO |  | Mass | kg | emission | ground | https://ofmpub.epa.gov/sor_internet/registry/substreg/searchandretrieve/substancesearch/search.do?details=displayDetails&selectedSubstanceId=94341 | 1 | Chemicals | 220055c3-f12f-33f5-94aa-9cda38a94ace | 9499238e-b0eb-35da-aef1-9114f54a0a44 | 20aadc24-a391-41cf-b340-3e4529f44bde | 93a60a56-a3c8-11da-a746-0800200b9a66
Phosphonic acid, [3-[(hydroxymethyl)amino]-3-oxopropyl]-, dimethyl ester | 20120-33-6 | 20120336 | 20120336 | C6H14NO5P |  | Mass | kg | emission | ground | https://ofmpub.epa.gov/sor_internet/registry/substreg/searchandretrieve/substancesearch/search.do?details=displayDetails&selectedSubstanceId=58467 | 1 | Chemicals | c5462558-19a9-3c3b-a495-e651aa03544f | 9499238e-b0eb-35da-aef1-9114f54a0a44 | 20aadc24-a391-41cf-b340-3e4529f44bde | 93a60a56-a3c8-11da-a746-0800200b9a66
1-Tetradecanamine | 2016-42-4 | 2016424 | 2016424 | C14H31N |  | Mass | kg | emission | ground | https://ofmpub.epa.gov/sor_internet/registry/substreg/searchandretrieve/substancesearch/search.do?details=displayDetails&selectedSubstanceId=39897 | 1 | Chemicals | d1f31bde-d328-3651-88e3-4ab75df4a8ea | 9499238e-b0eb-35da-aef1-9114f54a0a44 | 20aadc24-a391-41cf-b340-3e4529f44bde | 93a60a56-a3c8-11da-a746-0800200b9a66
Decylamine | 2016-57-1 | 2016571 | 2016571 | C10H23N |  | Mass | kg | emission | ground | https://ofmpub.epa.gov/sor_internet/registry/substreg/searchandretrieve/substancesearch/search.do?details=displayDetails&selectedSubstanceId=39895 | 1 | Chemicals | 44d09e54-a6a8-3372-a015-aa723dca474b | 9499238e-b0eb-35da-aef1-9114f54a0a44 | 20aadc24-a391-41cf-b340-3e4529f44bde | 93a60a56-a3c8-11da-a746-0800200b9a66
p-Chloroaniline hydrochloride | 20265-96-7 | 20265967 | 20265967 | C6H7Cl2N |  | Mass | kg | emission | ground | https://ofmpub.epa.gov/sor_internet/registry/substreg/searchandretrieve/substancesearch/search.do?details=displayDetails&selectedSubstanceId=58263 | 1 | Chemicals | 4d482f2a-2d89-38bb-b4ce-9175fe2f064e | 9499238e-b0eb-35da-aef1-9114f54a0a44 | 20aadc24-a391-41cf-b340-3e4529f44bde | 93a60a56-a3c8-11da-a746-0800200b9a66
3-Butyn-2-ol | 2028-63-9 | 2028639 | 2028639 | C4H6O |  | Mass | kg | emission | ground | https://ofmpub.epa.gov/sor_internet/registry/substreg/searchandretrieve/substancesearch/search.do?details=displayDetails&selectedSubstanceId=39727 | 1 | Chemicals | 9d683894-22d5-3fac-9ac4-8046df888bd4 | 9499238e-b0eb-35da-aef1-9114f54a0a44 | 20aadc24-a391-41cf-b340-3e4529f44bde | 93a60a56-a3c8-11da-a746-0800200b9a66
2-Ethylhexyl laurate | 20292-08-4 | 20292084 | 20292084 | C20H40O2 |  | Mass | kg | emission | ground | https://ofmpub.epa.gov/sor_internet/registry/substreg/searchandretrieve/substancesearch/search.do?details=displayDetails&selectedSubstanceId=58252 | 1 | Chemicals | c2051f7e-03d5-37ea-9a31-2532713c7bb5 | 9499238e-b0eb-35da-aef1-9114f54a0a44 | 20aadc24-a391-41cf-b340-3e4529f44bde | 93a60a56-a3c8-11da-a746-0800200b9a66
3,3'-Dimethoxybenzidine dihydrochloride | 20325-40-0 | 20325400 | 20325400 | C14H18Cl2N2O2 |  | Mass | kg | emission | ground | https://ofmpub.epa.gov/sor_internet/registry/substreg/searchandretrieve/substancesearch/search.do?details=displayDetails&selectedSubstanceId=94314 | 1 | Chemicals | fb3e0f0b-b6cb-39b6-b880-8662efc63dd3 | 9499238e-b0eb-35da-aef1-9114f54a0a44 | 20aadc24-a391-41cf-b340-3e4529f44bde | 93a60a56-a3c8-11da-a746-0800200b9a66
Aminocarb | 2032-59-9 | 2032599 | 2032599 | C11H16N2O2 |  | Mass | kg | emission | ground | https://ofmpub.epa.gov/sor_internet/registry/substreg/searchandretrieve/substancesearch/search.do?details=displayDetails&selectedSubstanceId=94312 | 1 | Chemicals | 24398514-3c14-39f3-8408-921bfa2ae12a | 9499238e-b0eb-35da-aef1-9114f54a0a44 | 20aadc24-a391-41cf-b340-3e4529f44bde | 93a60a56-a3c8-11da-a746-0800200b9a66
Methiocarb | 2032-65-7 | 2032657 | 2032657 | C11H15NO2S |  | Mass | kg | emission | ground | https://ofmpub.epa.gov/sor_internet/registry/substreg/searchandretrieve/substancesearch/search.do?details=displayDetails&selectedSubstanceId=39720 | 1 | Chemicals | e4283428-6fc4-34b5-a197-241f55cfca49 | 9499238e-b0eb-35da-aef1-9114f54a0a44 | 20aadc24-a391-41cf-b340-3e4529f44bde | 93a60a56-a3c8-11da-a746-0800200b9a66
MCPA-dimethylammonium | 2039-46-5 | 2039465 | 2039465 | C11H16ClNO3 |  | Mass | kg | emission | ground | https://ofmpub.epa.gov/sor_internet/registry/substreg/searchandretrieve/substancesearch/search.do?details=displayDetails&selectedSubstanceId=39713 | 1 | Chemicals | 1718debf-b6e0-3f57-9c04-8f008b3f2e37 | 9499238e-b0eb-35da-aef1-9114f54a0a44 | 20aadc24-a391-41cf-b340-3e4529f44bde | 93a60a56-a3c8-11da-a746-0800200b9a66
Cupric hydroxide | 20427-59-2 | 20427592 | 20427592 | CuH2O2 |  | Mass | kg | emission | ground | https://ofmpub.epa.gov/sor_internet/registry/substreg/searchandretrieve/substancesearch/search.do?details=displayDetails&selectedSubstanceId=58042 | 1 | Chemicals | 7c3ed567-1ea7-353b-89f5-cba272e6573c | 9499238e-b0eb-35da-aef1-9114f54a0a44 | 20aadc24-a391-41cf-b340-3e4529f44bde | 93a60a56-a3c8-11da-a746-0800200b9a66
4,4'-Dichlorobiphenyl | 2050-68-2 | 2050682 | 2050682 | C12H8Cl2 |  | Mass | kg | emission | ground | https://ofmpub.epa.gov/sor_internet/registry/substreg/searchandretrieve/substancesearch/search.do?details=displayDetails&selectedSubstanceId=81662 | 1 | Chemicals | 9b2e9c70-8c1d-35e1-bce9-e1ab57ab2e32 | 9499238e-b0eb-35da-aef1-9114f54a0a44 | 20aadc24-a391-41cf-b340-3e4529f44bde | 93a60a56-a3c8-11da-a746-0800200b9a66
2-Chlorobiphenyl | 2051-60-7 | 2051607 | 2051607 | C12H9Cl |  | Mass | kg | emission | ground | https://ofmpub.epa.gov/sor_internet/registry/substreg/searchandretrieve/substancesearch/search.do?details=displayDetails&selectedSubstanceId=81661 | 1 | Chemicals | 36ad6f18-8b49-36a8-98ca-728cb8c9ff7c | 9499238e-b0eb-35da-aef1-9114f54a0a44 | 20aadc24-a391-41cf-b340-3e4529f44bde | 93a60a56-a3c8-11da-a746-0800200b9a66
3-Chlorobiphenyl | 2051-61-8 | 2051618 | 2051618 | C12H9Cl |  | Mass | kg | emission | ground | https://ofmpub.epa.gov/sor_internet/registry/substreg/searchandretrieve/substancesearch/search.do?details=displayDetails&selectedSubstanceId=81660 | 1 | Chemicals | e5c7f418-65e3-3733-9e24-dd70f8687539 | 9499238e-b0eb-35da-aef1-9114f54a0a44 | 20aadc24-a391-41cf-b340-3e4529f44bde | 93a60a56-a3c8-11da-a746-0800200b9a66
4-Chlorobiphenyl | 2051-62-9 | 2051629 | 2051629 | C12H9Cl |  | Mass | kg | emission | ground | https://ofmpub.epa.gov/sor_internet/registry/substreg/searchandretrieve/substancesearch/search.do?details=displayDetails&selectedSubstanceId=93572 | 1 | Chemicals | e6ae1168-cbab-3280-9fbb-c538a4b23d25 | 9499238e-b0eb-35da-aef1-9114f54a0a44 | 20aadc24-a391-41cf-b340-3e4529f44bde | 93a60a56-a3c8-11da-a746-0800200b9a66
Copper octanoate | 20543-04-8 | 20543048 | 20543048 | C16H30CuO4 |  | Mass | kg | emission | ground | https://ofmpub.epa.gov/sor_internet/registry/substreg/searchandretrieve/substancesearch/search.do?details=displayDetails&selectedSubstanceId=58021 | 1 | Chemicals | f939995c-c707-38f7-a795-ebe52bd4a585 | 9499238e-b0eb-35da-aef1-9114f54a0a44 | 20aadc24-a391-41cf-b340-3e4529f44bde | 93a60a56-a3c8-11da-a746-0800200b9a66
Benzo[b]naphtho[1,2-d]thiophene | 205-43-6 | 205436 | 205436 | C16H10S |  | Mass | kg | emission | ground | https://ofmpub.epa.gov/sor_internet/registry/substreg/searchandretrieve/substancesearch/search.do?details=displayDetails&selectedSubstanceId=98257 | 1 | Chemicals | db45f5a5-690f-387b-b06d-e08348397350 | 9499238e-b0eb-35da-aef1-9114f54a0a44 | 20aadc24-a391-41cf-b340-3e4529f44bde | 93a60a56-a3c8-11da-a746-0800200b9a66
Oxytetracycline hydrochloride | 2058-46-0 | 2058460 | 2058460 | C22H25ClN2O9 |  | Mass | kg | emission | ground | https://ofmpub.epa.gov/sor_internet/registry/substreg/searchandretrieve/substancesearch/search.do?details=displayDetails&selectedSubstanceId=42824 | 1 | Chemicals | 2a7c4414-db64-3131-b02b-42a3af5836fb | 9499238e-b0eb-35da-aef1-9114f54a0a44 | 20aadc24-a391-41cf-b340-3e4529f44bde | 93a60a56-a3c8-11da-a746-0800200b9a66
Fluoranthene | 206-44-0 | 206440 | 206440 | C16H10 |  | Mass | kg | emission | ground | https://ofmpub.epa.gov/sor_internet/registry/substreg/searchandretrieve/substancesearch/search.do?details=displayDetails&selectedSubstanceId=46345 | 1 | Chemicals | 2bdf5789-8f26-3b70-bec3-1a324356026c | 9499238e-b0eb-35da-aef1-9114f54a0a44 | 20aadc24-a391-41cf-b340-3e4529f44bde | 93a60a56-a3c8-11da-a746-0800200b9a66
Paraquat methosulfate | 2074-50-2 | 2074502 | 2074502 | C14H20N2O8S2 |  | Mass | kg | emission | ground | https://ofmpub.epa.gov/sor_internet/registry/substreg/searchandretrieve/substancesearch/search.do?details=displayDetails&selectedSubstanceId=42819 | 1 | Chemicals | 4d91f081-b0c3-3a4f-8ae4-be0f5ed0dd79 | 9499238e-b0eb-35da-aef1-9114f54a0a44 | 20aadc24-a391-41cf-b340-3e4529f44bde | 93a60a56-a3c8-11da-a746-0800200b9a66
Blasticidin S | 2079-00-7 | 2079007 | 2079007 | C17H26N8O5 |  | Mass | kg | emission | ground | https://ofmpub.epa.gov/sor_internet/registry/substreg/searchandretrieve/substancesearch/search.do?details=displayDetails&selectedSubstanceId=93405 | 1 | Chemicals | 3339e801-9682-3c80-a003-e0b658cd35d9 | 9499238e-b0eb-35da-aef1-9114f54a0a44 | 20aadc24-a391-41cf-b340-3e4529f44bde | 93a60a56-a3c8-11da-a746-0800200b9a66
Ethylenediaminetetraacetic acid diammonium salt | 20824-56-0 | 20824560 | 20824560 | C10H22N4O8 |  | Mass | kg | emission | ground | https://ofmpub.epa.gov/sor_internet/registry/substreg/searchandretrieve/substancesearch/search.do?details=displayDetails&selectedSubstanceId=57606 | 1 | Chemicals | e31e12b7-1d9f-3b9d-ba20-91d057fad1fe | 9499238e-b0eb-35da-aef1-9114f54a0a44 | 20aadc24-a391-41cf-b340-3e4529f44bde | 93a60a56-a3c8-11da-a746-0800200b9a66
Octadecyl 3,5-bis(tert-butyl)-4-hydroxyhydrocinnamate | 2082-79-3 | 2082793 | 2082793 | C35H62O3 |  | Mass | kg | emission | ground | https://ofmpub.epa.gov/sor_internet/registry/substreg/searchandretrieve/substancesearch/search.do?details=displayDetails&selectedSubstanceId=42815 | 1 | Chemicals | e703ef32-b057-3c02-a1d1-b09b7e63a0cf | 9499238e-b0eb-35da-aef1-9114f54a0a44 | 20aadc24-a391-41cf-b340-3e4529f44bde | 93a60a56-a3c8-11da-a746-0800200b9a66
Mesosulfuron-methyl | 208465-21-8 | 208465218 | 208465218 | C17H21N5O9S2 |  | Mass | kg | emission | ground | https://ofmpub.epa.gov/sor_internet/registry/substreg/searchandretrieve/substancesearch/search.do?details=displayDetails&selectedSubstanceId=80649 | 1 | Chemicals | dc6ea965-04b9-3273-9b18-48ae6fd64524 | 9499238e-b0eb-35da-aef1-9114f54a0a44 | 20aadc24-a391-41cf-b340-3e4529f44bde | 93a60a56-a3c8-11da-a746-0800200b9a66
Aluminum phosphide | 20859-73-8 | 20859738 | 20859738 | AlP |  | Mass | kg | emission | ground | https://ofmpub.epa.gov/sor_internet/registry/substreg/searchandretrieve/substancesearch/search.do?details=displayDetails&selectedSubstanceId=57599 | 1 | Chemicals | 91568134-4dd4-320e-8336-810cca34a95b | 9499238e-b0eb-35da-aef1-9114f54a0a44 | 20aadc24-a391-41cf-b340-3e4529f44bde | 93a60a56-a3c8-11da-a746-0800200b9a66
O-Ethyl O-(p-nitrophenyl) phenylphosphonothioate | 2104-64-5 | 2104645 | 2104645 | C14H14NO4PS |  | Mass | kg | emission | ground | https://ofmpub.epa.gov/sor_internet/registry/substreg/searchandretrieve/substancesearch/search.do?details=displayDetails&selectedSubstanceId=93383 | 1 | Chemicals | e7dd87a1-2070-3ca2-90c7-e0fcfe7a549d | 9499238e-b0eb-35da-aef1-9114f54a0a44 | 20aadc24-a391-41cf-b340-3e4529f44bde | 93a60a56-a3c8-11da-a746-0800200b9a66
Bromophos | 2104-96-3 | 2104963 | 2104963 | C8H8BrCl2O3PS |  | Mass | kg | emission | ground | https://ofmpub.epa.gov/sor_internet/registry/substreg/searchandretrieve/substancesearch/search.do?details=displayDetails&selectedSubstanceId=82671 | 1 | Chemicals | 968a9180-cb25-3da4-8d42-4bd675b602fc | 9499238e-b0eb-35da-aef1-9114f54a0a44 | 20aadc24-a391-41cf-b340-3e4529f44bde | 93a60a56-a3c8-11da-a746-0800200b9a66
Metribuzin | 21087-64-9 | 21087649 | 21087649 | C8H14N4OS |  | Mass | kg | emission | ground | https://ofmpub.epa.gov/sor_internet/registry/substreg/searchandretrieve/substancesearch/search.do?details=displayDetails&selectedSubstanceId=93379 | 1 | Chemicals | e13b9cd5-bf7f-3de3-9414-4b9ce7033d7c | 9499238e-b0eb-35da-aef1-9114f54a0a44 | 20aadc24-a391-41cf-b340-3e4529f44bde | 93a60a56-a3c8-11da-a746-0800200b9a66
Clothianidin | 210880-92-5 | 210880925 | 210880925 | C6H8ClN5O2S |  | Mass | kg | emission | ground | https://ofmpub.epa.gov/sor_internet/registry/substreg/searchandretrieve/substancesearch/search.do?details=displayDetails&selectedSubstanceId=80650 | 1 | Chemicals | 5c365841-cc7f-34df-803a-5218c861657c | 9499238e-b0eb-35da-aef1-9114f54a0a44 | 20aadc24-a391-41cf-b340-3e4529f44bde | 93a60a56-a3c8-11da-a746-0800200b9a66
Pyridine, 4-(phenylmethyl)- | 2116-65-6 | 2116656 | 2116656 | C12H11N |  | Mass | kg | emission | ground | https://ofmpub.epa.gov/sor_internet/registry/substreg/searchandretrieve/substancesearch/search.do?details=displayDetails&selectedSubstanceId=41983 | 1 | Chemicals | 8d7a2b76-77e1-321c-a88e-4c619fcafafe | 9499238e-b0eb-35da-aef1-9114f54a0a44 | 20aadc24-a391-41cf-b340-3e4529f44bde | 93a60a56-a3c8-11da-a746-0800200b9a66
Urea sulfate | 21351-39-3 | 21351393 | 21351393 | CH6N2O5S |  | Mass | kg | emission | ground | https://ofmpub.epa.gov/sor_internet/registry/substreg/searchandretrieve/substancesearch/search.do?details=displayDetails&selectedSubstanceId=57354 | 1 | Chemicals | 5f7bcadb-43c0-3d29-be06-fc6b5557aa77 | 9499238e-b0eb-35da-aef1-9114f54a0a44 | 20aadc24-a391-41cf-b340-3e4529f44bde | 93a60a56-a3c8-11da-a746-0800200b9a66
Methyl-2,4-dihydroxybenzoate | 2150-47-2 | 2150472 | 2150472 | C8H8O4 |  | Mass | kg | emission | ground | https://ofmpub.epa.gov/sor_internet/registry/substreg/searchandretrieve/substancesearch/search.do?details=displayDetails&selectedSubstanceId=41955 | 1 | Chemicals | 1d86b192-785d-36c0-baf8-84ebe3100848 | 9499238e-b0eb-35da-aef1-9114f54a0a44 | 20aadc24-a391-41cf-b340-3e4529f44bde | 93a60a56-a3c8-11da-a746-0800200b9a66
Tributyltin methacrylate | 2155-70-6 | 2155706 | 2155706 | C16H32O2Sn |  | Mass | kg | emission | ground | https://ofmpub.epa.gov/sor_internet/registry/substreg/searchandretrieve/substancesearch/search.do?details=displayDetails&selectedSubstanceId=41947 | 1 | Chemicals | 1c11cbf8-84a8-3718-b009-176cfb3ee332 | 9499238e-b0eb-35da-aef1-9114f54a0a44 | 20aadc24-a391-41cf-b340-3e4529f44bde | 93a60a56-a3c8-11da-a746-0800200b9a66
2-(Benzothiazolylthio)methyl thiocyanate | 21564-17-0 | 21564170 | 21564170 | C9H6N2S3 |  | Mass | kg | emission | ground | https://ofmpub.epa.gov/sor_internet/registry/substreg/searchandretrieve/substancesearch/search.do?details=displayDetails&selectedSubstanceId=57156 | 1 | Chemicals | e4975fc0-48bb-38bb-ae2b-3c579d7c2fba | 9499238e-b0eb-35da-aef1-9114f54a0a44 | 20aadc24-a391-41cf-b340-3e4529f44bde | 93a60a56-a3c8-11da-a746-0800200b9a66
Leptophos | 21609-90-5 | 21609905 | 21609905 | C13H10BrCl2O2PS |  | Mass | kg | emission | ground | https://ofmpub.epa.gov/sor_internet/registry/substreg/searchandretrieve/substancesearch/search.do?details=displayDetails&selectedSubstanceId=93187 | 1 | Chemicals | a42cf146-bd7e-3f4f-9ac8-6cca1ae734ef | 9499238e-b0eb-35da-aef1-9114f54a0a44 | 20aadc24-a391-41cf-b340-3e4529f44bde | 93a60a56-a3c8-11da-a746-0800200b9a66
N,N-Dimethyl-N'-tetrahydrodicyclopentadienylurea | 2163-79-3 | 2163793 | 2163793 | C13H22N2O |  | Mass | kg | emission | ground | https://ofmpub.epa.gov/sor_internet/registry/substreg/searchandretrieve/substancesearch/search.do?details=displayDetails&selectedSubstanceId=93184 | 1 | Chemicals | 2ddf86cc-b497-36a2-b73c-20aa32d5e62e | 9499238e-b0eb-35da-aef1-9114f54a0a44 | 20aadc24-a391-41cf-b340-3e4529f44bde | 93a60a56-a3c8-11da-a746-0800200b9a66
Monosodium methanearsonate | 2163-80-6 | 2163806 | 2163806 | CH4AsNaO3 |  | Mass | kg | emission | ground | https://ofmpub.epa.gov/sor_internet/registry/substreg/searchandretrieve/substancesearch/search.do?details=displayDetails&selectedSubstanceId=41767 | 1 | Chemicals | 211e132e-2c99-3ba4-a81c-661fb38b67eb | 9499238e-b0eb-35da-aef1-9114f54a0a44 | 20aadc24-a391-41cf-b340-3e4529f44bde | 93a60a56-a3c8-11da-a746-0800200b9a66
Dipotassium endothall | 2164-07-0 | 2164070 | 2164070 | C8H8K2O5 |  | Mass | kg | emission | ground | https://ofmpub.epa.gov/sor_internet/registry/substreg/searchandretrieve/substancesearch/search.do?details=displayDetails&selectedSubstanceId=41765 | 1 | Chemicals | b4900065-485a-378c-9153-842704f14be8 | 9499238e-b0eb-35da-aef1-9114f54a0a44 | 20aadc24-a391-41cf-b340-3e4529f44bde | 93a60a56-a3c8-11da-a746-0800200b9a66
Fluometuron | 2164-17-2 | 2164172 | 2164172 | C10H11F3N2O |  | Mass | kg | emission | ground | https://ofmpub.epa.gov/sor_internet/registry/substreg/searchandretrieve/substancesearch/search.do?details=displayDetails&selectedSubstanceId=41764 | 1 | Chemicals | a5ba80fc-0784-38d3-b542-4ded7a5e87b6 | 9499238e-b0eb-35da-aef1-9114f54a0a44 | 20aadc24-a391-41cf-b340-3e4529f44bde | 93a60a56-a3c8-11da-a746-0800200b9a66
Cyanazine | 21725-46-2 | 21725462 | 21725462 | C9H13ClN6 |  | Mass | kg | emission | ground | https://ofmpub.epa.gov/sor_internet/registry/substreg/searchandretrieve/substancesearch/search.do?details=displayDetails&selectedSubstanceId=93027 | 1 | Chemicals | 3f865e85-73c3-39bb-bf2b-bd1fbcaed0de | 9499238e-b0eb-35da-aef1-9114f54a0a44 | 20aadc24-a391-41cf-b340-3e4529f44bde | 93a60a56-a3c8-11da-a746-0800200b9a66
Benzenemethanol, 3,4-dichloro-.alpha.-(trichloromethyl)-, acetate | 21757-82-4 | 21757824 | 21757824 | C10H7Cl5O2 |  | Mass | kg | emission | ground | https://ofmpub.epa.gov/sor_internet/registry/substreg/searchandretrieve/substancesearch/search.do?details=displayDetails&selectedSubstanceId=83213 | 1 | Chemicals | 029318d6-8029-324a-92d2-c60abb818e67 | 9499238e-b0eb-35da-aef1-9114f54a0a44 | 20aadc24-a391-41cf-b340-3e4529f44bde | 93a60a56-a3c8-11da-a746-0800200b9a66
Pyridine, pentachloro- | 2176-62-7 | 2176627 | 2176627 | C5Cl5N |  | Mass | kg | emission | ground | https://ofmpub.epa.gov/sor_internet/registry/substreg/searchandretrieve/substancesearch/search.do?details=displayDetails&selectedSubstanceId=41755 | 1 | Chemicals | 1ceeadd2-3900-3dd7-a17f-5cba003fb1e4 | 9499238e-b0eb-35da-aef1-9114f54a0a44 | 20aadc24-a391-41cf-b340-3e4529f44bde | 93a60a56-a3c8-11da-a746-0800200b9a66
2-Biphenylamine hydrochloride | 2185-92-4 | 2185924 | 2185924 | C12H12ClN |  | Mass | kg | emission | ground | https://ofmpub.epa.gov/sor_internet/registry/substreg/searchandretrieve/substancesearch/search.do?details=displayDetails&selectedSubstanceId=93014 | 1 | Chemicals | eab37488-c4cd-3212-a16c-162e3a540d47 | 9499238e-b0eb-35da-aef1-9114f54a0a44 | 20aadc24-a391-41cf-b340-3e4529f44bde | 93a60a56-a3c8-11da-a746-0800200b9a66
p-(Dimethoxymethyl)anisole | 2186-92-7 | 2186927 | 2186927 | C10H14O3 |  | Mass | kg | emission | ground | https://ofmpub.epa.gov/sor_internet/registry/substreg/searchandretrieve/substancesearch/search.do?details=displayDetails&selectedSubstanceId=41747 | 1 | Chemicals | e4cc9684-15de-380f-bb80-9fe733e1a2f6 | 9499238e-b0eb-35da-aef1-9114f54a0a44 | 20aadc24-a391-41cf-b340-3e4529f44bde | 93a60a56-a3c8-11da-a746-0800200b9a66
Chlorthiophos I | 21923-23-9 | 21923239 | 21923239 | C11H15Cl2O3PS2 |  | Mass | kg | emission | ground | https://ofmpub.epa.gov/sor_internet/registry/substreg/searchandretrieve/substancesearch/search.do?details=displayDetails&selectedSubstanceId=56935 | 1 | Chemicals | c0b27a96-d515-3e09-af1c-dc5c3ad4b1df | 9499238e-b0eb-35da-aef1-9114f54a0a44 | 20aadc24-a391-41cf-b340-3e4529f44bde | 93a60a56-a3c8-11da-a746-0800200b9a66
Penoxsulam | 219714-96-2 | 219714962 | 219714962 | C16H14F5N5O5S |  | Mass | kg | emission | ground | https://ofmpub.epa.gov/sor_internet/registry/substreg/searchandretrieve/substancesearch/search.do?details=displayDetails&selectedSubstanceId=76846 | 1 | Chemicals | 98905782-2040-3319-a918-c879bb76d0b7 | 9499238e-b0eb-35da-aef1-9114f54a0a44 | 20aadc24-a391-41cf-b340-3e4529f44bde | 93a60a56-a3c8-11da-a746-0800200b9a66
Sodium [[(phosphonomethyl)imino]bis[2,1-ethanediylnitrilobis(methylene)]]tetrakisphosphonate | 22042-96-2 | 22042962 | 22042962 | - |  | Mass | kg | emission | ground | https://ofmpub.epa.gov/sor_internet/registry/substreg/searchandretrieve/substancesearch/search.do?details=displayDetails&selectedSubstanceId=56914 | 1 | Chemicals | 05b22321-3515-3b5d-a1f1-e45656c8bda6 | 9499238e-b0eb-35da-aef1-9114f54a0a44 | 20aadc24-a391-41cf-b340-3e4529f44bde | 93a60a56-a3c8-11da-a746-0800200b9a66
Molinate | 2212-67-1 | 2212671 | 2212671 | C9H17NOS |  | Mass | kg | emission | ground | https://ofmpub.epa.gov/sor_internet/registry/substreg/searchandretrieve/substancesearch/search.do?details=displayDetails&selectedSubstanceId=41567 | 1 | Chemicals | a20b93f5-8136-3d7a-bed7-6df1d7946318 | 9499238e-b0eb-35da-aef1-9114f54a0a44 | 20aadc24-a391-41cf-b340-3e4529f44bde | 93a60a56-a3c8-11da-a746-0800200b9a66
Zinc bis[O,O-bis(1,3-dimethylbutyl) dithiophosphate] | 2215-35-2 | 2215352 | 2215352 | C24H52O4P2S4Zn |  | Mass | kg | emission | ground | https://ofmpub.epa.gov/sor_internet/registry/substreg/searchandretrieve/substancesearch/search.do?details=displayDetails&selectedSubstanceId=92836 | 1 | Chemicals | dfad44e0-1e2a-3f77-9ac1-765774e42a52 | 9499238e-b0eb-35da-aef1-9114f54a0a44 | 20aadc24-a391-41cf-b340-3e4529f44bde | 93a60a56-a3c8-11da-a746-0800200b9a66
Levomenthol | 2216-51-5 | 2216515 | 2216515 | C10H20O |  | Mass | kg | emission | ground | https://ofmpub.epa.gov/sor_internet/registry/substreg/searchandretrieve/substancesearch/search.do?details=displayDetails&selectedSubstanceId=41559 | 1 | Chemicals | 8d717464-d584-3fc0-9bbc-2cb9905aaf40 | 9499238e-b0eb-35da-aef1-9114f54a0a44 | 20aadc24-a391-41cf-b340-3e4529f44bde | 93a60a56-a3c8-11da-a746-0800200b9a66
Benzoylprop-ethyl | 22212-55-1 | 22212551 | 22212551 | C18H17Cl2NO3 |  | Mass | kg | emission | ground | https://ofmpub.epa.gov/sor_internet/registry/substreg/searchandretrieve/substancesearch/search.do?details=displayDetails&selectedSubstanceId=92831 | 1 | Chemicals | f0f13de3-2b5d-3627-826c-0d677a20c023 | 9499238e-b0eb-35da-aef1-9114f54a0a44 | 20aadc24-a391-41cf-b340-3e4529f44bde | 93a60a56-a3c8-11da-a746-0800200b9a66
Fenamiphos | 22224-92-6 | 22224926 | 22224926 | C13H22NO3PS |  | Mass | kg | emission | ground | https://ofmpub.epa.gov/sor_internet/registry/substreg/searchandretrieve/substancesearch/search.do?details=displayDetails&selectedSubstanceId=56887 | 1 | Chemicals | 0bcf4b5c-2d16-3ec7-bcd3-922cf0e2aa84 | 9499238e-b0eb-35da-aef1-9114f54a0a44 | 20aadc24-a391-41cf-b340-3e4529f44bde | 93a60a56-a3c8-11da-a746-0800200b9a66
Cadmium stearate | 2223-93-0 | 2223930 | 2223930 | C36H70CdO4 |  | Mass | kg | emission | ground | https://ofmpub.epa.gov/sor_internet/registry/substreg/searchandretrieve/substancesearch/search.do?details=displayDetails&selectedSubstanceId=92827 | 1 | Chemicals | 832f314a-ad02-334f-828e-9d2138e6dbdf | 9499238e-b0eb-35da-aef1-9114f54a0a44 | 20aadc24-a391-41cf-b340-3e4529f44bde | 93a60a56-a3c8-11da-a746-0800200b9a66
Tetrachlorvinphos | 22248-79-9 | 22248799 | 22248799 | C10H9Cl4O4P |  | Mass | kg | emission | ground | https://ofmpub.epa.gov/sor_internet/registry/substreg/searchandretrieve/substancesearch/search.do?details=displayDetails&selectedSubstanceId=92825 | 1 | Chemicals | 30453e32-021a-321d-a042-b778d6670dca | 9499238e-b0eb-35da-aef1-9114f54a0a44 | 20aadc24-a391-41cf-b340-3e4529f44bde | 93a60a56-a3c8-11da-a746-0800200b9a66
Tetrasul | 2227-13-6 | 2227136 | 2227136 | C12H6Cl4S |  | Mass | kg | emission | ground | https://ofmpub.epa.gov/sor_internet/registry/substreg/searchandretrieve/substancesearch/search.do?details=displayDetails&selectedSubstanceId=77594 | 1 | Chemicals | b61fed7b-9d92-3efb-b323-fb2ecdc8f459 | 9499238e-b0eb-35da-aef1-9114f54a0a44 | 20aadc24-a391-41cf-b340-3e4529f44bde | 93a60a56-a3c8-11da-a746-0800200b9a66
Dienochlor | 2227-17-0 | 2227170 | 2227170 | C10Cl10 |  | Mass | kg | emission | ground | https://ofmpub.epa.gov/sor_internet/registry/substreg/searchandretrieve/substancesearch/search.do?details=displayDetails&selectedSubstanceId=92823 | 1 | Chemicals | b6605d88-c98c-327b-a1fd-b80fe6667641 | 9499238e-b0eb-35da-aef1-9114f54a0a44 | 20aadc24-a391-41cf-b340-3e4529f44bde | 93a60a56-a3c8-11da-a746-0800200b9a66
Octachloronaphthalene | 2234-13-1 | 2234131 | 2234131 | C10Cl8 |  | Mass | kg | emission | ground | https://ofmpub.epa.gov/sor_internet/registry/substreg/searchandretrieve/substancesearch/search.do?details=displayDetails&selectedSubstanceId=92815 | 1 | Chemicals | 9c6a0619-f4cd-343e-9c0a-5ecbda2c5b4e | 9499238e-b0eb-35da-aef1-9114f54a0a44 | 20aadc24-a391-41cf-b340-3e4529f44bde | 93a60a56-a3c8-11da-a746-0800200b9a66
2',4'-Dichloroacetophenone | 2234-16-4 | 2234164 | 2234164 | C8H6Cl2O |  | Mass | kg | emission | ground | https://ofmpub.epa.gov/sor_internet/registry/substreg/searchandretrieve/substancesearch/search.do?details=displayDetails&selectedSubstanceId=41526 | 1 | Chemicals | 2e2ba7a7-3823-31da-8c05-d49126de7b22 | 9499238e-b0eb-35da-aef1-9114f54a0a44 | 20aadc24-a391-41cf-b340-3e4529f44bde | 93a60a56-a3c8-11da-a746-0800200b9a66
Ethylmercuric phosphate | 2235-25-8 | 2235258 | 2235258 | C2H7HgO4P |  | Mass | kg | emission | ground | https://ofmpub.epa.gov/sor_internet/registry/substreg/searchandretrieve/substancesearch/search.do?details=displayDetails&selectedSubstanceId=41364 | 1 | Chemicals | 434daa07-b24d-340f-8497-cfb3b98ef3b7 | 9499238e-b0eb-35da-aef1-9114f54a0a44 | 20aadc24-a391-41cf-b340-3e4529f44bde | 93a60a56-a3c8-11da-a746-0800200b9a66
Ammonium lauryl sulfate | 2235-54-3 | 2235543 | 2235543 | C12H29NO4S |  | Mass | kg | emission | ground | https://ofmpub.epa.gov/sor_internet/registry/substreg/searchandretrieve/substancesearch/search.do?details=displayDetails&selectedSubstanceId=92811 | 1 | Chemicals | 3799fb1e-4652-3004-a917-9eac7d8f9f4d | 9499238e-b0eb-35da-aef1-9114f54a0a44 | 20aadc24-a391-41cf-b340-3e4529f44bde | 93a60a56-a3c8-11da-a746-0800200b9a66
Nonanenitrile | 2243-27-8 | 2243278 | 2243278 | C9H17N |  | Mass | kg | emission | ground | https://ofmpub.epa.gov/sor_internet/registry/substreg/searchandretrieve/substancesearch/search.do?details=displayDetails&selectedSubstanceId=92802 | 1 | Chemicals | 4f92c6c0-736c-31dd-94db-198c8f6d9c7e | 9499238e-b0eb-35da-aef1-9114f54a0a44 | 20aadc24-a391-41cf-b340-3e4529f44bde | 93a60a56-a3c8-11da-a746-0800200b9a66
1,5-Naphthalenediamine | 2243-62-1 | 2243621 | 2243621 | C10H10N2 |  | Mass | kg | emission | ground | https://ofmpub.epa.gov/sor_internet/registry/substreg/searchandretrieve/substancesearch/search.do?details=displayDetails&selectedSubstanceId=92799 | 1 | Chemicals | 18f51b97-5c8a-34d7-ac96-c4e2a4be33a6 | 9499238e-b0eb-35da-aef1-9114f54a0a44 | 20aadc24-a391-41cf-b340-3e4529f44bde | 93a60a56-a3c8-11da-a746-0800200b9a66
1,6,7-Trimethylnaphthalene | 2245-38-7 | 2245387 | 2245387 | C13H14 |  | Mass | kg | emission | ground | https://ofmpub.epa.gov/sor_internet/registry/substreg/searchandretrieve/substancesearch/search.do?details=displayDetails&selectedSubstanceId=41352 | 1 | Chemicals | 5ff847f5-cc03-3817-b7b2-5fed014dd29f | 9499238e-b0eb-35da-aef1-9114f54a0a44 | 20aadc24-a391-41cf-b340-3e4529f44bde | 93a60a56-a3c8-11da-a746-0800200b9a66
Tetraammonium ethylenediaminetetraacetate | 22473-78-5 | 22473785 | 22473785 | C10H28N6O8 |  | Mass | kg | emission | ground | https://ofmpub.epa.gov/sor_internet/registry/substreg/searchandretrieve/substancesearch/search.do?details=displayDetails&selectedSubstanceId=56678 | 1 | Chemicals | b5b4cd0c-6bf1-3cfe-98c0-450b5beadd96 | 9499238e-b0eb-35da-aef1-9114f54a0a44 | 20aadc24-a391-41cf-b340-3e4529f44bde | 93a60a56-a3c8-11da-a746-0800200b9a66
Benz[a]acridine | 225-11-6 | 225116 | 225116 | C17H11N |  | Mass | kg | emission | ground | https://ofmpub.epa.gov/sor_internet/registry/substreg/searchandretrieve/substancesearch/search.do?details=displayDetails&selectedSubstanceId=98256 | 1 | Chemicals | a08719fd-6f01-3cb3-819d-4a5c715520d3 | 9499238e-b0eb-35da-aef1-9114f54a0a44 | 20aadc24-a391-41cf-b340-3e4529f44bde | 93a60a56-a3c8-11da-a746-0800200b9a66
Arsenic(III) | 22541-54-4 | 22541544 | 22541544 | As |  | Mass | kg | emission | ground | https://ofmpub.epa.gov/sor_internet/registry/substreg/searchandretrieve/substancesearch/search.do?details=displayDetails&selectedSubstanceId=79080 | 1 | Chemicals | 3a8285d2-71c1-3254-873a-ac85cae15505 | 9499238e-b0eb-35da-aef1-9114f54a0a44 | 20aadc24-a391-41cf-b340-3e4529f44bde | 93a60a56-a3c8-11da-a746-0800200b9a66
Benz[c]acridine | 225-51-4 | 225514 | 225514 | C17H11N |  | Mass | kg | emission | ground | https://ofmpub.epa.gov/sor_internet/registry/substreg/searchandretrieve/substancesearch/search.do?details=displayDetails&selectedSubstanceId=92646 | 1 | Chemicals | 8086d8f4-d8c8-3d2d-b65e-605cc783bcf7 | 9499238e-b0eb-35da-aef1-9114f54a0a44 | 20aadc24-a391-41cf-b340-3e4529f44bde | 93a60a56-a3c8-11da-a746-0800200b9a66
Phenkapton | 2275-14-1 | 2275141 | 2275141 | C11H15Cl2O2PS3 |  | Mass | kg | emission | ground | https://ofmpub.epa.gov/sor_internet/registry/substreg/searchandretrieve/substancesearch/search.do?details=displayDetails&selectedSubstanceId=81125 | 1 | Chemicals | 8406b71b-2dad-3f1e-af45-e9218d4fe385 | 9499238e-b0eb-35da-aef1-9114f54a0a44 | 20aadc24-a391-41cf-b340-3e4529f44bde | 93a60a56-a3c8-11da-a746-0800200b9a66
Vamidothion | 2275-23-2 | 2275232 | 2275232 | C8H18NO4PS2 |  | Mass | kg | emission | ground | https://ofmpub.epa.gov/sor_internet/registry/substreg/searchandretrieve/substancesearch/search.do?details=displayDetails&selectedSubstanceId=92633 | 1 | Chemicals | 579f0fe7-f970-3587-9c25-13ed03954747 | 9499238e-b0eb-35da-aef1-9114f54a0a44 | 20aadc24-a391-41cf-b340-3e4529f44bde | 93a60a56-a3c8-11da-a746-0800200b9a66
Bendiocarb | 22781-23-3 | 22781233 | 22781233 | C11H13NO4 |  | Mass | kg | emission | ground | https://ofmpub.epa.gov/sor_internet/registry/substreg/searchandretrieve/substancesearch/search.do?details=displayDetails&selectedSubstanceId=56467 | 1 | Chemicals | df1ac2f4-ce86-369a-9e44-c7ef90356a31 | 9499238e-b0eb-35da-aef1-9114f54a0a44 | 20aadc24-a391-41cf-b340-3e4529f44bde | 93a60a56-a3c8-11da-a746-0800200b9a66
Dimethametryn | 22936-75-0 | 22936750 | 22936750 | C11H21N5S |  | Mass | kg | emission | ground | https://ofmpub.epa.gov/sor_internet/registry/substreg/searchandretrieve/substancesearch/search.do?details=displayDetails&selectedSubstanceId=56443 | 1 | Chemicals | 49e1f91b-aa9c-3e0b-b548-956facaeb627 | 9499238e-b0eb-35da-aef1-9114f54a0a44 | 20aadc24-a391-41cf-b340-3e4529f44bde | 93a60a56-a3c8-11da-a746-0800200b9a66
Cyprazine | 22936-86-3 | 22936863 | 22936863 | C9H14ClN5 |  | Mass | kg | emission | ground | https://ofmpub.epa.gov/sor_internet/registry/substreg/searchandretrieve/substancesearch/search.do?details=displayDetails&selectedSubstanceId=81008 | 1 | Chemicals | 53f9eecd-a793-3c93-9f04-7968ee079e0c | 9499238e-b0eb-35da-aef1-9114f54a0a44 | 20aadc24-a391-41cf-b340-3e4529f44bde | 93a60a56-a3c8-11da-a746-0800200b9a66
Estradiol mustard | 22966-79-6 | 22966796 | 22966796 | C42H50Cl4N2O4 |  | Mass | kg | emission | ground | https://ofmpub.epa.gov/sor_internet/registry/substreg/searchandretrieve/substancesearch/search.do?details=displayDetails&selectedSubstanceId=77804 | 1 | Chemicals | e4194a8f-943e-343a-a8e9-61f87f8bedfd | 9499238e-b0eb-35da-aef1-9114f54a0a44 | 20aadc24-a391-41cf-b340-3e4529f44bde | 93a60a56-a3c8-11da-a746-0800200b9a66
Phenanthridine | 229-87-8 | 229878 | 229878 | C13H9N |  | Mass | kg | emission | ground | https://ofmpub.epa.gov/sor_internet/registry/substreg/searchandretrieve/substancesearch/search.do?details=displayDetails&selectedSubstanceId=92614 | 1 | Chemicals | cf6654a0-40dd-3aa4-b7ab-9d778272ae5f | 9499238e-b0eb-35da-aef1-9114f54a0a44 | 20aadc24-a391-41cf-b340-3e4529f44bde | 93a60a56-a3c8-11da-a746-0800200b9a66
Benzo[h]quinoline | 230-27-3 | 230273 | 230273 | C13H9N |  | Mass | kg | emission | ground | https://ofmpub.epa.gov/sor_internet/registry/substreg/searchandretrieve/substancesearch/search.do?details=displayDetails&selectedSubstanceId=97075 | 1 | Chemicals | 38c88b4a-ae73-3302-bff5-27fb05cbcea6 | 9499238e-b0eb-35da-aef1-9114f54a0a44 | 20aadc24-a391-41cf-b340-3e4529f44bde | 93a60a56-a3c8-11da-a746-0800200b9a66
Prallethrin | 23031-36-9 | 23031369 | 23031369 | C19H24O3 |  | Mass | kg | emission | ground | https://ofmpub.epa.gov/sor_internet/registry/substreg/searchandretrieve/substancesearch/search.do?details=displayDetails&selectedSubstanceId=81007 | 1 | Chemicals | 67e463a7-f71c-3fe1-88f5-2136638f1411 | 9499238e-b0eb-35da-aef1-9114f54a0a44 | 20aadc24-a391-41cf-b340-3e4529f44bde | 93a60a56-a3c8-11da-a746-0800200b9a66
Diallate | 2303-16-4 | 2303164 | 2303164 | C10H17Cl2NOS |  | Mass | kg | emission | ground | https://ofmpub.epa.gov/sor_internet/registry/substreg/searchandretrieve/substancesearch/search.do?details=displayDetails&selectedSubstanceId=41313 | 1 | Chemicals | c1c3f4af-c362-3980-9789-dfa9fc651532 | 9499238e-b0eb-35da-aef1-9114f54a0a44 | 20aadc24-a391-41cf-b340-3e4529f44bde | 93a60a56-a3c8-11da-a746-0800200b9a66
Triallate | 2303-17-5 | 2303175 | 2303175 | C10H16Cl3NOS |  | Mass | kg | emission | ground | https://ofmpub.epa.gov/sor_internet/registry/substreg/searchandretrieve/substancesearch/search.do?details=displayDetails&selectedSubstanceId=41312 | 1 | Chemicals | 89f4deea-ac8f-3414-b820-c0106e844d17 | 9499238e-b0eb-35da-aef1-9114f54a0a44 | 20aadc24-a391-41cf-b340-3e4529f44bde | 93a60a56-a3c8-11da-a746-0800200b9a66
Pentanochlor | 2307-68-8 | 2307688 | 2307688 | C13H18ClNO |  | Mass | kg | emission | ground | https://ofmpub.epa.gov/sor_internet/registry/substreg/searchandretrieve/substancesearch/search.do?details=displayDetails&selectedSubstanceId=92463 | 1 | Chemicals | 1d130e5e-822c-3a75-ba1d-99eb4d9d575e | 9499238e-b0eb-35da-aef1-9114f54a0a44 | 20aadc24-a391-41cf-b340-3e4529f44bde | 93a60a56-a3c8-11da-a746-0800200b9a66
Phosalone | 2310-17-0 | 2310170 | 2310170 | C12H15ClNO4PS2 |  | Mass | kg | emission | ground | https://ofmpub.epa.gov/sor_internet/registry/substreg/searchandretrieve/substancesearch/search.do?details=displayDetails&selectedSubstanceId=41142 | 1 | Chemicals | 03fb7137-8dcb-3913-9bd3-773f0ad71f3a | 9499238e-b0eb-35da-aef1-9114f54a0a44 | 20aadc24-a391-41cf-b340-3e4529f44bde | 93a60a56-a3c8-11da-a746-0800200b9a66
Pirimicarb | 23103-98-2 | 23103982 | 23103982 | C11H18N4O2 |  | Mass | kg | emission | ground | https://ofmpub.epa.gov/sor_internet/registry/substreg/searchandretrieve/substancesearch/search.do?details=displayDetails&selectedSubstanceId=92460 | 1 | Chemicals | 0b21d3c4-4f44-3574-98d3-9f0b0c02144c | 9499238e-b0eb-35da-aef1-9114f54a0a44 | 20aadc24-a391-41cf-b340-3e4529f44bde | 93a60a56-a3c8-11da-a746-0800200b9a66
Propargite | 2312-35-8 | 2312358 | 2312358 | C19H26O4S |  | Mass | kg | emission | ground | https://ofmpub.epa.gov/sor_internet/registry/substreg/searchandretrieve/substancesearch/search.do?details=displayDetails&selectedSubstanceId=41141 | 1 | Chemicals | 9bf5d8d0-905f-35e7-b9e3-17a1d29ca8fd | 9499238e-b0eb-35da-aef1-9114f54a0a44 | 20aadc24-a391-41cf-b340-3e4529f44bde | 93a60a56-a3c8-11da-a746-0800200b9a66
Oxamyl | 23135-22-0 | 23135220 | 23135220 | C7H13N3O3S |  | Mass | kg | emission | ground | https://ofmpub.epa.gov/sor_internet/registry/substreg/searchandretrieve/substancesearch/search.do?details=displayDetails&selectedSubstanceId=92455 | 1 | Chemicals | b973da37-4a3d-3e42-8d0d-43c1e4ff8289 | 9499238e-b0eb-35da-aef1-9114f54a0a44 | 20aadc24-a391-41cf-b340-3e4529f44bde | 93a60a56-a3c8-11da-a746-0800200b9a66
Butachlor | 23184-66-9 | 23184669 | 23184669 | C17H26ClNO2 |  | Mass | kg | emission | ground | https://ofmpub.epa.gov/sor_internet/registry/substreg/searchandretrieve/substancesearch/search.do?details=displayDetails&selectedSubstanceId=56242 | 1 | Chemicals | f49ed721-866c-33c8-9acf-6d689fb11b9c | 9499238e-b0eb-35da-aef1-9114f54a0a44 | 20aadc24-a391-41cf-b340-3e4529f44bde | 93a60a56-a3c8-11da-a746-0800200b9a66
Formetanate hydrochloride | 23422-53-9 | 23422539 | 23422539 | C11H16ClN3O2 |  | Mass | kg | emission | ground | https://ofmpub.epa.gov/sor_internet/registry/substreg/searchandretrieve/substancesearch/search.do?details=displayDetails&selectedSubstanceId=92434 | 1 | Chemicals | 1b47cde3-1e68-3045-9942-67febf7931ae | 9499238e-b0eb-35da-aef1-9114f54a0a44 | 20aadc24-a391-41cf-b340-3e4529f44bde | 93a60a56-a3c8-11da-a746-0800200b9a66
Heptenophos | 23560-59-0 | 23560590 | 23560590 | C9H12ClO4P |  | Mass | kg | emission | ground | https://ofmpub.epa.gov/sor_internet/registry/substreg/searchandretrieve/substancesearch/search.do?details=displayDetails&selectedSubstanceId=77269 | 1 | Chemicals | 7ce14d3f-c9f9-311c-90c8-38e6c1c43c04 | 9499238e-b0eb-35da-aef1-9114f54a0a44 | 20aadc24-a391-41cf-b340-3e4529f44bde | 93a60a56-a3c8-11da-a746-0800200b9a66
Thiophanate-methyl | 23564-05-8 | 23564058 | 23564058 | C12H14N4O4S2 |  | Mass | kg | emission | ground | https://ofmpub.epa.gov/sor_internet/registry/substreg/searchandretrieve/substancesearch/search.do?details=displayDetails&selectedSubstanceId=92271 | 1 | Chemicals | 2a455c75-bf23-306c-9461-040b0f85caa4 | 9499238e-b0eb-35da-aef1-9114f54a0a44 | 20aadc24-a391-41cf-b340-3e4529f44bde | 93a60a56-a3c8-11da-a746-0800200b9a66
Thiophanate ethyl | 23564-06-9 | 23564069 | 23564069 | C14H18N4O4S2 |  | Mass | kg | emission | ground | https://ofmpub.epa.gov/sor_internet/registry/substreg/searchandretrieve/substancesearch/search.do?details=displayDetails&selectedSubstanceId=55992 | 1 | Chemicals | d972ce1c-0886-30c1-acd6-c75f4252fc4a | 9499238e-b0eb-35da-aef1-9114f54a0a44 | 20aadc24-a391-41cf-b340-3e4529f44bde | 93a60a56-a3c8-11da-a746-0800200b9a66
2-Ethoxyethyl methacrylate | 2370-63-0 | 2370630 | 2370630 | C8H14O3 |  | Mass | kg | emission | ground | https://ofmpub.epa.gov/sor_internet/registry/substreg/searchandretrieve/substancesearch/search.do?details=displayDetails&selectedSubstanceId=41099 | 1 | Chemicals | 61e4d75e-ab32-3e32-8106-35730b6f0c4c | 9499238e-b0eb-35da-aef1-9114f54a0a44 | 20aadc24-a391-41cf-b340-3e4529f44bde | 93a60a56-a3c8-11da-a746-0800200b9a66
Zinc(II) | 23713-49-7 | 23713497 | 23713497 | - |  | Mass | kg | emission | ground | https://ofmpub.epa.gov/sor_internet/registry/substreg/searchandretrieve/substancesearch/search.do?details=displayDetails&selectedSubstanceId=97071 | 1 | Chemicals | 391bcd3c-f18a-308c-b1df-19444328bae9 | 9499238e-b0eb-35da-aef1-9114f54a0a44 | 20aadc24-a391-41cf-b340-3e4529f44bde | 93a60a56-a3c8-11da-a746-0800200b9a66
Potassium bis(2-hydroxyethyl)dithiocarbamate | 23746-34-1 | 23746341 | 23746341 | C5H10KNO2S2 |  | Mass | kg | emission | ground | https://ofmpub.epa.gov/sor_internet/registry/substreg/searchandretrieve/substancesearch/search.do?details=displayDetails&selectedSubstanceId=59549 | 1 | Chemicals | d6e2f627-1515-3f3e-9a9c-5f8ee1ed883d | 9499238e-b0eb-35da-aef1-9114f54a0a44 | 20aadc24-a391-41cf-b340-3e4529f44bde | 93a60a56-a3c8-11da-a746-0800200b9a66
Mirex | 2385-85-5 | 2385855 | 2385855 | C10Cl12 |  | Mass | kg | emission | ground | https://ofmpub.epa.gov/sor_internet/registry/substreg/searchandretrieve/substancesearch/search.do?details=displayDetails&selectedSubstanceId=92090 | 1 | Chemicals | 6a8ec7d0-1b90-35e8-aab9-269bf6f5dc97 | 9499238e-b0eb-35da-aef1-9114f54a0a44 | 20aadc24-a391-41cf-b340-3e4529f44bde | 93a60a56-a3c8-11da-a746-0800200b9a66
Sodium laurylsulfonate | 2386-53-0 | 2386530 | 2386530 | C12H25NaO3S |  | Mass | kg | emission | ground | https://ofmpub.epa.gov/sor_internet/registry/substreg/searchandretrieve/substancesearch/search.do?details=displayDetails&selectedSubstanceId=40924 | 1 | Chemicals | 8fb955c4-644c-3cbe-b2ec-b22bb9860155 | 9499238e-b0eb-35da-aef1-9114f54a0a44 | 20aadc24-a391-41cf-b340-3e4529f44bde | 93a60a56-a3c8-11da-a746-0800200b9a66
Ethirimol | 23947-60-6 | 23947606 | 23947606 | C11H19N3O |  | Mass | kg | emission | ground | https://ofmpub.epa.gov/sor_internet/registry/substreg/searchandretrieve/substancesearch/search.do?details=displayDetails&selectedSubstanceId=77267 | 1 | Chemicals | 4240d00b-560a-31d6-b5b8-984f781a7747 | 9499238e-b0eb-35da-aef1-9114f54a0a44 | 20aadc24-a391-41cf-b340-3e4529f44bde | 93a60a56-a3c8-11da-a746-0800200b9a66
Pronamide | 23950-58-5 | 23950585 | 23950585 | C12H11Cl2NO |  | Mass | kg | emission | ground | https://ofmpub.epa.gov/sor_internet/registry/substreg/searchandretrieve/substancesearch/search.do?details=displayDetails&selectedSubstanceId=58676 | 1 | Chemicals | 651874d4-882c-350c-847d-46df04c0cde5 | 9499238e-b0eb-35da-aef1-9114f54a0a44 | 20aadc24-a391-41cf-b340-3e4529f44bde | 93a60a56-a3c8-11da-a746-0800200b9a66
Triazophos | 24017-47-8 | 24017478 | 24017478 | C12H16N3O3PS |  | Mass | kg | emission | ground | https://ofmpub.epa.gov/sor_internet/registry/substreg/searchandretrieve/substancesearch/search.do?details=displayDetails&selectedSubstanceId=58666 | 1 | Chemicals | 8d210104-3b9f-31be-aa28-b52974bd345e | 9499238e-b0eb-35da-aef1-9114f54a0a44 | 20aadc24-a391-41cf-b340-3e4529f44bde | 93a60a56-a3c8-11da-a746-0800200b9a66
2,3,5,6-Tetrachloropyridine | 2402-79-1 | 2402791 | 2402791 | C5HCl4N |  | Mass | kg | emission | ground | https://ofmpub.epa.gov/sor_internet/registry/substreg/searchandretrieve/substancesearch/search.do?details=displayDetails&selectedSubstanceId=40890 | 1 | Chemicals | 91c3a3a3-9d0b-3583-9df2-63ddff4416bf | 9499238e-b0eb-35da-aef1-9114f54a0a44 | 20aadc24-a391-41cf-b340-3e4529f44bde | 93a60a56-a3c8-11da-a746-0800200b9a66
4-Piperidinol, 2,2,6,6-tetramethyl- | 2403-88-5 | 2403885 | 2403885 | C9H19NO |  | Mass | kg | emission | ground | https://ofmpub.epa.gov/sor_internet/registry/substreg/searchandretrieve/substancesearch/search.do?details=displayDetails&selectedSubstanceId=92075 | 1 | Chemicals | 2d8e5b86-23b4-334c-9134-b610bcb09806 | 9499238e-b0eb-35da-aef1-9114f54a0a44 | 20aadc24-a391-41cf-b340-3e4529f44bde | 93a60a56-a3c8-11da-a746-0800200b9a66
2,3,6-Trimethylphenol | 2416-94-6 | 2416946 | 2416946 | C9H12O |  | Mass | kg | emission | ground | https://ofmpub.epa.gov/sor_internet/registry/substreg/searchandretrieve/substancesearch/search.do?details=displayDetails&selectedSubstanceId=92062 | 1 | Chemicals | d5a67ac6-74cd-3aa5-b8d5-571908196607 | 9499238e-b0eb-35da-aef1-9114f54a0a44 | 20aadc24-a391-41cf-b340-3e4529f44bde | 93a60a56-a3c8-11da-a746-0800200b9a66
1-Chloro-2-nitropropane | 2425-66-3 | 2425663 | 2425663 | C3H6ClNO2 |  | Mass | kg | emission | ground | https://ofmpub.epa.gov/sor_internet/registry/substreg/searchandretrieve/substancesearch/search.do?details=displayDetails&selectedSubstanceId=91906 | 1 | Chemicals | 8b96e397-3039-3756-8910-e578d467ab75 | 9499238e-b0eb-35da-aef1-9114f54a0a44 | 20aadc24-a391-41cf-b340-3e4529f44bde | 93a60a56-a3c8-11da-a746-0800200b9a66
C.I. Pigment Red 3 | 2425-85-6 | 2425856 | 2425856 | C17H13N3O3 |  | Mass | kg | emission | ground | https://ofmpub.epa.gov/sor_internet/registry/substreg/searchandretrieve/substancesearch/search.do?details=displayDetails&selectedSubstanceId=40698 | 1 | Chemicals | 7131b340-0315-3c8a-8019-2e8ea52b7bc1 | 9499238e-b0eb-35da-aef1-9114f54a0a44 | 20aadc24-a391-41cf-b340-3e4529f44bde | 93a60a56-a3c8-11da-a746-0800200b9a66
C.I. Direct Blue 15 | 2429-74-5 | 2429745 | 2429745 | C34H24N6Na4O16S4 |  | Mass | kg | emission | ground | https://ofmpub.epa.gov/sor_internet/registry/substreg/searchandretrieve/substancesearch/search.do?details=displayDetails&selectedSubstanceId=40690 | 1 | Chemicals | 0a46da39-d8f2-3f19-9f90-84dcc28291c5 | 9499238e-b0eb-35da-aef1-9114f54a0a44 | 20aadc24-a391-41cf-b340-3e4529f44bde | 93a60a56-a3c8-11da-a746-0800200b9a66
Mepiquat chloride | 24307-26-4 | 24307264 | 24307264 | C7H16ClN |  | Mass | kg | emission | ground | https://ofmpub.epa.gov/sor_internet/registry/substreg/searchandretrieve/substancesearch/search.do?details=displayDetails&selectedSubstanceId=58459 | 1 | Chemicals | 693d11f4-c035-317f-aa7c-0ecfdac8d875 | 9499238e-b0eb-35da-aef1-9114f54a0a44 | 20aadc24-a391-41cf-b340-3e4529f44bde | 93a60a56-a3c8-11da-a746-0800200b9a66
11-Aminoundecanoic acid | 2432-99-7 | 2432997 | 2432997 | C11H23NO2 |  | Mass | kg | emission | ground | https://ofmpub.epa.gov/sor_internet/registry/substreg/searchandretrieve/substancesearch/search.do?details=displayDetails&selectedSubstanceId=40522 | 1 | Chemicals | 9d13fcec-3c13-3c2c-a358-820dea474643 | 9499238e-b0eb-35da-aef1-9114f54a0a44 | 20aadc24-a391-41cf-b340-3e4529f44bde | 93a60a56-a3c8-11da-a746-0800200b9a66
Isocarbophos | 24353-61-5 | 24353615 | 24353615 | C11H16NO4PS |  | Mass | kg | emission | ground | https://ofmpub.epa.gov/sor_internet/registry/substreg/searchandretrieve/substancesearch/search.do?details=displayDetails&selectedSubstanceId=77266 | 1 | Chemicals | 260483f2-f1c8-3a05-bb93-5de9b9f65c06 | 9499238e-b0eb-35da-aef1-9114f54a0a44 | 20aadc24-a391-41cf-b340-3e4529f44bde | 93a60a56-a3c8-11da-a746-0800200b9a66
2,2',4,4'-Tetrachlorobiphenyl | 2437-79-8 | 2437798 | 2437798 | C12H6Cl4 |  | Mass | kg | emission | ground | https://ofmpub.epa.gov/sor_internet/registry/substreg/searchandretrieve/substancesearch/search.do?details=displayDetails&selectedSubstanceId=81641 | 1 | Chemicals | d136cd20-95d6-3e07-9480-d8cae3b8cb6b | 9499238e-b0eb-35da-aef1-9114f54a0a44 | 20aadc24-a391-41cf-b340-3e4529f44bde | 93a60a56-a3c8-11da-a746-0800200b9a66
Sodium malonaldehyde | 24382-04-5 | 24382045 | 24382045 | C3H3NaO2 |  | Mass | kg | emission | ground | https://ofmpub.epa.gov/sor_internet/registry/substreg/searchandretrieve/substancesearch/search.do?details=displayDetails&selectedSubstanceId=77797 | 1 | Chemicals | e832434b-d915-3e04-acae-d0d5a506094b | 9499238e-b0eb-35da-aef1-9114f54a0a44 | 20aadc24-a391-41cf-b340-3e4529f44bde | 93a60a56-a3c8-11da-a746-0800200b9a66
2,3,6-Trichlorophenylacetic acid sodium salt | 2439-00-1 | 2439001 | 2439001 | C8H4Cl3NaO2 |  | Mass | kg | emission | ground | https://ofmpub.epa.gov/sor_internet/registry/substreg/searchandretrieve/substancesearch/search.do?details=displayDetails&selectedSubstanceId=40514 | 1 | Chemicals | f60caea5-b586-31fa-a9a8-576fddce5213 | 9499238e-b0eb-35da-aef1-9114f54a0a44 | 20aadc24-a391-41cf-b340-3e4529f44bde | 93a60a56-a3c8-11da-a746-0800200b9a66
2-(Dimethylamino)ethyl acrylate | 2439-35-2 | 2439352 | 2439352 | C7H13NO2 |  | Mass | kg | emission | ground | https://ofmpub.epa.gov/sor_internet/registry/substreg/searchandretrieve/substancesearch/search.do?details=displayDetails&selectedSubstanceId=40512 | 1 | Chemicals | 5f030448-dff0-3a21-945e-54e48177461d | 9499238e-b0eb-35da-aef1-9114f54a0a44 | 20aadc24-a391-41cf-b340-3e4529f44bde | 93a60a56-a3c8-11da-a746-0800200b9a66
2,6-Diisopropylaniline | 24544-04-5 | 24544045 | 24544045 | C12H19N |  | Mass | kg | emission | ground | https://ofmpub.epa.gov/sor_internet/registry/substreg/searchandretrieve/substancesearch/search.do?details=displayDetails&selectedSubstanceId=58421 | 1 | Chemicals | e23aa080-0962-3435-b1f1-72c27b7c29e5 | 9499238e-b0eb-35da-aef1-9114f54a0a44 | 20aadc24-a391-41cf-b340-3e4529f44bde | 93a60a56-a3c8-11da-a746-0800200b9a66
2-Ethyl-6-methylaniline | 24549-06-2 | 24549062 | 24549062 | C9H13N |  | Mass | kg | emission | ground | https://ofmpub.epa.gov/sor_internet/registry/substreg/searchandretrieve/substancesearch/search.do?details=displayDetails&selectedSubstanceId=58420 | 1 | Chemicals | cb2e0087-4c90-39cb-9a75-0f0546e31e26 | 9499238e-b0eb-35da-aef1-9114f54a0a44 | 20aadc24-a391-41cf-b340-3e4529f44bde | 93a60a56-a3c8-11da-a746-0800200b9a66
Tetrahydrofurfuryl methacrylate | 2455-24-5 | 2455245 | 2455245 | C9H14O3 |  | Mass | kg | emission | ground | https://ofmpub.epa.gov/sor_internet/registry/substreg/searchandretrieve/substancesearch/search.do?details=displayDetails&selectedSubstanceId=40496 | 1 | Chemicals | 9ca14376-0091-34e9-8cae-3056c5b781ec | 9499238e-b0eb-35da-aef1-9114f54a0a44 | 20aadc24-a391-41cf-b340-3e4529f44bde | 93a60a56-a3c8-11da-a746-0800200b9a66
N-[(4-(5-Nitro-2-furyl)-2-tiazolyl)]formamide | 24554-26-5 | 24554265 | 24554265 | C8H5N3O4S |  | Mass | kg | emission | ground | https://ofmpub.epa.gov/sor_internet/registry/substreg/searchandretrieve/substancesearch/search.do?details=displayDetails&selectedSubstanceId=91866 | 1 | Chemicals | f3433b48-27e6-33c5-b45d-3e9bbf7fda25 | 9499238e-b0eb-35da-aef1-9114f54a0a44 | 20aadc24-a391-41cf-b340-3e4529f44bde | 93a60a56-a3c8-11da-a746-0800200b9a66
Propamocarb | 24579-73-5 | 24579735 | 24579735 | C9H20N2O2 |  | Mass | kg | emission | ground | https://ofmpub.epa.gov/sor_internet/registry/substreg/searchandretrieve/substancesearch/search.do?details=displayDetails&selectedSubstanceId=58417 | 1 | Chemicals | 449eac1b-06ff-372b-a82e-27709f480c2a | 9499238e-b0eb-35da-aef1-9114f54a0a44 | 20aadc24-a391-41cf-b340-3e4529f44bde | 93a60a56-a3c8-11da-a746-0800200b9a66
Benzoic acid, 4-hydrazino-, monohydrochloride | 24589-77-3 | 24589773 | 24589773 | C7H9ClN2O2 |  | Mass | kg | emission | ground | https://ofmpub.epa.gov/sor_internet/registry/substreg/searchandretrieve/substancesearch/search.do?details=displayDetails&selectedSubstanceId=91718 | 1 | Chemicals | 6d8b14fc-52ff-37df-9d4f-86b80f81c08d | 9499238e-b0eb-35da-aef1-9114f54a0a44 | 20aadc24-a391-41cf-b340-3e4529f44bde | 93a60a56-a3c8-11da-a746-0800200b9a66
2,6-Dimethyl-4-tridecylmorpholine | 24602-86-6 | 24602866 | 24602866 | C19H39NO |  | Mass | kg | emission | ground | https://ofmpub.epa.gov/sor_internet/registry/substreg/searchandretrieve/substancesearch/search.do?details=displayDetails&selectedSubstanceId=81006 | 1 | Chemicals | 38c04704-db33-3500-a81b-f6122edb7ac0 | 9499238e-b0eb-35da-aef1-9114f54a0a44 | 20aadc24-a391-41cf-b340-3e4529f44bde | 93a60a56-a3c8-11da-a746-0800200b9a66
4,5-Dichloroguaiacol | 2460-49-3 | 2460493 | 2460493 | C7H6Cl2O2 |  | Mass | kg | emission | ground | https://ofmpub.epa.gov/sor_internet/registry/substreg/searchandretrieve/substancesearch/search.do?details=displayDetails&selectedSubstanceId=81639 | 1 | Chemicals | 0fb540db-d3dc-398b-ba6d-7d6d475b5da0 | 9499238e-b0eb-35da-aef1-9114f54a0a44 | 20aadc24-a391-41cf-b340-3e4529f44bde | 93a60a56-a3c8-11da-a746-0800200b9a66
2-Ethylhexyl glycidyl ether | 2461-15-6 | 2461156 | 2461156 | C11H22O2 |  | Mass | kg | emission | ground | https://ofmpub.epa.gov/sor_internet/registry/substreg/searchandretrieve/substancesearch/search.do?details=displayDetails&selectedSubstanceId=91714 | 1 | Chemicals | 9e9726fa-2de0-36c1-8948-7212ce8cf88c | 9499238e-b0eb-35da-aef1-9114f54a0a44 | 20aadc24-a391-41cf-b340-3e4529f44bde | 93a60a56-a3c8-11da-a746-0800200b9a66
Dicapthon | 2463-84-5 | 2463845 | 2463845 | C8H9ClNO5PS |  | Mass | kg | emission | ground | https://ofmpub.epa.gov/sor_internet/registry/substreg/searchandretrieve/substancesearch/search.do?details=displayDetails&selectedSubstanceId=40482 | 1 | Chemicals | 3f383839-5531-39ba-886f-0f81e4ee0a23 | 9499238e-b0eb-35da-aef1-9114f54a0a44 | 20aadc24-a391-41cf-b340-3e4529f44bde | 93a60a56-a3c8-11da-a746-0800200b9a66
Chlorflurenol | 2464-37-1 | 2464371 | 2464371 | C14H9ClO3 |  | Mass | kg | emission | ground | https://ofmpub.epa.gov/sor_internet/registry/substreg/searchandretrieve/substancesearch/search.do?details=displayDetails&selectedSubstanceId=78385 | 1 | Chemicals | 1d5787a2-6fa6-3abe-ae5b-3db584ddbd53 | 9499238e-b0eb-35da-aef1-9114f54a0a44 | 20aadc24-a391-41cf-b340-3e4529f44bde | 93a60a56-a3c8-11da-a746-0800200b9a66
Auramine, monohydrochloride | 2465-27-2 | 2465272 | 2465272 | C17H22ClN3 |  | Mass | kg | emission | ground | https://ofmpub.epa.gov/sor_internet/registry/substreg/searchandretrieve/substancesearch/search.do?details=displayDetails&selectedSubstanceId=40481 | 1 | Chemicals | dd3b7c9f-9400-3054-837d-5746a4a00dfe | 9499238e-b0eb-35da-aef1-9114f54a0a44 | 20aadc24-a391-41cf-b340-3e4529f44bde | 93a60a56-a3c8-11da-a746-0800200b9a66
C.I. Disperse Blue 1 | 2475-45-8 | 2475458 | 2475458 | C14H12N4O2 |  | Mass | kg | emission | ground | https://ofmpub.epa.gov/sor_internet/registry/substreg/searchandretrieve/substancesearch/search.do?details=displayDetails&selectedSubstanceId=91700 | 1 | Chemicals | 48c34e97-6ba4-3007-8a46-aec1d7390728 | 9499238e-b0eb-35da-aef1-9114f54a0a44 | 20aadc24-a391-41cf-b340-3e4529f44bde | 93a60a56-a3c8-11da-a746-0800200b9a66
C.I. Disperse Blue 3 | 2475-46-9 | 2475469 | 2475469 | C17H16N2O3 |  | Mass | kg | emission | ground | https://ofmpub.epa.gov/sor_internet/registry/substreg/searchandretrieve/substancesearch/search.do?details=displayDetails&selectedSubstanceId=40300 | 1 | Chemicals | f2b30b71-9bb5-3241-9b8b-47f53fa80cb2 | 9499238e-b0eb-35da-aef1-9114f54a0a44 | 20aadc24-a391-41cf-b340-3e4529f44bde | 93a60a56-a3c8-11da-a746-0800200b9a66
Trimethylthiourea | 2489-77-2 | 2489772 | 2489772 | C4H10N2S |  | Mass | kg | emission | ground | https://ofmpub.epa.gov/sor_internet/registry/substreg/searchandretrieve/substancesearch/search.do?details=displayDetails&selectedSubstanceId=40289 | 1 | Chemicals | c04142d7-5f63-3667-9095-5941036ad643 | 9499238e-b0eb-35da-aef1-9114f54a0a44 | 20aadc24-a391-41cf-b340-3e4529f44bde | 93a60a56-a3c8-11da-a746-0800200b9a66
Sodium mercaptobenzothiazole | 2492-26-4 | 2492264 | 2492264 | C7H4NNaS2 |  | Mass | kg | emission | ground | https://ofmpub.epa.gov/sor_internet/registry/substreg/searchandretrieve/substancesearch/search.do?details=displayDetails&selectedSubstanceId=40284 | 1 | Chemicals | c3b64d83-5d5e-397a-b6fe-02f36a40295f | 9499238e-b0eb-35da-aef1-9114f54a0a44 | 20aadc24-a391-41cf-b340-3e4529f44bde | 93a60a56-a3c8-11da-a746-0800200b9a66
Chlormephos | 24934-91-6 | 24934916 | 24934916 | C5H12ClO2PS2 |  | Mass | kg | emission | ground | https://ofmpub.epa.gov/sor_internet/registry/substreg/searchandretrieve/substancesearch/search.do?details=displayDetails&selectedSubstanceId=58006 | 1 | Chemicals | fba21e9d-6286-333f-a040-1c4f7785e46d | 9499238e-b0eb-35da-aef1-9114f54a0a44 | 20aadc24-a391-41cf-b340-3e4529f44bde | 93a60a56-a3c8-11da-a746-0800200b9a66
2-Propene-1-sulfonic acid, sodium salt | 2495-39-8 | 2495398 | 2495398 | C3H5NaO3S |  | Mass | kg | emission | ground | https://ofmpub.epa.gov/sor_internet/registry/substreg/searchandretrieve/substancesearch/search.do?details=displayDetails&selectedSubstanceId=91672 | 1 | Chemicals | 93e5db9d-f916-32e5-b821-9a3924193f2a | 9499238e-b0eb-35da-aef1-9114f54a0a44 | 20aadc24-a391-41cf-b340-3e4529f44bde | 93a60a56-a3c8-11da-a746-0800200b9a66
Hexyl acrylate | 2499-95-8 | 2499958 | 2499958 | C9H16O2 |  | Mass | kg | emission | ground | https://ofmpub.epa.gov/sor_internet/registry/substreg/searchandretrieve/substancesearch/search.do?details=displayDetails&selectedSubstanceId=40265 | 1 | Chemicals | be4b1b40-bef8-3d5a-bcc2-e433b8580bd0 | 9499238e-b0eb-35da-aef1-9114f54a0a44 | 20aadc24-a391-41cf-b340-3e4529f44bde | 93a60a56-a3c8-11da-a746-0800200b9a66
Butylated hydroxyanisole | 25013-16-5 | 25013165 | 25013165 | C11H16O2 |  | Mass | kg | emission | ground | https://ofmpub.epa.gov/sor_internet/registry/substreg/searchandretrieve/substancesearch/search.do?details=displayDetails&selectedSubstanceId=57779 | 1 | Chemicals | 12393d97-92cf-3412-9572-85125fa16ce0 | 9499238e-b0eb-35da-aef1-9114f54a0a44 | 20aadc24-a391-41cf-b340-3e4529f44bde | 93a60a56-a3c8-11da-a746-0800200b9a66
Bentazon | 25057-89-0 | 25057890 | 25057890 | C10H12N2O3S |  | Mass | kg | emission | ground | https://ofmpub.epa.gov/sor_internet/registry/substreg/searchandretrieve/substancesearch/search.do?details=displayDetails&selectedSubstanceId=57531 | 1 | Chemicals | 551baac2-1152-317b-8bef-10cb135dd816 | 9499238e-b0eb-35da-aef1-9114f54a0a44 | 20aadc24-a391-41cf-b340-3e4529f44bde | 93a60a56-a3c8-11da-a746-0800200b9a66
Nonylphenol | 25154-52-3 | 25154523 | 25154523 | C14H22O |  | Mass | kg | emission | ground | https://ofmpub.epa.gov/sor_internet/registry/substreg/searchandretrieve/substancesearch/search.do?details=displayDetails&selectedSubstanceId=56871 | 1 | Chemicals | 9377aa96-0e17-3bb1-8027-152b61ddf468 | 9499238e-b0eb-35da-aef1-9114f54a0a44 | 20aadc24-a391-41cf-b340-3e4529f44bde | 93a60a56-a3c8-11da-a746-0800200b9a66
Tris(dimethylphenol) phosphate | 25155-23-1 | 25155231 | 25155231 | C24H27O4P |  | Mass | kg | emission | ground | https://ofmpub.epa.gov/sor_internet/registry/substreg/searchandretrieve/substancesearch/search.do?details=displayDetails&selectedSubstanceId=91519 | 1 | Chemicals | 4e0ffd4e-aae5-3749-97da-fcd1948b6f69 | 9499238e-b0eb-35da-aef1-9114f54a0a44 | 20aadc24-a391-41cf-b340-3e4529f44bde | 93a60a56-a3c8-11da-a746-0800200b9a66
Sodium dodecylbenzenesulfonate | 25155-30-0 | 25155300 | 25155300 | C18H29NaO3S |  | Mass | kg | emission | ground | https://ofmpub.epa.gov/sor_internet/registry/substreg/searchandretrieve/substancesearch/search.do?details=displayDetails&selectedSubstanceId=91518 | 1 | Chemicals | a0ff8e06-4163-3165-8185-527a8e6a6114 | 9499238e-b0eb-35da-aef1-9114f54a0a44 | 20aadc24-a391-41cf-b340-3e4529f44bde | 93a60a56-a3c8-11da-a746-0800200b9a66
Dichlorophenol | 25167-81-1 | 25167811 | 25167811 | - |  | Mass | kg | emission | ground | https://ofmpub.epa.gov/sor_internet/registry/substreg/searchandretrieve/substancesearch/search.do?details=displayDetails&selectedSubstanceId=56855 | 1 | Chemicals | 60ddc9dc-5ac4-36cf-ba84-587c6f146cb5 | 9499238e-b0eb-35da-aef1-9114f54a0a44 | 20aadc24-a391-41cf-b340-3e4529f44bde | 93a60a56-a3c8-11da-a746-0800200b9a66
Trichlorophenol | 25167-82-2 | 25167822 | 25167822 | - |  | Mass | kg | emission | ground | https://ofmpub.epa.gov/sor_internet/registry/substreg/searchandretrieve/substancesearch/search.do?details=displayDetails&selectedSubstanceId=91515 | 1 | Chemicals | 6e869d8c-f227-3d1e-926b-007b6d90d0c5 | 9499238e-b0eb-35da-aef1-9114f54a0a44 | 20aadc24-a391-41cf-b340-3e4529f44bde | 93a60a56-a3c8-11da-a746-0800200b9a66
Tetrachlorophenol | 25167-83-3 | 25167833 | 25167833 | - |  | Mass | kg | emission | ground | https://ofmpub.epa.gov/sor_internet/registry/substreg/searchandretrieve/substancesearch/search.do?details=displayDetails&selectedSubstanceId=56854 | 1 | Chemicals | 39158d3e-4057-3158-ab02-fdc4955bbb7e | 9499238e-b0eb-35da-aef1-9114f54a0a44 | 20aadc24-a391-41cf-b340-3e4529f44bde | 93a60a56-a3c8-11da-a746-0800200b9a66
2,4,5-T isooctyl ester | 25168-15-4 | 25168154 | 25168154 | C16H21Cl3O3 |  | Mass | kg | emission | ground | https://ofmpub.epa.gov/sor_internet/registry/substreg/searchandretrieve/substancesearch/search.do?details=displayDetails&selectedSubstanceId=91513 | 1 | Chemicals | d19af9fe-0e63-39bd-85d8-8b3240035dd7 | 9499238e-b0eb-35da-aef1-9114f54a0a44 | 20aadc24-a391-41cf-b340-3e4529f44bde | 93a60a56-a3c8-11da-a746-0800200b9a66
2,4-D isooctyl ester | 25168-26-7 | 25168267 | 25168267 | C16H22Cl2O3 |  | Mass | kg | emission | ground | https://ofmpub.epa.gov/sor_internet/registry/substreg/searchandretrieve/substancesearch/search.do?details=displayDetails&selectedSubstanceId=56848 | 1 | Chemicals | c51d9b31-4ed3-30fc-8875-9718c72ab43f | 9499238e-b0eb-35da-aef1-9114f54a0a44 | 20aadc24-a391-41cf-b340-3e4529f44bde | 93a60a56-a3c8-11da-a746-0800200b9a66
Hexene | 25264-93-1 | 25264931 | 25264931 | - |  | Mass | kg | emission | ground | https://ofmpub.epa.gov/sor_internet/registry/substreg/searchandretrieve/substancesearch/search.do?details=displayDetails&selectedSubstanceId=56439 | 1 | Chemicals | c8fb27d9-c2ea-3b4f-97cc-e7432bd4f830 | 9499238e-b0eb-35da-aef1-9114f54a0a44 | 20aadc24-a391-41cf-b340-3e4529f44bde | 93a60a56-a3c8-11da-a746-0800200b9a66
2,2,4-Trimethylpentane-1,3-diol monoisobutyrate | 25265-77-4 | 25265774 | 25265774 | - |  | Mass | kg | emission | ground | https://ofmpub.epa.gov/sor_internet/registry/substreg/searchandretrieve/substancesearch/search.do?details=displayDetails&selectedSubstanceId=56432 | 1 | Chemicals | 05bd03ab-9547-3a66-aaa8-0aa8e2a50492 | 9499238e-b0eb-35da-aef1-9114f54a0a44 | 20aadc24-a391-41cf-b340-3e4529f44bde | 93a60a56-a3c8-11da-a746-0800200b9a66
Dibutyl phenyl phosphate | 2528-36-1 | 2528361 | 2528361 | C14H23O4P |  | Mass | kg | emission | ground | https://ofmpub.epa.gov/sor_internet/registry/substreg/searchandretrieve/substancesearch/search.do?details=displayDetails&selectedSubstanceId=40078 | 1 | Chemicals | 0fc7825a-7b25-3511-bef8-4c82e9ebe0c6 | 9499238e-b0eb-35da-aef1-9114f54a0a44 | 20aadc24-a391-41cf-b340-3e4529f44bde | 93a60a56-a3c8-11da-a746-0800200b9a66
Isofenphos | 25311-71-1 | 25311711 | 25311711 | C15H24NO4PS |  | Mass | kg | emission | ground | https://ofmpub.epa.gov/sor_internet/registry/substreg/searchandretrieve/substancesearch/search.do?details=displayDetails&selectedSubstanceId=56404 | 1 | Chemicals | b0af5178-f4f8-3345-81de-14be123e0b96 | 9499238e-b0eb-35da-aef1-9114f54a0a44 | 20aadc24-a391-41cf-b340-3e4529f44bde | 93a60a56-a3c8-11da-a746-0800200b9a66
MCPA-thioethyl | 25319-90-8 | 25319908 | 25319908 | C11H13ClO2S |  | Mass | kg | emission | ground | https://ofmpub.epa.gov/sor_internet/registry/substreg/searchandretrieve/substancesearch/search.do?details=displayDetails&selectedSubstanceId=77256 | 1 | Chemicals | a9460559-48d6-3b02-9f2b-c8f8ca178ef3 | 9499238e-b0eb-35da-aef1-9114f54a0a44 | 20aadc24-a391-41cf-b340-3e4529f44bde | 93a60a56-a3c8-11da-a746-0800200b9a66
Dinitrotoluene | 25321-14-6 | 25321146 | 25321146 | C7H6N2O4 |  | Mass | kg | emission | ground | https://ofmpub.epa.gov/sor_internet/registry/substreg/searchandretrieve/substancesearch/search.do?details=displayDetails&selectedSubstanceId=91492 | 1 | Chemicals | f4017eb7-7692-3792-b46f-6c0e0ad52e79 | 9499238e-b0eb-35da-aef1-9114f54a0a44 | 20aadc24-a391-41cf-b340-3e4529f44bde | 93a60a56-a3c8-11da-a746-0800200b9a66
Dichlorobenzene | 25321-22-6 | 25321226 | 25321226 | C6H4Cl2 |  | Mass | kg | emission | ground | https://ofmpub.epa.gov/sor_internet/registry/substreg/searchandretrieve/substancesearch/search.do?details=displayDetails&selectedSubstanceId=56401 | 1 | Chemicals | b74fa449-35a1-3878-928c-b544622ab317 | 9499238e-b0eb-35da-aef1-9114f54a0a44 | 20aadc24-a391-41cf-b340-3e4529f44bde | 93a60a56-a3c8-11da-a746-0800200b9a66
Tetrachloroethane | 25322-20-7 | 25322207 | 25322207 | - |  | Mass | kg | emission | ground | https://ofmpub.epa.gov/sor_internet/registry/substreg/searchandretrieve/substancesearch/search.do?details=displayDetails&selectedSubstanceId=91490 | 1 | Chemicals | 9ea8884e-c24e-38b0-be93-170078ed6f48 | 9499238e-b0eb-35da-aef1-9114f54a0a44 | 20aadc24-a391-41cf-b340-3e4529f44bde | 93a60a56-a3c8-11da-a746-0800200b9a66
Trichloroethane | 25323-89-1 | 25323891 | 25323891 | - |  | Mass | kg | emission | ground | https://ofmpub.epa.gov/sor_internet/registry/substreg/searchandretrieve/substancesearch/search.do?details=displayDetails&selectedSubstanceId=91489 | 1 | Chemicals | e095d42a-ac9c-37ac-9bd2-6b6bb5f5b515 | 9499238e-b0eb-35da-aef1-9114f54a0a44 | 20aadc24-a391-41cf-b340-3e4529f44bde | 93a60a56-a3c8-11da-a746-0800200b9a66
Isodecanol | 25339-17-7 | 25339177 | 25339177 | - |  | Mass | kg | emission | ground | https://ofmpub.epa.gov/sor_internet/registry/substreg/searchandretrieve/substancesearch/search.do?details=displayDetails&selectedSubstanceId=56211 | 1 | Chemicals | c904e490-3ce6-3fc8-bf19-cfee26342502 | 9499238e-b0eb-35da-aef1-9114f54a0a44 | 20aadc24-a391-41cf-b340-3e4529f44bde | 93a60a56-a3c8-11da-a746-0800200b9a66
Heptene | 25339-56-4 | 25339564 | 25339564 | - |  | Mass | kg | emission | ground | https://ofmpub.epa.gov/sor_internet/registry/substreg/searchandretrieve/substancesearch/search.do?details=displayDetails&selectedSubstanceId=56210 | 1 | Chemicals | bceb6d3a-f702-32bd-bf62-d2497349d3a6 | 9499238e-b0eb-35da-aef1-9114f54a0a44 | 20aadc24-a391-41cf-b340-3e4529f44bde | 93a60a56-a3c8-11da-a746-0800200b9a66
Phthalazine | 253-52-1 | 253521 | 253521 | C8H6N2 |  | Mass | kg | emission | ground | https://ofmpub.epa.gov/sor_internet/registry/substreg/searchandretrieve/substancesearch/search.do?details=displayDetails&selectedSubstanceId=46339 | 1 | Chemicals | d78c8a19-e964-3fd2-85b6-09e35a664165 | 9499238e-b0eb-35da-aef1-9114f54a0a44 | 20aadc24-a391-41cf-b340-3e4529f44bde | 93a60a56-a3c8-11da-a746-0800200b9a66
Toluenediamine | 25376-45-8 | 25376458 | 25376458 | - |  | Mass | kg | emission | ground | https://ofmpub.epa.gov/sor_internet/registry/substreg/searchandretrieve/substancesearch/search.do?details=displayDetails&selectedSubstanceId=56189 | 1 | Chemicals | 78776eea-0b4d-377b-8739-327dc3674378 | 9499238e-b0eb-35da-aef1-9114f54a0a44 | 20aadc24-a391-41cf-b340-3e4529f44bde | 93a60a56-a3c8-11da-a746-0800200b9a66
Octene | 25377-83-7 | 25377837 | 25377837 | - |  | Mass | kg | emission | ground | https://ofmpub.epa.gov/sor_internet/registry/substreg/searchandretrieve/substancesearch/search.do?details=displayDetails&selectedSubstanceId=56186 | 1 | Chemicals | 6c685c7f-343d-3433-bfd6-f638d1db686e | 9499238e-b0eb-35da-aef1-9114f54a0a44 | 20aadc24-a391-41cf-b340-3e4529f44bde | 93a60a56-a3c8-11da-a746-0800200b9a66
Tetrachloroguaiacol | 2539-17-5 | 2539175 | 2539175 | C7H4Cl4O2 |  | Mass | kg | emission | ground | https://ofmpub.epa.gov/sor_internet/registry/substreg/searchandretrieve/substancesearch/search.do?details=displayDetails&selectedSubstanceId=40066 | 1 | Chemicals | ae8846b3-e699-3d37-8577-f142305b0c5a | 9499238e-b0eb-35da-aef1-9114f54a0a44 | 20aadc24-a391-41cf-b340-3e4529f44bde | 93a60a56-a3c8-11da-a746-0800200b9a66
Trichlorosyringol | 2539-26-6 | 2539266 | 2539266 | C8H7Cl3O3 |  | Mass | kg | emission | ground | https://ofmpub.epa.gov/sor_internet/registry/substreg/searchandretrieve/substancesearch/search.do?details=displayDetails&selectedSubstanceId=83864 | 1 | Chemicals | ae0584ac-b306-33a2-a20e-5bfb183ab648 | 9499238e-b0eb-35da-aef1-9114f54a0a44 | 20aadc24-a391-41cf-b340-3e4529f44bde | 93a60a56-a3c8-11da-a746-0800200b9a66
Formothion | 2540-82-1 | 2540821 | 2540821 | C6H12NO4PS2 |  | Mass | kg | emission | ground | https://ofmpub.epa.gov/sor_internet/registry/substreg/searchandretrieve/substancesearch/search.do?details=displayDetails&selectedSubstanceId=40063 | 1 | Chemicals | 98ec8269-4920-3c28-a017-7f3086b497ca | 9499238e-b0eb-35da-aef1-9114f54a0a44 | 20aadc24-a391-41cf-b340-3e4529f44bde | 93a60a56-a3c8-11da-a746-0800200b9a66
2,4,5-T 2-butoxyethyl ester | 2545-59-7 | 2545597 | 2545597 | C14H17Cl3O4 |  | Mass | kg | emission | ground | https://ofmpub.epa.gov/sor_internet/registry/substreg/searchandretrieve/substancesearch/search.do?details=displayDetails&selectedSubstanceId=40062 | 1 | Chemicals | 124e729d-bbf4-3c0f-a1db-4bfda5e3906d | 9499238e-b0eb-35da-aef1-9114f54a0a44 | 20aadc24-a391-41cf-b340-3e4529f44bde | 93a60a56-a3c8-11da-a746-0800200b9a66
Picloram-potassium | 2545-60-0 | 2545600 | 2545600 | C6H2Cl3KN2O2 |  | Mass | kg | emission | ground | https://ofmpub.epa.gov/sor_internet/registry/substreg/searchandretrieve/substancesearch/search.do?details=displayDetails&selectedSubstanceId=40061 | 1 | Chemicals | bbf3469b-5ec9-33c3-ab2c-ddd830fc4cb0 | 9499238e-b0eb-35da-aef1-9114f54a0a44 | 20aadc24-a391-41cf-b340-3e4529f44bde | 93a60a56-a3c8-11da-a746-0800200b9a66
Ammonium 1-naphthaleneacetate | 25545-89-5 | 25545895 | 25545895 | C12H13NO2 |  | Mass | kg | emission | ground | https://ofmpub.epa.gov/sor_internet/registry/substreg/searchandretrieve/substancesearch/search.do?details=displayDetails&selectedSubstanceId=59495 | 1 | Chemicals | 7a42520c-bf0b-3b14-90be-2412692a8b27 | 9499238e-b0eb-35da-aef1-9114f54a0a44 | 20aadc24-a391-41cf-b340-3e4529f44bde | 93a60a56-a3c8-11da-a746-0800200b9a66
Dinitrophenol | 25550-58-7 | 25550587 | 25550587 | - |  | Mass | kg | emission | ground | https://ofmpub.epa.gov/sor_internet/registry/substreg/searchandretrieve/substancesearch/search.do?details=displayDetails&selectedSubstanceId=59489 | 1 | Chemicals | fa0c2a90-ec84-3ce1-b75b-dbe1a5f0e6c1 | 9499238e-b0eb-35da-aef1-9114f54a0a44 | 20aadc24-a391-41cf-b340-3e4529f44bde | 93a60a56-a3c8-11da-a746-0800200b9a66
Trimethylbenzene | 25551-13-7 | 25551137 | 25551137 | - |  | Mass | kg | emission | ground | https://ofmpub.epa.gov/sor_internet/registry/substreg/searchandretrieve/substancesearch/search.do?details=displayDetails&selectedSubstanceId=59488 | 1 | Chemicals | 9b228e29-19ec-3734-a8ba-6066358049d9 | 9499238e-b0eb-35da-aef1-9114f54a0a44 | 20aadc24-a391-41cf-b340-3e4529f44bde | 93a60a56-a3c8-11da-a746-0800200b9a66
Chloronaphthalene | 25586-43-0 | 25586430 | 25586430 | - |  | Mass | kg | emission | ground | https://ofmpub.epa.gov/sor_internet/registry/substreg/searchandretrieve/substancesearch/search.do?details=displayDetails&selectedSubstanceId=58625 | 1 | Chemicals | 991d8e54-050a-3356-91e6-83ff09aeed96 | 9499238e-b0eb-35da-aef1-9114f54a0a44 | 20aadc24-a391-41cf-b340-3e4529f44bde | 93a60a56-a3c8-11da-a746-0800200b9a66
Propamocarb hydrochloride | 25606-41-1 | 25606411 | 25606411 | C9H21ClN2O2 |  | Mass | kg | emission | ground | https://ofmpub.epa.gov/sor_internet/registry/substreg/searchandretrieve/substancesearch/search.do?details=displayDetails&selectedSubstanceId=94273 | 1 | Chemicals | 9bd376a4-0d77-3d3b-a2e6-e6daa33b9b0b | 9499238e-b0eb-35da-aef1-9114f54a0a44 | 20aadc24-a391-41cf-b340-3e4529f44bde | 93a60a56-a3c8-11da-a746-0800200b9a66
Trimethylhexamethylenediamine | 25620-58-0 | 25620580 | 25620580 | - |  | Mass | kg | emission | ground | https://ofmpub.epa.gov/sor_internet/registry/substreg/searchandretrieve/substancesearch/search.do?details=displayDetails&selectedSubstanceId=58601 | 1 | Chemicals | ce5e4425-b3db-30c8-a19c-b93338545bba | 9499238e-b0eb-35da-aef1-9114f54a0a44 | 20aadc24-a391-41cf-b340-3e4529f44bde | 93a60a56-a3c8-11da-a746-0800200b9a66
Hexabromocyclododecane | 25637-99-4 | 25637994 | 25637994 | - |  | Mass | kg | emission | ground | https://ofmpub.epa.gov/sor_internet/registry/substreg/searchandretrieve/substancesearch/search.do?details=displayDetails&selectedSubstanceId=58592 | 1 | Chemicals | 2c45ad53-761f-3b1d-8f44-b71d5927c1de | 9499238e-b0eb-35da-aef1-9114f54a0a44 | 20aadc24-a391-41cf-b340-3e4529f44bde | 93a60a56-a3c8-11da-a746-0800200b9a66
Pentadecylamine | 2570-26-5 | 2570265 | 2570265 | C15H33N |  | Mass | kg | emission | ground | https://ofmpub.epa.gov/sor_internet/registry/substreg/searchandretrieve/substancesearch/search.do?details=displayDetails&selectedSubstanceId=39869 | 1 | Chemicals | fa3eca57-1c26-343d-9cb1-60fefb3db8c4 | 9499238e-b0eb-35da-aef1-9114f54a0a44 | 20aadc24-a391-41cf-b340-3e4529f44bde | 93a60a56-a3c8-11da-a746-0800200b9a66
4-Nitro-m-cresol | 2581-34-2 | 2581342 | 2581342 | C7H7NO3 |  | Mass | kg | emission | ground | https://ofmpub.epa.gov/sor_internet/registry/substreg/searchandretrieve/substancesearch/search.do?details=displayDetails&selectedSubstanceId=39860 | 1 | Chemicals | 66fcac95-a277-3b15-b706-2a95e3d3fd39 | 9499238e-b0eb-35da-aef1-9114f54a0a44 | 20aadc24-a391-41cf-b340-3e4529f44bde | 93a60a56-a3c8-11da-a746-0800200b9a66
Azoxymethane | 25843-45-2 | 25843452 | 25843452 | C2H6N2O |  | Mass | kg | emission | ground | https://ofmpub.epa.gov/sor_internet/registry/substreg/searchandretrieve/substancesearch/search.do?details=displayDetails&selectedSubstanceId=77794 | 1 | Chemicals | 01eb4015-fea0-38a8-9a03-10c525d7d10e | 9499238e-b0eb-35da-aef1-9114f54a0a44 | 20aadc24-a391-41cf-b340-3e4529f44bde | 93a60a56-a3c8-11da-a746-0800200b9a66
Etridiazole | 2593-15-9 | 2593159 | 2593159 | C5H5Cl3N2OS |  | Mass | kg | emission | ground | https://ofmpub.epa.gov/sor_internet/registry/substreg/searchandretrieve/substancesearch/search.do?details=displayDetails&selectedSubstanceId=93535 | 1 | Chemicals | fb704161-8d7f-3d7a-9dcc-0e18e27467b6 | 9499238e-b0eb-35da-aef1-9114f54a0a44 | 20aadc24-a391-41cf-b340-3e4529f44bde | 93a60a56-a3c8-11da-a746-0800200b9a66
Fosamine-ammonium | 25954-13-6 | 25954136 | 25954136 | C3H11N2O4P |  | Mass | kg | emission | ground | https://ofmpub.epa.gov/sor_internet/registry/substreg/searchandretrieve/substancesearch/search.do?details=displayDetails&selectedSubstanceId=57719 | 1 | Chemicals | bfd106fe-3af2-31d2-b9cc-6c85bf869d77 | 9499238e-b0eb-35da-aef1-9114f54a0a44 | 20aadc24-a391-41cf-b340-3e4529f44bde | 93a60a56-a3c8-11da-a746-0800200b9a66
Mecarbam | 2595-54-2 | 2595542 | 2595542 | C10H20NO5PS2 |  | Mass | kg | emission | ground | https://ofmpub.epa.gov/sor_internet/registry/substreg/searchandretrieve/substancesearch/search.do?details=displayDetails&selectedSubstanceId=93533 | 1 | Chemicals | 746e8747-baa8-391e-a30e-ca5a33fc5b31 | 9499238e-b0eb-35da-aef1-9114f54a0a44 | 20aadc24-a391-41cf-b340-3e4529f44bde | 93a60a56-a3c8-11da-a746-0800200b9a66
Phenothrin | 26002-80-2 | 26002802 | 26002802 | C23H26O3 |  | Mass | kg | emission | ground | https://ofmpub.epa.gov/sor_internet/registry/substreg/searchandretrieve/substancesearch/search.do?details=displayDetails&selectedSubstanceId=57679 | 1 | Chemicals | f0810995-9bf3-3b18-bb9a-572e13bd497b | 9499238e-b0eb-35da-aef1-9114f54a0a44 | 20aadc24-a391-41cf-b340-3e4529f44bde | 93a60a56-a3c8-11da-a746-0800200b9a66
C.I. Direct Blue 6 | 2602-46-2 | 2602462 | 2602462 | C32H20N6Na4O14S4 |  | Mass | kg | emission | ground | https://ofmpub.epa.gov/sor_internet/registry/substreg/searchandretrieve/substancesearch/search.do?details=displayDetails&selectedSubstanceId=93522 | 1 | Chemicals | 04baec10-81a7-314c-9a9b-4d3aabfcab96 | 9499238e-b0eb-35da-aef1-9114f54a0a44 | 20aadc24-a391-41cf-b340-3e4529f44bde | 93a60a56-a3c8-11da-a746-0800200b9a66
Acridine | 260-94-6 | 260946 | 260946 | C13H9N |  | Mass | kg | emission | ground | https://ofmpub.epa.gov/sor_internet/registry/substreg/searchandretrieve/substancesearch/search.do?details=displayDetails&selectedSubstanceId=46336 | 1 | Chemicals | e3a067e9-aacc-3283-8f85-7d6da8b57f55 | 9499238e-b0eb-35da-aef1-9114f54a0a44 | 20aadc24-a391-41cf-b340-3e4529f44bde | 93a60a56-a3c8-11da-a746-0800200b9a66
C.I. Acid Red 18, trisodium salt | 2611-82-7 | 2611827 | 2611827 | C20H11N2Na3O10S3 |  | Mass | kg | emission | ground | https://ofmpub.epa.gov/sor_internet/registry/substreg/searchandretrieve/substancesearch/search.do?details=displayDetails&selectedSubstanceId=39671 | 1 | Chemicals | 7728a78e-6a1e-3e25-8eab-7e0798d0bdef | 9499238e-b0eb-35da-aef1-9114f54a0a44 | 20aadc24-a391-41cf-b340-3e4529f44bde | 93a60a56-a3c8-11da-a746-0800200b9a66
Terphenyl | 26140-60-3 | 26140603 | 26140603 | - |  | Mass | kg | emission | ground | https://ofmpub.epa.gov/sor_internet/registry/substreg/searchandretrieve/substancesearch/search.do?details=displayDetails&selectedSubstanceId=57247 | 1 | Chemicals | 1ec3dce1-301d-3929-9d2e-6a96abbd547f | 9499238e-b0eb-35da-aef1-9114f54a0a44 | 20aadc24-a391-41cf-b340-3e4529f44bde | 93a60a56-a3c8-11da-a746-0800200b9a66
2-Amino-9H-pyrido[2,3-b]indole | 26148-68-5 | 26148685 | 26148685 | C11H9N3 |  | Mass | kg | emission | ground | https://ofmpub.epa.gov/sor_internet/registry/substreg/searchandretrieve/substancesearch/search.do?details=displayDetails&selectedSubstanceId=78233 | 1 | Chemicals | 3149a1f2-8825-33cd-9a7b-7ba861c767a5 | 9499238e-b0eb-35da-aef1-9114f54a0a44 | 20aadc24-a391-41cf-b340-3e4529f44bde | 93a60a56-a3c8-11da-a746-0800200b9a66
5-Chloro-2-methyl-4-isothiazolin-3-one | 26172-55-4 | 26172554 | 26172554 | C4H4ClNOS |  | Mass | kg | emission | ground | https://ofmpub.epa.gov/sor_internet/registry/substreg/searchandretrieve/substancesearch/search.do?details=displayDetails&selectedSubstanceId=57230 | 1 | Chemicals | f26044c7-51dc-39c5-aef6-6907fdde9890 | 9499238e-b0eb-35da-aef1-9114f54a0a44 | 20aadc24-a391-41cf-b340-3e4529f44bde | 93a60a56-a3c8-11da-a746-0800200b9a66
Ethofumesate | 26225-79-6 | 26225796 | 26225796 | C13H18O5S |  | Mass | kg | emission | ground | https://ofmpub.epa.gov/sor_internet/registry/substreg/searchandretrieve/substancesearch/search.do?details=displayDetails&selectedSubstanceId=57041 | 1 | Chemicals | 89b755c9-5c5b-39b6-bf8a-4cad144c8324 | 9499238e-b0eb-35da-aef1-9114f54a0a44 | 20aadc24-a391-41cf-b340-3e4529f44bde | 93a60a56-a3c8-11da-a746-0800200b9a66
Sodium tridecylbenzenesulfonate | 26248-24-8 | 26248248 | 26248248 | - |  | Mass | kg | emission | ground | https://ofmpub.epa.gov/sor_internet/registry/substreg/searchandretrieve/substancesearch/search.do?details=displayDetails&selectedSubstanceId=57035 | 1 | Chemicals | 533bfa95-10ac-36da-8072-2d9e539db291 | 9499238e-b0eb-35da-aef1-9114f54a0a44 | 20aadc24-a391-41cf-b340-3e4529f44bde | 93a60a56-a3c8-11da-a746-0800200b9a66
Secbumeton | 26259-45-0 | 26259450 | 26259450 | C10H19N5O |  | Mass | kg | emission | ground | https://ofmpub.epa.gov/sor_internet/registry/substreg/searchandretrieve/substancesearch/search.do?details=displayDetails&selectedSubstanceId=93507 | 1 | Chemicals | 014194c0-1863-35c0-818d-61ebd012e43f | 9499238e-b0eb-35da-aef1-9114f54a0a44 | 20aadc24-a391-41cf-b340-3e4529f44bde | 93a60a56-a3c8-11da-a746-0800200b9a66
Calcium dodecylbenzenesulfonate | 26264-06-2 | 26264062 | 26264062 | - |  | Mass | kg | emission | ground | https://ofmpub.epa.gov/sor_internet/registry/substreg/searchandretrieve/substancesearch/search.do?details=displayDetails&selectedSubstanceId=57026 | 1 | Chemicals | e53a42d4-fe1e-3445-8f6a-f7567b3682dd | 9499238e-b0eb-35da-aef1-9114f54a0a44 | 20aadc24-a391-41cf-b340-3e4529f44bde | 93a60a56-a3c8-11da-a746-0800200b9a66
Promecarb | 2631-37-0 | 2631370 | 2631370 | C12H17NO2 |  | Mass | kg | emission | ground | https://ofmpub.epa.gov/sor_internet/registry/substreg/searchandretrieve/substancesearch/search.do?details=displayDetails&selectedSubstanceId=93356 | 1 | Chemicals | 04a438bc-9d10-34d3-a825-20312168e04f | 9499238e-b0eb-35da-aef1-9114f54a0a44 | 20aadc24-a391-41cf-b340-3e4529f44bde | 93a60a56-a3c8-11da-a746-0800200b9a66
Isoprocarb | 2631-40-5 | 2631405 | 2631405 | C11H15NO2 |  | Mass | kg | emission | ground | https://ofmpub.epa.gov/sor_internet/registry/substreg/searchandretrieve/substancesearch/search.do?details=displayDetails&selectedSubstanceId=39647 | 1 | Chemicals | 9339d3ee-391b-3555-9254-b7eddbcbf373 | 9499238e-b0eb-35da-aef1-9114f54a0a44 | 20aadc24-a391-41cf-b340-3e4529f44bde | 93a60a56-a3c8-11da-a746-0800200b9a66
1,2-Benzisothiazolin-3-one | 2634-33-5 | 2634335 | 2634335 | C7H5NOS |  | Mass | kg | emission | ground | https://ofmpub.epa.gov/sor_internet/registry/substreg/searchandretrieve/substancesearch/search.do?details=displayDetails&selectedSubstanceId=39644 | 1 | Chemicals | a7096bdb-4972-322f-8c29-29b8f7a72633 | 9499238e-b0eb-35da-aef1-9114f54a0a44 | 20aadc24-a391-41cf-b340-3e4529f44bde | 93a60a56-a3c8-11da-a746-0800200b9a66
Cyanophos | 2636-26-2 | 2636262 | 2636262 | C9H10NO3PS |  | Mass | kg | emission | ground | https://ofmpub.epa.gov/sor_internet/registry/substreg/searchandretrieve/substancesearch/search.do?details=displayDetails&selectedSubstanceId=39642 | 1 | Chemicals | 52b3bcaa-a15f-3e6c-b005-c1032cbea535 | 9499238e-b0eb-35da-aef1-9114f54a0a44 | 20aadc24-a391-41cf-b340-3e4529f44bde | 93a60a56-a3c8-11da-a746-0800200b9a66
Azinphos-ethyl | 2642-71-9 | 2642719 | 2642719 | C12H16N3O3PS2 |  | Mass | kg | emission | ground | https://ofmpub.epa.gov/sor_internet/registry/substreg/searchandretrieve/substancesearch/search.do?details=displayDetails&selectedSubstanceId=39636 | 1 | Chemicals | b737f414-e643-35ff-ac8e-c7cdc91abde3 | 9499238e-b0eb-35da-aef1-9114f54a0a44 | 20aadc24-a391-41cf-b340-3e4529f44bde | 93a60a56-a3c8-11da-a746-0800200b9a66
Cresyl diphenyl phosphate | 26444-49-5 | 26444495 | 26444495 | C19H17O4P |  | Mass | kg | emission | ground | https://ofmpub.epa.gov/sor_internet/registry/substreg/searchandretrieve/substancesearch/search.do?details=displayDetails&selectedSubstanceId=93346 | 1 | Chemicals | cd0a0490-e0eb-3a00-812b-82dbc19afd7e | 9499238e-b0eb-35da-aef1-9114f54a0a44 | 20aadc24-a391-41cf-b340-3e4529f44bde | 93a60a56-a3c8-11da-a746-0800200b9a66
Toluene diisocyanate | 26471-62-5 | 26471625 | 26471625 | - |  | Mass | kg | emission | ground | https://ofmpub.epa.gov/sor_internet/registry/substreg/searchandretrieve/substancesearch/search.do?details=displayDetails&selectedSubstanceId=93340 | 1 | Chemicals | 3ebde11d-2274-35cd-93a0-b96ec8f3350a | 9499238e-b0eb-35da-aef1-9114f54a0a44 | 20aadc24-a391-41cf-b340-3e4529f44bde | 93a60a56-a3c8-11da-a746-0800200b9a66
Octhilinone | 26530-20-1 | 26530201 | 26530201 | C11H19NOS |  | Mass | kg | emission | ground | https://ofmpub.epa.gov/sor_internet/registry/substreg/searchandretrieve/substancesearch/search.do?details=displayDetails&selectedSubstanceId=56362 | 1 | Chemicals | 01ad37c3-019a-36bf-8474-74dcd6f83a24 | 9499238e-b0eb-35da-aef1-9114f54a0a44 | 20aadc24-a391-41cf-b340-3e4529f44bde | 93a60a56-a3c8-11da-a746-0800200b9a66
MCPA-isooctyl | 26544-20-7 | 26544207 | 26544207 | - |  | Mass | kg | emission | ground | https://ofmpub.epa.gov/sor_internet/registry/substreg/searchandretrieve/substancesearch/search.do?details=displayDetails&selectedSubstanceId=56352 | 1 | Chemicals | 818e33b8-3241-300c-9907-9b5f0bcea853 | 9499238e-b0eb-35da-aef1-9114f54a0a44 | 20aadc24-a391-41cf-b340-3e4529f44bde | 93a60a56-a3c8-11da-a746-0800200b9a66
Butacarb | 2655-19-8 | 2655198 | 2655198 | C16H25NO2 |  | Mass | kg | emission | ground | https://ofmpub.epa.gov/sor_internet/registry/substreg/searchandretrieve/substancesearch/search.do?details=displayDetails&selectedSubstanceId=77572 | 1 | Chemicals | b1394de1-f96c-3df3-a12d-7666c3b65557 | 9499238e-b0eb-35da-aef1-9114f54a0a44 | 20aadc24-a391-41cf-b340-3e4529f44bde | 93a60a56-a3c8-11da-a746-0800200b9a66
Sodium azide | 26628-22-8 | 26628228 | 26628228 | N3Na |  | Mass | kg | emission | ground | https://ofmpub.epa.gov/sor_internet/registry/substreg/searchandretrieve/substancesearch/search.do?details=displayDetails&selectedSubstanceId=56116 | 1 | Chemicals | 69624657-017c-33f1-89b0-42c5a0fbd2ba | 9499238e-b0eb-35da-aef1-9114f54a0a44 | 20aadc24-a391-41cf-b340-3e4529f44bde | 93a60a56-a3c8-11da-a746-0800200b9a66
Triforine | 26644-46-2 | 26644462 | 26644462 | C10H14Cl6N4O2 |  | Mass | kg | emission | ground | https://ofmpub.epa.gov/sor_internet/registry/substreg/searchandretrieve/substancesearch/search.do?details=displayDetails&selectedSubstanceId=93322 | 1 | Chemicals | 2ea71c34-64f8-3352-8d22-ddb6e9bb09cc | 9499238e-b0eb-35da-aef1-9114f54a0a44 | 20aadc24-a391-41cf-b340-3e4529f44bde | 93a60a56-a3c8-11da-a746-0800200b9a66
4,5,6-Trichloroguaiacol | 2668-24-8 | 2668248 | 2668248 | C7H5Cl3O2 |  | Mass | kg | emission | ground | https://ofmpub.epa.gov/sor_internet/registry/substreg/searchandretrieve/substancesearch/search.do?details=displayDetails&selectedSubstanceId=81625 | 1 | Chemicals | d9e6c7cb-8194-32f4-8832-0c5deb9ca16c | 9499238e-b0eb-35da-aef1-9114f54a0a44 | 20aadc24-a391-41cf-b340-3e4529f44bde | 93a60a56-a3c8-11da-a746-0800200b9a66
Diisodecyl phthalate | 26761-40-0 | 26761400 | 26761400 | C28H46O4 |  | Mass | kg | emission | ground | https://ofmpub.epa.gov/sor_internet/registry/substreg/searchandretrieve/substancesearch/search.do?details=displayDetails&selectedSubstanceId=93166 | 1 | Chemicals | 9ff10aa7-4d93-3564-91fb-68a02e353977 | 9499238e-b0eb-35da-aef1-9114f54a0a44 | 20aadc24-a391-41cf-b340-3e4529f44bde | 93a60a56-a3c8-11da-a746-0800200b9a66
Glycidyl neodecanoate | 26761-45-5 | 26761455 | 26761455 | - |  | Mass | kg | emission | ground | https://ofmpub.epa.gov/sor_internet/registry/substreg/searchandretrieve/substancesearch/search.do?details=displayDetails&selectedSubstanceId=58550 | 1 | Chemicals | 1142c15e-630d-315e-a7e5-52c264099452 | 9499238e-b0eb-35da-aef1-9114f54a0a44 | 20aadc24-a391-41cf-b340-3e4529f44bde | 93a60a56-a3c8-11da-a746-0800200b9a66
2-Methyl-3(2H)-isothiazolone | 2682-20-4 | 2682204 | 2682204 | C4H5NOS |  | Mass | kg | emission | ground | https://ofmpub.epa.gov/sor_internet/registry/substreg/searchandretrieve/substancesearch/search.do?details=displayDetails&selectedSubstanceId=42765 | 1 | Chemicals | 4a72d27d-fb81-339a-b9a1-cf83803bb49b | 9499238e-b0eb-35da-aef1-9114f54a0a44 | 20aadc24-a391-41cf-b340-3e4529f44bde | 93a60a56-a3c8-11da-a746-0800200b9a66
3,4,5-Trimethylphenyl methylcarbamate | 2686-99-9 | 2686999 | 2686999 | C11H15NO2 |  | Mass | kg | emission | ground | https://ofmpub.epa.gov/sor_internet/registry/substreg/searchandretrieve/substancesearch/search.do?details=displayDetails&selectedSubstanceId=42762 | 1 | Chemicals | 2e65531b-e239-3114-b6a9-01a505e83300 | 9499238e-b0eb-35da-aef1-9114f54a0a44 | 20aadc24-a391-41cf-b340-3e4529f44bde | 93a60a56-a3c8-11da-a746-0800200b9a66
Cyclotetramethylenetetranitramine | 2691-41-0 | 2691410 | 2691410 | C4H8N8O8 |  | Mass | kg | emission | ground | https://ofmpub.epa.gov/sor_internet/registry/substreg/searchandretrieve/substancesearch/search.do?details=displayDetails&selectedSubstanceId=42754 | 1 | Chemicals | 85ac29eb-e4ed-3654-abfd-63519289f7c0 | 9499238e-b0eb-35da-aef1-9114f54a0a44 | 20aadc24-a391-41cf-b340-3e4529f44bde | 93a60a56-a3c8-11da-a746-0800200b9a66
Isooctanol | 26952-21-6 | 26952216 | 26952216 | - |  | Mass | kg | emission | ground | https://ofmpub.epa.gov/sor_internet/registry/substreg/searchandretrieve/substancesearch/search.do?details=displayDetails&selectedSubstanceId=58102 | 1 | Chemicals | 465a2fad-0dca-3075-a414-1b2237d00b67 | 9499238e-b0eb-35da-aef1-9114f54a0a44 | 20aadc24-a391-41cf-b340-3e4529f44bde | 93a60a56-a3c8-11da-a746-0800200b9a66
o-Chlorobenzylidene malononitrile | 2698-41-1 | 2698411 | 2698411 | C10H5ClN2 |  | Mass | kg | emission | ground | https://ofmpub.epa.gov/sor_internet/registry/substreg/searchandretrieve/substancesearch/search.do?details=displayDetails&selectedSubstanceId=42748 | 1 | Chemicals | a4f9df09-af3a-3426-8632-cace1a25199a | 9499238e-b0eb-35da-aef1-9114f54a0a44 | 20aadc24-a391-41cf-b340-3e4529f44bde | 93a60a56-a3c8-11da-a746-0800200b9a66
2,4-D sodium salt | 2702-72-9 | 2702729 | 2702729 | C8H5Cl2NaO3 |  | Mass | kg | emission | ground | https://ofmpub.epa.gov/sor_internet/registry/substreg/searchandretrieve/substancesearch/search.do?details=displayDetails&selectedSubstanceId=42746 | 1 | Chemicals | 476160f1-1936-340c-9ef7-d76dfe7e9983 | 9499238e-b0eb-35da-aef1-9114f54a0a44 | 20aadc24-a391-41cf-b340-3e4529f44bde | 93a60a56-a3c8-11da-a746-0800200b9a66
O-Ethyl O-(p-(methylthio)phenyl) methylphosphonothioate | 2703-13-1 | 2703131 | 2703131 | C10H15O2PS2 |  | Mass | kg | emission | ground | https://ofmpub.epa.gov/sor_internet/registry/substreg/searchandretrieve/substancesearch/search.do?details=displayDetails&selectedSubstanceId=42745 | 1 | Chemicals | 0c898f27-4f7d-3208-8961-df33828d05cf | 9499238e-b0eb-35da-aef1-9114f54a0a44 | 20aadc24-a391-41cf-b340-3e4529f44bde | 93a60a56-a3c8-11da-a746-0800200b9a66
Indazole | 271-44-3 | 271443 | 271443 | C7H6N2 |  | Mass | kg | emission | ground | https://ofmpub.epa.gov/sor_internet/registry/substreg/searchandretrieve/substancesearch/search.do?details=displayDetails&selectedSubstanceId=98253 | 1 | Chemicals | db14025d-76ea-357f-9699-34d5c4342374 | 9499238e-b0eb-35da-aef1-9114f54a0a44 | 20aadc24-a391-41cf-b340-3e4529f44bde | 93a60a56-a3c8-11da-a746-0800200b9a66
Dodecylbenzenesulfonic acid | 27176-87-0 | 27176870 | 27176870 | C18H30O3S |  | Mass | kg | emission | ground | https://ofmpub.epa.gov/sor_internet/registry/substreg/searchandretrieve/substancesearch/search.do?details=displayDetails&selectedSubstanceId=57637 | 1 | Chemicals | 1ff57b7d-d293-3480-98c4-d4a3325d93c5 | 9499238e-b0eb-35da-aef1-9114f54a0a44 | 20aadc24-a391-41cf-b340-3e4529f44bde | 93a60a56-a3c8-11da-a746-0800200b9a66
Benzofuran | 271-89-6 | 271896 | 271896 | C8H6O |  | Mass | kg | emission | ground | https://ofmpub.epa.gov/sor_internet/registry/substreg/searchandretrieve/substancesearch/search.do?details=displayDetails&selectedSubstanceId=46335 | 1 | Chemicals | b9bb68fc-a45f-34c0-8ba3-e6c86f5f97d4 | 9499238e-b0eb-35da-aef1-9114f54a0a44 | 20aadc24-a391-41cf-b340-3e4529f44bde | 93a60a56-a3c8-11da-a746-0800200b9a66
Oxychlordane | 27304-13-8 | 27304138 | 27304138 | C10H4Cl8O |  | Mass | kg | emission | ground | https://ofmpub.epa.gov/sor_internet/registry/substreg/searchandretrieve/substancesearch/search.do?details=displayDetails&selectedSubstanceId=57404 | 1 | Chemicals | 4cf32288-79e3-3074-94de-0cb55d6fe15b | 9499238e-b0eb-35da-aef1-9114f54a0a44 | 20aadc24-a391-41cf-b340-3e4529f44bde | 93a60a56-a3c8-11da-a746-0800200b9a66
Norflurazon | 27314-13-2 | 27314132 | 27314132 | C12H9ClF3N3O |  | Mass | kg | emission | ground | https://ofmpub.epa.gov/sor_internet/registry/substreg/searchandretrieve/substancesearch/search.do?details=displayDetails&selectedSubstanceId=57392 | 1 | Chemicals | e69d43c0-8535-3fc2-a35d-e85570449e3c | 9499238e-b0eb-35da-aef1-9114f54a0a44 | 20aadc24-a391-41cf-b340-3e4529f44bde | 93a60a56-a3c8-11da-a746-0800200b9a66
Disodium 4,4'-bis(2-sulfostyryl)biphenyl | 27344-41-8 | 27344418 | 27344418 | C28H20Na2O6S2 |  | Mass | kg | emission | ground | https://ofmpub.epa.gov/sor_internet/registry/substreg/searchandretrieve/substancesearch/search.do?details=displayDetails&selectedSubstanceId=57202 | 1 | Chemicals | 046ddd77-444b-380b-a4c7-fbc3c12e8f61 | 9499238e-b0eb-35da-aef1-9114f54a0a44 | 20aadc24-a391-41cf-b340-3e4529f44bde | 93a60a56-a3c8-11da-a746-0800200b9a66
4,5,6,7-Tetrachlorophthalide | 27355-22-2 | 27355222 | 27355222 | C8H2Cl4O2 |  | Mass | kg | emission | ground | https://ofmpub.epa.gov/sor_internet/registry/substreg/searchandretrieve/substancesearch/search.do?details=displayDetails&selectedSubstanceId=78403 | 1 | Chemicals | 63e76c47-f042-3da8-a627-ef20db6da42e | 9499238e-b0eb-35da-aef1-9114f54a0a44 | 20aadc24-a391-41cf-b340-3e4529f44bde | 93a60a56-a3c8-11da-a746-0800200b9a66
Isotridecanol | 27458-92-0 | 27458920 | 27458920 | - |  | Mass | kg | emission | ground | https://ofmpub.epa.gov/sor_internet/registry/substreg/searchandretrieve/substancesearch/search.do?details=displayDetails&selectedSubstanceId=92957 | 1 | Chemicals | 61fdd866-f58d-300c-ae4d-61f15d557d32 | 9499238e-b0eb-35da-aef1-9114f54a0a44 | 20aadc24-a391-41cf-b340-3e4529f44bde | 93a60a56-a3c8-11da-a746-0800200b9a66
Isooctadecanol | 27458-93-1 | 27458931 | 27458931 | - |  | Mass | kg | emission | ground | https://ofmpub.epa.gov/sor_internet/registry/substreg/searchandretrieve/substancesearch/search.do?details=displayDetails&selectedSubstanceId=57164 | 1 | Chemicals | 2dc4b09b-c321-37c4-9264-a0103c157a4c | 9499238e-b0eb-35da-aef1-9114f54a0a44 | 20aadc24-a391-41cf-b340-3e4529f44bde | 93a60a56-a3c8-11da-a746-0800200b9a66
Isononanol | 27458-94-2 | 27458942 | 27458942 | - |  | Mass | kg | emission | ground | https://ofmpub.epa.gov/sor_internet/registry/substreg/searchandretrieve/substancesearch/search.do?details=displayDetails&selectedSubstanceId=82108 | 1 | Chemicals | 21da2db8-e3f7-39c1-8c01-7cb792748e04 | 9499238e-b0eb-35da-aef1-9114f54a0a44 | 20aadc24-a391-41cf-b340-3e4529f44bde | 93a60a56-a3c8-11da-a746-0800200b9a66
Azulene | 275-51-4 | 275514 | 275514 | C10H8 |  | Mass | kg | emission | ground | https://ofmpub.epa.gov/sor_internet/registry/substreg/searchandretrieve/substancesearch/search.do?details=displayDetails&selectedSubstanceId=92950 | 1 | Chemicals | 95a8bceb-31a5-3610-bf27-c74316327cd3 | 9499238e-b0eb-35da-aef1-9114f54a0a44 | 20aadc24-a391-41cf-b340-3e4529f44bde | 93a60a56-a3c8-11da-a746-0800200b9a66
Diquat | 2764-72-9 | 2764729 | 2764729 | C12H12N2 |  | Mass | kg | emission | ground | https://ofmpub.epa.gov/sor_internet/registry/substreg/searchandretrieve/substancesearch/search.do?details=displayDetails&selectedSubstanceId=92790 | 1 | Chemicals | e1ba961d-dcb4-3b52-8f77-d5ee7e351e32 | 9499238e-b0eb-35da-aef1-9114f54a0a44 | 20aadc24-a391-41cf-b340-3e4529f44bde | 93a60a56-a3c8-11da-a746-0800200b9a66
1,1'-Biphenyl, nonabromo- | 27753-52-2 | 27753522 | 27753522 | - |  | Mass | kg | emission | ground | https://ofmpub.epa.gov/sor_internet/registry/substreg/searchandretrieve/substancesearch/search.do?details=displayDetails&selectedSubstanceId=56757 | 1 | Chemicals | d084675a-e222-3ca1-abc4-b4e7ff904349 | 9499238e-b0eb-35da-aef1-9114f54a0a44 | 20aadc24-a391-41cf-b340-3e4529f44bde | 93a60a56-a3c8-11da-a746-0800200b9a66
Tetramethylthiourea | 2782-91-4 | 2782914 | 2782914 | C5H12N2S |  | Mass | kg | emission | ground | https://ofmpub.epa.gov/sor_internet/registry/substreg/searchandretrieve/substancesearch/search.do?details=displayDetails&selectedSubstanceId=92776 | 1 | Chemicals | 822c603b-1cd8-33dd-9bb2-85041a19eab5 | 9499238e-b0eb-35da-aef1-9114f54a0a44 | 20aadc24-a391-41cf-b340-3e4529f44bde | 93a60a56-a3c8-11da-a746-0800200b9a66
HC Blue 1 | 2784-94-3 | 2784943 | 2784943 | C11H17N3O4 |  | Mass | kg | emission | ground | https://ofmpub.epa.gov/sor_internet/registry/substreg/searchandretrieve/substancesearch/search.do?details=displayDetails&selectedSubstanceId=41728 | 1 | Chemicals | b2271c49-e0b7-39e4-a78d-b3af6c8f876b | 9499238e-b0eb-35da-aef1-9114f54a0a44 | 20aadc24-a391-41cf-b340-3e4529f44bde | 93a60a56-a3c8-11da-a746-0800200b9a66
2-Amino-3-chloro-1,4-naphthoquinone | 2797-51-5 | 2797515 | 2797515 | C10H6ClNO2 |  | Mass | kg | emission | ground | https://ofmpub.epa.gov/sor_internet/registry/substreg/searchandretrieve/substancesearch/search.do?details=displayDetails&selectedSubstanceId=92764 | 1 | Chemicals | 76718cf8-a42c-3a8b-a543-dcadd271c0d6 | 9499238e-b0eb-35da-aef1-9114f54a0a44 | 20aadc24-a391-41cf-b340-3e4529f44bde | 93a60a56-a3c8-11da-a746-0800200b9a66
1,4-Diazabicyclo[2.2.2]octane | 280-57-9 | 280579 | 280579 | C6H12N2 |  | Mass | kg | emission | ground | https://ofmpub.epa.gov/sor_internet/registry/substreg/searchandretrieve/substancesearch/search.do?details=displayDetails&selectedSubstanceId=46331 | 1 | Chemicals | 55dbb349-56ca-3aaa-94ce-a131fd1d6412 | 9499238e-b0eb-35da-aef1-9114f54a0a44 | 20aadc24-a391-41cf-b340-3e4529f44bde | 93a60a56-a3c8-11da-a746-0800200b9a66
Etidronic acid | 2809-21-4 | 2809214 | 2809214 | C2H8O7P2 |  | Mass | kg | emission | ground | https://ofmpub.epa.gov/sor_internet/registry/substreg/searchandretrieve/substancesearch/search.do?details=displayDetails&selectedSubstanceId=41706 | 1 | Chemicals | e8abe481-54f6-3944-919a-03255aec32aa | 9499238e-b0eb-35da-aef1-9114f54a0a44 | 20aadc24-a391-41cf-b340-3e4529f44bde | 93a60a56-a3c8-11da-a746-0800200b9a66
Isopropylphenyl diphenyl phosphate | 28108-99-8 | 28108998 | 28108998 | C21H21O4P |  | Mass | kg | emission | ground | https://ofmpub.epa.gov/sor_internet/registry/substreg/searchandretrieve/substancesearch/search.do?details=displayDetails&selectedSubstanceId=56321 | 1 | Chemicals | 5cf36dba-5962-3d54-a661-a4ff2a73300e | 9499238e-b0eb-35da-aef1-9114f54a0a44 | 20aadc24-a391-41cf-b340-3e4529f44bde | 93a60a56-a3c8-11da-a746-0800200b9a66
Tricyclo[3.3.1.13,7]decane | 281-23-2 | 281232 | 281232 | C10H16 |  | Mass | kg | emission | ground | https://ofmpub.epa.gov/sor_internet/registry/substreg/searchandretrieve/substancesearch/search.do?details=displayDetails&selectedSubstanceId=46330 | 1 | Chemicals | 76303312-a668-32da-a1cf-3c99844e653a | 9499238e-b0eb-35da-aef1-9114f54a0a44 | 20aadc24-a391-41cf-b340-3e4529f44bde | 93a60a56-a3c8-11da-a746-0800200b9a66
Dinoseb acetate | 2813-95-8 | 2813958 | 2813958 | C12H14N2O6 |  | Mass | kg | emission | ground | https://ofmpub.epa.gov/sor_internet/registry/substreg/searchandretrieve/substancesearch/search.do?details=displayDetails&selectedSubstanceId=80239 | 1 | Chemicals | 8c294446-1d21-3e59-877d-a23291fc8eb9 | 9499238e-b0eb-35da-aef1-9114f54a0a44 | 20aadc24-a391-41cf-b340-3e4529f44bde | 93a60a56-a3c8-11da-a746-0800200b9a66
6-Methyl-2-(1-methylethyl)-4(1H)-pyrimidinone | 2814-20-2 | 2814202 | 2814202 | C8H12N2O |  | Mass | kg | emission | ground | https://ofmpub.epa.gov/sor_internet/registry/substreg/searchandretrieve/substancesearch/search.do?details=displayDetails&selectedSubstanceId=41705 | 1 | Chemicals | d75c487a-184d-37b1-afdd-c822bddee743 | 9499238e-b0eb-35da-aef1-9114f54a0a44 | 20aadc24-a391-41cf-b340-3e4529f44bde | 93a60a56-a3c8-11da-a746-0800200b9a66
Cybutryne | 28159-98-0 | 28159980 | 28159980 | C11H19N5S |  | Mass | kg | emission | ground | https://ofmpub.epa.gov/sor_internet/registry/substreg/searchandretrieve/substancesearch/search.do?details=displayDetails&selectedSubstanceId=56303 | 1 | Chemicals | abee41f8-ec06-3f5a-80bb-4286903ec54b | 9499238e-b0eb-35da-aef1-9114f54a0a44 | 20aadc24-a391-41cf-b340-3e4529f44bde | 93a60a56-a3c8-11da-a746-0800200b9a66
Thiobencarb | 28249-77-6 | 28249776 | 28249776 | C12H16ClNOS |  | Mass | kg | emission | ground | https://ofmpub.epa.gov/sor_internet/registry/substreg/searchandretrieve/substancesearch/search.do?details=displayDetails&selectedSubstanceId=92602 | 1 | Chemicals | 892e26f2-986e-3b44-b63d-9dba7e3ae534 | 9499238e-b0eb-35da-aef1-9114f54a0a44 | 20aadc24-a391-41cf-b340-3e4529f44bde | 93a60a56-a3c8-11da-a746-0800200b9a66
C.I. Disperse Yellow 3 | 2832-40-8 | 2832408 | 2832408 | C15H15N3O2 |  | Mass | kg | emission | ground | https://ofmpub.epa.gov/sor_internet/registry/substreg/searchandretrieve/substancesearch/search.do?details=displayDetails&selectedSubstanceId=92592 | 1 | Chemicals | 17abd3c9-58ce-302b-8a9c-fd8ace977de2 | 9499238e-b0eb-35da-aef1-9114f54a0a44 | 20aadc24-a391-41cf-b340-3e4529f44bde | 93a60a56-a3c8-11da-a746-0800200b9a66
Allyl isovalerate | 2835-39-4 | 2835394 | 2835394 | C8H14O2 |  | Mass | kg | emission | ground | https://ofmpub.epa.gov/sor_internet/registry/substreg/searchandretrieve/substancesearch/search.do?details=displayDetails&selectedSubstanceId=92589 | 1 | Chemicals | 888d55d6-13b9-303d-a78d-9d9698db3db2 | 9499238e-b0eb-35da-aef1-9114f54a0a44 | 20aadc24-a391-41cf-b340-3e4529f44bde | 93a60a56-a3c8-11da-a746-0800200b9a66
d-trans-Allethrin | 28434-00-6 | 28434006 | 28434006 | C19H26O3 |  | Mass | kg | emission | ground | https://ofmpub.epa.gov/sor_internet/registry/substreg/searchandretrieve/substancesearch/search.do?details=displayDetails&selectedSubstanceId=59397 | 1 | Chemicals | 3d9f46f9-4ccd-35c3-bb97-678746139a1a | 9499238e-b0eb-35da-aef1-9114f54a0a44 | 20aadc24-a391-41cf-b340-3e4529f44bde | 93a60a56-a3c8-11da-a746-0800200b9a66
Bioresmethrin | 28434-01-7 | 28434017 | 28434017 | C22H26O3 |  | Mass | kg | emission | ground | https://ofmpub.epa.gov/sor_internet/registry/substreg/searchandretrieve/substancesearch/search.do?details=displayDetails&selectedSubstanceId=59396 | 1 | Chemicals | 29be2a93-c58b-37d0-8181-21c2b4af8f17 | 9499238e-b0eb-35da-aef1-9114f54a0a44 | 20aadc24-a391-41cf-b340-3e4529f44bde | 93a60a56-a3c8-11da-a746-0800200b9a66
Benzene, 1-chloro-3-methoxy- | 2845-89-8 | 2845898 | 2845898 | C7H7ClO |  | Mass | kg | emission | ground | https://ofmpub.epa.gov/sor_internet/registry/substreg/searchandretrieve/substancesearch/search.do?details=displayDetails&selectedSubstanceId=92581 | 1 | Chemicals | c7e88bda-4bac-30e3-9e72-31a0a9413d58 | 9499238e-b0eb-35da-aef1-9114f54a0a44 | 20aadc24-a391-41cf-b340-3e4529f44bde | 93a60a56-a3c8-11da-a746-0800200b9a66
Disodium dodecyl(sulphonatophenoxy)benzenesulphonate | 28519-02-0 | 28519020 | 28519020 | - |  | Mass | kg | emission | ground | https://ofmpub.epa.gov/sor_internet/registry/substreg/searchandretrieve/substancesearch/search.do?details=displayDetails&selectedSubstanceId=59356 | 1 | Chemicals | 37bdd9ef-a59d-3c21-829a-7522adfc8cd1 | 9499238e-b0eb-35da-aef1-9114f54a0a44 | 20aadc24-a391-41cf-b340-3e4529f44bde | 93a60a56-a3c8-11da-a746-0800200b9a66
Isophorone diamine | 2855-13-2 | 2855132 | 2855132 | C10H22N2 |  | Mass | kg | emission | ground | https://ofmpub.epa.gov/sor_internet/registry/substreg/searchandretrieve/substancesearch/search.do?details=displayDetails&selectedSubstanceId=92577 | 1 | Chemicals | 2cb87501-5dff-3ae2-bf53-15adc88ca137 | 9499238e-b0eb-35da-aef1-9114f54a0a44 | 20aadc24-a391-41cf-b340-3e4529f44bde | 93a60a56-a3c8-11da-a746-0800200b9a66
Diisononyl phthalate | 28553-12-0 | 28553120 | 28553120 | C26H42O4 |  | Mass | kg | emission | ground | https://ofmpub.epa.gov/sor_internet/registry/substreg/searchandretrieve/substancesearch/search.do?details=displayDetails&selectedSubstanceId=92576 | 1 | Chemicals | 7ef11cd2-ee9c-373e-bc89-de8c28cf0564 | 9499238e-b0eb-35da-aef1-9114f54a0a44 | 20aadc24-a391-41cf-b340-3e4529f44bde | 93a60a56-a3c8-11da-a746-0800200b9a66
3-Pyridinepropanol | 2859-67-8 | 2859678 | 2859678 | C8H11NO |  | Mass | kg | emission | ground | https://ofmpub.epa.gov/sor_internet/registry/substreg/searchandretrieve/substancesearch/search.do?details=displayDetails&selectedSubstanceId=92572 | 1 | Chemicals | ba91fa72-990a-32b1-b2e5-4e48c5c6dbed | 9499238e-b0eb-35da-aef1-9114f54a0a44 | 20aadc24-a391-41cf-b340-3e4529f44bde | 93a60a56-a3c8-11da-a746-0800200b9a66
Zinc bis(O,O-diisooctyl dithiophosphate) | 28629-66-5 | 28629665 | 28629665 | - |  | Mass | kg | emission | ground | https://ofmpub.epa.gov/sor_internet/registry/substreg/searchandretrieve/substancesearch/search.do?details=displayDetails&selectedSubstanceId=92566 | 1 | Chemicals | 06005d87-7918-3f7d-8392-d5a2efb4de74 | 9499238e-b0eb-35da-aef1-9114f54a0a44 | 20aadc24-a391-41cf-b340-3e4529f44bde | 93a60a56-a3c8-11da-a746-0800200b9a66
Dichlorprop isooctyl ester | 28631-35-8 | 28631358 | 28631358 | - |  | Mass | kg | emission | ground | https://ofmpub.epa.gov/sor_internet/registry/substreg/searchandretrieve/substancesearch/search.do?details=displayDetails&selectedSubstanceId=59322 | 1 | Chemicals | f783c9dc-c3bb-33ae-af84-a4c28ae2a8f6 | 9499238e-b0eb-35da-aef1-9114f54a0a44 | 20aadc24-a391-41cf-b340-3e4529f44bde | 93a60a56-a3c8-11da-a746-0800200b9a66
Trimethylnaphthalene | 28652-77-9 | 28652779 | 28652779 | - |  | Mass | kg | emission | ground | https://ofmpub.epa.gov/sor_internet/registry/substreg/searchandretrieve/substancesearch/search.do?details=displayDetails&selectedSubstanceId=92565 | 1 | Chemicals | 4bae4579-3496-3f26-9ea9-b4b70b2e5444 | 9499238e-b0eb-35da-aef1-9114f54a0a44 | 20aadc24-a391-41cf-b340-3e4529f44bde | 93a60a56-a3c8-11da-a746-0800200b9a66
2,5-Bis(2-benzoxazoyl)thiophene | 2866-43-5 | 2866435 | 2866435 | C18H10N2O2S |  | Mass | kg | emission | ground | https://ofmpub.epa.gov/sor_internet/registry/substreg/searchandretrieve/substancesearch/search.do?details=displayDetails&selectedSubstanceId=92564 | 1 | Chemicals | 3379467f-7d7d-3ff0-b049-89b2cff5a91e | 9499238e-b0eb-35da-aef1-9114f54a0a44 | 20aadc24-a391-41cf-b340-3e4529f44bde | 93a60a56-a3c8-11da-a746-0800200b9a66
2-(Dimethylamino)ethyl methacrylate | 2867-47-2 | 2867472 | 2867472 | C8H15NO2 |  | Mass | kg | emission | ground | https://ofmpub.epa.gov/sor_internet/registry/substreg/searchandretrieve/substancesearch/search.do?details=displayDetails&selectedSubstanceId=41512 | 1 | Chemicals | af67f934-0340-31d7-9eb4-69476342c051 | 9499238e-b0eb-35da-aef1-9114f54a0a44 | 20aadc24-a391-41cf-b340-3e4529f44bde | 93a60a56-a3c8-11da-a746-0800200b9a66
Heptachloro-2-norbornene | 28680-45-7 | 28680457 | 28680457 | - |  | Mass | kg | emission | ground | https://ofmpub.epa.gov/sor_internet/registry/substreg/searchandretrieve/substancesearch/search.do?details=displayDetails&selectedSubstanceId=59297 | 1 | Chemicals | dcd1d25f-6190-354c-9fd1-4b6525a54f03 | 9499238e-b0eb-35da-aef1-9114f54a0a44 | 20aadc24-a391-41cf-b340-3e4529f44bde | 93a60a56-a3c8-11da-a746-0800200b9a66
1-Tridecanamine | 2869-34-3 | 2869343 | 2869343 | C13H29N |  | Mass | kg | emission | ground | https://ofmpub.epa.gov/sor_internet/registry/substreg/searchandretrieve/substancesearch/search.do?details=displayDetails&selectedSubstanceId=92426 | 1 | Chemicals | 69ced19b-31d1-317e-8386-355bf9ddbb17 | 9499238e-b0eb-35da-aef1-9114f54a0a44 | 20aadc24-a391-41cf-b340-3e4529f44bde | 93a60a56-a3c8-11da-a746-0800200b9a66
Cyclopentane | 287-92-3 | 287923 | 287923 | C5H10 |  | Mass | kg | emission | ground | https://ofmpub.epa.gov/sor_internet/registry/substreg/searchandretrieve/substancesearch/search.do?details=displayDetails&selectedSubstanceId=46324 | 1 | Chemicals | 1dc4194d-b946-30a7-9884-6e7ed6d59047 | 9499238e-b0eb-35da-aef1-9114f54a0a44 | 20aadc24-a391-41cf-b340-3e4529f44bde | 93a60a56-a3c8-11da-a746-0800200b9a66
Dimethylnaphthalene | 28804-88-8 | 28804888 | 28804888 | C12H12 |  | Mass | kg | emission | ground | https://ofmpub.epa.gov/sor_internet/registry/substreg/searchandretrieve/substancesearch/search.do?details=displayDetails&selectedSubstanceId=59265 | 1 | Chemicals | e11db4ea-2b2d-3501-92e7-c7b66f4aaccf | 9499238e-b0eb-35da-aef1-9114f54a0a44 | 20aadc24-a391-41cf-b340-3e4529f44bde | 93a60a56-a3c8-11da-a746-0800200b9a66
Imidazole | 288-32-4 | 288324 | 288324 | C3H4N2 |  | Mass | kg | emission | ground | https://ofmpub.epa.gov/sor_internet/registry/substreg/searchandretrieve/substancesearch/search.do?details=displayDetails&selectedSubstanceId=92406 | 1 | Chemicals | c5036f67-114c-3f33-9a3e-02ec15254eed | 9499238e-b0eb-35da-aef1-9114f54a0a44 | 20aadc24-a391-41cf-b340-3e4529f44bde | 93a60a56-a3c8-11da-a746-0800200b9a66
Sodium dichloro-s-triazinetrione | 2893-78-9 | 2893789 | 2893789 | C3Cl2N3NaO3 |  | Mass | kg | emission | ground | https://ofmpub.epa.gov/sor_internet/registry/substreg/searchandretrieve/substancesearch/search.do?details=displayDetails&selectedSubstanceId=41487 | 1 | Chemicals | 7136a177-e218-3b73-83e4-e3d15801d67d | 9499238e-b0eb-35da-aef1-9114f54a0a44 | 20aadc24-a391-41cf-b340-3e4529f44bde | 93a60a56-a3c8-11da-a746-0800200b9a66
1-Piperidinyloxy, 2,2,6,6-tetramethyl-4-oxo- | 2896-70-0 | 2896700 | 2896700 | C9H16NO2 |  | Mass | kg | emission | ground | https://ofmpub.epa.gov/sor_internet/registry/substreg/searchandretrieve/substancesearch/search.do?details=displayDetails&selectedSubstanceId=41485 | 1 | Chemicals | 7b06b43b-f5e6-3ebe-8ef1-2e51c647ea6a | 9499238e-b0eb-35da-aef1-9114f54a0a44 | 20aadc24-a391-41cf-b340-3e4529f44bde | 93a60a56-a3c8-11da-a746-0800200b9a66
Trifloxysulfuron-sodium | 290332-10-4 | 290332104 | 290332104 | C14H15F3N5NaO7S |  | Mass | kg | emission | ground | https://ofmpub.epa.gov/sor_internet/registry/substreg/searchandretrieve/substancesearch/search.do?details=displayDetails&selectedSubstanceId=76844 | 1 | Chemicals | 6a3d9a25-3f8a-3da3-ae21-d0248c972591 | 9499238e-b0eb-35da-aef1-9114f54a0a44 | 20aadc24-a391-41cf-b340-3e4529f44bde | 93a60a56-a3c8-11da-a746-0800200b9a66
Methyl-2,5-dichlorobenzoate | 2905-69-3 | 2905693 | 2905693 | C8H6Cl2O2 |  | Mass | kg | emission | ground | https://ofmpub.epa.gov/sor_internet/registry/substreg/searchandretrieve/substancesearch/search.do?details=displayDetails&selectedSubstanceId=41476 | 1 | Chemicals | 75f27d1d-1743-3c32-948b-a6cb44ad5cb1 | 9499238e-b0eb-35da-aef1-9114f54a0a44 | 20aadc24-a391-41cf-b340-3e4529f44bde | 93a60a56-a3c8-11da-a746-0800200b9a66
Dinitramine | 29091-05-2 | 29091052 | 29091052 | C11H13F3N4O4 |  | Mass | kg | emission | ground | https://ofmpub.epa.gov/sor_internet/registry/substreg/searchandretrieve/substancesearch/search.do?details=displayDetails&selectedSubstanceId=59174 | 1 | Chemicals | aa768057-3ff0-3e3f-85e0-9f88327997c8 | 9499238e-b0eb-35da-aef1-9114f54a0a44 | 20aadc24-a391-41cf-b340-3e4529f44bde | 93a60a56-a3c8-11da-a746-0800200b9a66
Prodiamine | 29091-21-2 | 29091212 | 29091212 | C13H17F3N4O4 |  | Mass | kg | emission | ground | https://ofmpub.epa.gov/sor_internet/registry/substreg/searchandretrieve/substancesearch/search.do?details=displayDetails&selectedSubstanceId=92387 | 1 | Chemicals | 3ce1714d-01b5-3903-ac6a-0546437cbd4d | 9499238e-b0eb-35da-aef1-9114f54a0a44 | 20aadc24-a391-41cf-b340-3e4529f44bde | 93a60a56-a3c8-11da-a746-0800200b9a66
Benzomate | 29104-30-1 | 29104301 | 29104301 | C18H18ClNO5 |  | Mass | kg | emission | ground | https://ofmpub.epa.gov/sor_internet/registry/substreg/searchandretrieve/substancesearch/search.do?details=displayDetails&selectedSubstanceId=92384 | 1 | Chemicals | 96acc4d4-f31f-31a5-9da5-0af69244c704 | 9499238e-b0eb-35da-aef1-9114f54a0a44 | 20aadc24-a391-41cf-b340-3e4529f44bde | 93a60a56-a3c8-11da-a746-0800200b9a66
Dehydrolinalool | 29171-20-8 | 29171208 | 29171208 | C10H16O |  | Mass | kg | emission | ground | https://ofmpub.epa.gov/sor_internet/registry/substreg/searchandretrieve/substancesearch/search.do?details=displayDetails&selectedSubstanceId=59152 | 1 | Chemicals | 2103bbef-8794-377c-9353-47077a3cbaf9 | 9499238e-b0eb-35da-aef1-9114f54a0a44 | 20aadc24-a391-41cf-b340-3e4529f44bde | 93a60a56-a3c8-11da-a746-0800200b9a66
Chlorpyrifos | 2921-88-2 | 2921882 | 2921882 | C9H11Cl3NO3PS |  | Mass | kg | emission | ground | https://ofmpub.epa.gov/sor_internet/registry/substreg/searchandretrieve/substancesearch/search.do?details=displayDetails&selectedSubstanceId=92226 | 1 | Chemicals | 8f590cb4-12be-303d-b78f-535260be65c5 | 9499238e-b0eb-35da-aef1-9114f54a0a44 | 20aadc24-a391-41cf-b340-3e4529f44bde | 93a60a56-a3c8-11da-a746-0800200b9a66
Pirimiphos-methyl | 29232-93-7 | 29232937 | 29232937 | C11H20N3O3PS |  | Mass | kg | emission | ground | https://ofmpub.epa.gov/sor_internet/registry/substreg/searchandretrieve/substancesearch/search.do?details=displayDetails&selectedSubstanceId=92221 | 1 | Chemicals | 7b86d899-26cb-39a3-a59b-7d1077e38307 | 9499238e-b0eb-35da-aef1-9114f54a0a44 | 20aadc24-a391-41cf-b340-3e4529f44bde | 93a60a56-a3c8-11da-a746-0800200b9a66
MCPA-2-ethylhexyl | 29450-45-1 | 29450451 | 29450451 | C17H25ClO3 |  | Mass | kg | emission | ground | https://ofmpub.epa.gov/sor_internet/registry/substreg/searchandretrieve/substancesearch/search.do?details=displayDetails&selectedSubstanceId=80949 | 1 | Chemicals | 13ea271e-48f7-3e0d-9324-8b0e38d22fee | 9499238e-b0eb-35da-aef1-9114f54a0a44 | 20aadc24-a391-41cf-b340-3e4529f44bde | 93a60a56-a3c8-11da-a746-0800200b9a66
Cyclododecane | 294-62-2 | 294622 | 294622 | C12H24 |  | Mass | kg | emission | ground | https://ofmpub.epa.gov/sor_internet/registry/substreg/searchandretrieve/substancesearch/search.do?details=displayDetails&selectedSubstanceId=46316 | 1 | Chemicals | 3e0ec60b-fd8e-3de5-8bf5-a249cef806ec | 9499238e-b0eb-35da-aef1-9114f54a0a44 | 20aadc24-a391-41cf-b340-3e4529f44bde | 93a60a56-a3c8-11da-a746-0800200b9a66
Ioxynil-sodium | 2961-62-8 | 2961628 | 2961628 | C7H2I2NNaO |  | Mass | kg | emission | ground | https://ofmpub.epa.gov/sor_internet/registry/substreg/searchandretrieve/substancesearch/search.do?details=displayDetails&selectedSubstanceId=77560 | 1 | Chemicals | db9bcba5-8caf-3311-bf80-c960633d79e3 | 9499238e-b0eb-35da-aef1-9114f54a0a44 | 20aadc24-a391-41cf-b340-3e4529f44bde | 93a60a56-a3c8-11da-a746-0800200b9a66
Isodecyl diphenyl phosphate | 29761-21-5 | 29761215 | 29761215 | C22H31O4P |  | Mass | kg | emission | ground | https://ofmpub.epa.gov/sor_internet/registry/substreg/searchandretrieve/substancesearch/search.do?details=displayDetails&selectedSubstanceId=92027 | 1 | Chemicals | af0fbab2-5302-3cd4-8ac9-fc7521fde426 | 9499238e-b0eb-35da-aef1-9114f54a0a44 | 20aadc24-a391-41cf-b340-3e4529f44bde | 93a60a56-a3c8-11da-a746-0800200b9a66
Isobenzan | 297-78-9 | 297789 | 297789 | C9H4Cl8O |  | Mass | kg | emission | ground | https://ofmpub.epa.gov/sor_internet/registry/substreg/searchandretrieve/substancesearch/search.do?details=displayDetails&selectedSubstanceId=92022 | 1 | Chemicals | 0f006904-4f80-3552-9c15-4b3ad9503577 | 9499238e-b0eb-35da-aef1-9114f54a0a44 | 20aadc24-a391-41cf-b340-3e4529f44bde | 93a60a56-a3c8-11da-a746-0800200b9a66
Thionazin | 297-97-2 | 297972 | 297972 | C8H13N2O3PS |  | Mass | kg | emission | ground | https://ofmpub.epa.gov/sor_internet/registry/substreg/searchandretrieve/substancesearch/search.do?details=displayDetails&selectedSubstanceId=46313 | 1 | Chemicals | 031008f5-1a9b-3253-baef-878df2262524 | 9499238e-b0eb-35da-aef1-9114f54a0a44 | 20aadc24-a391-41cf-b340-3e4529f44bde | 93a60a56-a3c8-11da-a746-0800200b9a66
Methyl parathion | 298-00-0 | 298000 | 298000 | C8H10NO5PS |  | Mass | kg | emission | ground | https://ofmpub.epa.gov/sor_internet/registry/substreg/searchandretrieve/substancesearch/search.do?details=displayDetails&selectedSubstanceId=92019 | 1 | Chemicals | 287b9c42-a010-3130-aee8-561f33e731ef | 9499238e-b0eb-35da-aef1-9114f54a0a44 | 20aadc24-a391-41cf-b340-3e4529f44bde | 93a60a56-a3c8-11da-a746-0800200b9a66
Phorate | 298-02-2 | 298022 | 298022 | C7H17O2PS3 |  | Mass | kg | emission | ground | https://ofmpub.epa.gov/sor_internet/registry/substreg/searchandretrieve/substancesearch/search.do?details=displayDetails&selectedSubstanceId=46312 | 1 | Chemicals | 7ec3d91f-7b55-3876-9f70-f15605f68255 | 9499238e-b0eb-35da-aef1-9114f54a0a44 | 20aadc24-a391-41cf-b340-3e4529f44bde | 93a60a56-a3c8-11da-a746-0800200b9a66
Disulfoton | 298-04-4 | 298044 | 298044 | C8H19O2PS3 |  | Mass | kg | emission | ground | https://ofmpub.epa.gov/sor_internet/registry/substreg/searchandretrieve/substancesearch/search.do?details=displayDetails&selectedSubstanceId=46311 | 1 | Chemicals | 3676d8f9-7825-3181-a7a4-c0d5f9e6d1e0 | 9499238e-b0eb-35da-aef1-9114f54a0a44 | 20aadc24-a391-41cf-b340-3e4529f44bde | 93a60a56-a3c8-11da-a746-0800200b9a66
O,O-Diethyl dithiophosphate | 298-06-6 | 298066 | 298066 | C4H11O2PS2 |  | Mass | kg | emission | ground | https://ofmpub.epa.gov/sor_internet/registry/substreg/searchandretrieve/substancesearch/search.do?details=displayDetails&selectedSubstanceId=92018 | 1 | Chemicals | 95a2670c-a7b5-3966-b801-6a3fb41bb2d3 | 9499238e-b0eb-35da-aef1-9114f54a0a44 | 20aadc24-a391-41cf-b340-3e4529f44bde | 93a60a56-a3c8-11da-a746-0800200b9a66
Bis(2-ethylhexyl) phosphate | 298-07-7 | 298077 | 298077 | C16H35O4P |  | Mass | kg | emission | ground | https://ofmpub.epa.gov/sor_internet/registry/substreg/searchandretrieve/substancesearch/search.do?details=displayDetails&selectedSubstanceId=46310 | 1 | Chemicals | 2a64170c-00b7-34fd-b309-61da1b112068 | 9499238e-b0eb-35da-aef1-9114f54a0a44 | 20aadc24-a391-41cf-b340-3e4529f44bde | 93a60a56-a3c8-11da-a746-0800200b9a66
Potassium bicarbonate | 298-14-6 | 298146 | 298146 | CHKO3 |  | Mass | kg | emission | ground | https://ofmpub.epa.gov/sor_internet/registry/substreg/searchandretrieve/substancesearch/search.do?details=displayDetails&selectedSubstanceId=46308 | 1 | Chemicals | f0f56c3c-de26-377a-acaa-9b1a28d74745 | 9499238e-b0eb-35da-aef1-9114f54a0a44 | 20aadc24-a391-41cf-b340-3e4529f44bde | 93a60a56-a3c8-11da-a746-0800200b9a66
Methoxsalen | 298-81-7 | 298817 | 298817 | C12H8O4 |  | Mass | kg | emission | ground | https://ofmpub.epa.gov/sor_internet/registry/substreg/searchandretrieve/substancesearch/search.do?details=displayDetails&selectedSubstanceId=46307 | 1 | Chemicals | 84fcfec3-56ad-3c7c-9be4-f11a63dd1ef1 | 9499238e-b0eb-35da-aef1-9114f54a0a44 | 20aadc24-a391-41cf-b340-3e4529f44bde | 93a60a56-a3c8-11da-a746-0800200b9a66
Ethiofencarb | 29973-13-5 | 29973135 | 29973135 | C11H15NO2S |  | Mass | kg | emission | ground | https://ofmpub.epa.gov/sor_internet/registry/substreg/searchandretrieve/substancesearch/search.do?details=displayDetails&selectedSubstanceId=77226 | 1 | Chemicals | f6b4de61-7e14-3d60-a223-07a648df7704 | 9499238e-b0eb-35da-aef1-9114f54a0a44 | 20aadc24-a391-41cf-b340-3e4529f44bde | 93a60a56-a3c8-11da-a746-0800200b9a66
Ronnel | 299-84-3 | 299843 | 299843 | C8H8Cl3O3PS |  | Mass | kg | emission | ground | https://ofmpub.epa.gov/sor_internet/registry/substreg/searchandretrieve/substancesearch/search.do?details=displayDetails&selectedSubstanceId=46297 | 1 | Chemicals | 4636a587-ae33-3e8a-a92d-4b11556b198d | 9499238e-b0eb-35da-aef1-9114f54a0a44 | 20aadc24-a391-41cf-b340-3e4529f44bde | 93a60a56-a3c8-11da-a746-0800200b9a66
O-(2,4-Dichlorophenyl) O-methyl isopropylphosphoramidothioate | 299-85-4 | 299854 | 299854 | C10H14Cl2NO2PS |  | Mass | kg | emission | ground | https://ofmpub.epa.gov/sor_internet/registry/substreg/searchandretrieve/substancesearch/search.do?details=displayDetails&selectedSubstanceId=46296 | 1 | Chemicals | 2bff02a8-3681-3776-9bd1-6020061f0eca | 9499238e-b0eb-35da-aef1-9114f54a0a44 | 20aadc24-a391-41cf-b340-3e4529f44bde | 93a60a56-a3c8-11da-a746-0800200b9a66
Crufomate | 299-86-5 | 299865 | 299865 | C12H19ClNO3P |  | Mass | kg | emission | ground | https://ofmpub.epa.gov/sor_internet/registry/substreg/searchandretrieve/substancesearch/search.do?details=displayDetails&selectedSubstanceId=80255 | 1 | Chemicals | 915a9625-191b-37bf-afe4-74c9e6e48eeb | 9499238e-b0eb-35da-aef1-9114f54a0a44 | 20aadc24-a391-41cf-b340-3e4529f44bde | 93a60a56-a3c8-11da-a746-0800200b9a66
Benzene, (chloromethyl)ethenyl- | 30030-25-2 | 30030252 | 30030252 | C9H9Cl |  | Mass | kg | emission | ground | https://ofmpub.epa.gov/sor_internet/registry/substreg/searchandretrieve/substancesearch/search.do?details=displayDetails&selectedSubstanceId=58870 | 1 | Chemicals | 33f1018b-98a9-3e38-b5aa-19da586ee20f | 9499238e-b0eb-35da-aef1-9114f54a0a44 | 20aadc24-a391-41cf-b340-3e4529f44bde | 93a60a56-a3c8-11da-a746-0800200b9a66
Ethidimuron | 30043-49-3 | 30043493 | 30043493 | C7H12N4O3S2 |  | Mass | kg | emission | ground | https://ofmpub.epa.gov/sor_internet/registry/substreg/searchandretrieve/substancesearch/search.do?details=displayDetails&selectedSubstanceId=77225 | 1 | Chemicals | 6b7d2045-91da-3666-80ea-e579baaca490 | 9499238e-b0eb-35da-aef1-9114f54a0a44 | 20aadc24-a391-41cf-b340-3e4529f44bde | 93a60a56-a3c8-11da-a746-0800200b9a66
Naled | 300-76-5 | 300765 | 300765 | C4H7Br2Cl2O4P |  | Mass | kg | emission | ground | https://ofmpub.epa.gov/sor_internet/registry/substreg/searchandretrieve/substancesearch/search.do?details=displayDetails&selectedSubstanceId=46292 | 1 | Chemicals | e6a34286-afea-3f75-b4a6-b73c88e5c481 | 9499238e-b0eb-35da-aef1-9114f54a0a44 | 20aadc24-a391-41cf-b340-3e4529f44bde | 93a60a56-a3c8-11da-a746-0800200b9a66
2-Thiocyanatoethyl dodecanoate | 301-11-1 | 301111 | 301111 | C15H27NO2S |  | Mass | kg | emission | ground | https://ofmpub.epa.gov/sor_internet/registry/substreg/searchandretrieve/substancesearch/search.do?details=displayDetails&selectedSubstanceId=46286 | 1 | Chemicals | eab8466a-465b-3bfb-8404-777d0ba14dac | 9499238e-b0eb-35da-aef1-9114f54a0a44 | 20aadc24-a391-41cf-b340-3e4529f44bde | 93a60a56-a3c8-11da-a746-0800200b9a66
Oxydemeton-methyl | 301-12-2 | 301122 | 301122 | C6H15O4PS2 |  | Mass | kg | emission | ground | https://ofmpub.epa.gov/sor_internet/registry/substreg/searchandretrieve/substancesearch/search.do?details=displayDetails&selectedSubstanceId=91851 | 1 | Chemicals | 04ee369f-e387-3831-b7c5-26cf8c423464 | 9499238e-b0eb-35da-aef1-9114f54a0a44 | 20aadc24-a391-41cf-b340-3e4529f44bde | 93a60a56-a3c8-11da-a746-0800200b9a66
Hydrazine | 302-01-2 | 302012 | 302012 | H4N2 |  | Mass | kg | emission | ground | https://ofmpub.epa.gov/sor_internet/registry/substreg/searchandretrieve/substancesearch/search.do?details=displayDetails&selectedSubstanceId=46284 | 1 | Chemicals | 65591d27-5c17-31ab-824e-b10ae4081b20 | 9499238e-b0eb-35da-aef1-9114f54a0a44 | 20aadc24-a391-41cf-b340-3e4529f44bde | 93a60a56-a3c8-11da-a746-0800200b9a66
Thiocyanate | 302-04-5 | 302045 | 302045 | CNS |  | Mass | kg | emission | ground | https://ofmpub.epa.gov/sor_internet/registry/substreg/searchandretrieve/substancesearch/search.do?details=displayDetails&selectedSubstanceId=46283 | 1 | Chemicals | 02c39093-3f6b-3115-a45b-fdf0565af6e7 | 9499238e-b0eb-35da-aef1-9114f54a0a44 | 20aadc24-a391-41cf-b340-3e4529f44bde | 93a60a56-a3c8-11da-a746-0800200b9a66
Chloral hydrate | 302-17-0 | 302170 | 302170 | C2H3Cl3O2 |  | Mass | kg | emission | ground | https://ofmpub.epa.gov/sor_internet/registry/substreg/searchandretrieve/substancesearch/search.do?details=displayDetails&selectedSubstanceId=91840 | 1 | Chemicals | 65ff3a71-81fa-33fd-be73-6ec4c3270b01 | 9499238e-b0eb-35da-aef1-9114f54a0a44 | 20aadc24-a391-41cf-b340-3e4529f44bde | 93a60a56-a3c8-11da-a746-0800200b9a66
Retinoic acid | 302-79-4 | 302794 | 302794 | C20H28O2 |  | Mass | kg | emission | ground | https://ofmpub.epa.gov/sor_internet/registry/substreg/searchandretrieve/substancesearch/search.do?details=displayDetails&selectedSubstanceId=91831 | 1 | Chemicals | 8d187736-23f8-359f-9367-feea6663d0c9 | 9499238e-b0eb-35da-aef1-9114f54a0a44 | 20aadc24-a391-41cf-b340-3e4529f44bde | 93a60a56-a3c8-11da-a746-0800200b9a66
Lasiocarpine | 303-34-4 | 303344 | 303344 | C21H33NO7 |  | Mass | kg | emission | ground | https://ofmpub.epa.gov/sor_internet/registry/substreg/searchandretrieve/substancesearch/search.do?details=displayDetails&selectedSubstanceId=91826 | 1 | Chemicals | 83455cab-bb34-3f5c-9550-503d782836a5 | 9499238e-b0eb-35da-aef1-9114f54a0a44 | 20aadc24-a391-41cf-b340-3e4529f44bde | 93a60a56-a3c8-11da-a746-0800200b9a66
Glycidyltrimethylammonium chloride | 3033-77-0 | 3033770 | 3033770 | C6H14ClNO |  | Mass | kg | emission | ground | https://ofmpub.epa.gov/sor_internet/registry/substreg/searchandretrieve/substancesearch/search.do?details=displayDetails&selectedSubstanceId=40853 | 1 | Chemicals | bb39f3e2-c50e-331c-b4a1-1c18c3f26463 | 9499238e-b0eb-35da-aef1-9114f54a0a44 | 20aadc24-a391-41cf-b340-3e4529f44bde | 93a60a56-a3c8-11da-a746-0800200b9a66
Ochratoxin A | 303-47-9 | 303479 | 303479 | C20H18ClNO6 |  | Mass | kg | emission | ground | https://ofmpub.epa.gov/sor_internet/registry/substreg/searchandretrieve/substancesearch/search.do?details=displayDetails&selectedSubstanceId=78032 | 1 | Chemicals | 921d69ae-4d99-34d0-9328-7959c6b62642 | 9499238e-b0eb-35da-aef1-9114f54a0a44 | 20aadc24-a391-41cf-b340-3e4529f44bde | 93a60a56-a3c8-11da-a746-0800200b9a66
Chlorambucil | 305-03-3 | 305033 | 305033 | C14H19Cl2NO2 |  | Mass | kg | emission | ground | https://ofmpub.epa.gov/sor_internet/registry/substreg/searchandretrieve/substancesearch/search.do?details=displayDetails&selectedSubstanceId=91669 | 1 | Chemicals | ec245819-55e3-3573-ad62-f9f5d1cc1622 | 9499238e-b0eb-35da-aef1-9114f54a0a44 | 20aadc24-a391-41cf-b340-3e4529f44bde | 93a60a56-a3c8-11da-a746-0800200b9a66
Acephate | 30560-19-1 | 30560191 | 30560191 | C4H10NO3PS |  | Mass | kg | emission | ground | https://ofmpub.epa.gov/sor_internet/registry/substreg/searchandretrieve/substancesearch/search.do?details=displayDetails&selectedSubstanceId=58753 | 1 | Chemicals | 93343274-07fc-3fbe-b0ce-63cfb0d591c4 | 9499238e-b0eb-35da-aef1-9114f54a0a44 | 20aadc24-a391-41cf-b340-3e4529f44bde | 93a60a56-a3c8-11da-a746-0800200b9a66
Metobromuron | 3060-89-7 | 3060897 | 3060897 | C9H11BrN2O2 |  | Mass | kg | emission | ground | https://ofmpub.epa.gov/sor_internet/registry/substreg/searchandretrieve/substancesearch/search.do?details=displayDetails&selectedSubstanceId=77709 | 1 | Chemicals | 9ec0234e-5fda-398a-a354-0a3744b63fa4 | 9499238e-b0eb-35da-aef1-9114f54a0a44 | 20aadc24-a391-41cf-b340-3e4529f44bde | 93a60a56-a3c8-11da-a746-0800200b9a66
1,2-Dimethylhydrazine dihydrochloride | 306-37-6 | 306376 | 306376 | C2H10Cl2N2 |  | Mass | kg | emission | ground | https://ofmpub.epa.gov/sor_internet/registry/substreg/searchandretrieve/substancesearch/search.do?details=displayDetails&selectedSubstanceId=46267 | 1 | Chemicals | 8837587b-a4f8-3737-b827-a236784e2b19 | 9499238e-b0eb-35da-aef1-9114f54a0a44 | 20aadc24-a391-41cf-b340-3e4529f44bde | 93a60a56-a3c8-11da-a746-0800200b9a66
Bis(trichloromethyl) sulfone | 3064-70-8 | 3064708 | 3064708 | C2Cl6O2S |  | Mass | kg | emission | ground | https://ofmpub.epa.gov/sor_internet/registry/substreg/searchandretrieve/substancesearch/search.do?details=displayDetails&selectedSubstanceId=91655 | 1 | Chemicals | 9c9164e5-8a5c-3bcc-a4f2-ac52dded901f | 9499238e-b0eb-35da-aef1-9114f54a0a44 | 20aadc24-a391-41cf-b340-3e4529f44bde | 93a60a56-a3c8-11da-a746-0800200b9a66
Ethanol, 2,2,2-trichloro-, dihydrogen phosphate | 306-52-5 | 306525 | 306525 | C2H4Cl3O4P |  | Mass | kg | emission | ground | https://ofmpub.epa.gov/sor_internet/registry/substreg/searchandretrieve/substancesearch/search.do?details=displayDetails&selectedSubstanceId=46266 | 1 | Chemicals | 8656ebd9-a545-3a8b-98c5-a13e7479b029 | 9499238e-b0eb-35da-aef1-9114f54a0a44 | 20aadc24-a391-41cf-b340-3e4529f44bde | 93a60a56-a3c8-11da-a746-0800200b9a66
HCFC-123 | 306-83-2 | 306832 | 306832 | C2HCl2F3 |  | Mass | kg | emission | ground | https://ofmpub.epa.gov/sor_internet/registry/substreg/searchandretrieve/substancesearch/search.do?details=displayDetails&selectedSubstanceId=46265 | 1 | Chemicals | 79343196-9305-38a1-af31-8a950bda038c | 9499238e-b0eb-35da-aef1-9114f54a0a44 | 20aadc24-a391-41cf-b340-3e4529f44bde | 93a60a56-a3c8-11da-a746-0800200b9a66
.beta.-Butyrolactone | 3068-88-0 | 3068880 | 3068880 | C4H6O2 |  | Mass | kg | emission | ground | https://ofmpub.epa.gov/sor_internet/registry/substreg/searchandretrieve/substancesearch/search.do?details=displayDetails&selectedSubstanceId=40661 | 1 | Chemicals | f5d8ed3d-b046-385a-a4f4-73c321118780 | 9499238e-b0eb-35da-aef1-9114f54a0a44 | 20aadc24-a391-41cf-b340-3e4529f44bde | 93a60a56-a3c8-11da-a746-0800200b9a66
Aldrin | 309-00-2 | 309002 | 309002 | C12H8Cl6 |  | Mass | kg | emission | ground | https://ofmpub.epa.gov/sor_internet/registry/substreg/searchandretrieve/substancesearch/search.do?details=displayDetails&selectedSubstanceId=46257 | 1 | Chemicals | 80a5e4c1-ce06-3cc8-97b4-9deb57bdbe7a | 9499238e-b0eb-35da-aef1-9114f54a0a44 | 20aadc24-a391-41cf-b340-3e4529f44bde | 93a60a56-a3c8-11da-a746-0800200b9a66
Secobarbital sodium | 309-43-3 | 309433 | 309433 | C12H17N2NaO3 |  | Mass | kg | emission | ground | https://ofmpub.epa.gov/sor_internet/registry/substreg/searchandretrieve/substancesearch/search.do?details=displayDetails&selectedSubstanceId=78359 | 1 | Chemicals | c15f1263-6398-3b22-89b5-166efcdfc839 | 9499238e-b0eb-35da-aef1-9114f54a0a44 | 20aadc24-a391-41cf-b340-3e4529f44bde | 93a60a56-a3c8-11da-a746-0800200b9a66
Paraoxon | 311-45-5 | 311455 | 311455 | C10H14NO6P |  | Mass | kg | emission | ground | https://ofmpub.epa.gov/sor_internet/registry/substreg/searchandretrieve/substancesearch/search.do?details=displayDetails&selectedSubstanceId=46256 | 1 | Chemicals | 8d75a1e3-9286-332f-995f-a1b721ba5976 | 9499238e-b0eb-35da-aef1-9114f54a0a44 | 20aadc24-a391-41cf-b340-3e4529f44bde | 93a60a56-a3c8-11da-a746-0800200b9a66
Propetamphos | 31218-83-4 | 31218834 | 31218834 | C10H20NO4PS |  | Mass | kg | emission | ground | https://ofmpub.epa.gov/sor_internet/registry/substreg/searchandretrieve/substancesearch/search.do?details=displayDetails&selectedSubstanceId=54507 | 1 | Chemicals | 7a77bbfb-4191-383d-b615-cd22f4c1d9b9 | 9499238e-b0eb-35da-aef1-9114f54a0a44 | 20aadc24-a391-41cf-b340-3e4529f44bde | 93a60a56-a3c8-11da-a746-0800200b9a66
Mebendazole | 31431-39-7 | 31431397 | 31431397 | C16H13N3O3 |  | Mass | kg | emission | ground | https://ofmpub.epa.gov/sor_internet/registry/substreg/searchandretrieve/substancesearch/search.do?details=displayDetails&selectedSubstanceId=80943 | 1 | Chemicals | 1c80736b-58fa-3d6d-8874-f3b9f53463ba | 9499238e-b0eb-35da-aef1-9114f54a0a44 | 20aadc24-a391-41cf-b340-3e4529f44bde | 93a60a56-a3c8-11da-a746-0800200b9a66
Bromacil | 314-40-9 | 314409 | 314409 | C9H13BrN2O2 |  | Mass | kg | emission | ground | https://ofmpub.epa.gov/sor_internet/registry/substreg/searchandretrieve/substancesearch/search.do?details=displayDetails&selectedSubstanceId=46247 | 1 | Chemicals | e3dab459-dd06-365f-b415-b58cc5bbf188 | 9499238e-b0eb-35da-aef1-9114f54a0a44 | 20aadc24-a391-41cf-b340-3e4529f44bde | 93a60a56-a3c8-11da-a746-0800200b9a66
Mexacarbate | 315-18-4 | 315184 | 315184 | C12H18N2O2 |  | Mass | kg | emission | ground | https://ofmpub.epa.gov/sor_internet/registry/substreg/searchandretrieve/substancesearch/search.do?details=displayDetails&selectedSubstanceId=46246 | 1 | Chemicals | 3b521016-cd6e-35fa-acfc-89856db8e931 | 9499238e-b0eb-35da-aef1-9114f54a0a44 | 20aadc24-a391-41cf-b340-3e4529f44bde | 93a60a56-a3c8-11da-a746-0800200b9a66
Monocrotaline | 315-22-0 | 315220 | 315220 | C16H23NO6 |  | Mass | kg | emission | ground | https://ofmpub.epa.gov/sor_internet/registry/substreg/searchandretrieve/substancesearch/search.do?details=displayDetails&selectedSubstanceId=78358 | 1 | Chemicals | 7afad097-0a91-3f47-b2c9-f82ad14790a0 | 9499238e-b0eb-35da-aef1-9114f54a0a44 | 20aadc24-a391-41cf-b340-3e4529f44bde | 93a60a56-a3c8-11da-a746-0800200b9a66
Tris(2,4-di-tert-butylphenyl) phosphite | 31570-04-4 | 31570044 | 31570044 | C42H63O3P |  | Mass | kg | emission | ground | https://ofmpub.epa.gov/sor_internet/registry/substreg/searchandretrieve/substancesearch/search.do?details=displayDetails&selectedSubstanceId=94243 | 1 | Chemicals | 608a9b45-8d1c-3092-a6c9-87f3423ea8f1 | 9499238e-b0eb-35da-aef1-9114f54a0a44 | 20aadc24-a391-41cf-b340-3e4529f44bde | 93a60a56-a3c8-11da-a746-0800200b9a66
4-Chloro-o-toluidine hydrochloride | 3165-93-3 | 3165933 | 3165933 | C7H9Cl2N |  | Mass | kg | emission | ground | https://ofmpub.epa.gov/sor_internet/registry/substreg/searchandretrieve/substancesearch/search.do?details=displayDetails&selectedSubstanceId=40240 | 1 | Chemicals | 7ba1c8fd-4017-37e4-a05d-c95e10b6e38d | 9499238e-b0eb-35da-aef1-9114f54a0a44 | 20aadc24-a391-41cf-b340-3e4529f44bde | 93a60a56-a3c8-11da-a746-0800200b9a66
.alpha.-Hexachlorocyclohexane | 319-84-6 | 319846 | 319846 | C6H6Cl6 |  | Mass | kg | emission | ground | https://ofmpub.epa.gov/sor_internet/registry/substreg/searchandretrieve/substancesearch/search.do?details=displayDetails&selectedSubstanceId=94214 | 1 | Chemicals | 40f06dc8-bd00-378e-94ba-c37c24263cdd | 9499238e-b0eb-35da-aef1-9114f54a0a44 | 20aadc24-a391-41cf-b340-3e4529f44bde | 93a60a56-a3c8-11da-a746-0800200b9a66
.beta.-Hexachlorocyclohexane | 319-85-7 | 319857 | 319857 | C6H6Cl6 |  | Mass | kg | emission | ground | https://ofmpub.epa.gov/sor_internet/registry/substreg/searchandretrieve/substancesearch/search.do?details=displayDetails&selectedSubstanceId=46241 | 1 | Chemicals | c1491db1-bd3b-3475-a5c6-575ca22f0868 | 9499238e-b0eb-35da-aef1-9114f54a0a44 | 20aadc24-a391-41cf-b340-3e4529f44bde | 93a60a56-a3c8-11da-a746-0800200b9a66
.delta.-Hexachlorocyclohexane | 319-86-8 | 319868 | 319868 | C6H6Cl6 |  | Mass | kg | emission | ground | https://ofmpub.epa.gov/sor_internet/registry/substreg/searchandretrieve/substancesearch/search.do?details=displayDetails&selectedSubstanceId=46240 | 1 | Chemicals | 8b43ed9d-8054-31c1-8a2f-fb4841a9b98c | 9499238e-b0eb-35da-aef1-9114f54a0a44 | 20aadc24-a391-41cf-b340-3e4529f44bde | 93a60a56-a3c8-11da-a746-0800200b9a66
2,3-Dichloronitrobenzene | 3209-22-1 | 3209221 | 3209221 | C6H3Cl2NO2 |  | Mass | kg | emission | ground | https://ofmpub.epa.gov/sor_internet/registry/substreg/searchandretrieve/substancesearch/search.do?details=displayDetails&selectedSubstanceId=40046 | 1 | Chemicals | 247eb52c-ccc8-3bec-8445-93fb011f9815 | 9499238e-b0eb-35da-aef1-9114f54a0a44 | 20aadc24-a391-41cf-b340-3e4529f44bde | 93a60a56-a3c8-11da-a746-0800200b9a66
Tetrapropyl dithiopyrophosphate | 3244-90-4 | 3244904 | 3244904 | C12H28O5P2S2 |  | Mass | kg | emission | ground | https://ofmpub.epa.gov/sor_internet/registry/substreg/searchandretrieve/substancesearch/search.do?details=displayDetails&selectedSubstanceId=40019 | 1 | Chemicals | 495c556d-cd57-314a-a688-f452ee70ccdb | 9499238e-b0eb-35da-aef1-9114f54a0a44 | 20aadc24-a391-41cf-b340-3e4529f44bde | 93a60a56-a3c8-11da-a746-0800200b9a66
Dibromoacetonitrile | 3252-43-5 | 3252435 | 3252435 | C2HBr2N |  | Mass | kg | emission | ground | https://ofmpub.epa.gov/sor_internet/registry/substreg/searchandretrieve/substancesearch/search.do?details=displayDetails&selectedSubstanceId=40011 | 1 | Chemicals | b2851d67-88ff-31b7-ae7f-d994a711bb30 | 9499238e-b0eb-35da-aef1-9114f54a0a44 | 20aadc24-a391-41cf-b340-3e4529f44bde | 93a60a56-a3c8-11da-a746-0800200b9a66
3,3',4,4'-Tetrachlorobiphenyl | 32598-13-3 | 32598133 | 32598133 | C12H6Cl4 |  | Mass | kg | emission | ground | https://ofmpub.epa.gov/sor_internet/registry/substreg/searchandretrieve/substancesearch/search.do?details=displayDetails&selectedSubstanceId=83012 | 1 | Chemicals | c147ec35-eb78-317b-aee9-e75d34dc0c4e | 9499238e-b0eb-35da-aef1-9114f54a0a44 | 20aadc24-a391-41cf-b340-3e4529f44bde | 93a60a56-a3c8-11da-a746-0800200b9a66
3-(Methylthio)propanal | 3268-49-3 | 3268493 | 3268493 | C4H8OS |  | Mass | kg | emission | ground | https://ofmpub.epa.gov/sor_internet/registry/substreg/searchandretrieve/substancesearch/search.do?details=displayDetails&selectedSubstanceId=39836 | 1 | Chemicals | b87ab909-150b-38bf-95a2-90cce40a00b2 | 9499238e-b0eb-35da-aef1-9114f54a0a44 | 20aadc24-a391-41cf-b340-3e4529f44bde | 93a60a56-a3c8-11da-a746-0800200b9a66
Trichloronate | 327-98-0 | 327980 | 327980 | C10H12Cl3O2PS |  | Mass | kg | emission | ground | https://ofmpub.epa.gov/sor_internet/registry/substreg/searchandretrieve/substancesearch/search.do?details=displayDetails&selectedSubstanceId=93288 | 1 | Chemicals | e9bdc434-7c4c-3e41-8a4f-50ef56049d43 | 9499238e-b0eb-35da-aef1-9114f54a0a44 | 20aadc24-a391-41cf-b340-3e4529f44bde | 93a60a56-a3c8-11da-a746-0800200b9a66
Procymidone | 32809-16-8 | 32809168 | 32809168 | C13H11Cl2NO2 |  | Mass | kg | emission | ground | https://ofmpub.epa.gov/sor_internet/registry/substreg/searchandretrieve/substancesearch/search.do?details=displayDetails&selectedSubstanceId=83007 | 1 | Chemicals | 27a73728-4b0a-3e81-b667-82f41c7859d9 | 9499238e-b0eb-35da-aef1-9114f54a0a44 | 20aadc24-a391-41cf-b340-3e4529f44bde | 93a60a56-a3c8-11da-a746-0800200b9a66
2,2-Bis(bromomethyl)-1,3-propanediol | 3296-90-0 | 3296900 | 3296900 | C5H10Br2O2 |  | Mass | kg | emission | ground | https://ofmpub.epa.gov/sor_internet/registry/substreg/searchandretrieve/substancesearch/search.do?details=displayDetails&selectedSubstanceId=93124 | 1 | Chemicals | 17e9891e-2cbe-3525-bbb7-729a101a1714 | 9499238e-b0eb-35da-aef1-9114f54a0a44 | 20aadc24-a391-41cf-b340-3e4529f44bde | 93a60a56-a3c8-11da-a746-0800200b9a66
2,5-Dinitrophenol | 329-71-5 | 329715 | 329715 | C6H4N2O5 |  | Mass | kg | emission | ground | https://ofmpub.epa.gov/sor_internet/registry/substreg/searchandretrieve/substancesearch/search.do?details=displayDetails&selectedSubstanceId=93123 | 1 | Chemicals | 9f83cc7a-34e8-30e7-b4b8-32bbd65ead6b | 9499238e-b0eb-35da-aef1-9114f54a0a44 | 20aadc24-a391-41cf-b340-3e4529f44bde | 93a60a56-a3c8-11da-a746-0800200b9a66
Diuron | 330-54-1 | 330541 | 330541 | C9H10Cl2N2O |  | Mass | kg | emission | ground | https://ofmpub.epa.gov/sor_internet/registry/substreg/searchandretrieve/substancesearch/search.do?details=displayDetails&selectedSubstanceId=46215 | 1 | Chemicals | e1c31769-fd31-34da-adfd-e7597553f3d2 | 9499238e-b0eb-35da-aef1-9114f54a0a44 | 20aadc24-a391-41cf-b340-3e4529f44bde | 93a60a56-a3c8-11da-a746-0800200b9a66
Linuron | 330-55-2 | 330552 | 330552 | C9H10Cl2N2O2 |  | Mass | kg | emission | ground | https://ofmpub.epa.gov/sor_internet/registry/substreg/searchandretrieve/substancesearch/search.do?details=displayDetails&selectedSubstanceId=93118 | 1 | Chemicals | d063eda6-c337-3682-9faa-6cd044d11d6d | 9499238e-b0eb-35da-aef1-9114f54a0a44 | 20aadc24-a391-41cf-b340-3e4529f44bde | 93a60a56-a3c8-11da-a746-0800200b9a66
Amitraz | 33089-61-1 | 33089611 | 33089611 | C19H23N3 |  | Mass | kg | emission | ground | https://ofmpub.epa.gov/sor_internet/registry/substreg/searchandretrieve/substancesearch/search.do?details=displayDetails&selectedSubstanceId=52932 | 1 | Chemicals | ca4bb754-cef7-301b-8b44-d1fbec75a250 | 9499238e-b0eb-35da-aef1-9114f54a0a44 | 20aadc24-a391-41cf-b340-3e4529f44bde | 93a60a56-a3c8-11da-a746-0800200b9a66
.beta.-Endosulfan | 33213-65-9 | 33213659 | 33213659 | C9H6Cl6O3S |  | Mass | kg | emission | ground | https://ofmpub.epa.gov/sor_internet/registry/substreg/searchandretrieve/substancesearch/search.do?details=displayDetails&selectedSubstanceId=93104 | 1 | Chemicals | a7f9ea0b-f45d-3bde-9c4b-e1a4cb9a2e1b | 9499238e-b0eb-35da-aef1-9114f54a0a44 | 20aadc24-a391-41cf-b340-3e4529f44bde | 93a60a56-a3c8-11da-a746-0800200b9a66
Adipic acid hexamethylenediamine salt (1:1) | 3323-53-3 | 3323533 | 3323533 | C12H26N2O4 |  | Mass | kg | emission | ground | https://ofmpub.epa.gov/sor_internet/registry/substreg/searchandretrieve/substancesearch/search.do?details=displayDetails&selectedSubstanceId=39789 | 1 | Chemicals | e98e1c00-ecde-3a8c-aafb-35c393305812 | 9499238e-b0eb-35da-aef1-9114f54a0a44 | 20aadc24-a391-41cf-b340-3e4529f44bde | 93a60a56-a3c8-11da-a746-0800200b9a66
Fluchloralin | 33245-39-5 | 33245395 | 33245395 | C12H13ClF3N3O4 |  | Mass | kg | emission | ground | https://ofmpub.epa.gov/sor_internet/registry/substreg/searchandretrieve/substancesearch/search.do?details=displayDetails&selectedSubstanceId=93098 | 1 | Chemicals | 50ef98d9-aa21-3d4b-b539-24c5d8da34c5 | 9499238e-b0eb-35da-aef1-9114f54a0a44 | 20aadc24-a391-41cf-b340-3e4529f44bde | 93a60a56-a3c8-11da-a746-0800200b9a66
2,4-Dichlorobiphenyl | 33284-50-3 | 33284503 | 33284503 | C12H8Cl2 |  | Mass | kg | emission | ground | https://ofmpub.epa.gov/sor_internet/registry/substreg/searchandretrieve/substancesearch/search.do?details=displayDetails&selectedSubstanceId=82941 | 1 | Chemicals | d0a4959b-4b11-37fd-9d96-d40debda0965 | 9499238e-b0eb-35da-aef1-9114f54a0a44 | 20aadc24-a391-41cf-b340-3e4529f44bde | 93a60a56-a3c8-11da-a746-0800200b9a66
Diazinon | 333-41-5 | 333415 | 333415 | C12H21N2O3PS |  | Mass | kg | emission | ground | https://ofmpub.epa.gov/sor_internet/registry/substreg/searchandretrieve/substancesearch/search.do?details=displayDetails&selectedSubstanceId=46209 | 1 | Chemicals | b0bf9a0b-899d-39b5-8595-1a64d1857682 | 9499238e-b0eb-35da-aef1-9114f54a0a44 | 20aadc24-a391-41cf-b340-3e4529f44bde | 93a60a56-a3c8-11da-a746-0800200b9a66
Asulam | 3337-71-1 | 3337711 | 3337711 | C8H10N2O4S |  | Mass | kg | emission | ground | https://ofmpub.epa.gov/sor_internet/registry/substreg/searchandretrieve/substancesearch/search.do?details=displayDetails&selectedSubstanceId=93086 | 1 | Chemicals | d73f7cc6-4ab8-31f0-97f0-3a4a9cf97d0a | 9499238e-b0eb-35da-aef1-9114f54a0a44 | 20aadc24-a391-41cf-b340-3e4529f44bde | 93a60a56-a3c8-11da-a746-0800200b9a66
Decanoic acid | 334-48-5 | 334485 | 334485 | C10H20O2 |  | Mass | kg | emission | ground | https://ofmpub.epa.gov/sor_internet/registry/substreg/searchandretrieve/substancesearch/search.do?details=displayDetails&selectedSubstanceId=46207 | 1 | Chemicals | 5d5ea3de-92a9-3446-968e-1ddc27da5c4c | 9499238e-b0eb-35da-aef1-9114f54a0a44 | 20aadc24-a391-41cf-b340-3e4529f44bde | 93a60a56-a3c8-11da-a746-0800200b9a66
Dithianon | 3347-22-6 | 3347226 | 3347226 | C14H4N2O2S2 |  | Mass | kg | emission | ground | https://ofmpub.epa.gov/sor_internet/registry/substreg/searchandretrieve/substancesearch/search.do?details=displayDetails&selectedSubstanceId=77544 | 1 | Chemicals | 20dcfc59-dbf0-3f95-89e8-737714dee6aa | 9499238e-b0eb-35da-aef1-9114f54a0a44 | 20aadc24-a391-41cf-b340-3e4529f44bde | 93a60a56-a3c8-11da-a746-0800200b9a66
Tembotrione | 335104-84-2 | 335104842 | 335104842 | C17H16ClF3O6S |  | Mass | kg | emission | ground | https://ofmpub.epa.gov/sor_internet/registry/substreg/searchandretrieve/substancesearch/search.do?details=displayDetails&selectedSubstanceId=99079 | 1 | Chemicals | 2dd40e7f-8d0a-3bcd-9e43-7188e92ad7f5 | 9499238e-b0eb-35da-aef1-9114f54a0a44 | 20aadc24-a391-41cf-b340-3e4529f44bde | 93a60a56-a3c8-11da-a746-0800200b9a66
Butralin | 33629-47-9 | 33629479 | 33629479 | C14H21N3O4 |  | Mass | kg | emission | ground | https://ofmpub.epa.gov/sor_internet/registry/substreg/searchandretrieve/substancesearch/search.do?details=displayDetails&selectedSubstanceId=55969 | 1 | Chemicals | a62ac2be-c9b6-3b22-a056-dc5e38855bdf | 9499238e-b0eb-35da-aef1-9114f54a0a44 | 20aadc24-a391-41cf-b340-3e4529f44bde | 93a60a56-a3c8-11da-a746-0800200b9a66
Terbumeton | 33693-04-8 | 33693048 | 33693048 | C10H19N5O |  | Mass | kg | emission | ground | https://ofmpub.epa.gov/sor_internet/registry/substreg/searchandretrieve/substancesearch/search.do?details=displayDetails&selectedSubstanceId=92913 | 1 | Chemicals | 65b1eabe-3a25-3b41-b7ce-f9a848f3c2e3 | 9499238e-b0eb-35da-aef1-9114f54a0a44 | 20aadc24-a391-41cf-b340-3e4529f44bde | 93a60a56-a3c8-11da-a746-0800200b9a66
Triclosan | 3380-34-5 | 3380345 | 3380345 | C12H7Cl3O2 |  | Mass | kg | emission | ground | https://ofmpub.epa.gov/sor_internet/registry/substreg/searchandretrieve/substancesearch/search.do?details=displayDetails&selectedSubstanceId=92902 | 1 | Chemicals | 461cb5ac-130b-3f62-99c8-eb7b8831d8ef | 9499238e-b0eb-35da-aef1-9114f54a0a44 | 20aadc24-a391-41cf-b340-3e4529f44bde | 93a60a56-a3c8-11da-a746-0800200b9a66
Isopropalin | 33820-53-0 | 33820530 | 33820530 | C15H23N3O4 |  | Mass | kg | emission | ground | https://ofmpub.epa.gov/sor_internet/registry/substreg/searchandretrieve/substancesearch/search.do?details=displayDetails&selectedSubstanceId=55938 | 1 | Chemicals | 582aabb0-cb9f-36a9-a64d-421a52ed5c5f | 9499238e-b0eb-35da-aef1-9114f54a0a44 | 20aadc24-a391-41cf-b340-3e4529f44bde | 93a60a56-a3c8-11da-a746-0800200b9a66
Temephos | 3383-96-8 | 3383968 | 3383968 | C16H20O6P2S3 |  | Mass | kg | emission | ground | https://ofmpub.epa.gov/sor_internet/registry/substreg/searchandretrieve/substancesearch/search.do?details=displayDetails&selectedSubstanceId=39587 | 1 | Chemicals | 2c05bd91-3220-3c7a-a39b-d433425826d8 | 9499238e-b0eb-35da-aef1-9114f54a0a44 | 20aadc24-a391-41cf-b340-3e4529f44bde | 93a60a56-a3c8-11da-a746-0800200b9a66
1,2,3,4,7,7-Hexachloronorbornadiene | 3389-71-7 | 3389717 | 3389717 | C7H2Cl6 |  | Mass | kg | emission | ground | https://ofmpub.epa.gov/sor_internet/registry/substreg/searchandretrieve/substancesearch/search.do?details=displayDetails&selectedSubstanceId=39579 | 1 | Chemicals | 21d8b34c-0396-30cd-aa94-09ba192f4829 | 9499238e-b0eb-35da-aef1-9114f54a0a44 | 20aadc24-a391-41cf-b340-3e4529f44bde | 93a60a56-a3c8-11da-a746-0800200b9a66
Codlelure | 33956-49-9 | 33956499 | 33956499 | C12H22O |  | Mass | kg | emission | ground | https://ofmpub.epa.gov/sor_internet/registry/substreg/searchandretrieve/substancesearch/search.do?details=displayDetails&selectedSubstanceId=55092 | 1 | Chemicals | a08262c2-9c11-34e1-a069-54125bba2f0b | 9499238e-b0eb-35da-aef1-9114f54a0a44 | 20aadc24-a391-41cf-b340-3e4529f44bde | 93a60a56-a3c8-11da-a746-0800200b9a66
2-Chloro-4,6-diamino-s-triazine | 3397-62-4 | 3397624 | 3397624 | C3H4ClN5 |  | Mass | kg | emission | ground | https://ofmpub.epa.gov/sor_internet/registry/substreg/searchandretrieve/substancesearch/search.do?details=displayDetails&selectedSubstanceId=42731 | 1 | Chemicals | 4c2f63b9-20ea-3a1f-8a3d-46459c0787ac | 9499238e-b0eb-35da-aef1-9114f54a0a44 | 20aadc24-a391-41cf-b340-3e4529f44bde | 93a60a56-a3c8-11da-a746-0800200b9a66
2,2',4,4',6,6'-Hexachlorobiphenyl | 33979-03-2 | 33979032 | 33979032 | C12H4Cl6 |  | Mass | kg | emission | ground | https://ofmpub.epa.gov/sor_internet/registry/substreg/searchandretrieve/substancesearch/search.do?details=displayDetails&selectedSubstanceId=82934 | 1 | Chemicals | 7688ebe7-7326-39fa-8cd8-e8747ac12a98 | 9499238e-b0eb-35da-aef1-9114f54a0a44 | 20aadc24-a391-41cf-b340-3e4529f44bde | 93a60a56-a3c8-11da-a746-0800200b9a66
Tebuthiuron | 34014-18-1 | 34014181 | 34014181 | C9H16N4OS |  | Mass | kg | emission | ground | https://ofmpub.epa.gov/sor_internet/registry/substreg/searchandretrieve/substancesearch/search.do?details=displayDetails&selectedSubstanceId=55077 | 1 | Chemicals | 501e3dbe-9b22-301e-abe1-d269e7039922 | 9499238e-b0eb-35da-aef1-9114f54a0a44 | 20aadc24-a391-41cf-b340-3e4529f44bde | 93a60a56-a3c8-11da-a746-0800200b9a66
Isoproturon | 34123-59-6 | 34123596 | 34123596 | C12H18N2O |  | Mass | kg | emission | ground | https://ofmpub.epa.gov/sor_internet/registry/substreg/searchandretrieve/substancesearch/search.do?details=displayDetails&selectedSubstanceId=77207 | 1 | Chemicals | f3d3edc2-d1c8-3f68-b7e1-d32148ac8096 | 9499238e-b0eb-35da-aef1-9114f54a0a44 | 20aadc24-a391-41cf-b340-3e4529f44bde | 93a60a56-a3c8-11da-a746-0800200b9a66
Acetochlor | 34256-82-1 | 34256821 | 34256821 | C14H20ClNO2 |  | Mass | kg | emission | ground | https://ofmpub.epa.gov/sor_internet/registry/substreg/searchandretrieve/substancesearch/search.do?details=displayDetails&selectedSubstanceId=92725 | 1 | Chemicals | d1003775-c6dd-3f22-8a78-b3f16ea0c61b | 9499238e-b0eb-35da-aef1-9114f54a0a44 | 20aadc24-a391-41cf-b340-3e4529f44bde | 93a60a56-a3c8-11da-a746-0800200b9a66
Cumylphenyl diphenyl phosphate | 34364-42-6 | 34364426 | 34364426 | - |  | Mass | kg | emission | ground | https://ofmpub.epa.gov/sor_internet/registry/substreg/searchandretrieve/substancesearch/search.do?details=displayDetails&selectedSubstanceId=92713 | 1 | Chemicals | e4d8311c-59bf-34e9-9570-53817913112d | 9499238e-b0eb-35da-aef1-9114f54a0a44 | 20aadc24-a391-41cf-b340-3e4529f44bde | 93a60a56-a3c8-11da-a746-0800200b9a66
3,5,5-Trimethyl-1-hexanol | 3452-97-9 | 3452979 | 3452979 | C9H20O |  | Mass | kg | emission | ground | https://ofmpub.epa.gov/sor_internet/registry/substreg/searchandretrieve/substancesearch/search.do?details=displayDetails&selectedSubstanceId=92550 | 1 | Chemicals | 8889be67-1120-33b2-85e8-264f8977436a | 9499238e-b0eb-35da-aef1-9114f54a0a44 | 20aadc24-a391-41cf-b340-3e4529f44bde | 93a60a56-a3c8-11da-a746-0800200b9a66
Prothiofos | 34643-46-4 | 34643464 | 34643464 | C11H15Cl2O2PS2 |  | Mass | kg | emission | ground | https://ofmpub.epa.gov/sor_internet/registry/substreg/searchandretrieve/substancesearch/search.do?details=displayDetails&selectedSubstanceId=54448 | 1 | Chemicals | 8ca8ec68-13d0-34b3-bdb9-bf8d7db8a4a8 | 9499238e-b0eb-35da-aef1-9114f54a0a44 | 20aadc24-a391-41cf-b340-3e4529f44bde | 93a60a56-a3c8-11da-a746-0800200b9a66
Butoxycarboxim | 34681-23-7 | 34681237 | 34681237 | C7H14N2O4S |  | Mass | kg | emission | ground | https://ofmpub.epa.gov/sor_internet/registry/substreg/searchandretrieve/substancesearch/search.do?details=displayDetails&selectedSubstanceId=54444 | 1 | Chemicals | a5af486d-9a8c-390c-b8df-d915f8ec5ee9 | 9499238e-b0eb-35da-aef1-9114f54a0a44 | 20aadc24-a391-41cf-b340-3e4529f44bde | 93a60a56-a3c8-11da-a746-0800200b9a66
Piperalin | 3478-94-2 | 3478942 | 3478942 | C16H21Cl2NO2 |  | Mass | kg | emission | ground | https://ofmpub.epa.gov/sor_internet/registry/substreg/searchandretrieve/substancesearch/search.do?details=displayDetails&selectedSubstanceId=41887 | 1 | Chemicals | e4b5316f-fc74-388c-878a-0f57639173cf | 9499238e-b0eb-35da-aef1-9114f54a0a44 | 20aadc24-a391-41cf-b340-3e4529f44bde | 93a60a56-a3c8-11da-a746-0800200b9a66
2,4'-Dichlorobiphenyl | 34883-43-7 | 34883437 | 34883437 | C12H8Cl2 |  | Mass | kg | emission | ground | https://ofmpub.epa.gov/sor_internet/registry/substreg/searchandretrieve/substancesearch/search.do?details=displayDetails&selectedSubstanceId=82929 | 1 | Chemicals | cff14188-87fb-3149-92ae-baf46d2981eb | 9499238e-b0eb-35da-aef1-9114f54a0a44 | 20aadc24-a391-41cf-b340-3e4529f44bde | 93a60a56-a3c8-11da-a746-0800200b9a66
p-Fluoronitrobenzene | 350-46-9 | 350469 | 350469 | C6H4FNO2 |  | Mass | kg | emission | ground | https://ofmpub.epa.gov/sor_internet/registry/substreg/searchandretrieve/substancesearch/search.do?details=displayDetails&selectedSubstanceId=92378 | 1 | Chemicals | 06cca1b7-4e7c-3ddb-9841-e31c5ed6eb70 | 9499238e-b0eb-35da-aef1-9114f54a0a44 | 20aadc24-a391-41cf-b340-3e4529f44bde | 93a60a56-a3c8-11da-a746-0800200b9a66
Diflubenzuron | 35367-38-5 | 35367385 | 35367385 | C14H9ClF2N2O2 |  | Mass | kg | emission | ground | https://ofmpub.epa.gov/sor_internet/registry/substreg/searchandretrieve/substancesearch/search.do?details=displayDetails&selectedSubstanceId=92340 | 1 | Chemicals | 9d671626-da46-3aa0-8a33-c2171c8ab3de | 9499238e-b0eb-35da-aef1-9114f54a0a44 | 20aadc24-a391-41cf-b340-3e4529f44bde | 93a60a56-a3c8-11da-a746-0800200b9a66
Sulprofos | 35400-43-2 | 35400432 | 35400432 | C12H19O2PS3 |  | Mass | kg | emission | ground | https://ofmpub.epa.gov/sor_internet/registry/substreg/searchandretrieve/substancesearch/search.do?details=displayDetails&selectedSubstanceId=92336 | 1 | Chemicals | 77b29da4-f896-322c-b06b-206569a724b8 | 9499238e-b0eb-35da-aef1-9114f54a0a44 | 20aadc24-a391-41cf-b340-3e4529f44bde | 93a60a56-a3c8-11da-a746-0800200b9a66
Imazalil | 35554-44-0 | 35554440 | 35554440 | C14H14Cl2N2O |  | Mass | kg | emission | ground | https://ofmpub.epa.gov/sor_internet/registry/substreg/searchandretrieve/substancesearch/search.do?details=displayDetails&selectedSubstanceId=53769 | 1 | Chemicals | bebc8014-7626-31aa-9859-86e0c533c7fe | 9499238e-b0eb-35da-aef1-9114f54a0a44 | 20aadc24-a391-41cf-b340-3e4529f44bde | 93a60a56-a3c8-11da-a746-0800200b9a66
Azamethiphos | 35575-96-3 | 35575963 | 35575963 | C9H10ClN2O5PS |  | Mass | kg | emission | ground | https://ofmpub.epa.gov/sor_internet/registry/substreg/searchandretrieve/substancesearch/search.do?details=displayDetails&selectedSubstanceId=82925 | 1 | Chemicals | b49eaaf6-aec3-3362-a97d-9cd9d70911bb | 9499238e-b0eb-35da-aef1-9114f54a0a44 | 20aadc24-a391-41cf-b340-3e4529f44bde | 93a60a56-a3c8-11da-a746-0800200b9a66
Sulcofuron-sodium | 3567-25-7 | 3567257 | 3567257 | C19H11Cl4N2NaO5S |  | Mass | kg | emission | ground | https://ofmpub.epa.gov/sor_internet/registry/substreg/searchandretrieve/substancesearch/search.do?details=displayDetails&selectedSubstanceId=41676 | 1 | Chemicals | a652a81c-6d33-36ed-a675-58cb290eab05 | 9499238e-b0eb-35da-aef1-9114f54a0a44 | 20aadc24-a391-41cf-b340-3e4529f44bde | 93a60a56-a3c8-11da-a746-0800200b9a66
1-Bromo-1-(bromomethyl)-1,3-propanedicarbonitrile | 35691-65-7 | 35691657 | 35691657 | C6H6Br2N2 |  | Mass | kg | emission | ground | https://ofmpub.epa.gov/sor_internet/registry/substreg/searchandretrieve/substancesearch/search.do?details=displayDetails&selectedSubstanceId=53580 | 1 | Chemicals | 653661f3-209f-3363-a919-09a3f1466f58 | 9499238e-b0eb-35da-aef1-9114f54a0a44 | 20aadc24-a391-41cf-b340-3e4529f44bde | 93a60a56-a3c8-11da-a746-0800200b9a66
Nifurthiazole | 3570-75-0 | 3570750 | 3570750 | C8H6N4O4S |  | Mass | kg | emission | ground | https://ofmpub.epa.gov/sor_internet/registry/substreg/searchandretrieve/substancesearch/search.do?details=displayDetails&selectedSubstanceId=78330 | 1 | Chemicals | 3b52fea6-ca17-3ba3-b82c-7646483554a7 | 9499238e-b0eb-35da-aef1-9114f54a0a44 | 20aadc24-a391-41cf-b340-3e4529f44bde | 93a60a56-a3c8-11da-a746-0800200b9a66
Brucine | 357-57-3 | 357573 | 357573 | C23H26N2O4 |  | Mass | kg | emission | ground | https://ofmpub.epa.gov/sor_internet/registry/substreg/searchandretrieve/substancesearch/search.do?details=displayDetails&selectedSubstanceId=92161 | 1 | Chemicals | 13f63cb6-20f2-3a62-ba7c-ce75daeba388 | 9499238e-b0eb-35da-aef1-9114f54a0a44 | 20aadc24-a391-41cf-b340-3e4529f44bde | 93a60a56-a3c8-11da-a746-0800200b9a66
Diundecyl phthalate | 3648-20-2 | 3648202 | 3648202 | C30H50O4 |  | Mass | kg | emission | ground | https://ofmpub.epa.gov/sor_internet/registry/substreg/searchandretrieve/substancesearch/search.do?details=displayDetails&selectedSubstanceId=41451 | 1 | Chemicals | 02965594-3a2f-363a-b43c-c74068a6a2c6 | 9499238e-b0eb-35da-aef1-9114f54a0a44 | 20aadc24-a391-41cf-b340-3e4529f44bde | 93a60a56-a3c8-11da-a746-0800200b9a66
Methoxone sodium salt | 3653-48-3 | 3653483 | 3653483 | C9H8ClNaO3 |  | Mass | kg | emission | ground | https://ofmpub.epa.gov/sor_internet/registry/substreg/searchandretrieve/substancesearch/search.do?details=displayDetails&selectedSubstanceId=41446 | 1 | Chemicals | 03d52a20-2238-3704-b071-3d408b73689b | 9499238e-b0eb-35da-aef1-9114f54a0a44 | 20aadc24-a391-41cf-b340-3e4529f44bde | 93a60a56-a3c8-11da-a746-0800200b9a66
Iprodione | 36734-19-7 | 36734197 | 36734197 | C13H13Cl2N3O3 |  | Mass | kg | emission | ground | https://ofmpub.epa.gov/sor_internet/registry/substreg/searchandretrieve/substancesearch/search.do?details=displayDetails&selectedSubstanceId=52899 | 1 | Chemicals | 06463f42-2b4e-30cc-bfc7-ccc2b4f77f8a | 9499238e-b0eb-35da-aef1-9114f54a0a44 | 20aadc24-a391-41cf-b340-3e4529f44bde | 93a60a56-a3c8-11da-a746-0800200b9a66
Decyl oleate | 3687-46-5 | 3687465 | 3687465 | C28H54O2 |  | Mass | kg | emission | ground | https://ofmpub.epa.gov/sor_internet/registry/substreg/searchandretrieve/substancesearch/search.do?details=displayDetails&selectedSubstanceId=41423 | 1 | Chemicals | 27ba5b1f-fdd9-37e9-a342-1e09b3665a59 | 9499238e-b0eb-35da-aef1-9114f54a0a44 | 20aadc24-a391-41cf-b340-3e4529f44bde | 93a60a56-a3c8-11da-a746-0800200b9a66
3-(Trifluoromethyl)benzonitrile | 368-77-4 | 368774 | 368774 | C8H4F3N |  | Mass | kg | emission | ground | https://ofmpub.epa.gov/sor_internet/registry/substreg/searchandretrieve/substancesearch/search.do?details=displayDetails&selectedSubstanceId=98138 | 1 | Chemicals | b3366205-4222-33e6-b5b6-b576d5e5fe08 | 9499238e-b0eb-35da-aef1-9114f54a0a44 | 20aadc24-a391-41cf-b340-3e4529f44bde | 93a60a56-a3c8-11da-a746-0800200b9a66
Furylfuramide | 3688-53-7 | 3688537 | 3688537 | C11H8N2O5 |  | Mass | kg | emission | ground | https://ofmpub.epa.gov/sor_internet/registry/substreg/searchandretrieve/substancesearch/search.do?details=displayDetails&selectedSubstanceId=91789 | 1 | Chemicals | 550c1e78-b2c4-3bb2-afe8-73882279fe17 | 9499238e-b0eb-35da-aef1-9114f54a0a44 | 20aadc24-a391-41cf-b340-3e4529f44bde | 93a60a56-a3c8-11da-a746-0800200b9a66
Sulfotep | 3689-24-5 | 3689245 | 3689245 | C8H20O5P2S2 |  | Mass | kg | emission | ground | https://ofmpub.epa.gov/sor_internet/registry/substreg/searchandretrieve/substancesearch/search.do?details=displayDetails&selectedSubstanceId=91788 | 1 | Chemicals | 4b1cc2b7-5a62-3b33-9be3-bded82a9f6d6 | 9499238e-b0eb-35da-aef1-9114f54a0a44 | 20aadc24-a391-41cf-b340-3e4529f44bde | 93a60a56-a3c8-11da-a746-0800200b9a66
Benzene, 1,5-dichloro-2,4-dinitro- | 3698-83-7 | 3698837 | 3698837 | C6H2Cl2N2O4 |  | Mass | kg | emission | ground | https://ofmpub.epa.gov/sor_internet/registry/substreg/searchandretrieve/substancesearch/search.do?details=displayDetails&selectedSubstanceId=91776 | 1 | Chemicals | 850f5057-3aaf-33c8-bc16-1f5d7fc1c85b | 9499238e-b0eb-35da-aef1-9114f54a0a44 | 20aadc24-a391-41cf-b340-3e4529f44bde | 93a60a56-a3c8-11da-a746-0800200b9a66
p-Fluoroaniline | 371-40-4 | 371404 | 371404 | C6H6FN |  | Mass | kg | emission | ground | https://ofmpub.epa.gov/sor_internet/registry/substreg/searchandretrieve/substancesearch/search.do?details=displayDetails&selectedSubstanceId=46050 | 1 | Chemicals | dd03f150-1713-3f29-a250-b3268810e44a | 9499238e-b0eb-35da-aef1-9114f54a0a44 | 20aadc24-a391-41cf-b340-3e4529f44bde | 93a60a56-a3c8-11da-a746-0800200b9a66
Phenol, 4-fluoro- | 371-41-5 | 371415 | 371415 | C6H5FO |  | Mass | kg | emission | ground | https://ofmpub.epa.gov/sor_internet/registry/substreg/searchandretrieve/substancesearch/search.do?details=displayDetails&selectedSubstanceId=91625 | 1 | Chemicals | 3dd13983-6e3b-3c7a-a2b7-7ca08e98d8f5 | 9499238e-b0eb-35da-aef1-9114f54a0a44 | 20aadc24-a391-41cf-b340-3e4529f44bde | 93a60a56-a3c8-11da-a746-0800200b9a66
Chlordene | 3734-48-3 | 3734483 | 3734483 | C10H6Cl6 |  | Mass | kg | emission | ground | https://ofmpub.epa.gov/sor_internet/registry/substreg/searchandretrieve/substancesearch/search.do?details=displayDetails&selectedSubstanceId=41226 | 1 | Chemicals | 2d59d340-a48f-3e5f-a761-9eb3275ec9b6 | 9499238e-b0eb-35da-aef1-9114f54a0a44 | 20aadc24-a391-41cf-b340-3e4529f44bde | 93a60a56-a3c8-11da-a746-0800200b9a66
Phenol, 2,4-dichloro-, sodium salt | 3757-76-4 | 3757764 | 3757764 | C6H3Cl2NaO |  | Mass | kg | emission | ground | https://ofmpub.epa.gov/sor_internet/registry/substreg/searchandretrieve/substancesearch/search.do?details=displayDetails&selectedSubstanceId=41205 | 1 | Chemicals | 6bde3cf3-def5-314a-bfd9-2556a9e1f92e | 9499238e-b0eb-35da-aef1-9114f54a0a44 | 20aadc24-a391-41cf-b340-3e4529f44bde | 93a60a56-a3c8-11da-a746-0800200b9a66
C.I. Food Red 5 | 3761-53-3 | 3761533 | 3761533 | C18H14N2Na2O7S2 |  | Mass | kg | emission | ground | https://ofmpub.epa.gov/sor_internet/registry/substreg/searchandretrieve/substancesearch/search.do?details=displayDetails&selectedSubstanceId=91591 | 1 | Chemicals | 351a7ca0-28ea-3b8b-9be8-631aaa4bbda9 | 9499238e-b0eb-35da-aef1-9114f54a0a44 | 20aadc24-a391-41cf-b340-3e4529f44bde | 93a60a56-a3c8-11da-a746-0800200b9a66
Phenol, 2-(1-methylpropyl)-, methylcarbamate | 3766-81-2 | 3766812 | 3766812 | C12H17NO2 |  | Mass | kg | emission | ground | https://ofmpub.epa.gov/sor_internet/registry/substreg/searchandretrieve/substancesearch/search.do?details=displayDetails&selectedSubstanceId=91589 | 1 | Chemicals | b619f368-e7b8-3252-9687-e1469f41ce5b | 9499238e-b0eb-35da-aef1-9114f54a0a44 | 20aadc24-a391-41cf-b340-3e4529f44bde | 93a60a56-a3c8-11da-a746-0800200b9a66
2,2',5-Trichlorobiphenyl | 37680-65-2 | 37680652 | 37680652 | C12H7Cl3 |  | Mass | kg | emission | ground | https://ofmpub.epa.gov/sor_internet/registry/substreg/searchandretrieve/substancesearch/search.do?details=displayDetails&selectedSubstanceId=82907 | 1 | Chemicals | 56164f70-02d4-3bc5-9894-051851eec6d3 | 9499238e-b0eb-35da-aef1-9114f54a0a44 | 20aadc24-a391-41cf-b340-3e4529f44bde | 93a60a56-a3c8-11da-a746-0800200b9a66
2,2',4,5,5'-Pentachlorobiphenyl | 37680-73-2 | 37680732 | 37680732 | C12H5Cl5 |  | Mass | kg | emission | ground | https://ofmpub.epa.gov/sor_internet/registry/substreg/searchandretrieve/substancesearch/search.do?details=displayDetails&selectedSubstanceId=91588 | 1 | Chemicals | fe595874-ba7c-317e-9235-148a181b09bf | 9499238e-b0eb-35da-aef1-9114f54a0a44 | 20aadc24-a391-41cf-b340-3e4529f44bde | 93a60a56-a3c8-11da-a746-0800200b9a66
Nafenopin | 3771-19-5 | 3771195 | 3771195 | C20H22O3 |  | Mass | kg | emission | ground | https://ofmpub.epa.gov/sor_internet/registry/substreg/searchandretrieve/substancesearch/search.do?details=displayDetails&selectedSubstanceId=77891 | 1 | Chemicals | 91679b87-a750-3509-9925-21502be2ac89 | 9499238e-b0eb-35da-aef1-9114f54a0a44 | 20aadc24-a391-41cf-b340-3e4529f44bde | 93a60a56-a3c8-11da-a746-0800200b9a66
Pentachlorophenyl laurate | 3772-94-9 | 3772949 | 3772949 | C18H23Cl5O2 |  | Mass | kg | emission | ground | https://ofmpub.epa.gov/sor_internet/registry/substreg/searchandretrieve/substancesearch/search.do?details=displayDetails&selectedSubstanceId=41032 | 1 | Chemicals | df1a624e-a39b-3b41-b802-25fb44d4bd75 | 9499238e-b0eb-35da-aef1-9114f54a0a44 | 20aadc24-a391-41cf-b340-3e4529f44bde | 93a60a56-a3c8-11da-a746-0800200b9a66
Triphenyltin fluoride | 379-52-2 | 379522 | 379522 | C18H15FSn |  | Mass | kg | emission | ground | https://ofmpub.epa.gov/sor_internet/registry/substreg/searchandretrieve/substancesearch/search.do?details=displayDetails&selectedSubstanceId=94194 | 1 | Chemicals | cc486232-56eb-3daf-90c7-191b9249390a | 9499238e-b0eb-35da-aef1-9114f54a0a44 | 20aadc24-a391-41cf-b340-3e4529f44bde | 93a60a56-a3c8-11da-a746-0800200b9a66
2-Phosphono-1,2,4-butanetricarboxylic acid | 37971-36-1 | 37971361 | 37971361 | C7H11O9P |  | Mass | kg | emission | ground | https://ofmpub.epa.gov/sor_internet/registry/substreg/searchandretrieve/substancesearch/search.do?details=displayDetails&selectedSubstanceId=54388 | 1 | Chemicals | 1d793e6a-7db1-365f-a545-c16f635faa25 | 9499238e-b0eb-35da-aef1-9114f54a0a44 | 20aadc24-a391-41cf-b340-3e4529f44bde | 93a60a56-a3c8-11da-a746-0800200b9a66
Streptomycin sulfate | 3810-74-0 | 3810740 | 3810740 | C42H84N14O36S3 |  | Mass | kg | emission | ground | https://ofmpub.epa.gov/sor_internet/registry/substreg/searchandretrieve/substancesearch/search.do?details=displayDetails&selectedSubstanceId=41011 | 1 | Chemicals | abce206c-04de-39b0-8918-951123d882c6 | 9499238e-b0eb-35da-aef1-9114f54a0a44 | 20aadc24-a391-41cf-b340-3e4529f44bde | 93a60a56-a3c8-11da-a746-0800200b9a66
Dioxabenzofos | 3811-49-2 | 3811492 | 3811492 | C8H9O3PS |  | Mass | kg | emission | ground | https://ofmpub.epa.gov/sor_internet/registry/substreg/searchandretrieve/substancesearch/search.do?details=displayDetails&selectedSubstanceId=81111 | 1 | Chemicals | 7ee007db-eded-34d4-a303-1749295f0d20 | 9499238e-b0eb-35da-aef1-9114f54a0a44 | 20aadc24-a391-41cf-b340-3e4529f44bde | 93a60a56-a3c8-11da-a746-0800200b9a66
Etrimfos | 38260-54-7 | 38260547 | 38260547 | C10H17N2O4PS |  | Mass | kg | emission | ground | https://ofmpub.epa.gov/sor_internet/registry/substreg/searchandretrieve/substancesearch/search.do?details=displayDetails&selectedSubstanceId=80935 | 1 | Chemicals | 13e2504e-9c11-31ff-a2c3-b20694845bed | 9499238e-b0eb-35da-aef1-9114f54a0a44 | 20aadc24-a391-41cf-b340-3e4529f44bde | 93a60a56-a3c8-11da-a746-0800200b9a66
Ethyl trifluoroacetate | 383-63-1 | 383631 | 383631 | C4H5F3O2 |  | Mass | kg | emission | ground | https://ofmpub.epa.gov/sor_internet/registry/substreg/searchandretrieve/substancesearch/search.do?details=displayDetails&selectedSubstanceId=94161 | 1 | Chemicals | 733b46a0-8a9e-3dfc-8770-3f62f98c68fc | 9499238e-b0eb-35da-aef1-9114f54a0a44 | 20aadc24-a391-41cf-b340-3e4529f44bde | 93a60a56-a3c8-11da-a746-0800200b9a66
(E)-8-Dodecen-1-yl acetate | 38363-29-0 | 38363290 | 38363290 | C14H26O2 |  | Mass | kg | emission | ground | https://ofmpub.epa.gov/sor_internet/registry/substreg/searchandretrieve/substancesearch/search.do?details=displayDetails&selectedSubstanceId=54155 | 1 | Chemicals | f43519d2-d7e1-3754-8877-96c87c6a00bd | 9499238e-b0eb-35da-aef1-9114f54a0a44 | 20aadc24-a391-41cf-b340-3e4529f44bde | 93a60a56-a3c8-11da-a746-0800200b9a66
C.I. Acid Blue 9, disodium salt | 3844-45-9 | 3844459 | 3844459 | C37H34N2Na2O9S3 |  | Mass | kg | emission | ground | https://ofmpub.epa.gov/sor_internet/registry/substreg/searchandretrieve/substancesearch/search.do?details=displayDetails&selectedSubstanceId=94158 | 1 | Chemicals | 263c2b89-241f-324b-8a01-049576ddd517 | 9499238e-b0eb-35da-aef1-9114f54a0a44 | 20aadc24-a391-41cf-b340-3e4529f44bde | 93a60a56-a3c8-11da-a746-0800200b9a66
2,3,4'-Trichlorobiphenyl | 38444-85-8 | 38444858 | 38444858 | C12H7Cl3 |  | Mass | kg | emission | ground | https://ofmpub.epa.gov/sor_internet/registry/substreg/searchandretrieve/substancesearch/search.do?details=displayDetails&selectedSubstanceId=82887 | 1 | Chemicals | 423a130b-3602-3c7d-bf2f-60e754867a4d | 9499238e-b0eb-35da-aef1-9114f54a0a44 | 20aadc24-a391-41cf-b340-3e4529f44bde | 93a60a56-a3c8-11da-a746-0800200b9a66
2,6-Difluorobenzoic acid | 385-00-2 | 385002 | 385002 | C7H4F2O2 |  | Mass | kg | emission | ground | https://ofmpub.epa.gov/sor_internet/registry/substreg/searchandretrieve/substancesearch/search.do?details=displayDetails&selectedSubstanceId=98137 | 1 | Chemicals | 02f6397f-03b9-3701-89e0-9533088a349f | 9499238e-b0eb-35da-aef1-9114f54a0a44 | 20aadc24-a391-41cf-b340-3e4529f44bde | 93a60a56-a3c8-11da-a746-0800200b9a66
Diisopropylnaphthalene | 38640-62-9 | 38640629 | 38640629 | - |  | Mass | kg | emission | ground | https://ofmpub.epa.gov/sor_internet/registry/substreg/searchandretrieve/substancesearch/search.do?details=displayDetails&selectedSubstanceId=53936 | 1 | Chemicals | b21d4a36-56a5-3411-a2e5-dce856d863f4 | 9499238e-b0eb-35da-aef1-9114f54a0a44 | 20aadc24-a391-41cf-b340-3e4529f44bde | 93a60a56-a3c8-11da-a746-0800200b9a66
Glyphosate isopropylamine salt | 38641-94-0 | 38641940 | 38641940 | C6H17N2O5P |  | Mass | kg | emission | ground | https://ofmpub.epa.gov/sor_internet/registry/substreg/searchandretrieve/substancesearch/search.do?details=displayDetails&selectedSubstanceId=53933 | 1 | Chemicals | 0f2d9516-50e4-32d8-bb39-a2a379350b63 | 9499238e-b0eb-35da-aef1-9114f54a0a44 | 20aadc24-a391-41cf-b340-3e4529f44bde | 93a60a56-a3c8-11da-a746-0800200b9a66
Fuberidazole | 3878-19-1 | 3878191 | 3878191 | C11H8N2O |  | Mass | kg | emission | ground | https://ofmpub.epa.gov/sor_internet/registry/substreg/searchandretrieve/substancesearch/search.do?details=displayDetails&selectedSubstanceId=40826 | 1 | Chemicals | fe29a796-f6f2-34b2-b1e2-231fba009cc1 | 9499238e-b0eb-35da-aef1-9114f54a0a44 | 20aadc24-a391-41cf-b340-3e4529f44bde | 93a60a56-a3c8-11da-a746-0800200b9a66
Nalidixic acid | 389-08-2 | 389082 | 389082 | C12H12N2O3 |  | Mass | kg | emission | ground | https://ofmpub.epa.gov/sor_internet/registry/substreg/searchandretrieve/substancesearch/search.do?details=displayDetails&selectedSubstanceId=78026 | 1 | Chemicals | d61eaee9-282d-3809-af8c-38672bc8d35f | 9499238e-b0eb-35da-aef1-9114f54a0a44 | 20aadc24-a391-41cf-b340-3e4529f44bde | 93a60a56-a3c8-11da-a746-0800200b9a66
Fosetyl-Al | 39148-24-8 | 39148248 | 39148248 | C6H18AlO9P3 |  | Mass | kg | emission | ground | https://ofmpub.epa.gov/sor_internet/registry/substreg/searchandretrieve/substancesearch/search.do?details=displayDetails&selectedSubstanceId=53514 | 1 | Chemicals | a350c843-4c34-34a8-b3d6-82bbea3905ea | 9499238e-b0eb-35da-aef1-9114f54a0a44 | 20aadc24-a391-41cf-b340-3e4529f44bde | 93a60a56-a3c8-11da-a746-0800200b9a66
2,4-Diaminoanisole sulfate | 39156-41-7 | 39156417 | 39156417 | C7H12N2O5S |  | Mass | kg | emission | ground | https://ofmpub.epa.gov/sor_internet/registry/substreg/searchandretrieve/substancesearch/search.do?details=displayDetails&selectedSubstanceId=53513 | 1 | Chemicals | 93add124-cde2-39c8-a203-8fc7eb30462f | 9499238e-b0eb-35da-aef1-9114f54a0a44 | 20aadc24-a391-41cf-b340-3e4529f44bde | 93a60a56-a3c8-11da-a746-0800200b9a66
Thiofanox | 39196-18-4 | 39196184 | 39196184 | C9H18N2O2S |  | Mass | kg | emission | ground | https://ofmpub.epa.gov/sor_internet/registry/substreg/searchandretrieve/substancesearch/search.do?details=displayDetails&selectedSubstanceId=94102 | 1 | Chemicals | fe5c550d-0c9d-37ab-8b8b-862cf0b7e2c2 | 9499238e-b0eb-35da-aef1-9114f54a0a44 | 20aadc24-a391-41cf-b340-3e4529f44bde | 93a60a56-a3c8-11da-a746-0800200b9a66
Sodium chloroacetate | 3926-62-3 | 3926623 | 3926623 | C2H2ClNaO2 |  | Mass | kg | emission | ground | https://ofmpub.epa.gov/sor_internet/registry/substreg/searchandretrieve/substancesearch/search.do?details=displayDetails&selectedSubstanceId=40793 | 1 | Chemicals | addf7443-dcb6-3aac-a167-6dd6290c87e4 | 9499238e-b0eb-35da-aef1-9114f54a0a44 | 20aadc24-a391-41cf-b340-3e4529f44bde | 93a60a56-a3c8-11da-a746-0800200b9a66
Dinocap | 39300-45-3 | 39300453 | 39300453 | - |  | Mass | kg | emission | ground | https://ofmpub.epa.gov/sor_internet/registry/substreg/searchandretrieve/substancesearch/search.do?details=displayDetails&selectedSubstanceId=53484 | 1 | Chemicals | 45a86dfe-5ea6-3d7c-832e-0432d0015fec | 9499238e-b0eb-35da-aef1-9114f54a0a44 | 20aadc24-a391-41cf-b340-3e4529f44bde | 93a60a56-a3c8-11da-a746-0800200b9a66
Carbamic acid, methyl-, 2-chlorophenyl ester | 3942-54-9 | 3942549 | 3942549 | C8H8ClNO2 |  | Mass | kg | emission | ground | https://ofmpub.epa.gov/sor_internet/registry/substreg/searchandretrieve/substancesearch/search.do?details=displayDetails&selectedSubstanceId=40788 | 1 | Chemicals | d5844d17-6d90-3a7e-a1b3-72dc8eb79ea1 | 9499238e-b0eb-35da-aef1-9114f54a0a44 | 20aadc24-a391-41cf-b340-3e4529f44bde | 93a60a56-a3c8-11da-a746-0800200b9a66
Cyphenothrin | 39515-40-7 | 39515407 | 39515407 | C24H25NO3 |  | Mass | kg | emission | ground | https://ofmpub.epa.gov/sor_internet/registry/substreg/searchandretrieve/substancesearch/search.do?details=displayDetails&selectedSubstanceId=53081 | 1 | Chemicals | 344c7caf-c18f-35a2-9908-6beaaff4f2d1 | 9499238e-b0eb-35da-aef1-9114f54a0a44 | 20aadc24-a391-41cf-b340-3e4529f44bde | 93a60a56-a3c8-11da-a746-0800200b9a66
Fenpropathrin | 39515-41-8 | 39515418 | 39515418 | C22H23NO3 |  | Mass | kg | emission | ground | https://ofmpub.epa.gov/sor_internet/registry/substreg/searchandretrieve/substancesearch/search.do?details=displayDetails&selectedSubstanceId=53080 | 1 | Chemicals | 2fc93fca-5751-38e1-99a1-567a100db1e4 | 9499238e-b0eb-35da-aef1-9114f54a0a44 | 20aadc24-a391-41cf-b340-3e4529f44bde | 93a60a56-a3c8-11da-a746-0800200b9a66
Triamterene | 396-01-0 | 396010 | 396010 | C12H11N7 |  | Mass | kg | emission | ground | https://ofmpub.epa.gov/sor_internet/registry/substreg/searchandretrieve/substancesearch/search.do?details=displayDetails&selectedSubstanceId=94075 | 1 | Chemicals | 5447319a-31cd-378d-b8a2-0142ac9a8759 | 9499238e-b0eb-35da-aef1-9114f54a0a44 | 20aadc24-a391-41cf-b340-3e4529f44bde | 93a60a56-a3c8-11da-a746-0800200b9a66
trans-Nonachlor | 39765-80-5 | 39765805 | 39765805 | C10H5Cl9 |  | Mass | kg | emission | ground | https://ofmpub.epa.gov/sor_internet/registry/substreg/searchandretrieve/substancesearch/search.do?details=displayDetails&selectedSubstanceId=52871 | 1 | Chemicals | 026cffb4-6f8e-3fa3-ad58-24a48eab7782 | 9499238e-b0eb-35da-aef1-9114f54a0a44 | 20aadc24-a391-41cf-b340-3e4529f44bde | 93a60a56-a3c8-11da-a746-0800200b9a66
Photomirex | 39801-14-4 | 39801144 | 39801144 | C10HCl11 |  | Mass | kg | emission | ground | https://ofmpub.epa.gov/sor_internet/registry/substreg/searchandretrieve/substancesearch/search.do?details=displayDetails&selectedSubstanceId=82775 | 1 | Chemicals | c4174909-7e4d-3b11-8e0a-b17f2a0960ad | 9499238e-b0eb-35da-aef1-9114f54a0a44 | 20aadc24-a391-41cf-b340-3e4529f44bde | 93a60a56-a3c8-11da-a746-0800200b9a66
1,2,3,7,8-Pentachlorodibenzo-p-dioxin | 40321-76-4 | 40321764 | 40321764 | C12H3Cl5O2 |  | Mass | kg | emission | ground | https://ofmpub.epa.gov/sor_internet/registry/substreg/searchandretrieve/substancesearch/search.do?details=displayDetails&selectedSubstanceId=82582 | 1 | Chemicals | 16b92591-3238-31d1-8850-2f1330773988 | 9499238e-b0eb-35da-aef1-9114f54a0a44 | 20aadc24-a391-41cf-b340-3e4529f44bde | 93a60a56-a3c8-11da-a746-0800200b9a66
Bitoscanate | 4044-65-9 | 4044659 | 4044659 | C8H4N2S2 |  | Mass | kg | emission | ground | https://ofmpub.epa.gov/sor_internet/registry/substreg/searchandretrieve/substancesearch/search.do?details=displayDetails&selectedSubstanceId=40581 | 1 | Chemicals | 80347276-589e-3530-8c49-347278036821 | 9499238e-b0eb-35da-aef1-9114f54a0a44 | 20aadc24-a391-41cf-b340-3e4529f44bde | 93a60a56-a3c8-11da-a746-0800200b9a66
Capsaicin | 404-86-4 | 404864 | 404864 | C18H27NO3 |  | Mass | kg | emission | ground | https://ofmpub.epa.gov/sor_internet/registry/substreg/searchandretrieve/substancesearch/search.do?details=displayDetails&selectedSubstanceId=45991 | 1 | Chemicals | 7a105979-9274-30e2-9f5f-95d7e5940811 | 9499238e-b0eb-35da-aef1-9114f54a0a44 | 20aadc24-a391-41cf-b340-3e4529f44bde | 93a60a56-a3c8-11da-a746-0800200b9a66
Pendimethalin | 40487-42-1 | 40487421 | 40487421 | C13H19N3O4 |  | Mass | kg | emission | ground | https://ofmpub.epa.gov/sor_internet/registry/substreg/searchandretrieve/substancesearch/search.do?details=displayDetails&selectedSubstanceId=52605 | 1 | Chemicals | d402c680-f25f-3a44-85e5-83ec0fd0b194 | 9499238e-b0eb-35da-aef1-9114f54a0a44 | 20aadc24-a391-41cf-b340-3e4529f44bde | 93a60a56-a3c8-11da-a746-0800200b9a66
Methoprene | 40596-69-8 | 40596698 | 40596698 | C19H34O3 |  | Mass | kg | emission | ground | https://ofmpub.epa.gov/sor_internet/registry/substreg/searchandretrieve/substancesearch/search.do?details=displayDetails&selectedSubstanceId=55853 | 1 | Chemicals | 882e98f6-d3f4-3d94-b0c2-1263d1241040 | 9499238e-b0eb-35da-aef1-9114f54a0a44 | 20aadc24-a391-41cf-b340-3e4529f44bde | 93a60a56-a3c8-11da-a746-0800200b9a66
(Z)-8-Dodecen-1-ol | 40642-40-8 | 40642408 | 40642408 | C12H24O |  | Mass | kg | emission | ground | https://ofmpub.epa.gov/sor_internet/registry/substreg/searchandretrieve/substancesearch/search.do?details=displayDetails&selectedSubstanceId=55846 | 1 | Chemicals | d9af3638-54ce-3d98-a48f-3cc2c5dee19a | 9499238e-b0eb-35da-aef1-9114f54a0a44 | 20aadc24-a391-41cf-b340-3e4529f44bde | 93a60a56-a3c8-11da-a746-0800200b9a66
Acetamide, N-[1,1'-biphenyl]-4-yl- | 4075-79-0 | 4075790 | 4075790 | C14H13NO |  | Mass | kg | emission | ground | https://ofmpub.epa.gov/sor_internet/registry/substreg/searchandretrieve/substancesearch/search.do?details=displayDetails&selectedSubstanceId=40411 | 1 | Chemicals | ddd436bb-3b3a-35b4-b218-a3549443f9f0 | 9499238e-b0eb-35da-aef1-9114f54a0a44 | 20aadc24-a391-41cf-b340-3e4529f44bde | 93a60a56-a3c8-11da-a746-0800200b9a66
Calcium propionate | 4075-81-4 | 4075814 | 4075814 | C6H10CaO4 |  | Mass | kg | emission | ground | https://ofmpub.epa.gov/sor_internet/registry/substreg/searchandretrieve/substancesearch/search.do?details=displayDetails&selectedSubstanceId=40410 | 1 | Chemicals | 5b27e16f-4b46-3ec4-a446-44f1c9a82509 | 9499238e-b0eb-35da-aef1-9114f54a0a44 | 20aadc24-a391-41cf-b340-3e4529f44bde | 93a60a56-a3c8-11da-a746-0800200b9a66
1-(3-Chloroallyl)-3,5,7-Triaza-1-azoniaadamantane chloride | 4080-31-3 | 4080313 | 4080313 | C9H16Cl2N4 |  | Mass | kg | emission | ground | https://ofmpub.epa.gov/sor_internet/registry/substreg/searchandretrieve/substancesearch/search.do?details=displayDetails&selectedSubstanceId=93988 | 1 | Chemicals | cd3989e0-8215-3df1-8fdd-790be17fbed4 | 9499238e-b0eb-35da-aef1-9114f54a0a44 | 20aadc24-a391-41cf-b340-3e4529f44bde | 93a60a56-a3c8-11da-a746-0800200b9a66
Isophorone diisocyanate | 4098-71-9 | 4098719 | 4098719 | C12H18N2O2 |  | Mass | kg | emission | ground | https://ofmpub.epa.gov/sor_internet/registry/substreg/searchandretrieve/substancesearch/search.do?details=displayDetails&selectedSubstanceId=40391 | 1 | Chemicals | 3090ed1c-a45f-3ecc-9aef-f7720ae327ae | 9499238e-b0eb-35da-aef1-9114f54a0a44 | 20aadc24-a391-41cf-b340-3e4529f44bde | 93a60a56-a3c8-11da-a746-0800200b9a66
Phosacetim | 4104-14-7 | 4104147 | 4104147 | C14H13Cl2N2O2PS |  | Mass | kg | emission | ground | https://ofmpub.epa.gov/sor_internet/registry/substreg/searchandretrieve/substancesearch/search.do?details=displayDetails&selectedSubstanceId=40388 | 1 | Chemicals | 37215076-670f-3016-a944-08a524f1399e | 9499238e-b0eb-35da-aef1-9114f54a0a44 | 20aadc24-a391-41cf-b340-3e4529f44bde | 93a60a56-a3c8-11da-a746-0800200b9a66
Azocyclotin | 41083-11-8 | 41083118 | 41083118 | C20H35N3Sn |  | Mass | kg | emission | ground | https://ofmpub.epa.gov/sor_internet/registry/substreg/searchandretrieve/substancesearch/search.do?details=displayDetails&selectedSubstanceId=82772 | 1 | Chemicals | f3ddc8d4-cc4d-367c-ae41-57f967ed4c4a | 9499238e-b0eb-35da-aef1-9114f54a0a44 | 20aadc24-a391-41cf-b340-3e4529f44bde | 93a60a56-a3c8-11da-a746-0800200b9a66
Profenofos | 41198-08-7 | 41198087 | 41198087 | C11H15BrClO3PS |  | Mass | kg | emission | ground | https://ofmpub.epa.gov/sor_internet/registry/substreg/searchandretrieve/substancesearch/search.do?details=displayDetails&selectedSubstanceId=54948 | 1 | Chemicals | 60a78ce4-463a-38c8-b099-6ebc8ecffa6d | 9499238e-b0eb-35da-aef1-9114f54a0a44 | 20aadc24-a391-41cf-b340-3e4529f44bde | 93a60a56-a3c8-11da-a746-0800200b9a66
Metamitron | 41394-05-2 | 41394052 | 41394052 | C10H10N4O |  | Mass | kg | emission | ground | https://ofmpub.epa.gov/sor_internet/registry/substreg/searchandretrieve/substancesearch/search.do?details=displayDetails&selectedSubstanceId=93943 | 1 | Chemicals | 81ed36c1-88be-3823-9ea1-5f84460b0734 | 9499238e-b0eb-35da-aef1-9114f54a0a44 | 20aadc24-a391-41cf-b340-3e4529f44bde | 93a60a56-a3c8-11da-a746-0800200b9a66
Bupirimate | 41483-43-6 | 41483436 | 41483436 | C13H24N4O3S |  | Mass | kg | emission | ground | https://ofmpub.epa.gov/sor_internet/registry/substreg/searchandretrieve/substancesearch/search.do?details=displayDetails&selectedSubstanceId=93928 | 1 | Chemicals | e032a3b0-ff7e-3fe8-a5df-bf06fdcffe67 | 9499238e-b0eb-35da-aef1-9114f54a0a44 | 20aadc24-a391-41cf-b340-3e4529f44bde | 93a60a56-a3c8-11da-a746-0800200b9a66
Crotonaldehyde | 4170-30-3 | 4170303 | 4170303 | C4H6O |  | Mass | kg | emission | ground | https://ofmpub.epa.gov/sor_internet/registry/substreg/searchandretrieve/substancesearch/search.do?details=displayDetails&selectedSubstanceId=40185 | 1 | Chemicals | e5b48103-e76b-3436-9ce5-4f717b78b502 | 9499238e-b0eb-35da-aef1-9114f54a0a44 | 20aadc24-a391-41cf-b340-3e4529f44bde | 93a60a56-a3c8-11da-a746-0800200b9a66
Tricyclazole | 41814-78-2 | 41814782 | 41814782 | C9H7N3S |  | Mass | kg | emission | ground | https://ofmpub.epa.gov/sor_internet/registry/substreg/searchandretrieve/substancesearch/search.do?details=displayDetails&selectedSubstanceId=54319 | 1 | Chemicals | 707c56b8-8cb0-3ab0-9e33-a08e352069ea | 9499238e-b0eb-35da-aef1-9114f54a0a44 | 20aadc24-a391-41cf-b340-3e4529f44bde | 93a60a56-a3c8-11da-a746-0800200b9a66
Cyanamide | 420-04-2 | 420042 | 420042 | CH2N2 |  | Mass | kg | emission | ground | https://ofmpub.epa.gov/sor_internet/registry/substreg/searchandretrieve/substancesearch/search.do?details=displayDetails&selectedSubstanceId=45985 | 1 | Chemicals | cc057514-a3bb-3abd-b10b-57eaff78ec32 | 9499238e-b0eb-35da-aef1-9114f54a0a44 | 20aadc24-a391-41cf-b340-3e4529f44bde | 93a60a56-a3c8-11da-a746-0800200b9a66
Heptadecylamine | 4200-95-7 | 4200957 | 4200957 | C17H37N |  | Mass | kg | emission | ground | https://ofmpub.epa.gov/sor_internet/registry/substreg/searchandretrieve/substancesearch/search.do?details=displayDetails&selectedSubstanceId=93884 | 1 | Chemicals | 29e9c9d9-0d12-3e68-8e03-ea762f914eb9 | 9499238e-b0eb-35da-aef1-9114f54a0a44 | 20aadc24-a391-41cf-b340-3e4529f44bde | 93a60a56-a3c8-11da-a746-0800200b9a66
2-Pyridinamine, 5-nitro- | 4214-76-0 | 4214760 | 4214760 | C5H5N3O2 |  | Mass | kg | emission | ground | https://ofmpub.epa.gov/sor_internet/registry/substreg/searchandretrieve/substancesearch/search.do?details=displayDetails&selectedSubstanceId=93869 | 1 | Chemicals | 9e87f34d-0a16-3a43-bddf-f7cc71655bda | 9499238e-b0eb-35da-aef1-9114f54a0a44 | 20aadc24-a391-41cf-b340-3e4529f44bde | 93a60a56-a3c8-11da-a746-0800200b9a66
Bifenox | 42576-02-3 | 42576023 | 42576023 | C14H9Cl2NO5 |  | Mass | kg | emission | ground | https://ofmpub.epa.gov/sor_internet/registry/substreg/searchandretrieve/substancesearch/search.do?details=displayDetails&selectedSubstanceId=53889 | 1 | Chemicals | bf1fae11-8cf4-3272-a1ea-616427398241 | 9499238e-b0eb-35da-aef1-9114f54a0a44 | 20aadc24-a391-41cf-b340-3e4529f44bde | 93a60a56-a3c8-11da-a746-0800200b9a66
Zinc, bis[O,O-bis(2-ethylhexyl) phosphorodithioato-.kappa.S,.kappa.S']-, (T-4)- | 4259-15-8 | 4259158 | 4259158 | C32H68O4P2S4Zn |  | Mass | kg | emission | ground | https://ofmpub.epa.gov/sor_internet/registry/substreg/searchandretrieve/substancesearch/search.do?details=displayDetails&selectedSubstanceId=39965 | 1 | Chemicals | 6cb8cd7e-3fc1-31d6-a02f-932cc5802868 | 9499238e-b0eb-35da-aef1-9114f54a0a44 | 20aadc24-a391-41cf-b340-3e4529f44bde | 93a60a56-a3c8-11da-a746-0800200b9a66
Oxyfluorfen | 42874-03-3 | 42874033 | 42874033 | C15H11ClF3NO4 |  | Mass | kg | emission | ground | https://ofmpub.epa.gov/sor_internet/registry/substreg/searchandretrieve/substancesearch/search.do?details=displayDetails&selectedSubstanceId=93815 | 1 | Chemicals | a447b112-a231-3aa6-b07d-b0aa98e870a2 | 9499238e-b0eb-35da-aef1-9114f54a0a44 | 20aadc24-a391-41cf-b340-3e4529f44bde | 93a60a56-a3c8-11da-a746-0800200b9a66
Fluenetil | 4301-50-2 | 4301502 | 4301502 | C16H15FO2 |  | Mass | kg | emission | ground | https://ofmpub.epa.gov/sor_internet/registry/substreg/searchandretrieve/substancesearch/search.do?details=displayDetails&selectedSubstanceId=93797 | 1 | Chemicals | 4dc5824f-65e0-39ec-994f-89167e657185 | 9499238e-b0eb-35da-aef1-9114f54a0a44 | 20aadc24-a391-41cf-b340-3e4529f44bde | 93a60a56-a3c8-11da-a746-0800200b9a66
Triadimefon | 43121-43-3 | 43121433 | 43121433 | C14H16ClN3O2 |  | Mass | kg | emission | ground | https://ofmpub.epa.gov/sor_internet/registry/substreg/searchandretrieve/substancesearch/search.do?details=displayDetails&selectedSubstanceId=53469 | 1 | Chemicals | 16a3ecc4-8cf8-364a-84a4-42ad83a21b75 | 9499238e-b0eb-35da-aef1-9114f54a0a44 | 20aadc24-a391-41cf-b340-3e4529f44bde | 93a60a56-a3c8-11da-a746-0800200b9a66
Difenzoquat methyl sulfate | 43222-48-6 | 43222486 | 43222486 | C18H20N2O4S |  | Mass | kg | emission | ground | https://ofmpub.epa.gov/sor_internet/registry/substreg/searchandretrieve/substancesearch/search.do?details=displayDetails&selectedSubstanceId=53456 | 1 | Chemicals | cafbb815-40fb-3bcf-b61a-305e0a5ab648 | 9499238e-b0eb-35da-aef1-9114f54a0a44 | 20aadc24-a391-41cf-b340-3e4529f44bde | 93a60a56-a3c8-11da-a746-0800200b9a66
Oxymetholone | 434-07-1 | 434071 | 434071 | C21H32O3 |  | Mass | kg | emission | ground | https://ofmpub.epa.gov/sor_internet/registry/substreg/searchandretrieve/substancesearch/search.do?details=displayDetails&selectedSubstanceId=78025 | 1 | Chemicals | b3549ba1-eefe-3b01-af74-c5f63d5d2269 | 9499238e-b0eb-35da-aef1-9114f54a0a44 | 20aadc24-a391-41cf-b340-3e4529f44bde | 93a60a56-a3c8-11da-a746-0800200b9a66
Tributyltin benzoate | 4342-36-3 | 4342363 | 4342363 | C19H32O2Sn |  | Mass | kg | emission | ground | https://ofmpub.epa.gov/sor_internet/registry/substreg/searchandretrieve/substancesearch/search.do?details=displayDetails&selectedSubstanceId=39755 | 1 | Chemicals | 897281de-522e-39d4-a403-741776388bee | 9499238e-b0eb-35da-aef1-9114f54a0a44 | 20aadc24-a391-41cf-b340-3e4529f44bde | 93a60a56-a3c8-11da-a746-0800200b9a66
Decafluorobiphenyl | 434-90-2 | 434902 | 434902 | C12F10 |  | Mass | kg | emission | ground | https://ofmpub.epa.gov/sor_internet/registry/substreg/searchandretrieve/substancesearch/search.do?details=displayDetails&selectedSubstanceId=86998 | 1 | Chemicals | d6886e96-8a03-3ee3-bd0d-fcdd6f4dcfb8 | 9499238e-b0eb-35da-aef1-9114f54a0a44 | 20aadc24-a391-41cf-b340-3e4529f44bde | 93a60a56-a3c8-11da-a746-0800200b9a66
C.I. Acid Green 25 | 4403-90-1 | 4403901 | 4403901 | C28H20N2Na2O8S2 |  | Mass | kg | emission | ground | https://ofmpub.epa.gov/sor_internet/registry/substreg/searchandretrieve/substancesearch/search.do?details=displayDetails&selectedSubstanceId=42660 | 1 | Chemicals | c50dabab-b931-3b74-a085-bfbbdab4f1de | 9499238e-b0eb-35da-aef1-9114f54a0a44 | 20aadc24-a391-41cf-b340-3e4529f44bde | 93a60a56-a3c8-11da-a746-0800200b9a66
Metronidazole | 443-48-1 | 443481 | 443481 | C6H9N3O3 |  | Mass | kg | emission | ground | https://ofmpub.epa.gov/sor_internet/registry/substreg/searchandretrieve/substancesearch/search.do?details=displayDetails&selectedSubstanceId=45937 | 1 | Chemicals | dd084e98-8a9f-32c0-a3a9-84228781397f | 9499238e-b0eb-35da-aef1-9114f54a0a44 | 20aadc24-a391-41cf-b340-3e4529f44bde | 93a60a56-a3c8-11da-a746-0800200b9a66
N-Methyldioctylamine | 4455-26-9 | 4455269 | 4455269 | C17H37N |  | Mass | kg | emission | ground | https://ofmpub.epa.gov/sor_internet/registry/substreg/searchandretrieve/substancesearch/search.do?details=displayDetails&selectedSubstanceId=93724 | 1 | Chemicals | 73639867-055f-303c-843e-6e0cef57a136 | 9499238e-b0eb-35da-aef1-9114f54a0a44 | 20aadc24-a391-41cf-b340-3e4529f44bde | 93a60a56-a3c8-11da-a746-0800200b9a66
Azathioprine | 446-86-6 | 446866 | 446866 | C9H7N7O2S |  | Mass | kg | emission | ground | https://ofmpub.epa.gov/sor_internet/registry/substreg/searchandretrieve/substancesearch/search.do?details=displayDetails&selectedSubstanceId=78022 | 1 | Chemicals | a04b3158-8973-3838-8c82-a930ae602ff8 | 9499238e-b0eb-35da-aef1-9114f54a0a44 | 20aadc24-a391-41cf-b340-3e4529f44bde | 93a60a56-a3c8-11da-a746-0800200b9a66
C.I. Food Red 1, disodium salt | 4548-53-2 | 4548532 | 4548532 | C18H14N2Na2O7S2 |  | Mass | kg | emission | ground | https://ofmpub.epa.gov/sor_internet/registry/substreg/searchandretrieve/substancesearch/search.do?details=displayDetails&selectedSubstanceId=42548 | 1 | Chemicals | 4cded3fd-8eef-3bf8-8bfd-65cd06d2d18b | 9499238e-b0eb-35da-aef1-9114f54a0a44 | 20aadc24-a391-41cf-b340-3e4529f44bde | 93a60a56-a3c8-11da-a746-0800200b9a66
Benzaldehyde, 3-(trifluoromethyl)- | 454-89-7 | 454897 | 454897 | C8H5F3O |  | Mass | kg | emission | ground | https://ofmpub.epa.gov/sor_internet/registry/substreg/searchandretrieve/substancesearch/search.do?details=displayDetails&selectedSubstanceId=45922 | 1 | Chemicals | 1dd49c8c-dfa2-382a-95f5-e56a14ff2b71 | 9499238e-b0eb-35da-aef1-9114f54a0a44 | 20aadc24-a391-41cf-b340-3e4529f44bde | 93a60a56-a3c8-11da-a746-0800200b9a66
Curcumin | 458-37-7 | 458377 | 458377 | C21H20O6 |  | Mass | kg | emission | ground | https://ofmpub.epa.gov/sor_internet/registry/substreg/searchandretrieve/substancesearch/search.do?details=displayDetails&selectedSubstanceId=45903 | 1 | Chemicals | 91a6a43d-e2bf-3395-8710-9baec12b6258 | 9499238e-b0eb-35da-aef1-9114f54a0a44 | 20aadc24-a391-41cf-b340-3e4529f44bde | 93a60a56-a3c8-11da-a746-0800200b9a66
Fluorobenzene | 462-06-6 | 462066 | 462066 | C6H5F |  | Mass | kg | emission | ground | https://ofmpub.epa.gov/sor_internet/registry/substreg/searchandretrieve/substancesearch/search.do?details=displayDetails&selectedSubstanceId=45885 | 1 | Chemicals | f8ec8d27-2b04-3a71-8374-eb972580ca85 | 9499238e-b0eb-35da-aef1-9114f54a0a44 | 20aadc24-a391-41cf-b340-3e4529f44bde | 93a60a56-a3c8-11da-a746-0800200b9a66
3-Aminopyridine | 462-08-8 | 462088 | 462088 | C5H6N2 |  | Mass | kg | emission | ground | https://ofmpub.epa.gov/sor_internet/registry/substreg/searchandretrieve/substancesearch/search.do?details=displayDetails&selectedSubstanceId=93653 | 1 | Chemicals | 71fbe840-a422-3f92-bbdf-47198a0ce5d6 | 9499238e-b0eb-35da-aef1-9114f54a0a44 | 20aadc24-a391-41cf-b340-3e4529f44bde | 93a60a56-a3c8-11da-a746-0800200b9a66
Thiocyanic acid | 463-56-9 | 463569 | 463569 | CHNS |  | Mass | kg | emission | ground | https://ofmpub.epa.gov/sor_internet/registry/substreg/searchandretrieve/substancesearch/search.do?details=displayDetails&selectedSubstanceId=45879 | 1 | Chemicals | 0c19bff7-7359-3a81-bcbb-2308a5cf753e | 9499238e-b0eb-35da-aef1-9114f54a0a44 | 20aadc24-a391-41cf-b340-3e4529f44bde | 93a60a56-a3c8-11da-a746-0800200b9a66
3,3-Dimethyl-2-butanol | 464-07-3 | 464073 | 464073 | C6H14O |  | Mass | kg | emission | ground | https://ofmpub.epa.gov/sor_internet/registry/substreg/searchandretrieve/substancesearch/search.do?details=displayDetails&selectedSubstanceId=93648 | 1 | Chemicals | 50df050d-4647-32b2-8503-b5212259b343 | 9499238e-b0eb-35da-aef1-9114f54a0a44 | 20aadc24-a391-41cf-b340-3e4529f44bde | 93a60a56-a3c8-11da-a746-0800200b9a66
(-)-Borneol | 464-45-9 | 464459 | 464459 | C10H18O |  | Mass | kg | emission | ground | https://ofmpub.epa.gov/sor_internet/registry/substreg/searchandretrieve/substancesearch/search.do?details=displayDetails&selectedSubstanceId=45874 | 1 | Chemicals | a247d8fb-fd8d-39de-841a-3a811c5a76a2 | 9499238e-b0eb-35da-aef1-9114f54a0a44 | 20aadc24-a391-41cf-b340-3e4529f44bde | 93a60a56-a3c8-11da-a746-0800200b9a66
D-Camphor | 464-49-3 | 464493 | 464493 | C10H16O |  | Mass | kg | emission | ground | https://ofmpub.epa.gov/sor_internet/registry/substreg/searchandretrieve/substancesearch/search.do?details=displayDetails&selectedSubstanceId=45873 | 1 | Chemicals | c8118337-3bd4-3901-be0d-74d7fa8618b8 | 9499238e-b0eb-35da-aef1-9114f54a0a44 | 20aadc24-a391-41cf-b340-3e4529f44bde | 93a60a56-a3c8-11da-a746-0800200b9a66
Isopropyl methacrylate | 4655-34-9 | 4655349 | 4655349 | C7H12O2 |  | Mass | kg | emission | ground | https://ofmpub.epa.gov/sor_internet/registry/substreg/searchandretrieve/substancesearch/search.do?details=displayDetails&selectedSubstanceId=42497 | 1 | Chemicals | 503e305d-70a6-3921-8e17-bde0819a12d2 | 9499238e-b0eb-35da-aef1-9114f54a0a44 | 20aadc24-a391-41cf-b340-3e4529f44bde | 93a60a56-a3c8-11da-a746-0800200b9a66
Isodrin | 465-73-6 | 465736 | 465736 | C12H8Cl6 |  | Mass | kg | emission | ground | https://ofmpub.epa.gov/sor_internet/registry/substreg/searchandretrieve/substancesearch/search.do?details=displayDetails&selectedSubstanceId=90776 | 1 | Chemicals | 982b9331-61c5-3485-b76f-2ee87c677a53 | 9499238e-b0eb-35da-aef1-9114f54a0a44 | 20aadc24-a391-41cf-b340-3e4529f44bde | 93a60a56-a3c8-11da-a746-0800200b9a66
Aziprotryne | 4658-28-0 | 4658280 | 4658280 | C7H11N7S |  | Mass | kg | emission | ground | https://ofmpub.epa.gov/sor_internet/registry/substreg/searchandretrieve/substancesearch/search.do?details=displayDetails&selectedSubstanceId=84099 | 1 | Chemicals | 15d5731f-342c-3064-ab07-5597555d5d04 | 9499238e-b0eb-35da-aef1-9114f54a0a44 | 20aadc24-a391-41cf-b340-3e4529f44bde | 93a60a56-a3c8-11da-a746-0800200b9a66
C.I. Acid Green 3 | 4680-78-8 | 4680788 | 4680788 | C37H35N2NaO6S2 |  | Mass | kg | emission | ground | https://ofmpub.epa.gov/sor_internet/registry/substreg/searchandretrieve/substancesearch/search.do?details=displayDetails&selectedSubstanceId=90770 | 1 | Chemicals | e3279208-53ad-3512-acc5-6d6c774946c5 | 9499238e-b0eb-35da-aef1-9114f54a0a44 | 20aadc24-a391-41cf-b340-3e4529f44bde | 93a60a56-a3c8-11da-a746-0800200b9a66
6-Chloropicolinic acid | 4684-94-0 | 4684940 | 4684940 | C6H4ClNO2 |  | Mass | kg | emission | ground | https://ofmpub.epa.gov/sor_internet/registry/substreg/searchandretrieve/substancesearch/search.do?details=displayDetails&selectedSubstanceId=77515 | 1 | Chemicals | 6d3d6a0d-6952-3798-9893-3c9b7d963112 | 9499238e-b0eb-35da-aef1-9114f54a0a44 | 20aadc24-a391-41cf-b340-3e4529f44bde | 93a60a56-a3c8-11da-a746-0800200b9a66
Paraquat | 4685-14-7 | 4685147 | 4685147 | C12H14N2 |  | Mass | kg | emission | ground | https://ofmpub.epa.gov/sor_internet/registry/substreg/searchandretrieve/substancesearch/search.do?details=displayDetails&selectedSubstanceId=42487 | 1 | Chemicals | 40fcdff3-ef39-3ff1-b350-99d5264ff01b | 9499238e-b0eb-35da-aef1-9114f54a0a44 | 20aadc24-a391-41cf-b340-3e4529f44bde | 93a60a56-a3c8-11da-a746-0800200b9a66
Eucalyptol | 470-82-6 | 470826 | 470826 | C10H18O |  | Mass | kg | emission | ground | https://ofmpub.epa.gov/sor_internet/registry/substreg/searchandretrieve/substancesearch/search.do?details=displayDetails&selectedSubstanceId=45867 | 1 | Chemicals | fee738da-8865-32aa-96b3-932ff1193cc7 | 9499238e-b0eb-35da-aef1-9114f54a0a44 | 20aadc24-a391-41cf-b340-3e4529f44bde | 93a60a56-a3c8-11da-a746-0800200b9a66
Chlorfenvinphos | 470-90-6 | 470906 | 470906 | C12H14Cl3O4P |  | Mass | kg | emission | ground | https://ofmpub.epa.gov/sor_internet/registry/substreg/searchandretrieve/substancesearch/search.do?details=displayDetails&selectedSubstanceId=90755 | 1 | Chemicals | 02497250-af58-3457-a4d5-d0b973e7a4c3 | 9499238e-b0eb-35da-aef1-9114f54a0a44 | 20aadc24-a391-41cf-b340-3e4529f44bde | 93a60a56-a3c8-11da-a746-0800200b9a66
2-Propynoic acid | 471-25-0 | 471250 | 471250 | C3H2O2 |  | Mass | kg | emission | ground | https://ofmpub.epa.gov/sor_internet/registry/substreg/searchandretrieve/substancesearch/search.do?details=displayDetails&selectedSubstanceId=45864 | 1 | Chemicals | 9f625797-b226-343c-aed2-ea1e3a704485 | 9499238e-b0eb-35da-aef1-9114f54a0a44 | 20aadc24-a391-41cf-b340-3e4529f44bde | 93a60a56-a3c8-11da-a746-0800200b9a66
Nitralin | 4726-14-1 | 4726141 | 4726141 | C13H19N3O6S |  | Mass | kg | emission | ground | https://ofmpub.epa.gov/sor_internet/registry/substreg/searchandretrieve/substancesearch/search.do?details=displayDetails&selectedSubstanceId=90747 | 1 | Chemicals | 5d8ce5e9-5414-325d-a4f1-68cceddbc2ef | 9499238e-b0eb-35da-aef1-9114f54a0a44 | 20aadc24-a391-41cf-b340-3e4529f44bde | 93a60a56-a3c8-11da-a746-0800200b9a66
Pinane | 473-55-2 | 473552 | 473552 | C10H18 |  | Mass | kg | emission | ground | https://ofmpub.epa.gov/sor_internet/registry/substreg/searchandretrieve/substancesearch/search.do?details=displayDetails&selectedSubstanceId=45852 | 1 | Chemicals | b56e9597-1fff-3433-adbe-fb3679ea38d6 | 9499238e-b0eb-35da-aef1-9114f54a0a44 | 20aadc24-a391-41cf-b340-3e4529f44bde | 93a60a56-a3c8-11da-a746-0800200b9a66
Longifolene | 475-20-7 | 475207 | 475207 | C15H24 |  | Mass | kg | emission | ground | https://ofmpub.epa.gov/sor_internet/registry/substreg/searchandretrieve/substancesearch/search.do?details=displayDetails&selectedSubstanceId=45849 | 1 | Chemicals | b06737b9-b6d2-3d67-ba0c-40fd2ca832da | 9499238e-b0eb-35da-aef1-9114f54a0a44 | 20aadc24-a391-41cf-b340-3e4529f44bde | 93a60a56-a3c8-11da-a746-0800200b9a66
1,8-Naphthalenediamine | 479-27-6 | 479276 | 479276 | C10H10N2 |  | Mass | kg | emission | ground | https://ofmpub.epa.gov/sor_internet/registry/substreg/searchandretrieve/substancesearch/search.do?details=displayDetails&selectedSubstanceId=90586 | 1 | Chemicals | 2118e0d9-83d7-3196-bcb0-604ac99e7dc8 | 9499238e-b0eb-35da-aef1-9114f54a0a44 | 20aadc24-a391-41cf-b340-3e4529f44bde | 93a60a56-a3c8-11da-a746-0800200b9a66
1-Hexen-3-ol | 4798-44-1 | 4798441 | 4798441 | C6H12O |  | Mass | kg | emission | ground | https://ofmpub.epa.gov/sor_internet/registry/substreg/searchandretrieve/substancesearch/search.do?details=displayDetails&selectedSubstanceId=42421 | 1 | Chemicals | e645245f-6b0e-3272-9688-06850a1cb297 | 9499238e-b0eb-35da-aef1-9114f54a0a44 | 20aadc24-a391-41cf-b340-3e4529f44bde | 93a60a56-a3c8-11da-a746-0800200b9a66
Retrorsine | 480-54-6 | 480546 | 480546 | C18H25NO6 |  | Mass | kg | emission | ground | https://ofmpub.epa.gov/sor_internet/registry/substreg/searchandretrieve/substancesearch/search.do?details=displayDetails&selectedSubstanceId=78355 | 1 | Chemicals | e058e212-b514-3160-8afd-cfa1c7bb10a8 | 9499238e-b0eb-35da-aef1-9114f54a0a44 | 20aadc24-a391-41cf-b340-3e4529f44bde | 93a60a56-a3c8-11da-a746-0800200b9a66
Bromophos-ethyl | 4824-78-6 | 4824786 | 4824786 | C10H12BrCl2O3PS |  | Mass | kg | emission | ground | https://ofmpub.epa.gov/sor_internet/registry/substreg/searchandretrieve/substancesearch/search.do?details=displayDetails&selectedSubstanceId=90567 | 1 | Chemicals | f1c8e3f4-f1b5-3274-8782-4c90ab259825 | 9499238e-b0eb-35da-aef1-9114f54a0a44 | 20aadc24-a391-41cf-b340-3e4529f44bde | 93a60a56-a3c8-11da-a746-0800200b9a66
C.I. Vat Blue 1 | 482-89-3 | 482893 | 482893 | C16H10N2O2 |  | Mass | kg | emission | ground | https://ofmpub.epa.gov/sor_internet/registry/substreg/searchandretrieve/substancesearch/search.do?details=displayDetails&selectedSubstanceId=90564 | 1 | Chemicals | c5f05e30-c048-3e0e-8e17-1a27cb767450 | 9499238e-b0eb-35da-aef1-9114f54a0a44 | 20aadc24-a391-41cf-b340-3e4529f44bde | 93a60a56-a3c8-11da-a746-0800200b9a66
Retene | 483-65-8 | 483658 | 483658 | C18H18 |  | Mass | kg | emission | ground | https://ofmpub.epa.gov/sor_internet/registry/substreg/searchandretrieve/substancesearch/search.do?details=displayDetails&selectedSubstanceId=82848 | 1 | Chemicals | 9be15495-4c62-364f-ad7d-b3d0e18fd488 | 9499238e-b0eb-35da-aef1-9114f54a0a44 | 20aadc24-a391-41cf-b340-3e4529f44bde | 93a60a56-a3c8-11da-a746-0800200b9a66
Pentanedioic acid, 3,3-dimethyl- | 4839-46-7 | 4839467 | 4839467 | C7H12O4 |  | Mass | kg | emission | ground | https://ofmpub.epa.gov/sor_internet/registry/substreg/searchandretrieve/substancesearch/search.do?details=displayDetails&selectedSubstanceId=42408 | 1 | Chemicals | 9d52b2f8-84d7-3944-bc5d-55da0c0b0535 | 9499238e-b0eb-35da-aef1-9114f54a0a44 | 20aadc24-a391-41cf-b340-3e4529f44bde | 93a60a56-a3c8-11da-a746-0800200b9a66
Binapacryl | 485-31-4 | 485314 | 485314 | C15H18N2O6 |  | Mass | kg | emission | ground | https://ofmpub.epa.gov/sor_internet/registry/substreg/searchandretrieve/substancesearch/search.do?details=displayDetails&selectedSubstanceId=77710 | 1 | Chemicals | b4eb7e70-b3fe-3175-9ac8-bedb035212ad | 9499238e-b0eb-35da-aef1-9114f54a0a44 | 20aadc24-a391-41cf-b340-3e4529f44bde | 93a60a56-a3c8-11da-a746-0800200b9a66
9-Fluorenone | 486-25-9 | 486259 | 486259 | C13H8O |  | Mass | kg | emission | ground | https://ofmpub.epa.gov/sor_internet/registry/substreg/searchandretrieve/substancesearch/search.do?details=displayDetails&selectedSubstanceId=45827 | 1 | Chemicals | 3962fe46-b052-3e91-b9a9-e13dd227a81a | 9499238e-b0eb-35da-aef1-9114f54a0a44 | 20aadc24-a391-41cf-b340-3e4529f44bde | 93a60a56-a3c8-11da-a746-0800200b9a66
2,3,4,5-Tetrachlorophenol | 4901-51-3 | 4901513 | 4901513 | C6H2Cl4O |  | Mass | kg | emission | ground | https://ofmpub.epa.gov/sor_internet/registry/substreg/searchandretrieve/substancesearch/search.do?details=displayDetails&selectedSubstanceId=42376 | 1 | Chemicals | 42cfd398-d7ee-3156-a07e-ab95b79c8828 | 9499238e-b0eb-35da-aef1-9114f54a0a44 | 20aadc24-a391-41cf-b340-3e4529f44bde | 93a60a56-a3c8-11da-a746-0800200b9a66
1,5,9-Cyclododecatriene | 4904-61-4 | 4904614 | 4904614 | C12H18 |  | Mass | kg | emission | ground | https://ofmpub.epa.gov/sor_internet/registry/substreg/searchandretrieve/substancesearch/search.do?details=displayDetails&selectedSubstanceId=90404 | 1 | Chemicals | 61290a5f-c652-32ca-8429-80b8bd2eae8c | 9499238e-b0eb-35da-aef1-9114f54a0a44 | 20aadc24-a391-41cf-b340-3e4529f44bde | 93a60a56-a3c8-11da-a746-0800200b9a66
Thioxanthone | 492-22-8 | 492228 | 492228 | C13H8OS |  | Mass | kg | emission | ground | https://ofmpub.epa.gov/sor_internet/registry/substreg/searchandretrieve/substancesearch/search.do?details=displayDetails&selectedSubstanceId=45805 | 1 | Chemicals | fb67427d-07c9-33b9-a9c0-b4c70af01f0a | 9499238e-b0eb-35da-aef1-9114f54a0a44 | 20aadc24-a391-41cf-b340-3e4529f44bde | 93a60a56-a3c8-11da-a746-0800200b9a66
Benzeneacetic acid, .alpha.-methyl- | 492-37-5 | 492375 | 492375 | C9H10O2 |  | Mass | kg | emission | ground | https://ofmpub.epa.gov/sor_internet/registry/substreg/searchandretrieve/substancesearch/search.do?details=displayDetails&selectedSubstanceId=45804 | 1 | Chemicals | 82a16397-32c3-30b6-811a-59d1c604cc64 | 9499238e-b0eb-35da-aef1-9114f54a0a44 | 20aadc24-a391-41cf-b340-3e4529f44bde | 93a60a56-a3c8-11da-a746-0800200b9a66
Benzene, 1,2-dimethoxy-4-methyl- | 494-99-5 | 494995 | 494995 | C9H12O2 |  | Mass | kg | emission | ground | https://ofmpub.epa.gov/sor_internet/registry/substreg/searchandretrieve/substancesearch/search.do?details=displayDetails&selectedSubstanceId=45788 | 1 | Chemicals | d7f65e46-ef6a-3a96-b742-ad095f504818 | 9499238e-b0eb-35da-aef1-9114f54a0a44 | 20aadc24-a391-41cf-b340-3e4529f44bde | 93a60a56-a3c8-11da-a746-0800200b9a66
C.I. Solvent Orange 3 | 495-54-5 | 495545 | 495545 | C12H12N4 |  | Mass | kg | emission | ground | https://ofmpub.epa.gov/sor_internet/registry/substreg/searchandretrieve/substancesearch/search.do?details=displayDetails&selectedSubstanceId=90390 | 1 | Chemicals | 14659efd-93b7-336d-b7a1-f366280b1fdf | 9499238e-b0eb-35da-aef1-9114f54a0a44 | 20aadc24-a391-41cf-b340-3e4529f44bde | 93a60a56-a3c8-11da-a746-0800200b9a66
Indan | 496-11-7 | 496117 | 496117 | C9H10 |  | Mass | kg | emission | ground | https://ofmpub.epa.gov/sor_internet/registry/substreg/searchandretrieve/substancesearch/search.do?details=displayDetails&selectedSubstanceId=45781 | 1 | Chemicals | bb033dcb-002a-3852-b042-b9c9802ea87c | 9499238e-b0eb-35da-aef1-9114f54a0a44 | 20aadc24-a391-41cf-b340-3e4529f44bde | 93a60a56-a3c8-11da-a746-0800200b9a66
Coumaran | 496-16-2 | 496162 | 496162 | C8H8O |  | Mass | kg | emission | ground | https://ofmpub.epa.gov/sor_internet/registry/substreg/searchandretrieve/substancesearch/search.do?details=displayDetails&selectedSubstanceId=90384 | 1 | Chemicals | e88b7d9a-befc-3316-9988-acea229e0b41 | 9499238e-b0eb-35da-aef1-9114f54a0a44 | 20aadc24-a391-41cf-b340-3e4529f44bde | 93a60a56-a3c8-11da-a746-0800200b9a66
Exo-norborneol | 497-37-0 | 497370 | 497370 | C7H12O |  | Mass | kg | emission | ground | https://ofmpub.epa.gov/sor_internet/registry/substreg/searchandretrieve/substancesearch/search.do?details=displayDetails&selectedSubstanceId=45771 | 1 | Chemicals | f784dea3-e335-3770-9a09-a7e12764f4e2 | 9499238e-b0eb-35da-aef1-9114f54a0a44 | 20aadc24-a391-41cf-b340-3e4529f44bde | 93a60a56-a3c8-11da-a746-0800200b9a66
Bicyclo[2.2.1]hept-2-ene | 498-66-8 | 498668 | 498668 | C7H10 |  | Mass | kg | emission | ground | https://ofmpub.epa.gov/sor_internet/registry/substreg/searchandretrieve/substancesearch/search.do?details=displayDetails&selectedSubstanceId=45765 | 1 | Chemicals | c0283731-caba-3a47-8617-f90c2128a88d | 9499238e-b0eb-35da-aef1-9114f54a0a44 | 20aadc24-a391-41cf-b340-3e4529f44bde | 93a60a56-a3c8-11da-a746-0800200b9a66
Difenzoquat | 49866-87-7 | 49866877 | 49866877 | C17H17N2 |  | Mass | kg | emission | ground | https://ofmpub.epa.gov/sor_internet/registry/substreg/searchandretrieve/substancesearch/search.do?details=displayDetails&selectedSubstanceId=90223 | 1 | Chemicals | 10819c99-7d28-313e-a2bc-93bf412aed74 | 9499238e-b0eb-35da-aef1-9114f54a0a44 | 20aadc24-a391-41cf-b340-3e4529f44bde | 93a60a56-a3c8-11da-a746-0800200b9a66
2,6-Pyridinedicarboxylic acid | 499-83-2 | 499832 | 499832 | C7H5NO4 |  | Mass | kg | emission | ground | https://ofmpub.epa.gov/sor_internet/registry/substreg/searchandretrieve/substancesearch/search.do?details=displayDetails&selectedSubstanceId=45758 | 1 | Chemicals | 8328a13a-4bfb-3d60-9eef-0b1b8d6133a1 | 9499238e-b0eb-35da-aef1-9114f54a0a44 | 20aadc24-a391-41cf-b340-3e4529f44bde | 93a60a56-a3c8-11da-a746-0800200b9a66
Formaldehyde | 50-00-0 | 50000 | 50000 | CH2O |  | Mass | kg | emission | ground | https://ofmpub.epa.gov/sor_internet/registry/substreg/searchandretrieve/substancesearch/search.do?details=displayDetails&selectedSubstanceId=49201 | 1 | Chemicals | 66659672-4c2a-39d2-9764-24d272635941 | 9499238e-b0eb-35da-aef1-9114f54a0a44 | 20aadc24-a391-41cf-b340-3e4529f44bde | 93a60a56-a3c8-11da-a746-0800200b9a66
3-Pyridinecarboxaldehyde | 500-22-1 | 500221 | 500221 | C6H5NO |  | Mass | kg | emission | ground | https://ofmpub.epa.gov/sor_internet/registry/substreg/searchandretrieve/substancesearch/search.do?details=displayDetails&selectedSubstanceId=45755 | 1 | Chemicals | baf1b3a0-2d12-3ee6-8f9a-dd53f88492d7 | 9499238e-b0eb-35da-aef1-9114f54a0a44 | 20aadc24-a391-41cf-b340-3e4529f44bde | 93a60a56-a3c8-11da-a746-0800200b9a66
Chlorthion | 500-28-7 | 500287 | 500287 | C8H9ClNO5PS |  | Mass | kg | emission | ground | https://ofmpub.epa.gov/sor_internet/registry/substreg/searchandretrieve/substancesearch/search.do?details=displayDetails&selectedSubstanceId=90216 | 1 | Chemicals | 35e920a6-0b16-31b8-9f6b-726237a0b0ed | 9499238e-b0eb-35da-aef1-9114f54a0a44 | 20aadc24-a391-41cf-b340-3e4529f44bde | 93a60a56-a3c8-11da-a746-0800200b9a66
Phenobarbital | 50-06-6 | 50066 | 50066 | C12H12N2O3 |  | Mass | kg | emission | ground | https://ofmpub.epa.gov/sor_internet/registry/substreg/searchandretrieve/substancesearch/search.do?details=displayDetails&selectedSubstanceId=82403 | 1 | Chemicals | dbf712ce-939a-36a7-851d-f7766d46c51b | 9499238e-b0eb-35da-aef1-9114f54a0a44 | 20aadc24-a391-41cf-b340-3e4529f44bde | 93a60a56-a3c8-11da-a746-0800200b9a66
Kojic acid | 501-30-4 | 501304 | 501304 | C6H6O4 |  | Mass | kg | emission | ground | https://ofmpub.epa.gov/sor_internet/registry/substreg/searchandretrieve/substancesearch/search.do?details=displayDetails&selectedSubstanceId=81251 | 1 | Chemicals | 825577c5-048d-3674-aac3-db10bf884351 | 9499238e-b0eb-35da-aef1-9114f54a0a44 | 20aadc24-a391-41cf-b340-3e4529f44bde | 93a60a56-a3c8-11da-a746-0800200b9a66
Hydrocinnamic acid | 501-52-0 | 501520 | 501520 | C9H10O2 |  | Mass | kg | emission | ground | https://ofmpub.epa.gov/sor_internet/registry/substreg/searchandretrieve/substancesearch/search.do?details=displayDetails&selectedSubstanceId=45752 | 1 | Chemicals | 9695adc7-580a-3205-b087-dc4cc8a4b419 | 9499238e-b0eb-35da-aef1-9114f54a0a44 | 20aadc24-a391-41cf-b340-3e4529f44bde | 93a60a56-a3c8-11da-a746-0800200b9a66
Cyclophosphamide | 50-18-0 | 50180 | 50180 | C7H15Cl2N2O2P |  | Mass | kg | emission | ground | https://ofmpub.epa.gov/sor_internet/registry/substreg/searchandretrieve/substancesearch/search.do?details=displayDetails&selectedSubstanceId=49196 | 1 | Chemicals | 46558e86-df46-36bf-9352-9bca42532d45 | 9499238e-b0eb-35da-aef1-9114f54a0a44 | 20aadc24-a391-41cf-b340-3e4529f44bde | 93a60a56-a3c8-11da-a746-0800200b9a66
Methylmercuric dicyanamide | 502-39-6 | 502396 | 502396 | C3H6HgN4 |  | Mass | kg | emission | ground | https://ofmpub.epa.gov/sor_internet/registry/substreg/searchandretrieve/substancesearch/search.do?details=displayDetails&selectedSubstanceId=45748 | 1 | Chemicals | 5bb5aa49-84a3-322a-9e1c-789f0bd1efc1 | 9499238e-b0eb-35da-aef1-9114f54a0a44 | 20aadc24-a391-41cf-b340-3e4529f44bde | 93a60a56-a3c8-11da-a746-0800200b9a66
Prednisolone | 50-24-8 | 50248 | 50248 | C21H28O5 |  | Mass | kg | emission | ground | https://ofmpub.epa.gov/sor_internet/registry/substreg/searchandretrieve/substancesearch/search.do?details=displayDetails&selectedSubstanceId=49193 | 1 | Chemicals | c9154b98-5811-3e49-b08a-8fa1d781dcd1 | 9499238e-b0eb-35da-aef1-9114f54a0a44 | 20aadc24-a391-41cf-b340-3e4529f44bde | 93a60a56-a3c8-11da-a746-0800200b9a66
2-Pentadecanone, 6,10,14-trimethyl- | 502-69-2 | 502692 | 502692 | C18H36O |  | Mass | kg | emission | ground | https://ofmpub.epa.gov/sor_internet/registry/substreg/searchandretrieve/substancesearch/search.do?details=displayDetails&selectedSubstanceId=45742 | 1 | Chemicals | 6fc650af-ee7b-38bf-b57f-75b2caacbe46 | 9499238e-b0eb-35da-aef1-9114f54a0a44 | 20aadc24-a391-41cf-b340-3e4529f44bde | 93a60a56-a3c8-11da-a746-0800200b9a66
Estradiol | 50-28-2 | 50282 | 50282 | C18H24O2 |  | Mass | kg | emission | ground | https://ofmpub.epa.gov/sor_internet/registry/substreg/searchandretrieve/substancesearch/search.do?details=displayDetails&selectedSubstanceId=49192 | 1 | Chemicals | b6571835-e46f-3880-a306-13b4b7ce9f7f | 9499238e-b0eb-35da-aef1-9114f54a0a44 | 20aadc24-a391-41cf-b340-3e4529f44bde | 93a60a56-a3c8-11da-a746-0800200b9a66
p,p'-DDT | 50-29-3 | 50293 | 50293 | C14H9Cl5 |  | Mass | kg | emission | ground | https://ofmpub.epa.gov/sor_internet/registry/substreg/searchandretrieve/substancesearch/search.do?details=displayDetails&selectedSubstanceId=49191 | 1 | Chemicals | b2c22276-785a-32ec-8721-1c25ce350821 | 9499238e-b0eb-35da-aef1-9114f54a0a44 | 20aadc24-a391-41cf-b340-3e4529f44bde | 93a60a56-a3c8-11da-a746-0800200b9a66
2,3,6-Trichlorobenzoic acid | 50-31-7 | 50317 | 50317 | C7H3Cl3O2 |  | Mass | kg | emission | ground | https://ofmpub.epa.gov/sor_internet/registry/substreg/searchandretrieve/substancesearch/search.do?details=displayDetails&selectedSubstanceId=82805 | 1 | Chemicals | f7aa6861-c9ea-3f6d-8dab-3f9e1f31f1eb | 9499238e-b0eb-35da-aef1-9114f54a0a44 | 20aadc24-a391-41cf-b340-3e4529f44bde | 93a60a56-a3c8-11da-a746-0800200b9a66
Benzo[a]pyrene | 50-32-8 | 50328 | 50328 | C20H12 |  | Mass | kg | emission | ground | https://ofmpub.epa.gov/sor_internet/registry/substreg/searchandretrieve/substancesearch/search.do?details=displayDetails&selectedSubstanceId=49190 | 1 | Chemicals | f293cf67-7353-3aaf-9e63-5b81d54e9b91 | 9499238e-b0eb-35da-aef1-9114f54a0a44 | 20aadc24-a391-41cf-b340-3e4529f44bde | 93a60a56-a3c8-11da-a746-0800200b9a66
Phenylbutazone | 50-33-9 | 50339 | 50339 | C19H20N2O2 |  | Mass | kg | emission | ground | https://ofmpub.epa.gov/sor_internet/registry/substreg/searchandretrieve/substancesearch/search.do?details=displayDetails&selectedSubstanceId=49189 | 1 | Chemicals | d7fc05d1-e76a-34f0-9045-9c4fb020c3a5 | 9499238e-b0eb-35da-aef1-9114f54a0a44 | 20aadc24-a391-41cf-b340-3e4529f44bde | 93a60a56-a3c8-11da-a746-0800200b9a66
Isovaleric acid | 503-74-2 | 503742 | 503742 | C5H10O2 |  | Mass | kg | emission | ground | https://ofmpub.epa.gov/sor_internet/registry/substreg/searchandretrieve/substancesearch/search.do?details=displayDetails&selectedSubstanceId=46103 | 1 | Chemicals | 604ff539-bf36-3c59-9c88-5fe06bf880af | 9499238e-b0eb-35da-aef1-9114f54a0a44 | 20aadc24-a391-41cf-b340-3e4529f44bde | 93a60a56-a3c8-11da-a746-0800200b9a66
Phorone | 504-20-1 | 504201 | 504201 | C9H14O |  | Mass | kg | emission | ground | https://ofmpub.epa.gov/sor_internet/registry/substreg/searchandretrieve/substancesearch/search.do?details=displayDetails&selectedSubstanceId=46096 | 1 | Chemicals | 717dcfe1-d57c-340c-86ba-97fbef389550 | 9499238e-b0eb-35da-aef1-9114f54a0a44 | 20aadc24-a391-41cf-b340-3e4529f44bde | 93a60a56-a3c8-11da-a746-0800200b9a66
4-Aminopyridine | 504-24-5 | 504245 | 504245 | C5H6N2 |  | Mass | kg | emission | ground | https://ofmpub.epa.gov/sor_internet/registry/substreg/searchandretrieve/substancesearch/search.do?details=displayDetails&selectedSubstanceId=46095 | 1 | Chemicals | 7e5d8c51-1056-3f6c-abed-9989d3c52af4 | 9499238e-b0eb-35da-aef1-9114f54a0a44 | 20aadc24-a391-41cf-b340-3e4529f44bde | 93a60a56-a3c8-11da-a746-0800200b9a66
2-Aminopyridine | 504-29-0 | 504290 | 504290 | C5H6N2 |  | Mass | kg | emission | ground | https://ofmpub.epa.gov/sor_internet/registry/substreg/searchandretrieve/substancesearch/search.do?details=displayDetails&selectedSubstanceId=90187 | 1 | Chemicals | 1454d241-2e5b-328d-a3bd-28ee78df239b | 9499238e-b0eb-35da-aef1-9114f54a0a44 | 20aadc24-a391-41cf-b340-3e4529f44bde | 93a60a56-a3c8-11da-a746-0800200b9a66
Mercaptopurine | 50-44-2 | 50442 | 50442 | C5H4N4S |  | Mass | kg | emission | ground | https://ofmpub.epa.gov/sor_internet/registry/substreg/searchandretrieve/substancesearch/search.do?details=displayDetails&selectedSubstanceId=78125 | 1 | Chemicals | e32f7a16-b3c7-3bde-9a30-ad32a5e6bcc7 | 9499238e-b0eb-35da-aef1-9114f54a0a44 | 20aadc24-a391-41cf-b340-3e4529f44bde | 93a60a56-a3c8-11da-a746-0800200b9a66
1,3-Propanediol | 504-63-2 | 504632 | 504632 | C3H8O2 |  | Mass | kg | emission | ground | https://ofmpub.epa.gov/sor_internet/registry/substreg/searchandretrieve/substancesearch/search.do?details=displayDetails&selectedSubstanceId=46091 | 1 | Chemicals | 6e0a66c8-7bbf-3300-96c0-56d86ba3516d | 9499238e-b0eb-35da-aef1-9114f54a0a44 | 20aadc24-a391-41cf-b340-3e4529f44bde | 93a60a56-a3c8-11da-a746-0800200b9a66
Vinclozolin | 50471-44-8 | 50471448 | 50471448 | C12H9Cl2NO3 |  | Mass | kg | emission | ground | https://ofmpub.epa.gov/sor_internet/registry/substreg/searchandretrieve/substancesearch/search.do?details=displayDetails&selectedSubstanceId=90182 | 1 | Chemicals | 32a921a4-4a46-38a2-abda-a9b5ee2eeadd | 9499238e-b0eb-35da-aef1-9114f54a0a44 | 20aadc24-a391-41cf-b340-3e4529f44bde | 93a60a56-a3c8-11da-a746-0800200b9a66
1,4-Dithiane | 505-29-3 | 505293 | 505293 | C4H8S2 |  | Mass | kg | emission | ground | https://ofmpub.epa.gov/sor_internet/registry/substreg/searchandretrieve/substancesearch/search.do?details=displayDetails&selectedSubstanceId=90179 | 1 | Chemicals | 956f5cbb-373c-3d2d-98c5-898629bb61d2 | 9499238e-b0eb-35da-aef1-9114f54a0a44 | 20aadc24-a391-41cf-b340-3e4529f44bde | 93a60a56-a3c8-11da-a746-0800200b9a66
1-Hexadecen-3-ol, 3,7,11,15-tetramethyl- | 505-32-8 | 505328 | 505328 | C20H40O |  | Mass | kg | emission | ground | https://ofmpub.epa.gov/sor_internet/registry/substreg/searchandretrieve/substancesearch/search.do?details=displayDetails&selectedSubstanceId=46088 | 1 | Chemicals | dcfab79b-8db3-3268-9b30-470cdf303b40 | 9499238e-b0eb-35da-aef1-9114f54a0a44 | 20aadc24-a391-41cf-b340-3e4529f44bde | 93a60a56-a3c8-11da-a746-0800200b9a66
Reserpine | 50-55-5 | 50555 | 50555 | C33H40N2O9 |  | Mass | kg | emission | ground | https://ofmpub.epa.gov/sor_internet/registry/substreg/searchandretrieve/substancesearch/search.do?details=displayDetails&selectedSubstanceId=49187 | 1 | Chemicals | 75bdfe9b-15ff-35e0-989b-ba2a2aa2dc37 | 9499238e-b0eb-35da-aef1-9114f54a0a44 | 20aadc24-a391-41cf-b340-3e4529f44bde | 93a60a56-a3c8-11da-a746-0800200b9a66
Dimethachlor | 50563-36-5 | 50563365 | 50563365 | C13H18ClNO2 |  | Mass | kg | emission | ground | https://ofmpub.epa.gov/sor_internet/registry/substreg/searchandretrieve/substancesearch/search.do?details=displayDetails&selectedSubstanceId=52987 | 1 | Chemicals | ffe5cd4a-bee6-3343-9fe6-bc0857206774 | 9499238e-b0eb-35da-aef1-9114f54a0a44 | 20aadc24-a391-41cf-b340-3e4529f44bde | 93a60a56-a3c8-11da-a746-0800200b9a66
1,3-Dioxepane | 505-65-7 | 505657 | 505657 | C5H10O2 |  | Mass | kg | emission | ground | https://ofmpub.epa.gov/sor_internet/registry/substreg/searchandretrieve/substancesearch/search.do?details=displayDetails&selectedSubstanceId=46084 | 1 | Chemicals | fe401de7-bbdb-323a-beee-dbb98d64296c | 9499238e-b0eb-35da-aef1-9114f54a0a44 | 20aadc24-a391-41cf-b340-3e4529f44bde | 93a60a56-a3c8-11da-a746-0800200b9a66
Acifluorfen | 50594-66-6 | 50594666 | 50594666 | C14H7ClF3NO5 |  | Mass | kg | emission | ground | https://ofmpub.epa.gov/sor_internet/registry/substreg/searchandretrieve/substancesearch/search.do?details=displayDetails&selectedSubstanceId=52819 | 1 | Chemicals | e99b73ab-c0b2-3218-b6cc-25be8786d281 | 9499238e-b0eb-35da-aef1-9114f54a0a44 | 20aadc24-a391-41cf-b340-3e4529f44bde | 93a60a56-a3c8-11da-a746-0800200b9a66
Nitrilotriacetic acid trisodium salt | 5064-31-3 | 5064313 | 5064313 | C6H6NNa3O6 |  | Mass | kg | emission | ground | https://ofmpub.epa.gov/sor_internet/registry/substreg/searchandretrieve/substancesearch/search.do?details=displayDetails&selectedSubstanceId=90026 | 1 | Chemicals | a59705f2-17bb-31cc-a713-68de4050f6f0 | 9499238e-b0eb-35da-aef1-9114f54a0a44 | 20aadc24-a391-41cf-b340-3e4529f44bde | 93a60a56-a3c8-11da-a746-0800200b9a66
Niclosamide | 50-65-7 | 50657 | 50657 | C13H8Cl2N2O4 |  | Mass | kg | emission | ground | https://ofmpub.epa.gov/sor_internet/registry/substreg/searchandretrieve/substancesearch/search.do?details=displayDetails&selectedSubstanceId=90022 | 1 | Chemicals | e9e1c433-10df-3f6a-8a1c-8801e20400cc | 9499238e-b0eb-35da-aef1-9114f54a0a44 | 20aadc24-a391-41cf-b340-3e4529f44bde | 93a60a56-a3c8-11da-a746-0800200b9a66
Guanidine nitrate | 506-93-4 | 506934 | 506934 | CH6N4O3 |  | Mass | kg | emission | ground | https://ofmpub.epa.gov/sor_internet/registry/substreg/searchandretrieve/substancesearch/search.do?details=displayDetails&selectedSubstanceId=46066 | 1 | Chemicals | f79ef7e3-b706-3a3e-8a5d-a253b4ff5c63 | 9499238e-b0eb-35da-aef1-9114f54a0a44 | 20aadc24-a391-41cf-b340-3e4529f44bde | 93a60a56-a3c8-11da-a746-0800200b9a66
Acetyl bromide | 506-96-7 | 506967 | 506967 | C2H3BrO |  | Mass | kg | emission | ground | https://ofmpub.epa.gov/sor_internet/registry/substreg/searchandretrieve/substancesearch/search.do?details=displayDetails&selectedSubstanceId=46065 | 1 | Chemicals | 38d3bf61-57e7-399b-94da-126721b75dc0 | 9499238e-b0eb-35da-aef1-9114f54a0a44 | 20aadc24-a391-41cf-b340-3e4529f44bde | 93a60a56-a3c8-11da-a746-0800200b9a66
Tetranitromethane | 509-14-8 | 509148 | 509148 | CN4O8 |  | Mass | kg | emission | ground | https://ofmpub.epa.gov/sor_internet/registry/substreg/searchandretrieve/substancesearch/search.do?details=displayDetails&selectedSubstanceId=46056 | 1 | Chemicals | 58d2ce65-114d-3262-8bf2-9393ce1a458b | 9499238e-b0eb-35da-aef1-9114f54a0a44 | 20aadc24-a391-41cf-b340-3e4529f44bde | 93a60a56-a3c8-11da-a746-0800200b9a66
Vinyl neodecanoate | 51000-52-3 | 51000523 | 51000523 | - |  | Mass | kg | emission | ground | https://ofmpub.epa.gov/sor_internet/registry/substreg/searchandretrieve/substancesearch/search.do?details=displayDetails&selectedSubstanceId=55757 | 1 | Chemicals | e7e1f791-647e-3078-9b11-c4710873df76 | 9499238e-b0eb-35da-aef1-9114f54a0a44 | 20aadc24-a391-41cf-b340-3e4529f44bde | 93a60a56-a3c8-11da-a746-0800200b9a66
Chlorobenzilate | 510-15-6 | 510156 | 510156 | C16H14Cl2O3 |  | Mass | kg | emission | ground | https://ofmpub.epa.gov/sor_internet/registry/substreg/searchandretrieve/substancesearch/search.do?details=displayDetails&selectedSubstanceId=46053 | 1 | Chemicals | 3063b2ac-798f-3ca9-866b-6b50cf6a6dd5 | 9499238e-b0eb-35da-aef1-9114f54a0a44 | 20aadc24-a391-41cf-b340-3e4529f44bde | 93a60a56-a3c8-11da-a746-0800200b9a66
Piperonyl butoxide | 51-03-6 | 51036 | 51036 | C19H30O5 |  | Mass | kg | emission | ground | https://ofmpub.epa.gov/sor_internet/registry/substreg/searchandretrieve/substancesearch/search.do?details=displayDetails&selectedSubstanceId=49180 | 1 | Chemicals | d246d157-cd3f-3982-adb2-704cfb392900 | 9499238e-b0eb-35da-aef1-9114f54a0a44 | 20aadc24-a391-41cf-b340-3e4529f44bde | 93a60a56-a3c8-11da-a746-0800200b9a66
cis-Chlordane | 5103-71-9 | 5103719 | 5103719 | C10H6Cl8 |  | Mass | kg | emission | ground | https://ofmpub.epa.gov/sor_internet/registry/substreg/searchandretrieve/substancesearch/search.do?details=displayDetails&selectedSubstanceId=89846 | 1 | Chemicals | 014c709c-fe82-312a-b239-780a8256f173 | 9499238e-b0eb-35da-aef1-9114f54a0a44 | 20aadc24-a391-41cf-b340-3e4529f44bde | 93a60a56-a3c8-11da-a746-0800200b9a66
trans-Chlordane | 5103-74-2 | 5103742 | 5103742 | C10H6Cl8 |  | Mass | kg | emission | ground | https://ofmpub.epa.gov/sor_internet/registry/substreg/searchandretrieve/substancesearch/search.do?details=displayDetails&selectedSubstanceId=89845 | 1 | Chemicals | fc22adda-2369-3302-8288-80ce5798e75d | 9499238e-b0eb-35da-aef1-9114f54a0a44 | 20aadc24-a391-41cf-b340-3e4529f44bde | 93a60a56-a3c8-11da-a746-0800200b9a66
4,4-Dimethyloxazolidine | 51200-87-4 | 51200874 | 51200874 | C5H11NO |  | Mass | kg | emission | ground | https://ofmpub.epa.gov/sor_internet/registry/substreg/searchandretrieve/substancesearch/search.do?details=displayDetails&selectedSubstanceId=55705 | 1 | Chemicals | bf5b7ab2-75a8-3532-bdac-533f4b2fffd0 | 9499238e-b0eb-35da-aef1-9114f54a0a44 | 20aadc24-a391-41cf-b340-3e4529f44bde | 93a60a56-a3c8-11da-a746-0800200b9a66
2,3,7,8-Tetrachlorodibenzofuran | 51207-31-9 | 51207319 | 51207319 | C12H4Cl4O |  | Mass | kg | emission | ground | https://ofmpub.epa.gov/sor_internet/registry/substreg/searchandretrieve/substancesearch/search.do?details=displayDetails&selectedSubstanceId=55701 | 1 | Chemicals | 199a4922-52bc-36b0-9279-fb9b509a9ed0 | 9499238e-b0eb-35da-aef1-9114f54a0a44 | 20aadc24-a391-41cf-b340-3e4529f44bde | 93a60a56-a3c8-11da-a746-0800200b9a66
5-Fluorouracil | 51-21-8 | 51218 | 51218 | C4H3FN2O2 |  | Mass | kg | emission | ground | https://ofmpub.epa.gov/sor_internet/registry/substreg/searchandretrieve/substancesearch/search.do?details=displayDetails&selectedSubstanceId=89828 | 1 | Chemicals | 2ba64e2f-7fb4-372d-b75f-820d086bae9a | 9499238e-b0eb-35da-aef1-9114f54a0a44 | 20aadc24-a391-41cf-b340-3e4529f44bde | 93a60a56-a3c8-11da-a746-0800200b9a66
Metolachlor | 51218-45-2 | 51218452 | 51218452 | C15H22ClNO2 |  | Mass | kg | emission | ground | https://ofmpub.epa.gov/sor_internet/registry/substreg/searchandretrieve/substancesearch/search.do?details=displayDetails&selectedSubstanceId=89827 | 1 | Chemicals | c6d7e335-26a8-3cfb-9bd6-7c209f00a449 | 9499238e-b0eb-35da-aef1-9114f54a0a44 | 20aadc24-a391-41cf-b340-3e4529f44bde | 93a60a56-a3c8-11da-a746-0800200b9a66
Hexazinone | 51235-04-2 | 51235042 | 51235042 | C12H20N4O2 |  | Mass | kg | emission | ground | https://ofmpub.epa.gov/sor_internet/registry/substreg/searchandretrieve/substancesearch/search.do?details=displayDetails&selectedSubstanceId=55696 | 1 | Chemicals | e4fe0819-6ca3-3be4-a2f4-6fbdb799badb | 9499238e-b0eb-35da-aef1-9114f54a0a44 | 20aadc24-a391-41cf-b340-3e4529f44bde | 93a60a56-a3c8-11da-a746-0800200b9a66
Benzenesulfonic acid, 3-(diethylamino)-, sodium salt | 5123-63-7 | 5123637 | 5123637 | C10H14NNaO3S |  | Mass | kg | emission | ground | https://ofmpub.epa.gov/sor_internet/registry/substreg/searchandretrieve/substancesearch/search.do?details=displayDetails&selectedSubstanceId=42293 | 1 | Chemicals | ccbfdd95-f0c8-350c-ba79-558b09396954 | 9499238e-b0eb-35da-aef1-9114f54a0a44 | 20aadc24-a391-41cf-b340-3e4529f44bde | 93a60a56-a3c8-11da-a746-0800200b9a66
Trimethyl phosphate | 512-56-1 | 512561 | 512561 | C3H9O4P |  | Mass | kg | emission | ground | https://ofmpub.epa.gov/sor_internet/registry/substreg/searchandretrieve/substancesearch/search.do?details=displayDetails&selectedSubstanceId=45343 | 1 | Chemicals | c676c808-8c9f-3f0b-9383-44a16fb2e3d9 | 9499238e-b0eb-35da-aef1-9114f54a0a44 | 20aadc24-a391-41cf-b340-3e4529f44bde | 93a60a56-a3c8-11da-a746-0800200b9a66
2,4-Dinitrophenol | 51-28-5 | 51285 | 51285 | C6H4N2O5 |  | Mass | kg | emission | ground | https://ofmpub.epa.gov/sor_internet/registry/substreg/searchandretrieve/substancesearch/search.do?details=displayDetails&selectedSubstanceId=49177 | 1 | Chemicals | 0c86025e-0b9e-35f5-95ae-9ea9544b8ac7 | 9499238e-b0eb-35da-aef1-9114f54a0a44 | 20aadc24-a391-41cf-b340-3e4529f44bde | 93a60a56-a3c8-11da-a746-0800200b9a66
4-Chloro-m-p.henylenediamine | 5131-60-2 | 5131602 | 5131602 | C6H7ClN2 |  | Mass | kg | emission | ground | https://ofmpub.epa.gov/sor_internet/registry/substreg/searchandretrieve/substancesearch/search.do?details=displayDetails&selectedSubstanceId=42283 | 1 | Chemicals | 5df06c3c-648d-308e-bfd0-fe8e03f2f612 | 9499238e-b0eb-35da-aef1-9114f54a0a44 | 20aadc24-a391-41cf-b340-3e4529f44bde | 93a60a56-a3c8-11da-a746-0800200b9a66
Dimethylvinyl chloride | 513-37-1 | 513371 | 513371 | C4H7Cl |  | Mass | kg | emission | ground | https://ofmpub.epa.gov/sor_internet/registry/substreg/searchandretrieve/substancesearch/search.do?details=displayDetails&selectedSubstanceId=82051 | 1 | Chemicals | 2f6f202f-713b-3811-a745-a95577890fe9 | 9499238e-b0eb-35da-aef1-9114f54a0a44 | 20aadc24-a391-41cf-b340-3e4529f44bde | 93a60a56-a3c8-11da-a746-0800200b9a66
Diclofop methyl | 51338-27-3 | 51338273 | 51338273 | C16H14Cl2O4 |  | Mass | kg | emission | ground | https://ofmpub.epa.gov/sor_internet/registry/substreg/searchandretrieve/substancesearch/search.do?details=displayDetails&selectedSubstanceId=89822 | 1 | Chemicals | 7e79079d-a63b-3598-94a1-d8b7655c0876 | 9499238e-b0eb-35da-aef1-9114f54a0a44 | 20aadc24-a391-41cf-b340-3e4529f44bde | 93a60a56-a3c8-11da-a746-0800200b9a66
1,3-Butadiene, 2,3-dimethyl- | 513-81-5 | 513815 | 513815 | C6H10 |  | Mass | kg | emission | ground | https://ofmpub.epa.gov/sor_internet/registry/substreg/searchandretrieve/substancesearch/search.do?details=displayDetails&selectedSubstanceId=45329 | 1 | Chemicals | 9b7ddc1b-9a8b-3cda-b433-5baacee1a151 | 9499238e-b0eb-35da-aef1-9114f54a0a44 | 20aadc24-a391-41cf-b340-3e4529f44bde | 93a60a56-a3c8-11da-a746-0800200b9a66
Abietic acid | 514-10-3 | 514103 | 514103 | C20H30O2 |  | Mass | kg | emission | ground | https://ofmpub.epa.gov/sor_internet/registry/substreg/searchandretrieve/substancesearch/search.do?details=displayDetails&selectedSubstanceId=45326 | 1 | Chemicals | 7df94467-7d4d-3f9d-be5c-520d0b4ddb29 | 9499238e-b0eb-35da-aef1-9114f54a0a44 | 20aadc24-a391-41cf-b340-3e4529f44bde | 93a60a56-a3c8-11da-a746-0800200b9a66
C.I. Acid Green 5, disodium salt | 5141-20-8 | 5141208 | 5141208 | C37H34N2Na2O9S3 |  | Mass | kg | emission | ground | https://ofmpub.epa.gov/sor_internet/registry/substreg/searchandretrieve/substancesearch/search.do?details=displayDetails&selectedSubstanceId=89675 | 1 | Chemicals | a840e92b-b57c-3564-a838-c75d6a7d6f56 | 9499238e-b0eb-35da-aef1-9114f54a0a44 | 20aadc24-a391-41cf-b340-3e4529f44bde | 93a60a56-a3c8-11da-a746-0800200b9a66
Propylthiouracil | 51-52-5 | 51525 | 51525 | C7H10N2OS |  | Mass | kg | emission | ground | https://ofmpub.epa.gov/sor_internet/registry/substreg/searchandretrieve/substancesearch/search.do?details=displayDetails&selectedSubstanceId=89661 | 1 | Chemicals | 11ef23dc-f3c1-3746-aa1c-2b036eaff9f8 | 9499238e-b0eb-35da-aef1-9114f54a0a44 | 20aadc24-a391-41cf-b340-3e4529f44bde | 93a60a56-a3c8-11da-a746-0800200b9a66
Fenvalerate | 51630-58-1 | 51630581 | 51630581 | C25H22ClNO3 |  | Mass | kg | emission | ground | https://ofmpub.epa.gov/sor_internet/registry/substreg/searchandretrieve/substancesearch/search.do?details=displayDetails&selectedSubstanceId=89647 | 1 | Chemicals | aaa6e852-d424-3dc7-ab63-efaed5bbeb9a | 9499238e-b0eb-35da-aef1-9114f54a0a44 | 20aadc24-a391-41cf-b340-3e4529f44bde | 93a60a56-a3c8-11da-a746-0800200b9a66
Thidiazuron | 51707-55-2 | 51707552 | 51707552 | C9H8N4OS |  | Mass | kg | emission | ground | https://ofmpub.epa.gov/sor_internet/registry/substreg/searchandretrieve/substancesearch/search.do?details=displayDetails&selectedSubstanceId=89638 | 1 | Chemicals | ede92164-a5ad-3a15-a1d5-d2e27da8b0d1 | 9499238e-b0eb-35da-aef1-9114f54a0a44 | 20aadc24-a391-41cf-b340-3e4529f44bde | 93a60a56-a3c8-11da-a746-0800200b9a66
Hematoxylin | 517-28-2 | 517282 | 517282 | C16H14O6 |  | Mass | kg | emission | ground | https://ofmpub.epa.gov/sor_internet/registry/substreg/searchandretrieve/substancesearch/search.do?details=displayDetails&selectedSubstanceId=89635 | 1 | Chemicals | 4dbeeca8-a2b4-31b5-9efd-7ed63a22bc9a | 9499238e-b0eb-35da-aef1-9114f54a0a44 | 20aadc24-a391-41cf-b340-3e4529f44bde | 93a60a56-a3c8-11da-a746-0800200b9a66
Urethane | 51-79-6 | 51796 | 51796 | C3H7NO2 |  | Mass | kg | emission | ground | https://ofmpub.epa.gov/sor_internet/registry/substreg/searchandretrieve/substancesearch/search.do?details=displayDetails&selectedSubstanceId=49165 | 1 | Chemicals | f1936a4e-54e6-3ff2-a9a3-557f045c3857 | 9499238e-b0eb-35da-aef1-9114f54a0a44 | 20aadc24-a391-41cf-b340-3e4529f44bde | 93a60a56-a3c8-11da-a746-0800200b9a66
Fluorescein, disodium salt | 518-47-8 | 518478 | 518478 | C20H10Na2O5 |  | Mass | kg | emission | ground | https://ofmpub.epa.gov/sor_internet/registry/substreg/searchandretrieve/substancesearch/search.do?details=displayDetails&selectedSubstanceId=89487 | 1 | Chemicals | 74e07d51-4a8c-37c8-8b4f-e927c74da1e2 | 9499238e-b0eb-35da-aef1-9114f54a0a44 | 20aadc24-a391-41cf-b340-3e4529f44bde | 93a60a56-a3c8-11da-a746-0800200b9a66
Citrinin | 518-75-2 | 518752 | 518752 | C13H14O5 |  | Mass | kg | emission | ground | https://ofmpub.epa.gov/sor_internet/registry/substreg/searchandretrieve/substancesearch/search.do?details=displayDetails&selectedSubstanceId=78354 | 1 | Chemicals | f13c908b-9ca8-3fc6-b132-92c0117b6736 | 9499238e-b0eb-35da-aef1-9114f54a0a44 | 20aadc24-a391-41cf-b340-3e4529f44bde | 93a60a56-a3c8-11da-a746-0800200b9a66
5-Aminoindole | 5192-03-0 | 5192030 | 5192030 | C8H8N2 |  | Mass | kg | emission | ground | https://ofmpub.epa.gov/sor_internet/registry/substreg/searchandretrieve/substancesearch/search.do?details=displayDetails&selectedSubstanceId=42253 | 1 | Chemicals | 2acecdf2-fc51-313c-ab91-49bce20954e8 | 9499238e-b0eb-35da-aef1-9114f54a0a44 | 20aadc24-a391-41cf-b340-3e4529f44bde | 93a60a56-a3c8-11da-a746-0800200b9a66
1,4-Pentadien-3-ol, 3-methyl-1-(2,6,6-trimethyl-1-cyclohexen-1-yl)- | 5208-93-5 | 5208935 | 5208935 | C15H24O |  | Mass | kg | emission | ground | https://ofmpub.epa.gov/sor_internet/registry/substreg/searchandretrieve/substancesearch/search.do?details=displayDetails&selectedSubstanceId=42246 | 1 | Chemicals | 7121f903-d855-38e9-9c45-1a95cc55be6d | 9499238e-b0eb-35da-aef1-9114f54a0a44 | 20aadc24-a391-41cf-b340-3e4529f44bde | 93a60a56-a3c8-11da-a746-0800200b9a66
Dimethirimol | 5221-53-4 | 5221534 | 5221534 | C11H19N3O |  | Mass | kg | emission | ground | https://ofmpub.epa.gov/sor_internet/registry/substreg/searchandretrieve/substancesearch/search.do?details=displayDetails&selectedSubstanceId=89450 | 1 | Chemicals | 5ed5004b-8c4e-3c59-832b-5ccbe0c6410a | 9499238e-b0eb-35da-aef1-9114f54a0a44 | 20aadc24-a391-41cf-b340-3e4529f44bde | 93a60a56-a3c8-11da-a746-0800200b9a66
Beta Cypermethrin | 52315-07-8 | 52315078 | 52315078 | C22H19Cl2NO3 |  | Mass | kg | emission | ground | https://ofmpub.epa.gov/sor_internet/registry/substreg/searchandretrieve/substancesearch/search.do?details=displayDetails&selectedSubstanceId=55388 | 1 | Chemicals | 9cae6931-06ca-34f3-a861-4c1edff0496b | 9499238e-b0eb-35da-aef1-9114f54a0a44 | 20aadc24-a391-41cf-b340-3e4529f44bde | 93a60a56-a3c8-11da-a746-0800200b9a66
C.I. Acid Orange 20 monosodium salt | 523-44-4 | 523444 | 523444 | C16H11N2NaO4S |  | Mass | kg | emission | ground | https://ofmpub.epa.gov/sor_internet/registry/substreg/searchandretrieve/substancesearch/search.do?details=displayDetails&selectedSubstanceId=45301 | 1 | Chemicals | c7b413b7-ebd6-3f71-8aea-7c2108eface5 | 9499238e-b0eb-35da-aef1-9114f54a0a44 | 20aadc24-a391-41cf-b340-3e4529f44bde | 93a60a56-a3c8-11da-a746-0800200b9a66
Carboxin | 5234-68-4 | 5234684 | 5234684 | C12H13NO2S |  | Mass | kg | emission | ground | https://ofmpub.epa.gov/sor_internet/registry/substreg/searchandretrieve/substancesearch/search.do?details=displayDetails&selectedSubstanceId=42241 | 1 | Chemicals | a0b1cec8-0bba-3eb4-a0c7-46d13869151e | 9499238e-b0eb-35da-aef1-9114f54a0a44 | 20aadc24-a391-41cf-b340-3e4529f44bde | 93a60a56-a3c8-11da-a746-0800200b9a66
1,2-Naphthoquinone | 524-42-5 | 524425 | 524425 | C10H6O2 |  | Mass | kg | emission | ground | https://ofmpub.epa.gov/sor_internet/registry/substreg/searchandretrieve/substancesearch/search.do?details=displayDetails&selectedSubstanceId=45299 | 1 | Chemicals | 2ee7e8fe-b510-3f9a-825e-72fdef4de167 | 9499238e-b0eb-35da-aef1-9114f54a0a44 | 20aadc24-a391-41cf-b340-3e4529f44bde | 93a60a56-a3c8-11da-a746-0800200b9a66
Bronopol | 52-51-7 | 52517 | 52517 | C3H6BrNO4 |  | Mass | kg | emission | ground | https://ofmpub.epa.gov/sor_internet/registry/substreg/searchandretrieve/substancesearch/search.do?details=displayDetails&selectedSubstanceId=89287 | 1 | Chemicals | 7e7c172c-1681-30c0-a9db-2582fdfbf14a | 9499238e-b0eb-35da-aef1-9114f54a0a44 | 20aadc24-a391-41cf-b340-3e4529f44bde | 93a60a56-a3c8-11da-a746-0800200b9a66
Flavone | 525-82-6 | 525826 | 525826 | C15H10O2 |  | Mass | kg | emission | ground | https://ofmpub.epa.gov/sor_internet/registry/substreg/searchandretrieve/substancesearch/search.do?details=displayDetails&selectedSubstanceId=45730 | 1 | Chemicals | 5bec752d-6054-37b1-b862-27df14e74c3d | 9499238e-b0eb-35da-aef1-9114f54a0a44 | 20aadc24-a391-41cf-b340-3e4529f44bde | 93a60a56-a3c8-11da-a746-0800200b9a66
Oxycarboxin | 5259-88-1 | 5259881 | 5259881 | C12H13NO4S |  | Mass | kg | emission | ground | https://ofmpub.epa.gov/sor_internet/registry/substreg/searchandretrieve/substancesearch/search.do?details=displayDetails&selectedSubstanceId=42233 | 1 | Chemicals | 53a36d7c-bd4b-3478-bf6b-8e3bffd812f8 | 9499238e-b0eb-35da-aef1-9114f54a0a44 | 20aadc24-a391-41cf-b340-3e4529f44bde | 93a60a56-a3c8-11da-a746-0800200b9a66
Permethrin | 52645-53-1 | 52645531 | 52645531 | C21H20Cl2O3 |  | Mass | kg | emission | ground | https://ofmpub.epa.gov/sor_internet/registry/substreg/searchandretrieve/substancesearch/search.do?details=displayDetails&selectedSubstanceId=55274 | 1 | Chemicals | 3fc014fe-39d8-3251-a82c-64a9865f54b0 | 9499238e-b0eb-35da-aef1-9114f54a0a44 | 20aadc24-a391-41cf-b340-3e4529f44bde | 93a60a56-a3c8-11da-a746-0800200b9a66
2,3-Dimethylphenol | 526-75-0 | 526750 | 526750 | C8H10O |  | Mass | kg | emission | ground | https://ofmpub.epa.gov/sor_internet/registry/substreg/searchandretrieve/substancesearch/search.do?details=displayDetails&selectedSubstanceId=45726 | 1 | Chemicals | 1e76dd0f-5886-3cfe-8365-7cb260c19573 | 9499238e-b0eb-35da-aef1-9114f54a0a44 | 20aadc24-a391-41cf-b340-3e4529f44bde | 93a60a56-a3c8-11da-a746-0800200b9a66
Trichlorfon | 52-68-6 | 52686 | 52686 | C4H8Cl3O4P |  | Mass | kg | emission | ground | https://ofmpub.epa.gov/sor_internet/registry/substreg/searchandretrieve/substancesearch/search.do?details=displayDetails&selectedSubstanceId=49159 | 1 | Chemicals | ab9f9736-39cf-3a6f-8328-5b2d6dbede10 | 9499238e-b0eb-35da-aef1-9114f54a0a44 | 20aadc24-a391-41cf-b340-3e4529f44bde | 93a60a56-a3c8-11da-a746-0800200b9a66
1-Piperidineethanol, 4-hydroxy-2,2,6,6-tetramethyl- | 52722-86-8 | 52722868 | 52722868 | C11H23NO2 |  | Mass | kg | emission | ground | https://ofmpub.epa.gov/sor_internet/registry/substreg/searchandretrieve/substancesearch/search.do?details=displayDetails&selectedSubstanceId=55245 | 1 | Chemicals | c12c02cb-1ee0-3024-8770-c420c135dcdb | 9499238e-b0eb-35da-aef1-9114f54a0a44 | 20aadc24-a391-41cf-b340-3e4529f44bde | 93a60a56-a3c8-11da-a746-0800200b9a66
Flamprop-methyl | 52756-25-9 | 52756259 | 52756259 | C17H15ClFNO3 |  | Mass | kg | emission | ground | https://ofmpub.epa.gov/sor_internet/registry/substreg/searchandretrieve/substancesearch/search.do?details=displayDetails&selectedSubstanceId=82571 | 1 | Chemicals | c7bcf38f-000d-37e7-a974-d7b7593a1316 | 9499238e-b0eb-35da-aef1-9114f54a0a44 | 20aadc24-a391-41cf-b340-3e4529f44bde | 93a60a56-a3c8-11da-a746-0800200b9a66
2,4,6-Trimethylphenol | 527-60-6 | 527606 | 527606 | C9H12O |  | Mass | kg | emission | ground | https://ofmpub.epa.gov/sor_internet/registry/substreg/searchandretrieve/substancesearch/search.do?details=displayDetails&selectedSubstanceId=45715 | 1 | Chemicals | 970bc9ed-aa92-3df9-a42e-f512322dcfd2 | 9499238e-b0eb-35da-aef1-9114f54a0a44 | 20aadc24-a391-41cf-b340-3e4529f44bde | 93a60a56-a3c8-11da-a746-0800200b9a66
Lynestrenol | 52-76-6 | 52766 | 52766 | C20H28O |  | Mass | kg | emission | ground | https://ofmpub.epa.gov/sor_internet/registry/substreg/searchandretrieve/substancesearch/search.do?details=displayDetails&selectedSubstanceId=78121 | 1 | Chemicals | 16551ddf-b26e-3d23-96e3-a01e80e16f9e | 9499238e-b0eb-35da-aef1-9114f54a0a44 | 20aadc24-a391-41cf-b340-3e4529f44bde | 93a60a56-a3c8-11da-a746-0800200b9a66
o-Dinitrobenzene | 528-29-0 | 528290 | 528290 | C6H4N2O4 |  | Mass | kg | emission | ground | https://ofmpub.epa.gov/sor_internet/registry/substreg/searchandretrieve/substancesearch/search.do?details=displayDetails&selectedSubstanceId=45710 | 1 | Chemicals | a3732b55-b18b-3bba-8aa0-5ead253f3cfe | 9499238e-b0eb-35da-aef1-9114f54a0a44 | 20aadc24-a391-41cf-b340-3e4529f44bde | 93a60a56-a3c8-11da-a746-0800200b9a66
Prosulfocarb | 52888-80-9 | 52888809 | 52888809 | C14H21NOS |  | Mass | kg | emission | ground | https://ofmpub.epa.gov/sor_internet/registry/substreg/searchandretrieve/substancesearch/search.do?details=displayDetails&selectedSubstanceId=55193 | 1 | Chemicals | ec68c363-bab5-32a9-8dc6-b1b5f456158c | 9499238e-b0eb-35da-aef1-9114f54a0a44 | 20aadc24-a391-41cf-b340-3e4529f44bde | 93a60a56-a3c8-11da-a746-0800200b9a66
Deltamethrin | 52918-63-5 | 52918635 | 52918635 | C22H19Br2NO3 |  | Mass | kg | emission | ground | https://ofmpub.epa.gov/sor_internet/registry/substreg/searchandretrieve/substancesearch/search.do?details=displayDetails&selectedSubstanceId=55184 | 1 | Chemicals | 464c9eca-2fa4-35bc-a8a9-853e7f5b4815 | 9499238e-b0eb-35da-aef1-9114f54a0a44 | 20aadc24-a391-41cf-b340-3e4529f44bde | 93a60a56-a3c8-11da-a746-0800200b9a66
2-Nitro-p-phenylenediamine | 5307-14-2 | 5307142 | 5307142 | C6H7N3O2 |  | Mass | kg | emission | ground | https://ofmpub.epa.gov/sor_internet/registry/substreg/searchandretrieve/substancesearch/search.do?details=displayDetails&selectedSubstanceId=88937 | 1 | Chemicals | 2acfcbec-9784-3523-aa3e-90436793f025 | 9499238e-b0eb-35da-aef1-9114f54a0a44 | 20aadc24-a391-41cf-b340-3e4529f44bde | 93a60a56-a3c8-11da-a746-0800200b9a66
Pyrimethanil | 53112-28-0 | 53112280 | 53112280 | C12H13N3 |  | Mass | kg | emission | ground | https://ofmpub.epa.gov/sor_internet/registry/substreg/searchandretrieve/substancesearch/search.do?details=displayDetails&selectedSubstanceId=77147 | 1 | Chemicals | f76d0cb3-7aca-32a9-9d02-8d2fca2cb544 | 9499238e-b0eb-35da-aef1-9114f54a0a44 | 20aadc24-a391-41cf-b340-3e4529f44bde | 93a60a56-a3c8-11da-a746-0800200b9a66
Methanol, (1,3,5-triazine-2,4,6-triyltrinitrilo)hexakis- | 531-18-0 | 531180 | 531180 | C9H18N6O6 |  | Mass | kg | emission | ground | https://ofmpub.epa.gov/sor_internet/registry/substreg/searchandretrieve/substancesearch/search.do?details=displayDetails&selectedSubstanceId=45692 | 1 | Chemicals | 277f0de3-518f-38c6-b36e-1184f2067482 | 9499238e-b0eb-35da-aef1-9114f54a0a44 | 20aadc24-a391-41cf-b340-3e4529f44bde | 93a60a56-a3c8-11da-a746-0800200b9a66
Estrone | 53-16-7 | 53167 | 53167 | C18H22O2 |  | Mass | kg | emission | ground | https://ofmpub.epa.gov/sor_internet/registry/substreg/searchandretrieve/substancesearch/search.do?details=displayDetails&selectedSubstanceId=49156 | 1 | Chemicals | e5a60c95-5820-3894-8319-b862486c1232 | 9499238e-b0eb-35da-aef1-9114f54a0a44 | 20aadc24-a391-41cf-b340-3e4529f44bde | 93a60a56-a3c8-11da-a746-0800200b9a66
Furothiazole | 531-82-8 | 531828 | 531828 | C9H7N3O4S |  | Mass | kg | emission | ground | https://ofmpub.epa.gov/sor_internet/registry/substreg/searchandretrieve/substancesearch/search.do?details=displayDetails&selectedSubstanceId=78353 | 1 | Chemicals | f641de20-1065-30de-be9c-4d3f4a46e5dd | 9499238e-b0eb-35da-aef1-9114f54a0a44 | 20aadc24-a391-41cf-b340-3e4529f44bde | 93a60a56-a3c8-11da-a746-0800200b9a66
Benzidine dihydrochloride | 531-85-1 | 531851 | 531851 | C12H14Cl2N2 |  | Mass | kg | emission | ground | https://ofmpub.epa.gov/sor_internet/registry/substreg/searchandretrieve/substancesearch/search.do?details=displayDetails&selectedSubstanceId=45688 | 1 | Chemicals | 8d9877bb-4ed6-39df-a7c9-1969716897a2 | 9499238e-b0eb-35da-aef1-9114f54a0a44 | 20aadc24-a391-41cf-b340-3e4529f44bde | 93a60a56-a3c8-11da-a746-0800200b9a66
2-Naphthalenesulfonic acid sodium salt | 532-02-5 | 532025 | 532025 | C10H7NaO3S |  | Mass | kg | emission | ground | https://ofmpub.epa.gov/sor_internet/registry/substreg/searchandretrieve/substancesearch/search.do?details=displayDetails&selectedSubstanceId=45687 | 1 | Chemicals | 59b546db-8448-3c1f-b892-7e4dd0ba0823 | 9499238e-b0eb-35da-aef1-9114f54a0a44 | 20aadc24-a391-41cf-b340-3e4529f44bde | 93a60a56-a3c8-11da-a746-0800200b9a66
2-Chloroacetophenone | 532-27-4 | 532274 | 532274 | C8H7ClO |  | Mass | kg | emission | ground | https://ofmpub.epa.gov/sor_internet/registry/substreg/searchandretrieve/substancesearch/search.do?details=displayDetails&selectedSubstanceId=45685 | 1 | Chemicals | 39594ba7-0e6e-3978-a49b-6bafbe33e4f2 | 9499238e-b0eb-35da-aef1-9114f54a0a44 | 20aadc24-a391-41cf-b340-3e4529f44bde | 93a60a56-a3c8-11da-a746-0800200b9a66
Sodium benzoate | 532-32-1 | 532321 | 532321 | C7H5NaO2 |  | Mass | kg | emission | ground | https://ofmpub.epa.gov/sor_internet/registry/substreg/searchandretrieve/substancesearch/search.do?details=displayDetails&selectedSubstanceId=88916 | 1 | Chemicals | 2bc7d061-fb01-3973-95d7-74e59023feff | 9499238e-b0eb-35da-aef1-9114f54a0a44 | 20aadc24-a391-41cf-b340-3e4529f44bde | 93a60a56-a3c8-11da-a746-0800200b9a66
Sodium 1-octanesulfonate | 5324-84-5 | 5324845 | 5324845 | C8H17NaO3S |  | Mass | kg | emission | ground | https://ofmpub.epa.gov/sor_internet/registry/substreg/searchandretrieve/substancesearch/search.do?details=displayDetails&selectedSubstanceId=42198 | 1 | Chemicals | d623ff6c-5857-3f5f-8a7c-d1d635d4459b | 9499238e-b0eb-35da-aef1-9114f54a0a44 | 20aadc24-a391-41cf-b340-3e4529f44bde | 93a60a56-a3c8-11da-a746-0800200b9a66
Sulfamic acid | 5329-14-6 | 5329146 | 5329146 | H3NO3S |  | Mass | kg | emission | ground | https://ofmpub.epa.gov/sor_internet/registry/substreg/searchandretrieve/substancesearch/search.do?details=displayDetails&selectedSubstanceId=42192 | 1 | Chemicals | 02f30c70-1dd5-3370-af55-fdbbbe110b32 | 9499238e-b0eb-35da-aef1-9114f54a0a44 | 20aadc24-a391-41cf-b340-3e4529f44bde | 93a60a56-a3c8-11da-a746-0800200b9a66
2,4-D Ethyl ester | 533-23-3 | 533233 | 533233 | C10H10Cl2O3 |  | Mass | kg | emission | ground | https://ofmpub.epa.gov/sor_internet/registry/substreg/searchandretrieve/substancesearch/search.do?details=displayDetails&selectedSubstanceId=77665 | 1 | Chemicals | 8ad11367-8cf8-340d-98f1-df33c0efad87 | 9499238e-b0eb-35da-aef1-9114f54a0a44 | 20aadc24-a391-41cf-b340-3e4529f44bde | 93a60a56-a3c8-11da-a746-0800200b9a66
Sesamol | 533-31-3 | 533313 | 533313 | C7H6O3 |  | Mass | kg | emission | ground | https://ofmpub.epa.gov/sor_internet/registry/substreg/searchandretrieve/substancesearch/search.do?details=displayDetails&selectedSubstanceId=45620 | 1 | Chemicals | 7b18dad9-75bb-385d-b757-be79b7d8dee9 | 9499238e-b0eb-35da-aef1-9114f54a0a44 | 20aadc24-a391-41cf-b340-3e4529f44bde | 93a60a56-a3c8-11da-a746-0800200b9a66
Dazomet | 533-74-4 | 533744 | 533744 | C5H10N2S2 |  | Mass | kg | emission | ground | https://ofmpub.epa.gov/sor_internet/registry/substreg/searchandretrieve/substancesearch/search.do?details=displayDetails&selectedSubstanceId=45614 | 1 | Chemicals | 6dbb57ff-7e99-3560-9606-c21cd77168f6 | 9499238e-b0eb-35da-aef1-9114f54a0a44 | 20aadc24-a391-41cf-b340-3e4529f44bde | 93a60a56-a3c8-11da-a746-0800200b9a66
N,N'-Dimethylthiourea | 534-13-4 | 534134 | 534134 | C3H8N2S |  | Mass | kg | emission | ground | https://ofmpub.epa.gov/sor_internet/registry/substreg/searchandretrieve/substancesearch/search.do?details=displayDetails&selectedSubstanceId=45606 | 1 | Chemicals | f6f8333c-870b-39d9-bf67-95f74163c4cc | 9499238e-b0eb-35da-aef1-9114f54a0a44 | 20aadc24-a391-41cf-b340-3e4529f44bde | 93a60a56-a3c8-11da-a746-0800200b9a66
2-Methylfuran | 534-22-5 | 534225 | 534225 | C5H6O |  | Mass | kg | emission | ground | https://ofmpub.epa.gov/sor_internet/registry/substreg/searchandretrieve/substancesearch/search.do?details=displayDetails&selectedSubstanceId=45601 | 1 | Chemicals | 016692e0-4663-322b-8651-970baa031563 | 9499238e-b0eb-35da-aef1-9114f54a0a44 | 20aadc24-a391-41cf-b340-3e4529f44bde | 93a60a56-a3c8-11da-a746-0800200b9a66
Prasterone | 53-43-0 | 53430 | 53430 | C19H28O2 |  | Mass | kg | emission | ground | https://ofmpub.epa.gov/sor_internet/registry/substreg/searchandretrieve/substancesearch/search.do?details=displayDetails&selectedSubstanceId=78374 | 1 | Chemicals | c28e2cbe-a52f-33d6-9b5b-c68f53323cfe | 9499238e-b0eb-35da-aef1-9114f54a0a44 | 20aadc24-a391-41cf-b340-3e4529f44bde | 93a60a56-a3c8-11da-a746-0800200b9a66
4,6-Dinitro-o-cresol | 534-52-1 | 534521 | 534521 | C7H6N2O5 |  | Mass | kg | emission | ground | https://ofmpub.epa.gov/sor_internet/registry/substreg/searchandretrieve/substancesearch/search.do?details=displayDetails&selectedSubstanceId=45599 | 1 | Chemicals | 6c8a6c23-6a0e-3d72-9613-85ec2b9e059a | 9499238e-b0eb-35da-aef1-9114f54a0a44 | 20aadc24-a391-41cf-b340-3e4529f44bde | 93a60a56-a3c8-11da-a746-0800200b9a66
Aroclor 1242 | 53469-21-9 | 53469219 | 53469219 | - |  | Mass | kg | emission | ground | https://ofmpub.epa.gov/sor_internet/registry/substreg/searchandretrieve/substancesearch/search.do?details=displayDetails&selectedSubstanceId=51347 | 1 | Chemicals | 58bed0f1-803c-3d24-9988-b4e54998ca85 | 9499238e-b0eb-35da-aef1-9114f54a0a44 | 20aadc24-a391-41cf-b340-3e4529f44bde | 93a60a56-a3c8-11da-a746-0800200b9a66
m-Chlorobenzoic acid | 535-80-8 | 535808 | 535808 | C7H5ClO2 |  | Mass | kg | emission | ground | https://ofmpub.epa.gov/sor_internet/registry/substreg/searchandretrieve/substancesearch/search.do?details=displayDetails&selectedSubstanceId=45593 | 1 | Chemicals | cc3072fa-5472-39c5-859a-148a65faf21f | 9499238e-b0eb-35da-aef1-9114f54a0a44 | 20aadc24-a391-41cf-b340-3e4529f44bde | 93a60a56-a3c8-11da-a746-0800200b9a66
N-Nitrosodiisopropanolamine | 53609-64-6 | 53609646 | 53609646 | C6H14N2O3 |  | Mass | kg | emission | ground | https://ofmpub.epa.gov/sor_internet/registry/substreg/searchandretrieve/substancesearch/search.do?details=displayDetails&selectedSubstanceId=77770 | 1 | Chemicals | 4cc17664-4c57-3f68-bb30-b6f520bead90 | 9499238e-b0eb-35da-aef1-9114f54a0a44 | 20aadc24-a391-41cf-b340-3e4529f44bde | 93a60a56-a3c8-11da-a746-0800200b9a66
Ethionamide | 536-33-4 | 536334 | 536334 | C8H10N2S |  | Mass | kg | emission | ground | https://ofmpub.epa.gov/sor_internet/registry/substreg/searchandretrieve/substancesearch/search.do?details=displayDetails&selectedSubstanceId=78011 | 1 | Chemicals | 95381477-15a0-3253-b7a4-b2c4d5573a82 | 9499238e-b0eb-35da-aef1-9114f54a0a44 | 20aadc24-a391-41cf-b340-3e4529f44bde | 93a60a56-a3c8-11da-a746-0800200b9a66
Benzenemethanol, 4-(1-methylethyl)- | 536-60-7 | 536607 | 536607 | C10H14O |  | Mass | kg | emission | ground | https://ofmpub.epa.gov/sor_internet/registry/substreg/searchandretrieve/substancesearch/search.do?details=displayDetails&selectedSubstanceId=88713 | 1 | Chemicals | 09b1f89e-8f42-3183-a9c3-eb785c26db48 | 9499238e-b0eb-35da-aef1-9114f54a0a44 | 20aadc24-a391-41cf-b340-3e4529f44bde | 93a60a56-a3c8-11da-a746-0800200b9a66
4-Ethylpyridine | 536-75-4 | 536754 | 536754 | C7H9N |  | Mass | kg | emission | ground | https://ofmpub.epa.gov/sor_internet/registry/substreg/searchandretrieve/substancesearch/search.do?details=displayDetails&selectedSubstanceId=45583 | 1 | Chemicals | ed50bdff-0343-349e-9a71-f57dcc5c18b2 | 9499238e-b0eb-35da-aef1-9114f54a0a44 | 20aadc24-a391-41cf-b340-3e4529f44bde | 93a60a56-a3c8-11da-a746-0800200b9a66
m-Anisidine | 536-90-3 | 536903 | 536903 | C7H9NO |  | Mass | kg | emission | ground | https://ofmpub.epa.gov/sor_internet/registry/substreg/searchandretrieve/substancesearch/search.do?details=displayDetails&selectedSubstanceId=45580 | 1 | Chemicals | 23626536-900c-3b0f-8eea-8979a9873210 | 9499238e-b0eb-35da-aef1-9114f54a0a44 | 20aadc24-a391-41cf-b340-3e4529f44bde | 93a60a56-a3c8-11da-a746-0800200b9a66
Dibenz[a,h]anthracene | 53-70-3 | 53703 | 53703 | C22H14 |  | Mass | kg | emission | ground | https://ofmpub.epa.gov/sor_internet/registry/substreg/searchandretrieve/substancesearch/search.do?details=displayDetails&selectedSubstanceId=49154 | 1 | Chemicals | f7b793ca-3573-3266-9a10-21a67d84f265 | 9499238e-b0eb-35da-aef1-9114f54a0a44 | 20aadc24-a391-41cf-b340-3e4529f44bde | 93a60a56-a3c8-11da-a746-0800200b9a66
Glycerol trioctanoate | 538-23-8 | 538238 | 538238 | C27H50O6 |  | Mass | kg | emission | ground | https://ofmpub.epa.gov/sor_internet/registry/substreg/searchandretrieve/substancesearch/search.do?details=displayDetails&selectedSubstanceId=45570 | 1 | Chemicals | a4caa236-75cf-33e4-8adf-1c17c1321d0d | 9499238e-b0eb-35da-aef1-9114f54a0a44 | 20aadc24-a391-41cf-b340-3e4529f44bde | 93a60a56-a3c8-11da-a746-0800200b9a66
Indomethacin | 53-86-1 | 53861 | 53861 | C19H16ClNO4 |  | Mass | kg | emission | ground | https://ofmpub.epa.gov/sor_internet/registry/substreg/searchandretrieve/substancesearch/search.do?details=displayDetails&selectedSubstanceId=49153 | 1 | Chemicals | 14e616ce-de09-3014-9d93-bab6383a6d22 | 9499238e-b0eb-35da-aef1-9114f54a0a44 | 20aadc24-a391-41cf-b340-3e4529f44bde | 93a60a56-a3c8-11da-a746-0800200b9a66
Amylbenzene | 538-68-1 | 538681 | 538681 | C11H16 |  | Mass | kg | emission | ground | https://ofmpub.epa.gov/sor_internet/registry/substreg/searchandretrieve/substancesearch/search.do?details=displayDetails&selectedSubstanceId=45565 | 1 | Chemicals | 03c86024-c499-35e7-b0b5-cde4992399a8 | 9499238e-b0eb-35da-aef1-9114f54a0a44 | 20aadc24-a391-41cf-b340-3e4529f44bde | 93a60a56-a3c8-11da-a746-0800200b9a66
Citral | 5392-40-5 | 5392405 | 5392405 | C10H16O |  | Mass | kg | emission | ground | https://ofmpub.epa.gov/sor_internet/registry/substreg/searchandretrieve/substancesearch/search.do?details=displayDetails&selectedSubstanceId=42144 | 1 | Chemicals | 6c0a52fb-618d-3d27-86da-2b28e6c9e79c | 9499238e-b0eb-35da-aef1-9114f54a0a44 | 20aadc24-a391-41cf-b340-3e4529f44bde | 93a60a56-a3c8-11da-a746-0800200b9a66
N-Hydroxy-2-acetylaminofluorene | 53-95-2 | 53952 | 53952 | C15H13NO2 |  | Mass | kg | emission | ground | https://ofmpub.epa.gov/sor_internet/registry/substreg/searchandretrieve/substancesearch/search.do?details=displayDetails&selectedSubstanceId=78120 | 1 | Chemicals | 8a39d07f-9974-3463-8217-75572f3ae35d | 9499238e-b0eb-35da-aef1-9114f54a0a44 | 20aadc24-a391-41cf-b340-3e4529f44bde | 93a60a56-a3c8-11da-a746-0800200b9a66
2-Acetylaminofluorene | 53-96-3 | 53963 | 53963 | C15H13NO |  | Mass | kg | emission | ground | https://ofmpub.epa.gov/sor_internet/registry/substreg/searchandretrieve/substancesearch/search.do?details=displayDetails&selectedSubstanceId=49152 | 1 | Chemicals | c216de04-2ce1-370e-97df-47d9751dd48a | 9499238e-b0eb-35da-aef1-9114f54a0a44 | 20aadc24-a391-41cf-b340-3e4529f44bde | 93a60a56-a3c8-11da-a746-0800200b9a66
5-Nitroindazole | 5401-94-5 | 5401945 | 5401945 | C7H5N3O2 |  | Mass | kg | emission | ground | https://ofmpub.epa.gov/sor_internet/registry/substreg/searchandretrieve/substancesearch/search.do?details=displayDetails&selectedSubstanceId=88538 | 1 | Chemicals | a4cb3456-9fdf-3f0a-87f0-e92df602b655 | 9499238e-b0eb-35da-aef1-9114f54a0a44 | 20aadc24-a391-41cf-b340-3e4529f44bde | 93a60a56-a3c8-11da-a746-0800200b9a66
p-Toluidine hydrochloride | 540-23-8 | 540238 | 540238 | C7H10ClN |  | Mass | kg | emission | ground | https://ofmpub.epa.gov/sor_internet/registry/substreg/searchandretrieve/substancesearch/search.do?details=displayDetails&selectedSubstanceId=45544 | 1 | Chemicals | d4b18389-15f4-3e79-8f18-44b944a465ac | 9499238e-b0eb-35da-aef1-9114f54a0a44 | 20aadc24-a391-41cf-b340-3e4529f44bde | 93a60a56-a3c8-11da-a746-0800200b9a66
p-Iodophenol | 540-38-5 | 540385 | 540385 | C6H5IO |  | Mass | kg | emission | ground | https://ofmpub.epa.gov/sor_internet/registry/substreg/searchandretrieve/substancesearch/search.do?details=displayDetails&selectedSubstanceId=45542 | 1 | Chemicals | bf4728f5-102d-3612-99fa-8c11d96bb1ed | 9499238e-b0eb-35da-aef1-9114f54a0a44 | 20aadc24-a391-41cf-b340-3e4529f44bde | 93a60a56-a3c8-11da-a746-0800200b9a66
2-Bromoethanol | 540-51-2 | 540512 | 540512 | C2H5BrO |  | Mass | kg | emission | ground | https://ofmpub.epa.gov/sor_internet/registry/substreg/searchandretrieve/substancesearch/search.do?details=displayDetails&selectedSubstanceId=45539 | 1 | Chemicals | 166c2899-d6f2-3d30-9306-ef09e1c6dc92 | 9499238e-b0eb-35da-aef1-9114f54a0a44 | 20aadc24-a391-41cf-b340-3e4529f44bde | 93a60a56-a3c8-11da-a746-0800200b9a66
1,2-Dichloroethylene | 540-59-0 | 540590 | 540590 | C2H2Cl2 |  | Mass | kg | emission | ground | https://ofmpub.epa.gov/sor_internet/registry/substreg/searchandretrieve/substancesearch/search.do?details=displayDetails&selectedSubstanceId=45537 | 1 | Chemicals | 72f2b61b-7450-3ff6-ad24-660cf1420cd5 | 9499238e-b0eb-35da-aef1-9114f54a0a44 | 20aadc24-a391-41cf-b340-3e4529f44bde | 93a60a56-a3c8-11da-a746-0800200b9a66
tert-Butyl acetate | 540-88-5 | 540885 | 540885 | C6H12O2 |  | Mass | kg | emission | ground | https://ofmpub.epa.gov/sor_internet/registry/substreg/searchandretrieve/substancesearch/search.do?details=displayDetails&selectedSubstanceId=45532 | 1 | Chemicals | 41a12ac2-0746-36a0-b8dd-482d4c2c259c | 9499238e-b0eb-35da-aef1-9114f54a0a44 | 20aadc24-a391-41cf-b340-3e4529f44bde | 93a60a56-a3c8-11da-a746-0800200b9a66
Nicotine | 54-11-5 | 54115 | 54115 | C10H14N2 |  | Mass | kg | emission | ground | https://ofmpub.epa.gov/sor_internet/registry/substreg/searchandretrieve/substancesearch/search.do?details=displayDetails&selectedSubstanceId=88525 | 1 | Chemicals | 44e1affd-034d-31b4-abe3-427b97db6246 | 9499238e-b0eb-35da-aef1-9114f54a0a44 | 20aadc24-a391-41cf-b340-3e4529f44bde | 93a60a56-a3c8-11da-a746-0800200b9a66
m-Dichlorobenzene | 541-73-1 | 541731 | 541731 | C6H4Cl2 |  | Mass | kg | emission | ground | https://ofmpub.epa.gov/sor_internet/registry/substreg/searchandretrieve/substancesearch/search.do?details=displayDetails&selectedSubstanceId=91424 | 1 | Chemicals | 07577daa-f855-312a-a798-849e8ceedaa8 | 9499238e-b0eb-35da-aef1-9114f54a0a44 | 20aadc24-a391-41cf-b340-3e4529f44bde | 93a60a56-a3c8-11da-a746-0800200b9a66
5-Methyl-3-heptanone | 541-85-5 | 541855 | 541855 | C8H16O |  | Mass | kg | emission | ground | https://ofmpub.epa.gov/sor_internet/registry/substreg/searchandretrieve/substancesearch/search.do?details=displayDetails&selectedSubstanceId=45515 | 1 | Chemicals | 64f6ecf6-d358-3f5f-b783-365f0cbc76c7 | 9499238e-b0eb-35da-aef1-9114f54a0a44 | 20aadc24-a391-41cf-b340-3e4529f44bde | 93a60a56-a3c8-11da-a746-0800200b9a66
Sodium salicylate | 54-21-7 | 54217 | 54217 | C7H5NaO3 |  | Mass | kg | emission | ground | https://ofmpub.epa.gov/sor_internet/registry/substreg/searchandretrieve/substancesearch/search.do?details=displayDetails&selectedSubstanceId=48993 | 1 | Chemicals | 7706cf27-807a-39ae-a526-58d361346475 | 9499238e-b0eb-35da-aef1-9114f54a0a44 | 20aadc24-a391-41cf-b340-3e4529f44bde | 93a60a56-a3c8-11da-a746-0800200b9a66
Cyclohexane, chloro- | 542-18-7 | 542187 | 542187 | C6H11Cl |  | Mass | kg | emission | ground | https://ofmpub.epa.gov/sor_internet/registry/substreg/searchandretrieve/substancesearch/search.do?details=displayDetails&selectedSubstanceId=45508 | 1 | Chemicals | 5fb2add2-4a50-368b-9313-1514183db629 | 9499238e-b0eb-35da-aef1-9114f54a0a44 | 20aadc24-a391-41cf-b340-3e4529f44bde | 93a60a56-a3c8-11da-a746-0800200b9a66
Isobutyl nitrite | 542-56-3 | 542563 | 542563 | C4H9NO2 |  | Mass | kg | emission | ground | https://ofmpub.epa.gov/sor_internet/registry/substreg/searchandretrieve/substancesearch/search.do?details=displayDetails&selectedSubstanceId=45503 | 1 | Chemicals | c52a1ca7-67db-3688-9b16-678c28f6e13a | 9499238e-b0eb-35da-aef1-9114f54a0a44 | 20aadc24-a391-41cf-b340-3e4529f44bde | 93a60a56-a3c8-11da-a746-0800200b9a66
Ethylene glycol monoacetate | 542-59-6 | 542596 | 542596 | C4H8O3 |  | Mass | kg | emission | ground | https://ofmpub.epa.gov/sor_internet/registry/substreg/searchandretrieve/substancesearch/search.do?details=displayDetails&selectedSubstanceId=45501 | 1 | Chemicals | 4ea79be2-9b3e-3b13-a8de-e804849c5820 | 9499238e-b0eb-35da-aef1-9114f54a0a44 | 20aadc24-a391-41cf-b340-3e4529f44bde | 93a60a56-a3c8-11da-a746-0800200b9a66
1,3-Dichloropropene | 542-75-6 | 542756 | 542756 | C3H4Cl2 |  | Mass | kg | emission | ground | https://ofmpub.epa.gov/sor_internet/registry/substreg/searchandretrieve/substancesearch/search.do?details=displayDetails&selectedSubstanceId=45499 | 1 | Chemicals | 4878c77f-d1d6-3bc6-b91e-3d61c364e7f8 | 9499238e-b0eb-35da-aef1-9114f54a0a44 | 20aadc24-a391-41cf-b340-3e4529f44bde | 93a60a56-a3c8-11da-a746-0800200b9a66
Ethane, isothiocyanato- | 542-85-8 | 542858 | 542858 | C3H5NS |  | Mass | kg | emission | ground | https://ofmpub.epa.gov/sor_internet/registry/substreg/searchandretrieve/substancesearch/search.do?details=displayDetails&selectedSubstanceId=45496 | 1 | Chemicals | 2d38f742-f0db-394b-bbfb-dfa760e80828 | 9499238e-b0eb-35da-aef1-9114f54a0a44 | 20aadc24-a391-41cf-b340-3e4529f44bde | 93a60a56-a3c8-11da-a746-0800200b9a66
Bis(chloromethyl) ether | 542-88-1 | 542881 | 542881 | C2H4Cl2O |  | Mass | kg | emission | ground | https://ofmpub.epa.gov/sor_internet/registry/substreg/searchandretrieve/substancesearch/search.do?details=displayDetails&selectedSubstanceId=45495 | 1 | Chemicals | 6a05b08b-ccef-354b-991b-a1d38d29f6f6 | 9499238e-b0eb-35da-aef1-9114f54a0a44 | 20aadc24-a391-41cf-b340-3e4529f44bde | 93a60a56-a3c8-11da-a746-0800200b9a66
Furosemide | 54-31-9 | 54319 | 54319 | C12H11ClN2O5S |  | Mass | kg | emission | ground | https://ofmpub.epa.gov/sor_internet/registry/substreg/searchandretrieve/substancesearch/search.do?details=displayDetails&selectedSubstanceId=78119 | 1 | Chemicals | 19a836d4-396b-3194-9205-dcd4bf68599e | 9499238e-b0eb-35da-aef1-9114f54a0a44 | 20aadc24-a391-41cf-b340-3e4529f44bde | 93a60a56-a3c8-11da-a746-0800200b9a66
Hexadecane, 1-iodo- | 544-77-4 | 544774 | 544774 | C16H33I |  | Mass | kg | emission | ground | https://ofmpub.epa.gov/sor_internet/registry/substreg/searchandretrieve/substancesearch/search.do?details=displayDetails&selectedSubstanceId=90716 | 1 | Chemicals | 11d6cb42-82ed-3257-861c-3c1472befa51 | 9499238e-b0eb-35da-aef1-9114f54a0a44 | 20aadc24-a391-41cf-b340-3e4529f44bde | 93a60a56-a3c8-11da-a746-0800200b9a66
Chlorethoxyfos | 54593-83-8 | 54593838 | 54593838 | C6H11Cl4O3PS |  | Mass | kg | emission | ground | https://ofmpub.epa.gov/sor_internet/registry/substreg/searchandretrieve/substancesearch/search.do?details=displayDetails&selectedSubstanceId=90699 | 1 | Chemicals | 0a038aa1-c35c-3528-995f-c5637622ef1f | 9499238e-b0eb-35da-aef1-9114f54a0a44 | 20aadc24-a391-41cf-b340-3e4529f44bde | 93a60a56-a3c8-11da-a746-0800200b9a66
Propanoic acid, 2-hydroxy-, octyl ester | 5464-71-1 | 5464711 | 5464711 | C11H22O3 |  | Mass | kg | emission | ground | https://ofmpub.epa.gov/sor_internet/registry/substreg/searchandretrieve/substancesearch/search.do?details=displayDetails&selectedSubstanceId=38755 | 1 | Chemicals | 3ca14a6e-d094-3d7c-8a79-e46c4812290d | 9499238e-b0eb-35da-aef1-9114f54a0a44 | 20aadc24-a391-41cf-b340-3e4529f44bde | 93a60a56-a3c8-11da-a746-0800200b9a66
Thimerosal | 54-64-8 | 54648 | 54648 | C9H9HgNaO2S |  | Mass | kg | emission | ground | https://ofmpub.epa.gov/sor_internet/registry/substreg/searchandretrieve/substancesearch/search.do?details=displayDetails&selectedSubstanceId=48989 | 1 | Chemicals | 0e24e333-8a66-3ff7-a311-0f461b77d7d7 | 9499238e-b0eb-35da-aef1-9114f54a0a44 | 20aadc24-a391-41cf-b340-3e4529f44bde | 93a60a56-a3c8-11da-a746-0800200b9a66
Methyl lactate | 547-64-8 | 547648 | 547648 | C4H8O3 |  | Mass | kg | emission | ground | https://ofmpub.epa.gov/sor_internet/registry/substreg/searchandretrieve/substancesearch/search.do?details=displayDetails&selectedSubstanceId=45449 | 1 | Chemicals | 0bd211ac-2c17-3a3e-b885-8a164fb94c0c | 9499238e-b0eb-35da-aef1-9114f54a0a44 | 20aadc24-a391-41cf-b340-3e4529f44bde | 93a60a56-a3c8-11da-a746-0800200b9a66
Isoniazid | 54-85-3 | 54853 | 54853 | C6H7N3O |  | Mass | kg | emission | ground | https://ofmpub.epa.gov/sor_internet/registry/substreg/searchandretrieve/substancesearch/search.do?details=displayDetails&selectedSubstanceId=48987 | 1 | Chemicals | f213ebf3-cdf0-37e6-bf7a-f85599a92185 | 9499238e-b0eb-35da-aef1-9114f54a0a44 | 20aadc24-a391-41cf-b340-3e4529f44bde | 93a60a56-a3c8-11da-a746-0800200b9a66
Crystal violet | 548-62-9 | 548629 | 548629 | C25H30ClN3 |  | Mass | kg | emission | ground | https://ofmpub.epa.gov/sor_internet/registry/substreg/searchandretrieve/substancesearch/search.do?details=displayDetails&selectedSubstanceId=90534 | 1 | Chemicals | a21135d1-097d-353e-8243-c68cd04ba867 | 9499238e-b0eb-35da-aef1-9114f54a0a44 | 20aadc24-a391-41cf-b340-3e4529f44bde | 93a60a56-a3c8-11da-a746-0800200b9a66
1-Dodecanamine, N-methyl-N-nitroso- | 55090-44-3 | 55090443 | 55090443 | C13H28N2O |  | Mass | kg | emission | ground | https://ofmpub.epa.gov/sor_internet/registry/substreg/searchandretrieve/substancesearch/search.do?details=displayDetails&selectedSubstanceId=82552 | 1 | Chemicals | 18fa79aa-ae2b-3b57-ae7a-2ec3c76b83a2 | 9499238e-b0eb-35da-aef1-9114f54a0a44 | 20aadc24-a391-41cf-b340-3e4529f44bde | 93a60a56-a3c8-11da-a746-0800200b9a66
Bitertanol | 55179-31-2 | 55179312 | 55179312 | C20H23N3O2 |  | Mass | kg | emission | ground | https://ofmpub.epa.gov/sor_internet/registry/substreg/searchandretrieve/substancesearch/search.do?details=displayDetails&selectedSubstanceId=82550 | 1 | Chemicals | 0118ed87-0c38-3c36-9d03-d61539e7b223 | 9499238e-b0eb-35da-aef1-9114f54a0a44 | 20aadc24-a391-41cf-b340-3e4529f44bde | 93a60a56-a3c8-11da-a746-0800200b9a66
N-Nitrosodiethylamine | 55-18-5 | 55185 | 55185 | C4H10N2O |  | Mass | kg | emission | ground | https://ofmpub.epa.gov/sor_internet/registry/substreg/searchandretrieve/substancesearch/search.do?details=displayDetails&selectedSubstanceId=48982 | 1 | Chemicals | c07cda9a-bcff-3ea4-992c-1e8617cc8c6a | 9499238e-b0eb-35da-aef1-9114f54a0a44 | 20aadc24-a391-41cf-b340-3e4529f44bde | 93a60a56-a3c8-11da-a746-0800200b9a66
1,2-Dimethyl-5-nitroimidazole | 551-92-8 | 551928 | 551928 | C5H7N3O2 |  | Mass | kg | emission | ground | https://ofmpub.epa.gov/sor_internet/registry/substreg/searchandretrieve/substancesearch/search.do?details=displayDetails&selectedSubstanceId=83869 | 1 | Chemicals | 403b27f7-6f8a-3be9-b0eb-395547a1e935 | 9499238e-b0eb-35da-aef1-9114f54a0a44 | 20aadc24-a391-41cf-b340-3e4529f44bde | 93a60a56-a3c8-11da-a746-0800200b9a66
Benzamide | 55-21-0 | 55210 | 55210 | C7H7NO |  | Mass | kg | emission | ground | https://ofmpub.epa.gov/sor_internet/registry/substreg/searchandretrieve/substancesearch/search.do?details=displayDetails&selectedSubstanceId=48981 | 1 | Chemicals | 962d3d0f-18ed-3562-9779-13923f9785ab | 9499238e-b0eb-35da-aef1-9114f54a0a44 | 20aadc24-a391-41cf-b340-3e4529f44bde | 93a60a56-a3c8-11da-a746-0800200b9a66
Triadimenol | 55219-65-3 | 55219653 | 55219653 | C14H18ClN3O2 |  | Mass | kg | emission | ground | https://ofmpub.epa.gov/sor_internet/registry/substreg/searchandretrieve/substancesearch/search.do?details=displayDetails&selectedSubstanceId=49863 | 1 | Chemicals | df2b1baa-8b2f-3d5a-8147-dd72383ae6c0 | 9499238e-b0eb-35da-aef1-9114f54a0a44 | 20aadc24-a391-41cf-b340-3e4529f44bde | 93a60a56-a3c8-11da-a746-0800200b9a66
Isonicotinic acid | 55-22-1 | 55221 | 55221 | C6H5NO2 |  | Mass | kg | emission | ground | https://ofmpub.epa.gov/sor_internet/registry/substreg/searchandretrieve/substancesearch/search.do?details=displayDetails&selectedSubstanceId=48980 | 1 | Chemicals | 685388b6-3b0e-33c5-8733-59cd29f36a50 | 9499238e-b0eb-35da-aef1-9114f54a0a44 | 20aadc24-a391-41cf-b340-3e4529f44bde | 93a60a56-a3c8-11da-a746-0800200b9a66
1-Nitropyrene | 5522-43-0 | 5522430 | 5522430 | C16H9NO2 |  | Mass | kg | emission | ground | https://ofmpub.epa.gov/sor_internet/registry/substreg/searchandretrieve/substancesearch/search.do?details=displayDetails&selectedSubstanceId=38608 | 1 | Chemicals | 407a4dab-1df0-3f4e-af24-33eddf89e7e6 | 9499238e-b0eb-35da-aef1-9114f54a0a44 | 20aadc24-a391-41cf-b340-3e4529f44bde | 93a60a56-a3c8-11da-a746-0800200b9a66
Praziquantel | 55268-74-1 | 55268741 | 55268741 | C19H24N2O2 |  | Mass | kg | emission | ground | https://ofmpub.epa.gov/sor_internet/registry/substreg/searchandretrieve/substancesearch/search.do?details=displayDetails&selectedSubstanceId=81896 | 1 | Chemicals | 7eb3fdfb-84b0-3faf-aa9b-5291df0a8526 | 9499238e-b0eb-35da-aef1-9114f54a0a44 | 20aadc24-a391-41cf-b340-3e4529f44bde | 93a60a56-a3c8-11da-a746-0800200b9a66
Ethalfluralin | 55283-68-6 | 55283686 | 55283686 | C13H14F3N3O4 |  | Mass | kg | emission | ground | https://ofmpub.epa.gov/sor_internet/registry/substreg/searchandretrieve/substancesearch/search.do?details=displayDetails&selectedSubstanceId=90361 | 1 | Chemicals | c4421c7c-8db7-3692-aec7-4446735ee628 | 9499238e-b0eb-35da-aef1-9114f54a0a44 | 20aadc24-a391-41cf-b340-3e4529f44bde | 93a60a56-a3c8-11da-a746-0800200b9a66
Carbosulfan | 55285-14-8 | 55285148 | 55285148 | C20H32N2O3S |  | Mass | kg | emission | ground | https://ofmpub.epa.gov/sor_internet/registry/substreg/searchandretrieve/substancesearch/search.do?details=displayDetails&selectedSubstanceId=49853 | 1 | Chemicals | 87b8d481-1291-3869-8400-df3ffdadb5eb | 9499238e-b0eb-35da-aef1-9114f54a0a44 | 20aadc24-a391-41cf-b340-3e4529f44bde | 93a60a56-a3c8-11da-a746-0800200b9a66
Dimethipin | 55290-64-7 | 55290647 | 55290647 | C6H10O4S2 |  | Mass | kg | emission | ground | https://ofmpub.epa.gov/sor_internet/registry/substreg/searchandretrieve/substancesearch/search.do?details=displayDetails&selectedSubstanceId=49851 | 1 | Chemicals | 87b954b9-d1e6-35dc-bd88-2b0dcd138123 | 9499238e-b0eb-35da-aef1-9114f54a0a44 | 20aadc24-a391-41cf-b340-3e4529f44bde | 93a60a56-a3c8-11da-a746-0800200b9a66
Triclopyr | 55335-06-3 | 55335063 | 55335063 | C7H4Cl3NO3 |  | Mass | kg | emission | ground | https://ofmpub.epa.gov/sor_internet/registry/substreg/searchandretrieve/substancesearch/search.do?details=displayDetails&selectedSubstanceId=90354 | 1 | Chemicals | 99ab7a76-d492-3f5b-b7a9-3ca1d5acc686 | 9499238e-b0eb-35da-aef1-9114f54a0a44 | 20aadc24-a391-41cf-b340-3e4529f44bde | 93a60a56-a3c8-11da-a746-0800200b9a66
Fenthion | 55-38-9 | 55389 | 55389 | C10H15O3PS2 |  | Mass | kg | emission | ground | https://ofmpub.epa.gov/sor_internet/registry/substreg/searchandretrieve/substancesearch/search.do?details=displayDetails&selectedSubstanceId=48979 | 1 | Chemicals | 821aab04-d8d6-3a58-aef9-6a627ba998aa | 9499238e-b0eb-35da-aef1-9114f54a0a44 | 20aadc24-a391-41cf-b340-3e4529f44bde | 93a60a56-a3c8-11da-a746-0800200b9a66
2,4-Dichloroaniline | 554-00-7 | 554007 | 554007 | C6H5Cl2N |  | Mass | kg | emission | ground | https://ofmpub.epa.gov/sor_internet/registry/substreg/searchandretrieve/substancesearch/search.do?details=displayDetails&selectedSubstanceId=90348 | 1 | Chemicals | 648248e2-9838-3782-8634-18900988674c | 9499238e-b0eb-35da-aef1-9114f54a0a44 | 20aadc24-a391-41cf-b340-3e4529f44bde | 93a60a56-a3c8-11da-a746-0800200b9a66
3-Iodo-2-propynyl butylcarbamate | 55406-53-6 | 55406536 | 55406536 | C8H12INO2 |  | Mass | kg | emission | ground | https://ofmpub.epa.gov/sor_internet/registry/substreg/searchandretrieve/substancesearch/search.do?details=displayDetails&selectedSubstanceId=49728 | 1 | Chemicals | 82527568-be10-3db3-b695-a6d9b1564834 | 9499238e-b0eb-35da-aef1-9114f54a0a44 | 20aadc24-a391-41cf-b340-3e4529f44bde | 93a60a56-a3c8-11da-a746-0800200b9a66
Methyl propionate | 554-12-1 | 554121 | 554121 | C4H8O2 |  | Mass | kg | emission | ground | https://ofmpub.epa.gov/sor_internet/registry/substreg/searchandretrieve/substancesearch/search.do?details=displayDetails&selectedSubstanceId=45415 | 1 | Chemicals | e96a2397-a102-3578-9bea-a672fd3c049a | 9499238e-b0eb-35da-aef1-9114f54a0a44 | 20aadc24-a391-41cf-b340-3e4529f44bde | 93a60a56-a3c8-11da-a746-0800200b9a66
m-Nitrophenol | 554-84-7 | 554847 | 554847 | C6H5NO3 |  | Mass | kg | emission | ground | https://ofmpub.epa.gov/sor_internet/registry/substreg/searchandretrieve/substancesearch/search.do?details=displayDetails&selectedSubstanceId=45411 | 1 | Chemicals | 53e3e2c5-c36f-3356-91c8-31fa18c128e8 | 9499238e-b0eb-35da-aef1-9114f54a0a44 | 20aadc24-a391-41cf-b340-3e4529f44bde | 93a60a56-a3c8-11da-a746-0800200b9a66
Pyridate | 55512-33-9 | 55512339 | 55512339 | C19H23ClN2O2S |  | Mass | kg | emission | ground | https://ofmpub.epa.gov/sor_internet/registry/substreg/searchandretrieve/substancesearch/search.do?details=displayDetails&selectedSubstanceId=90336 | 1 | Chemicals | 4eef674b-23b2-32ef-bb22-8d416506e712 | 9499238e-b0eb-35da-aef1-9114f54a0a44 | 20aadc24-a391-41cf-b340-3e4529f44bde | 93a60a56-a3c8-11da-a746-0800200b9a66
Neburon | 555-37-3 | 555373 | 555373 | C12H16Cl2N2O |  | Mass | kg | emission | ground | https://ofmpub.epa.gov/sor_internet/registry/substreg/searchandretrieve/substancesearch/search.do?details=displayDetails&selectedSubstanceId=83868 | 1 | Chemicals | 53cf52b9-d7a3-3fd7-802a-7674648805e3 | 9499238e-b0eb-35da-aef1-9114f54a0a44 | 20aadc24-a391-41cf-b340-3e4529f44bde | 93a60a56-a3c8-11da-a746-0800200b9a66
1H-1,4-Diazepine, hexahydro-1,4-dinitroso- | 55557-00-1 | 55557001 | 55557001 | C5H10N4O2 |  | Mass | kg | emission | ground | https://ofmpub.epa.gov/sor_internet/registry/substreg/searchandretrieve/substancesearch/search.do?details=displayDetails&selectedSubstanceId=81895 | 1 | Chemicals | e60e7287-447a-38b3-afb6-f1b3984813fa | 9499238e-b0eb-35da-aef1-9114f54a0a44 | 20aadc24-a391-41cf-b340-3e4529f44bde | 93a60a56-a3c8-11da-a746-0800200b9a66
Propanedinitrile, [(3-chlorophenyl)hydrazono]- | 555-60-2 | 555602 | 555602 | C9H5ClN4 |  | Mass | kg | emission | ground | https://ofmpub.epa.gov/sor_internet/registry/substreg/searchandretrieve/substancesearch/search.do?details=displayDetails&selectedSubstanceId=45400 | 1 | Chemicals | e3a3f772-2ddd-3c4a-bcc8-c3a34aec9009 | 9499238e-b0eb-35da-aef1-9114f54a0a44 | 20aadc24-a391-41cf-b340-3e4529f44bde | 93a60a56-a3c8-11da-a746-0800200b9a66
Nifuradene | 555-84-0 | 555840 | 555840 | C8H8N4O4 |  | Mass | kg | emission | ground | https://ofmpub.epa.gov/sor_internet/registry/substreg/searchandretrieve/substancesearch/search.do?details=displayDetails&selectedSubstanceId=78350 | 1 | Chemicals | 6d5e0e86-1b02-3a2a-b245-a3c053fbdcf7 | 9499238e-b0eb-35da-aef1-9114f54a0a44 | 20aadc24-a391-41cf-b340-3e4529f44bde | 93a60a56-a3c8-11da-a746-0800200b9a66
Bis(p-chlorophenoxy)methane | 555-89-5 | 555895 | 555895 | C13H10Cl2O2 |  | Mass | kg | emission | ground | https://ofmpub.epa.gov/sor_internet/registry/substreg/searchandretrieve/substancesearch/search.do?details=displayDetails&selectedSubstanceId=77664 | 1 | Chemicals | c8895f62-bf66-3cc2-9e6a-282c2914ea32 | 9499238e-b0eb-35da-aef1-9114f54a0a44 | 20aadc24-a391-41cf-b340-3e4529f44bde | 93a60a56-a3c8-11da-a746-0800200b9a66
Glyodin | 556-22-9 | 556229 | 556229 | C22H44N2O2 |  | Mass | kg | emission | ground | https://ofmpub.epa.gov/sor_internet/registry/substreg/searchandretrieve/substancesearch/search.do?details=displayDetails&selectedSubstanceId=45395 | 1 | Chemicals | c80dff8b-2d77-3334-a24f-3c55cf094d23 | 9499238e-b0eb-35da-aef1-9114f54a0a44 | 20aadc24-a391-41cf-b340-3e4529f44bde | 93a60a56-a3c8-11da-a746-0800200b9a66
Nitroglycerin | 55-63-0 | 55630 | 55630 | C3H5N3O9 |  | Mass | kg | emission | ground | https://ofmpub.epa.gov/sor_internet/registry/substreg/searchandretrieve/substancesearch/search.do?details=displayDetails&selectedSubstanceId=48975 | 1 | Chemicals | e53504fd-6729-3034-8afd-4e3015c24597 | 9499238e-b0eb-35da-aef1-9114f54a0a44 | 20aadc24-a391-41cf-b340-3e4529f44bde | 93a60a56-a3c8-11da-a746-0800200b9a66
Glycidol | 556-52-5 | 556525 | 556525 | C3H6O2 |  | Mass | kg | emission | ground | https://ofmpub.epa.gov/sor_internet/registry/substreg/searchandretrieve/substancesearch/search.do?details=displayDetails&selectedSubstanceId=90176 | 1 | Chemicals | f81394ea-4518-3b8a-a007-06e76a2a68d6 | 9499238e-b0eb-35da-aef1-9114f54a0a44 | 20aadc24-a391-41cf-b340-3e4529f44bde | 93a60a56-a3c8-11da-a746-0800200b9a66
Methyl isothiocyanate | 556-61-6 | 556616 | 556616 | C2H3NS |  | Mass | kg | emission | ground | https://ofmpub.epa.gov/sor_internet/registry/substreg/searchandretrieve/substancesearch/search.do?details=displayDetails&selectedSubstanceId=90175 | 1 | Chemicals | 7d50059c-f441-3525-a17d-144db7dec212 | 9499238e-b0eb-35da-aef1-9114f54a0a44 | 20aadc24-a391-41cf-b340-3e4529f44bde | 93a60a56-a3c8-11da-a746-0800200b9a66
Octamethylcyclotetrasiloxane | 556-67-2 | 556672 | 556672 | C8H24O4Si4 |  | Mass | kg | emission | ground | https://ofmpub.epa.gov/sor_internet/registry/substreg/searchandretrieve/substancesearch/search.do?details=displayDetails&selectedSubstanceId=90174 | 1 | Chemicals | 3d185986-2a14-3866-a232-c8e04b5eff3d | 9499238e-b0eb-35da-aef1-9114f54a0a44 | 20aadc24-a391-41cf-b340-3e4529f44bde | 93a60a56-a3c8-11da-a746-0800200b9a66
C.I. Pigment Yellow 83 | 5567-15-7 | 5567157 | 5567157 | C36H32Cl4N6O8 |  | Mass | kg | emission | ground | https://ofmpub.epa.gov/sor_internet/registry/substreg/searchandretrieve/substancesearch/search.do?details=displayDetails&selectedSubstanceId=90171 | 1 | Chemicals | b519b0df-7ea7-3e45-9121-26ddc1cb20dd | 9499238e-b0eb-35da-aef1-9114f54a0a44 | 20aadc24-a391-41cf-b340-3e4529f44bde | 93a60a56-a3c8-11da-a746-0800200b9a66
Benzenamine, N,N-dimethyl-4-[(3-methylphenyl)azo]- | 55-80-1 | 55801 | 55801 | C15H17N3 |  | Mass | kg | emission | ground | https://ofmpub.epa.gov/sor_internet/registry/substreg/searchandretrieve/substancesearch/search.do?details=displayDetails&selectedSubstanceId=48973 | 1 | Chemicals | 9042f146-7f3f-3fda-8b4d-9b2b465ea0ac | 9499238e-b0eb-35da-aef1-9114f54a0a44 | 20aadc24-a391-41cf-b340-3e4529f44bde | 93a60a56-a3c8-11da-a746-0800200b9a66
Propane, 2-iodo-2-methyl- | 558-17-8 | 558178 | 558178 | C4H9I |  | Mass | kg | emission | ground | https://ofmpub.epa.gov/sor_internet/registry/substreg/searchandretrieve/substancesearch/search.do?details=displayDetails&selectedSubstanceId=45352 | 1 | Chemicals | 5e92c113-60cb-32d3-bfc3-f346cf279a2a | 9499238e-b0eb-35da-aef1-9114f54a0a44 | 20aadc24-a391-41cf-b340-3e4529f44bde | 93a60a56-a3c8-11da-a746-0800200b9a66
Diisopropyl fluorophosphate | 55-91-4 | 55914 | 55914 | C6H14FO3P |  | Mass | kg | emission | ground | https://ofmpub.epa.gov/sor_internet/registry/substreg/searchandretrieve/substancesearch/search.do?details=displayDetails&selectedSubstanceId=48972 | 1 | Chemicals | 97ef7abc-ef79-348f-97f1-5604d4b635b4 | 9499238e-b0eb-35da-aef1-9114f54a0a44 | 20aadc24-a391-41cf-b340-3e4529f44bde | 93a60a56-a3c8-11da-a746-0800200b9a66
Chlorpyrifos-methyl | 5598-13-0 | 5598130 | 5598130 | C7H7Cl3NO3PS |  | Mass | kg | emission | ground | https://ofmpub.epa.gov/sor_internet/registry/substreg/searchandretrieve/substancesearch/search.do?details=displayDetails&selectedSubstanceId=89989 | 1 | Chemicals | b8827bf4-2908-30e0-8e68-119527fa5bf4 | 9499238e-b0eb-35da-aef1-9114f54a0a44 | 20aadc24-a391-41cf-b340-3e4529f44bde | 93a60a56-a3c8-11da-a746-0800200b9a66
Fospirate | 5598-52-7 | 5598527 | 5598527 | C7H7Cl3NO4P |  | Mass | kg | emission | ground | https://ofmpub.epa.gov/sor_internet/registry/substreg/searchandretrieve/substancesearch/search.do?details=displayDetails&selectedSubstanceId=38582 | 1 | Chemicals | d89c4eb6-8092-30d2-b17a-14f8a91a3af5 | 9499238e-b0eb-35da-aef1-9114f54a0a44 | 20aadc24-a391-41cf-b340-3e4529f44bde | 93a60a56-a3c8-11da-a746-0800200b9a66
Methylthiouracil | 56-04-2 | 56042 | 56042 | C5H6N2OS |  | Mass | kg | emission | ground | https://ofmpub.epa.gov/sor_internet/registry/substreg/searchandretrieve/substancesearch/search.do?details=displayDetails&selectedSubstanceId=48971 | 1 | Chemicals | 0f0b86a4-fa1c-34f8-9eb6-d369223cadea | 9499238e-b0eb-35da-aef1-9114f54a0a44 | 20aadc24-a391-41cf-b340-3e4529f44bde | 93a60a56-a3c8-11da-a746-0800200b9a66
Difenacoum | 56073-07-5 | 56073075 | 56073075 | C31H24O3 |  | Mass | kg | emission | ground | https://ofmpub.epa.gov/sor_internet/registry/substreg/searchandretrieve/substancesearch/search.do?details=displayDetails&selectedSubstanceId=77055 | 1 | Chemicals | be7d3abb-1ae2-3068-806c-b56ed532d198 | 9499238e-b0eb-35da-aef1-9114f54a0a44 | 20aadc24-a391-41cf-b340-3e4529f44bde | 93a60a56-a3c8-11da-a746-0800200b9a66
Brodifacoum | 56073-10-0 | 56073100 | 56073100 | C31H23BrO3 |  | Mass | kg | emission | ground | https://ofmpub.epa.gov/sor_internet/registry/substreg/searchandretrieve/substancesearch/search.do?details=displayDetails&selectedSubstanceId=52597 | 1 | Chemicals | d321c62f-630d-3e4c-8c97-a1b9feabea82 | 9499238e-b0eb-35da-aef1-9114f54a0a44 | 20aadc24-a391-41cf-b340-3e4529f44bde | 93a60a56-a3c8-11da-a746-0800200b9a66
C.I. Acid Black 52 | 5610-64-0 | 5610640 | 5610640 | C60H36Cr2N9Na3O21S3 |  | Mass | kg | emission | ground | https://ofmpub.epa.gov/sor_internet/registry/substreg/searchandretrieve/substancesearch/search.do?details=displayDetails&selectedSubstanceId=89975 | 1 | Chemicals | d46a1355-715d-36a0-9deb-32b861b7ef7e | 9499238e-b0eb-35da-aef1-9114f54a0a44 | 20aadc24-a391-41cf-b340-3e4529f44bde | 93a60a56-a3c8-11da-a746-0800200b9a66
Carbon tetrachloride | 56-23-5 | 56235 | 56235 | CCl4 |  | Mass | kg | emission | ground | https://ofmpub.epa.gov/sor_internet/registry/substreg/searchandretrieve/substancesearch/search.do?details=displayDetails&selectedSubstanceId=48965 | 1 | Chemicals | 6573011f-2c03-3bfb-a08e-1c04ab3ca59c | 9499238e-b0eb-35da-aef1-9114f54a0a44 | 20aadc24-a391-41cf-b340-3e4529f44bde | 93a60a56-a3c8-11da-a746-0800200b9a66
Tri-m-cresyl phosphate | 563-04-2 | 563042 | 563042 | C21H21O4P |  | Mass | kg | emission | ground | https://ofmpub.epa.gov/sor_internet/registry/substreg/searchandretrieve/substancesearch/search.do?details=displayDetails&selectedSubstanceId=89957 | 1 | Chemicals | 5d985d77-ae57-37cd-9c70-5a7e39af102a | 9499238e-b0eb-35da-aef1-9114f54a0a44 | 20aadc24-a391-41cf-b340-3e4529f44bde | 93a60a56-a3c8-11da-a746-0800200b9a66
Ethion | 563-12-2 | 563122 | 563122 | C9H22O4P2S4 |  | Mass | kg | emission | ground | https://ofmpub.epa.gov/sor_internet/registry/substreg/searchandretrieve/substancesearch/search.do?details=displayDetails&selectedSubstanceId=45671 | 1 | Chemicals | 90226e6a-6f26-30c7-8c0f-f486008208be | 9499238e-b0eb-35da-aef1-9114f54a0a44 | 20aadc24-a391-41cf-b340-3e4529f44bde | 93a60a56-a3c8-11da-a746-0800200b9a66
Semicarbazide hydrochloride | 563-41-7 | 563417 | 563417 | CH6ClN3O |  | Mass | kg | emission | ground | https://ofmpub.epa.gov/sor_internet/registry/substreg/searchandretrieve/substancesearch/search.do?details=displayDetails&selectedSubstanceId=45669 | 1 | Chemicals | be374c15-0487-3151-9a00-08e5d8dfd7ef | 9499238e-b0eb-35da-aef1-9114f54a0a44 | 20aadc24-a391-41cf-b340-3e4529f44bde | 93a60a56-a3c8-11da-a746-0800200b9a66
2-(1-Iodoethyl)-1,3-Dioxolane-4-methanol | 5634-39-9 | 5634399 | 5634399 | C6H11IO3 |  | Mass | kg | emission | ground | https://ofmpub.epa.gov/sor_internet/registry/substreg/searchandretrieve/substancesearch/search.do?details=displayDetails&selectedSubstanceId=84079 | 1 | Chemicals | f58a47ae-f9b1-3807-b82f-959bbfcf2bff | 9499238e-b0eb-35da-aef1-9114f54a0a44 | 20aadc24-a391-41cf-b340-3e4529f44bde | 93a60a56-a3c8-11da-a746-0800200b9a66
3-Chloro-2-methyl-1-propene | 563-47-3 | 563473 | 563473 | C4H7Cl |  | Mass | kg | emission | ground | https://ofmpub.epa.gov/sor_internet/registry/substreg/searchandretrieve/substancesearch/search.do?details=displayDetails&selectedSubstanceId=45666 | 1 | Chemicals | 045e3e5d-3244-3e79-8f38-3fa0b837d2e8 | 9499238e-b0eb-35da-aef1-9114f54a0a44 | 20aadc24-a391-41cf-b340-3e4529f44bde | 93a60a56-a3c8-11da-a746-0800200b9a66
Tetraethylammonium chloride | 56-34-8 | 56348 | 56348 | C8H20ClN |  | Mass | kg | emission | ground | https://ofmpub.epa.gov/sor_internet/registry/substreg/searchandretrieve/substancesearch/search.do?details=displayDetails&selectedSubstanceId=48963 | 1 | Chemicals | 06d3bf81-f3b3-3e17-8f07-024d3800f2b0 | 9499238e-b0eb-35da-aef1-9114f54a0a44 | 20aadc24-a391-41cf-b340-3e4529f44bde | 93a60a56-a3c8-11da-a746-0800200b9a66
Bis(tributyltin) oxide | 56-35-9 | 56359 | 56359 | C24H54OSn2 |  | Mass | kg | emission | ground | https://ofmpub.epa.gov/sor_internet/registry/substreg/searchandretrieve/substancesearch/search.do?details=displayDetails&selectedSubstanceId=89949 | 1 | Chemicals | 271d239a-795e-3cd1-8bfe-b6607abd50c7 | 9499238e-b0eb-35da-aef1-9114f54a0a44 | 20aadc24-a391-41cf-b340-3e4529f44bde | 93a60a56-a3c8-11da-a746-0800200b9a66
Tributyltin acetate | 56-36-0 | 56360 | 56360 | C14H30O2Sn |  | Mass | kg | emission | ground | https://ofmpub.epa.gov/sor_internet/registry/substreg/searchandretrieve/substancesearch/search.do?details=displayDetails&selectedSubstanceId=48962 | 1 | Chemicals | 05cff0a0-3fdb-36e7-91e3-e21730622881 | 9499238e-b0eb-35da-aef1-9114f54a0a44 | 20aadc24-a391-41cf-b340-3e4529f44bde | 93a60a56-a3c8-11da-a746-0800200b9a66
Methyl isopropyl ketone | 563-80-4 | 563804 | 563804 | C5H10O |  | Mass | kg | emission | ground | https://ofmpub.epa.gov/sor_internet/registry/substreg/searchandretrieve/substancesearch/search.do?details=displayDetails&selectedSubstanceId=45657 | 1 | Chemicals | cd462e02-460c-3033-aa13-7e16ab0d7ae9 | 9499238e-b0eb-35da-aef1-9114f54a0a44 | 20aadc24-a391-41cf-b340-3e4529f44bde | 93a60a56-a3c8-11da-a746-0800200b9a66
Parathion | 56-38-2 | 56382 | 56382 | C10H14NO5PS |  | Mass | kg | emission | ground | https://ofmpub.epa.gov/sor_internet/registry/substreg/searchandretrieve/substancesearch/search.do?details=displayDetails&selectedSubstanceId=48961 | 1 | Chemicals | 4df41fc1-a592-34ff-a8ce-20484f13c603 | 9499238e-b0eb-35da-aef1-9114f54a0a44 | 20aadc24-a391-41cf-b340-3e4529f44bde | 93a60a56-a3c8-11da-a746-0800200b9a66
Glycine | 56-40-6 | 56406 | 56406 | C2H5NO2 |  | Mass | kg | emission | ground | https://ofmpub.epa.gov/sor_internet/registry/substreg/searchandretrieve/substancesearch/search.do?details=displayDetails&selectedSubstanceId=48960 | 1 | Chemicals | 37b00efe-f080-3e1c-9b84-c2a50daa25a2 | 9499238e-b0eb-35da-aef1-9114f54a0a44 | 20aadc24-a391-41cf-b340-3e4529f44bde | 93a60a56-a3c8-11da-a746-0800200b9a66
Flurprimidol | 56425-91-3 | 56425913 | 56425913 | C15H15F3N2O2 |  | Mass | kg | emission | ground | https://ofmpub.epa.gov/sor_internet/registry/substreg/searchandretrieve/substancesearch/search.do?details=displayDetails&selectedSubstanceId=51722 | 1 | Chemicals | fcf0ebcb-39e1-347e-b0f8-3d85280a0187 | 9499238e-b0eb-35da-aef1-9114f54a0a44 | 20aadc24-a391-41cf-b340-3e4529f44bde | 93a60a56-a3c8-11da-a746-0800200b9a66
3-Methylcholanthrene | 56-49-5 | 56495 | 56495 | C21H16 |  | Mass | kg | emission | ground | https://ofmpub.epa.gov/sor_internet/registry/substreg/searchandretrieve/substancesearch/search.do?details=displayDetails&selectedSubstanceId=48958 | 1 | Chemicals | 52c196f1-5665-35bb-8108-701013aa9884 | 9499238e-b0eb-35da-aef1-9114f54a0a44 | 20aadc24-a391-41cf-b340-3e4529f44bde | 93a60a56-a3c8-11da-a746-0800200b9a66
Diethylstilbestrol | 56-53-1 | 56531 | 56531 | C18H20O2 |  | Mass | kg | emission | ground | https://ofmpub.epa.gov/sor_internet/registry/substreg/searchandretrieve/substancesearch/search.do?details=displayDetails&selectedSubstanceId=89796 | 1 | Chemicals | 4844d848-1db0-3b50-a272-c36f6ca9ec54 | 9499238e-b0eb-35da-aef1-9114f54a0a44 | 20aadc24-a391-41cf-b340-3e4529f44bde | 93a60a56-a3c8-11da-a746-0800200b9a66
Benz[a]anthracene | 56-55-3 | 56553 | 56553 | C18H12 |  | Mass | kg | emission | ground | https://ofmpub.epa.gov/sor_internet/registry/substreg/searchandretrieve/substancesearch/search.do?details=displayDetails&selectedSubstanceId=48956 | 1 | Chemicals | ca798cfd-34e0-365d-b15e-f7f7b7e6da78 | 9499238e-b0eb-35da-aef1-9114f54a0a44 | 20aadc24-a391-41cf-b340-3e4529f44bde | 93a60a56-a3c8-11da-a746-0800200b9a66
Bromoxynil heptanoate | 56634-95-8 | 56634958 | 56634958 | C14H15Br2NO2 |  | Mass | kg | emission | ground | https://ofmpub.epa.gov/sor_internet/registry/substreg/searchandretrieve/substancesearch/search.do?details=displayDetails&selectedSubstanceId=51505 | 1 | Chemicals | 41a3a4ad-37bf-3464-a1b6-7767a39d20d5 | 9499238e-b0eb-35da-aef1-9114f54a0a44 | 20aadc24-a391-41cf-b340-3e4529f44bde | 93a60a56-a3c8-11da-a746-0800200b9a66
Coumaphos | 56-72-4 | 56724 | 56724 | C14H16ClO5PS |  | Mass | kg | emission | ground | https://ofmpub.epa.gov/sor_internet/registry/substreg/searchandretrieve/substancesearch/search.do?details=displayDetails&selectedSubstanceId=89782 | 1 | Chemicals | 07d0f227-16d0-38d9-8d36-9da975b2367e | 9499238e-b0eb-35da-aef1-9114f54a0a44 | 20aadc24-a391-41cf-b340-3e4529f44bde | 93a60a56-a3c8-11da-a746-0800200b9a66
Chloramphenicol | 56-75-7 | 56757 | 56757 | C11H12Cl2N2O5 |  | Mass | kg | emission | ground | https://ofmpub.epa.gov/sor_internet/registry/substreg/searchandretrieve/substancesearch/search.do?details=displayDetails&selectedSubstanceId=89781 | 1 | Chemicals | c3b2198f-754d-3d27-9afe-cae772360ad7 | 9499238e-b0eb-35da-aef1-9114f54a0a44 | 20aadc24-a391-41cf-b340-3e4529f44bde | 93a60a56-a3c8-11da-a746-0800200b9a66
tert-Butylphenyl diphenyl phosphate | 56803-37-3 | 56803373 | 56803373 | C22H23O4P |  | Mass | kg | emission | ground | https://ofmpub.epa.gov/sor_internet/registry/substreg/searchandretrieve/substancesearch/search.do?details=displayDetails&selectedSubstanceId=89777 | 1 | Chemicals | 673c6d50-575e-32fe-8441-9f7673831c36 | 9499238e-b0eb-35da-aef1-9114f54a0a44 | 20aadc24-a391-41cf-b340-3e4529f44bde | 93a60a56-a3c8-11da-a746-0800200b9a66
Glycerine | 56-81-5 | 56815 | 56815 | C3H8O3 |  | Mass | kg | emission | ground | https://ofmpub.epa.gov/sor_internet/registry/substreg/searchandretrieve/substancesearch/search.do?details=displayDetails&selectedSubstanceId=48953 | 1 | Chemicals | 40235b41-e0c7-3a5d-897b-4ab0a9e8d62c | 9499238e-b0eb-35da-aef1-9114f54a0a44 | 20aadc24-a391-41cf-b340-3e4529f44bde | 93a60a56-a3c8-11da-a746-0800200b9a66
Benzyltrimethylammonium chloride | 56-93-9 | 56939 | 56939 | C10H16ClN |  | Mass | kg | emission | ground | https://ofmpub.epa.gov/sor_internet/registry/substreg/searchandretrieve/substancesearch/search.do?details=displayDetails&selectedSubstanceId=48947 | 1 | Chemicals | ccd0be10-8e52-3e09-b942-61888980640c | 9499238e-b0eb-35da-aef1-9114f54a0a44 | 20aadc24-a391-41cf-b340-3e4529f44bde | 93a60a56-a3c8-11da-a746-0800200b9a66
3,4,5-Trichlorocatechol | 56961-20-7 | 56961207 | 56961207 | C6H3Cl3O2 |  | Mass | kg | emission | ground | https://ofmpub.epa.gov/sor_internet/registry/substreg/searchandretrieve/substancesearch/search.do?details=displayDetails&selectedSubstanceId=81890 | 1 | Chemicals | 09e15282-277f-3ee9-ac3e-3c9b4a1bcfdf | 9499238e-b0eb-35da-aef1-9114f54a0a44 | 20aadc24-a391-41cf-b340-3e4529f44bde | 93a60a56-a3c8-11da-a746-0800200b9a66
C.I. Basic Red 9, monohydrochloride | 569-61-9 | 569619 | 569619 | C19H18ClN3 |  | Mass | kg | emission | ground | https://ofmpub.epa.gov/sor_internet/registry/substreg/searchandretrieve/substancesearch/search.do?details=displayDetails&selectedSubstanceId=45647 | 1 | Chemicals | fd403fb7-3ed3-3411-a1d0-267f16af50fa | 9499238e-b0eb-35da-aef1-9114f54a0a44 | 20aadc24-a391-41cf-b340-3e4529f44bde | 93a60a56-a3c8-11da-a746-0800200b9a66
Malachite green | 569-64-2 | 569642 | 569642 | C23H25ClN2 |  | Mass | kg | emission | ground | https://ofmpub.epa.gov/sor_internet/registry/substreg/searchandretrieve/substancesearch/search.do?details=displayDetails&selectedSubstanceId=45646 | 1 | Chemicals | eb660afb-40f3-3dfc-8221-7ad7e9c7ea29 | 9499238e-b0eb-35da-aef1-9114f54a0a44 | 20aadc24-a391-41cf-b340-3e4529f44bde | 93a60a56-a3c8-11da-a746-0800200b9a66
Tolclofos-methyl | 57018-04-9 | 57018049 | 57018049 | C9H11Cl2O3PS |  | Mass | kg | emission | ground | https://ofmpub.epa.gov/sor_internet/registry/substreg/searchandretrieve/substancesearch/search.do?details=displayDetails&selectedSubstanceId=89619 | 1 | Chemicals | eec9a238-0f43-33e5-9fa4-ed6deb934a37 | 9499238e-b0eb-35da-aef1-9114f54a0a44 | 20aadc24-a391-41cf-b340-3e4529f44bde | 93a60a56-a3c8-11da-a746-0800200b9a66
2-Methyl-6-nitroaniline | 570-24-1 | 570241 | 570241 | C7H8N2O2 |  | Mass | kg | emission | ground | https://ofmpub.epa.gov/sor_internet/registry/substreg/searchandretrieve/substancesearch/search.do?details=displayDetails&selectedSubstanceId=89618 | 1 | Chemicals | 13a35eb1-bce2-3027-9e50-447c2ee4374e | 9499238e-b0eb-35da-aef1-9114f54a0a44 | 20aadc24-a391-41cf-b340-3e4529f44bde | 93a60a56-a3c8-11da-a746-0800200b9a66
3,4,5-Trichloroguaiacol | 57057-83-7 | 57057837 | 57057837 | C7H5Cl3O2 |  | Mass | kg | emission | ground | https://ofmpub.epa.gov/sor_internet/registry/substreg/searchandretrieve/substancesearch/search.do?details=displayDetails&selectedSubstanceId=89613 | 1 | Chemicals | 29678c91-6041-3175-adf3-fee47806147b | 9499238e-b0eb-35da-aef1-9114f54a0a44 | 20aadc24-a391-41cf-b340-3e4529f44bde | 93a60a56-a3c8-11da-a746-0800200b9a66
Allyl isothiocyanate | 57-06-7 | 57067 | 57067 | C4H5NS |  | Mass | kg | emission | ground | https://ofmpub.epa.gov/sor_internet/registry/substreg/searchandretrieve/substancesearch/search.do?details=displayDetails&selectedSubstanceId=48944 | 1 | Chemicals | 95aacc54-fe4c-3873-9719-8b44de1785dd | 9499238e-b0eb-35da-aef1-9114f54a0a44 | 20aadc24-a391-41cf-b340-3e4529f44bde | 93a60a56-a3c8-11da-a746-0800200b9a66
Cetyl trimethyl ammonium bromide | 57-09-0 | 57090 | 57090 | C19H42BrN |  | Mass | kg | emission | ground | https://ofmpub.epa.gov/sor_internet/registry/substreg/searchandretrieve/substancesearch/search.do?details=displayDetails&selectedSubstanceId=89610 | 1 | Chemicals | 86a03ca8-fbf2-3c3b-b7f2-ab1407d31b6f | 9499238e-b0eb-35da-aef1-9114f54a0a44 | 20aadc24-a391-41cf-b340-3e4529f44bde | 93a60a56-a3c8-11da-a746-0800200b9a66
Urea | 57-13-6 | 57136 | 57136 | CH4N2O |  | Mass | kg | emission | ground | https://ofmpub.epa.gov/sor_internet/registry/substreg/searchandretrieve/substancesearch/search.do?details=displayDetails&selectedSubstanceId=48941 | 1 | Chemicals | b9eeccae-2815-3eff-9d13-b51475b8686b | 9499238e-b0eb-35da-aef1-9114f54a0a44 | 20aadc24-a391-41cf-b340-3e4529f44bde | 93a60a56-a3c8-11da-a746-0800200b9a66
1,1-Dimethylhydrazine | 57-14-7 | 57147 | 57147 | C2H8N2 |  | Mass | kg | emission | ground | https://ofmpub.epa.gov/sor_internet/registry/substreg/searchandretrieve/substancesearch/search.do?details=displayDetails&selectedSubstanceId=48940 | 1 | Chemicals | 6d8d1245-fe9e-36b8-97f3-6db32da2829b | 9499238e-b0eb-35da-aef1-9114f54a0a44 | 20aadc24-a391-41cf-b340-3e4529f44bde | 93a60a56-a3c8-11da-a746-0800200b9a66
1,1,1-Trichloro-2-methyl-2-propanol | 57-15-8 | 57158 | 57158 | C4H7Cl3O |  | Mass | kg | emission | ground | https://ofmpub.epa.gov/sor_internet/registry/substreg/searchandretrieve/substancesearch/search.do?details=displayDetails&selectedSubstanceId=89601 | 1 | Chemicals | 738d1699-1a7c-3100-84c4-1bb4b235beb1 | 9499238e-b0eb-35da-aef1-9114f54a0a44 | 20aadc24-a391-41cf-b340-3e4529f44bde | 93a60a56-a3c8-11da-a746-0800200b9a66
1,5-Dimethylnaphthalene | 571-61-9 | 571619 | 571619 | C12H12 |  | Mass | kg | emission | ground | https://ofmpub.epa.gov/sor_internet/registry/substreg/searchandretrieve/substancesearch/search.do?details=displayDetails&selectedSubstanceId=45640 | 1 | Chemicals | e97cddae-a2fe-3b16-9208-34bbf3822bb8 | 9499238e-b0eb-35da-aef1-9114f54a0a44 | 20aadc24-a391-41cf-b340-3e4529f44bde | 93a60a56-a3c8-11da-a746-0800200b9a66
Triclopyr-triethylammonium | 57213-69-1 | 57213691 | 57213691 | C13H19Cl3N2O3 |  | Mass | kg | emission | ground | https://ofmpub.epa.gov/sor_internet/registry/substreg/searchandretrieve/substancesearch/search.do?details=displayDetails&selectedSubstanceId=51045 | 1 | Chemicals | 20534ec0-74ce-38b0-8771-fa2d6ec7757f | 9499238e-b0eb-35da-aef1-9114f54a0a44 | 20aadc24-a391-41cf-b340-3e4529f44bde | 93a60a56-a3c8-11da-a746-0800200b9a66
Strychnine | 57-24-9 | 57249 | 57249 | C21H22N2O2 |  | Mass | kg | emission | ground | https://ofmpub.epa.gov/sor_internet/registry/substreg/searchandretrieve/substancesearch/search.do?details=displayDetails&selectedSubstanceId=49150 | 1 | Chemicals | c14164b2-a10e-387c-8ea0-8b839d4cf72c | 9499238e-b0eb-35da-aef1-9114f54a0a44 | 20aadc24-a391-41cf-b340-3e4529f44bde | 93a60a56-a3c8-11da-a746-0800200b9a66
Phenobarbital sodium | 57-30-7 | 57307 | 57307 | C12H11N2NaO3 |  | Mass | kg | emission | ground | https://ofmpub.epa.gov/sor_internet/registry/substreg/searchandretrieve/substancesearch/search.do?details=displayDetails&selectedSubstanceId=82393 | 1 | Chemicals | d62edc91-4cf7-3961-be8d-2670c5d477f3 | 9499238e-b0eb-35da-aef1-9114f54a0a44 | 20aadc24-a391-41cf-b340-3e4529f44bde | 93a60a56-a3c8-11da-a746-0800200b9a66
Pentobarbital sodium | 57-33-0 | 57330 | 57330 | C11H17N2NaO3 |  | Mass | kg | emission | ground | https://ofmpub.epa.gov/sor_internet/registry/substreg/searchandretrieve/substancesearch/search.do?details=displayDetails&selectedSubstanceId=89588 | 1 | Chemicals | aaad0811-a1ac-3ee6-9208-825eeec195b4 | 9499238e-b0eb-35da-aef1-9114f54a0a44 | 20aadc24-a391-41cf-b340-3e4529f44bde | 93a60a56-a3c8-11da-a746-0800200b9a66
2,6-Dinitrophenol | 573-56-8 | 573568 | 573568 | C6H4N2O5 |  | Mass | kg | emission | ground | https://ofmpub.epa.gov/sor_internet/registry/substreg/searchandretrieve/substancesearch/search.do?details=displayDetails&selectedSubstanceId=45637 | 1 | Chemicals | 5f578824-40fe-3f54-86d0-05ea65c4bcf8 | 9499238e-b0eb-35da-aef1-9114f54a0a44 | 20aadc24-a391-41cf-b340-3e4529f44bde | 93a60a56-a3c8-11da-a746-0800200b9a66
Congo Red | 573-58-0 | 573580 | 573580 | C32H22N6Na2O6S2 |  | Mass | kg | emission | ground | https://ofmpub.epa.gov/sor_internet/registry/substreg/searchandretrieve/substancesearch/search.do?details=displayDetails&selectedSubstanceId=45636 | 1 | Chemicals | dd15d3e5-ae90-3d35-9b3c-ccddceecaab7 | 9499238e-b0eb-35da-aef1-9114f54a0a44 | 20aadc24-a391-41cf-b340-3e4529f44bde | 93a60a56-a3c8-11da-a746-0800200b9a66
Metapa | 57-39-6 | 57396 | 57396 | C9H18N3OP |  | Mass | kg | emission | ground | https://ofmpub.epa.gov/sor_internet/registry/substreg/searchandretrieve/substancesearch/search.do?details=displayDetails&selectedSubstanceId=89446 | 1 | Chemicals | e85177c8-8250-3a65-9bfa-bc2d1096448c | 9499238e-b0eb-35da-aef1-9114f54a0a44 | 20aadc24-a391-41cf-b340-3e4529f44bde | 93a60a56-a3c8-11da-a746-0800200b9a66
Phenytoin | 57-41-0 | 57410 | 57410 | C15H12N2O2 |  | Mass | kg | emission | ground | https://ofmpub.epa.gov/sor_internet/registry/substreg/searchandretrieve/substancesearch/search.do?details=displayDetails&selectedSubstanceId=49147 | 1 | Chemicals | 47c71122-99dd-32fe-9f47-d45558f3bab1 | 9499238e-b0eb-35da-aef1-9114f54a0a44 | 20aadc24-a391-41cf-b340-3e4529f44bde | 93a60a56-a3c8-11da-a746-0800200b9a66
2,4-D isopropylamine salt | 5742-17-6 | 5742176 | 5742176 | C11H15Cl2NO3 |  | Mass | kg | emission | ground | https://ofmpub.epa.gov/sor_internet/registry/substreg/searchandretrieve/substancesearch/search.do?details=displayDetails&selectedSubstanceId=38415 | 1 | Chemicals | b08a2801-ada4-38e0-89c0-a808ad60f214 | 9499238e-b0eb-35da-aef1-9114f54a0a44 | 20aadc24-a391-41cf-b340-3e4529f44bde | 93a60a56-a3c8-11da-a746-0800200b9a66
2,4-D diethanolamine salt | 5742-19-8 | 5742198 | 5742198 | C12H17Cl2NO5 |  | Mass | kg | emission | ground | https://ofmpub.epa.gov/sor_internet/registry/substreg/searchandretrieve/substancesearch/search.do?details=displayDetails&selectedSubstanceId=38414 | 1 | Chemicals | 3ba0b922-3403-3a06-ae91-4bfde6732a91 | 9499238e-b0eb-35da-aef1-9114f54a0a44 | 20aadc24-a391-41cf-b340-3e4529f44bde | 93a60a56-a3c8-11da-a746-0800200b9a66
Amobarbital | 57-43-2 | 57432 | 57432 | C11H18N2O3 |  | Mass | kg | emission | ground | https://ofmpub.epa.gov/sor_internet/registry/substreg/searchandretrieve/substancesearch/search.do?details=displayDetails&selectedSubstanceId=78116 | 1 | Chemicals | aa8f9f44-6e84-30af-8406-3d9bc45dab30 | 9499238e-b0eb-35da-aef1-9114f54a0a44 | 20aadc24-a391-41cf-b340-3e4529f44bde | 93a60a56-a3c8-11da-a746-0800200b9a66
1,3-Dimethylnaphthalene | 575-41-7 | 575417 | 575417 | C12H12 |  | Mass | kg | emission | ground | https://ofmpub.epa.gov/sor_internet/registry/substreg/searchandretrieve/substancesearch/search.do?details=displayDetails&selectedSubstanceId=45628 | 1 | Chemicals | e7b7ab2b-ae4b-37e5-b452-faa08db9765f | 9499238e-b0eb-35da-aef1-9114f54a0a44 | 20aadc24-a391-41cf-b340-3e4529f44bde | 93a60a56-a3c8-11da-a746-0800200b9a66
Propylene glycol | 57-55-6 | 57556 | 57556 | C3H8O2 |  | Mass | kg | emission | ground | https://ofmpub.epa.gov/sor_internet/registry/substreg/searchandretrieve/substancesearch/search.do?details=displayDetails&selectedSubstanceId=49144 | 1 | Chemicals | dcd77566-b6ab-34df-be63-3655e6fd2e86 | 9499238e-b0eb-35da-aef1-9114f54a0a44 | 20aadc24-a391-41cf-b340-3e4529f44bde | 93a60a56-a3c8-11da-a746-0800200b9a66
beta-Propiolactone | 57-57-8 | 57578 | 57578 | C3H4O2 |  | Mass | kg | emission | ground | https://ofmpub.epa.gov/sor_internet/registry/substreg/searchandretrieve/substancesearch/search.do?details=displayDetails&selectedSubstanceId=49142 | 1 | Chemicals | b188fb5f-ca2d-3045-9f92-7714d42a6622 | 9499238e-b0eb-35da-aef1-9114f54a0a44 | 20aadc24-a391-41cf-b340-3e4529f44bde | 93a60a56-a3c8-11da-a746-0800200b9a66
2,3-Dichlorophenol | 576-24-9 | 576249 | 576249 | C6H4Cl2O |  | Mass | kg | emission | ground | https://ofmpub.epa.gov/sor_internet/registry/substreg/searchandretrieve/substancesearch/search.do?details=displayDetails&selectedSubstanceId=45625 | 1 | Chemicals | 9d441c62-dff9-33a0-b46d-338c5cb47b49 | 9499238e-b0eb-35da-aef1-9114f54a0a44 | 20aadc24-a391-41cf-b340-3e4529f44bde | 93a60a56-a3c8-11da-a746-0800200b9a66
Chlortetracycline | 57-62-5 | 57625 | 57625 | C22H23ClN2O8 |  | Mass | kg | emission | ground | https://ofmpub.epa.gov/sor_internet/registry/substreg/searchandretrieve/substancesearch/search.do?details=displayDetails&selectedSubstanceId=49141 | 1 | Chemicals | d73755c1-6fca-32f2-9d47-4fe37d61a41e | 9499238e-b0eb-35da-aef1-9114f54a0a44 | 20aadc24-a391-41cf-b340-3e4529f44bde | 93a60a56-a3c8-11da-a746-0800200b9a66
2,6-Dimethylphenol | 576-26-1 | 576261 | 576261 | C8H10O |  | Mass | kg | emission | ground | https://ofmpub.epa.gov/sor_internet/registry/substreg/searchandretrieve/substancesearch/search.do?details=displayDetails&selectedSubstanceId=45624 | 1 | Chemicals | d4b0674f-db5c-3f45-9d43-51e833320b59 | 9499238e-b0eb-35da-aef1-9114f54a0a44 | 20aadc24-a391-41cf-b340-3e4529f44bde | 93a60a56-a3c8-11da-a746-0800200b9a66
Ethinyl estradiol | 57-63-6 | 57636 | 57636 | C20H24O2 |  | Mass | kg | emission | ground | https://ofmpub.epa.gov/sor_internet/registry/substreg/searchandretrieve/substancesearch/search.do?details=displayDetails&selectedSubstanceId=49140 | 1 | Chemicals | 71f1f590-1a78-340e-bfb2-afbb977c602c | 9499238e-b0eb-35da-aef1-9114f54a0a44 | 20aadc24-a391-41cf-b340-3e4529f44bde | 93a60a56-a3c8-11da-a746-0800200b9a66
1,2,3,6,7,8-Hexachlorodibenzo-p-dioxin | 57653-85-7 | 57653857 | 57653857 | C12H2Cl6O2 |  | Mass | kg | emission | ground | https://ofmpub.epa.gov/sor_internet/registry/substreg/searchandretrieve/substancesearch/search.do?details=displayDetails&selectedSubstanceId=89422 | 1 | Chemicals | 04d6579b-59fc-32f0-97f8-d5acbaf9c1fd | 9499238e-b0eb-35da-aef1-9114f54a0a44 | 20aadc24-a391-41cf-b340-3e4529f44bde | 93a60a56-a3c8-11da-a746-0800200b9a66
Probenecid | 57-66-9 | 57669 | 57669 | C13H19NO4S |  | Mass | kg | emission | ground | https://ofmpub.epa.gov/sor_internet/registry/substreg/searchandretrieve/substancesearch/search.do?details=displayDetails&selectedSubstanceId=49138 | 1 | Chemicals | a8ab456f-26c4-30bc-8652-c7eb3e238263 | 9499238e-b0eb-35da-aef1-9114f54a0a44 | 20aadc24-a391-41cf-b340-3e4529f44bde | 93a60a56-a3c8-11da-a746-0800200b9a66
Sulfamethazine | 57-68-1 | 57681 | 57681 | C12H14N4O2S |  | Mass | kg | emission | ground | https://ofmpub.epa.gov/sor_internet/registry/substreg/searchandretrieve/substancesearch/search.do?details=displayDetails&selectedSubstanceId=49136 | 1 | Chemicals | 8808e8fe-29e2-3b6a-959c-738295de2273 | 9499238e-b0eb-35da-aef1-9114f54a0a44 | 20aadc24-a391-41cf-b340-3e4529f44bde | 93a60a56-a3c8-11da-a746-0800200b9a66
Bis(2-ethylhexyl) sodium sulfosuccinate | 577-11-7 | 577117 | 577117 | C20H37NaO7S |  | Mass | kg | emission | ground | https://ofmpub.epa.gov/sor_internet/registry/substreg/searchandretrieve/substancesearch/search.do?details=displayDetails&selectedSubstanceId=45241 | 1 | Chemicals | 9a666dd2-9c28-3d7c-b80b-b641a6497225 | 9499238e-b0eb-35da-aef1-9114f54a0a44 | 20aadc24-a391-41cf-b340-3e4529f44bde | 93a60a56-a3c8-11da-a746-0800200b9a66
o-Bromonitrobenzene | 577-19-5 | 577195 | 577195 | C6H4BrNO2 |  | Mass | kg | emission | ground | https://ofmpub.epa.gov/sor_internet/registry/substreg/searchandretrieve/substancesearch/search.do?details=displayDetails&selectedSubstanceId=89417 | 1 | Chemicals | c515b124-2f1e-3f80-983a-8e9348413cb3 | 9499238e-b0eb-35da-aef1-9114f54a0a44 | 20aadc24-a391-41cf-b340-3e4529f44bde | 93a60a56-a3c8-11da-a746-0800200b9a66
Chlordane | 57-74-9 | 57749 | 57749 | C10H6Cl8 |  | Mass | kg | emission | ground | https://ofmpub.epa.gov/sor_internet/registry/substreg/searchandretrieve/substancesearch/search.do?details=displayDetails&selectedSubstanceId=49134 | 1 | Chemicals | a748ed6f-41b8-3a8a-b0b4-c3d374ecfd1a | 9499238e-b0eb-35da-aef1-9114f54a0a44 | 20aadc24-a391-41cf-b340-3e4529f44bde | 93a60a56-a3c8-11da-a746-0800200b9a66
4H-1-Benzopyran-4-one, 3-hydroxy-2-phenyl- | 577-85-5 | 577855 | 577855 | C15H10O3 |  | Mass | kg | emission | ground | https://ofmpub.epa.gov/sor_internet/registry/substreg/searchandretrieve/substancesearch/search.do?details=displayDetails&selectedSubstanceId=89416 | 1 | Chemicals | 4efb2b52-ef5b-3b65-b625-056298185733 | 9499238e-b0eb-35da-aef1-9114f54a0a44 | 20aadc24-a391-41cf-b340-3e4529f44bde | 93a60a56-a3c8-11da-a746-0800200b9a66
Metalaxyl | 57837-19-1 | 57837191 | 57837191 | C15H21NO4 |  | Mass | kg | emission | ground | https://ofmpub.epa.gov/sor_internet/registry/substreg/searchandretrieve/substancesearch/search.do?details=displayDetails&selectedSubstanceId=50427 | 1 | Chemicals | 77564650-7444-3451-a548-331f1defe412 | 9499238e-b0eb-35da-aef1-9114f54a0a44 | 20aadc24-a391-41cf-b340-3e4529f44bde | 93a60a56-a3c8-11da-a746-0800200b9a66
o-Ethylaniline | 578-54-1 | 578541 | 578541 | C8H11N |  | Mass | kg | emission | ground | https://ofmpub.epa.gov/sor_internet/registry/substreg/searchandretrieve/substancesearch/search.do?details=displayDetails&selectedSubstanceId=45237 | 1 | Chemicals | 45e1d2b1-78af-3126-99bf-bd683c965dee | 9499238e-b0eb-35da-aef1-9114f54a0a44 | 20aadc24-a391-41cf-b340-3e4529f44bde | 93a60a56-a3c8-11da-a746-0800200b9a66
Cymoxanil | 57966-95-7 | 57966957 | 57966957 | C7H10N4O3 |  | Mass | kg | emission | ground | https://ofmpub.epa.gov/sor_internet/registry/substreg/searchandretrieve/substancesearch/search.do?details=displayDetails&selectedSubstanceId=89267 | 1 | Chemicals | 8d7f7b81-d2b8-3c54-8f00-acba0554c26e | 9499238e-b0eb-35da-aef1-9114f54a0a44 | 20aadc24-a391-41cf-b340-3e4529f44bde | 93a60a56-a3c8-11da-a746-0800200b9a66
7,12-Dimethylbenz[a]anthracene | 57-97-6 | 57976 | 57976 | C20H16 |  | Mass | kg | emission | ground | https://ofmpub.epa.gov/sor_internet/registry/substreg/searchandretrieve/substancesearch/search.do?details=displayDetails&selectedSubstanceId=89262 | 1 | Chemicals | 704240d5-e229-3002-9bce-4fff41439bbd | 9499238e-b0eb-35da-aef1-9114f54a0a44 | 20aadc24-a391-41cf-b340-3e4529f44bde | 93a60a56-a3c8-11da-a746-0800200b9a66
3-Quinolinamine | 580-17-6 | 580176 | 580176 | C9H8N2 |  | Mass | kg | emission | ground | https://ofmpub.epa.gov/sor_internet/registry/substreg/searchandretrieve/substancesearch/search.do?details=displayDetails&selectedSubstanceId=89259 | 1 | Chemicals | 666a5d2d-c997-326b-a408-d4d9062fbe75 | 9499238e-b0eb-35da-aef1-9114f54a0a44 | 20aadc24-a391-41cf-b340-3e4529f44bde | 93a60a56-a3c8-11da-a746-0800200b9a66
Caffeine | 58-08-2 | 58082 | 58082 | C8H10N4O2 |  | Mass | kg | emission | ground | https://ofmpub.epa.gov/sor_internet/registry/substreg/searchandretrieve/substancesearch/search.do?details=displayDetails&selectedSubstanceId=49129 | 1 | Chemicals | a25553df-6e21-3696-8a39-3807a14a9404 | 9499238e-b0eb-35da-aef1-9114f54a0a44 | 20aadc24-a391-41cf-b340-3e4529f44bde | 93a60a56-a3c8-11da-a746-0800200b9a66
Tridiphane | 58138-08-2 | 58138082 | 58138082 | C10H7Cl5O |  | Mass | kg | emission | ground | https://ofmpub.epa.gov/sor_internet/registry/substreg/searchandretrieve/substancesearch/search.do?details=displayDetails&selectedSubstanceId=50198 | 1 | Chemicals | f6a39e45-ca2c-364d-b6f6-259812a64577 | 9499238e-b0eb-35da-aef1-9114f54a0a44 | 20aadc24-a391-41cf-b340-3e4529f44bde | 93a60a56-a3c8-11da-a746-0800200b9a66
Pyrimethamine | 58-14-0 | 58140 | 58140 | C12H13ClN4 |  | Mass | kg | emission | ground | https://ofmpub.epa.gov/sor_internet/registry/substreg/searchandretrieve/substancesearch/search.do?details=displayDetails&selectedSubstanceId=89252 | 1 | Chemicals | 21acd14f-4682-3500-9c24-01add3533c9e | 9499238e-b0eb-35da-aef1-9114f54a0a44 | 20aadc24-a391-41cf-b340-3e4529f44bde | 93a60a56-a3c8-11da-a746-0800200b9a66
2,3-Dimethylnaphthalene | 581-40-8 | 581408 | 581408 | C12H12 |  | Mass | kg | emission | ground | https://ofmpub.epa.gov/sor_internet/registry/substreg/searchandretrieve/substancesearch/search.do?details=displayDetails&selectedSubstanceId=45224 | 1 | Chemicals | a4b54e53-85e8-3728-9fff-e016c8b5b2a7 | 9499238e-b0eb-35da-aef1-9114f54a0a44 | 20aadc24-a391-41cf-b340-3e4529f44bde | 93a60a56-a3c8-11da-a746-0800200b9a66
2,6-Dimethylnaphthalene | 581-42-0 | 581420 | 581420 | C12H12 |  | Mass | kg | emission | ground | https://ofmpub.epa.gov/sor_internet/registry/substreg/searchandretrieve/substancesearch/search.do?details=displayDetails&selectedSubstanceId=45223 | 1 | Chemicals | 4533ab80-8e6e-3470-9d18-68e861004331 | 9499238e-b0eb-35da-aef1-9114f54a0a44 | 20aadc24-a391-41cf-b340-3e4529f44bde | 93a60a56-a3c8-11da-a746-0800200b9a66
2,6-Naphthalenediol | 581-43-1 | 581431 | 581431 | C10H8O2 |  | Mass | kg | emission | ground | https://ofmpub.epa.gov/sor_internet/registry/substreg/searchandretrieve/substancesearch/search.do?details=displayDetails&selectedSubstanceId=89251 | 1 | Chemicals | 3b42fad1-8243-363a-8fd0-4871ca39be79 | 9499238e-b0eb-35da-aef1-9114f54a0a44 | 20aadc24-a391-41cf-b340-3e4529f44bde | 93a60a56-a3c8-11da-a746-0800200b9a66
2,7-Naphthalenediol | 582-17-2 | 582172 | 582172 | C10H8O2 |  | Mass | kg | emission | ground | https://ofmpub.epa.gov/sor_internet/registry/substreg/searchandretrieve/substancesearch/search.do?details=displayDetails&selectedSubstanceId=45220 | 1 | Chemicals | 325c90c7-dcf4-3a1a-86bf-d35f30e89f5a | 9499238e-b0eb-35da-aef1-9114f54a0a44 | 20aadc24-a391-41cf-b340-3e4529f44bde | 93a60a56-a3c8-11da-a746-0800200b9a66
Testosterone | 58-22-0 | 58220 | 58220 | C19H28O2 |  | Mass | kg | emission | ground | https://ofmpub.epa.gov/sor_internet/registry/substreg/searchandretrieve/substancesearch/search.do?details=displayDetails&selectedSubstanceId=49127 | 1 | Chemicals | ddce9669-d29a-3ce8-b24f-776102aebf3a | 9499238e-b0eb-35da-aef1-9114f54a0a44 | 20aadc24-a391-41cf-b340-3e4529f44bde | 93a60a56-a3c8-11da-a746-0800200b9a66
Menadione | 58-27-5 | 58275 | 58275 | C11H8O2 |  | Mass | kg | emission | ground | https://ofmpub.epa.gov/sor_internet/registry/substreg/searchandretrieve/substancesearch/search.do?details=displayDetails&selectedSubstanceId=89232 | 1 | Chemicals | 0aca8c5d-9133-30d4-9f63-4544cae987c8 | 9499238e-b0eb-35da-aef1-9114f54a0a44 | 20aadc24-a391-41cf-b340-3e4529f44bde | 93a60a56-a3c8-11da-a746-0800200b9a66
Isopimaric acid | 5835-26-7 | 5835267 | 5835267 | C20H30O2 |  | Mass | kg | emission | ground | https://ofmpub.epa.gov/sor_internet/registry/substreg/searchandretrieve/substancesearch/search.do?details=displayDetails&selectedSubstanceId=89228 | 1 | Chemicals | b0e27e73-e2f1-39e0-abde-bb8daaaef7c6 | 9499238e-b0eb-35da-aef1-9114f54a0a44 | 20aadc24-a391-41cf-b340-3e4529f44bde | 93a60a56-a3c8-11da-a746-0800200b9a66
Benzene, 1,2-dibromo- | 583-53-9 | 583539 | 583539 | C6H4Br2 |  | Mass | kg | emission | ground | https://ofmpub.epa.gov/sor_internet/registry/substreg/searchandretrieve/substancesearch/search.do?details=displayDetails&selectedSubstanceId=45210 | 1 | Chemicals | e67dd5ef-ca6c-3832-9746-cc27669adbc7 | 9499238e-b0eb-35da-aef1-9114f54a0a44 | 20aadc24-a391-41cf-b340-3e4529f44bde | 93a60a56-a3c8-11da-a746-0800200b9a66
2-Methylcyclohexanone | 583-60-8 | 583608 | 583608 | C7H12O |  | Mass | kg | emission | ground | https://ofmpub.epa.gov/sor_internet/registry/substreg/searchandretrieve/substancesearch/search.do?details=displayDetails&selectedSubstanceId=45206 | 1 | Chemicals | c288dfad-9975-3017-8510-01d6593ec845 | 9499238e-b0eb-35da-aef1-9114f54a0a44 | 20aadc24-a391-41cf-b340-3e4529f44bde | 93a60a56-a3c8-11da-a746-0800200b9a66
Coumatetralyl | 5836-29-3 | 5836293 | 5836293 | C19H16O3 |  | Mass | kg | emission | ground | https://ofmpub.epa.gov/sor_internet/registry/substreg/searchandretrieve/substancesearch/search.do?details=displayDetails&selectedSubstanceId=38259 | 1 | Chemicals | c85b21e7-a574-3801-8c44-12a999364b37 | 9499238e-b0eb-35da-aef1-9114f54a0a44 | 20aadc24-a391-41cf-b340-3e4529f44bde | 93a60a56-a3c8-11da-a746-0800200b9a66
2,5-Dichlorophenol | 583-78-8 | 583788 | 583788 | C6H4Cl2O |  | Mass | kg | emission | ground | https://ofmpub.epa.gov/sor_internet/registry/substreg/searchandretrieve/substancesearch/search.do?details=displayDetails&selectedSubstanceId=45200 | 1 | Chemicals | f534bc0b-f5de-3e8c-9f95-135baab98bb0 | 9499238e-b0eb-35da-aef1-9114f54a0a44 | 20aadc24-a391-41cf-b340-3e4529f44bde | 93a60a56-a3c8-11da-a746-0800200b9a66
2-Hydroxy-4-(methylthio) butanoic acid | 583-91-5 | 583915 | 583915 | C5H10O3S |  | Mass | kg | emission | ground | https://ofmpub.epa.gov/sor_internet/registry/substreg/searchandretrieve/substancesearch/search.do?details=displayDetails&selectedSubstanceId=45199 | 1 | Chemicals | fd84aab5-9827-3ca8-ba95-0cd3d92c9fc7 | 9499238e-b0eb-35da-aef1-9114f54a0a44 | 20aadc24-a391-41cf-b340-3e4529f44bde | 93a60a56-a3c8-11da-a746-0800200b9a66
Potassium carbonate | 584-08-7 | 584087 | 584087 | CK2O3 |  | Mass | kg | emission | ground | https://ofmpub.epa.gov/sor_internet/registry/substreg/searchandretrieve/substancesearch/search.do?details=displayDetails&selectedSubstanceId=45196 | 1 | Chemicals | 5a5f1f61-2a7b-3200-baa7-1700c780c4d4 | 9499238e-b0eb-35da-aef1-9114f54a0a44 | 20aadc24-a391-41cf-b340-3e4529f44bde | 93a60a56-a3c8-11da-a746-0800200b9a66
Allethrin | 584-79-2 | 584792 | 584792 | C19H26O3 |  | Mass | kg | emission | ground | https://ofmpub.epa.gov/sor_internet/registry/substreg/searchandretrieve/substancesearch/search.do?details=displayDetails&selectedSubstanceId=89074 | 1 | Chemicals | 13d24eae-3885-3b6e-8902-7666e572cb08 | 9499238e-b0eb-35da-aef1-9114f54a0a44 | 20aadc24-a391-41cf-b340-3e4529f44bde | 93a60a56-a3c8-11da-a746-0800200b9a66
Toluene-2,4-diisocyanate | 584-84-9 | 584849 | 584849 | C9H6N2O2 |  | Mass | kg | emission | ground | https://ofmpub.epa.gov/sor_internet/registry/substreg/searchandretrieve/substancesearch/search.do?details=displayDetails&selectedSubstanceId=45190 | 1 | Chemicals | 897bb981-e506-30a6-be84-826d4ce7b3e6 | 9499238e-b0eb-35da-aef1-9114f54a0a44 | 20aadc24-a391-41cf-b340-3e4529f44bde | 93a60a56-a3c8-11da-a746-0800200b9a66
m-tert-Butylphenol | 585-34-2 | 585342 | 585342 | C10H14O |  | Mass | kg | emission | ground | https://ofmpub.epa.gov/sor_internet/registry/substreg/searchandretrieve/substancesearch/search.do?details=displayDetails&selectedSubstanceId=89065 | 1 | Chemicals | 6230c453-46a0-3118-afd2-dfca9ba68644 | 9499238e-b0eb-35da-aef1-9114f54a0a44 | 20aadc24-a391-41cf-b340-3e4529f44bde | 93a60a56-a3c8-11da-a746-0800200b9a66
Benzene, 1-bromo-4-nitro- | 586-78-7 | 586787 | 586787 | C6H4BrNO2 |  | Mass | kg | emission | ground | https://ofmpub.epa.gov/sor_internet/registry/substreg/searchandretrieve/substancesearch/search.do?details=displayDetails&selectedSubstanceId=45177 | 1 | Chemicals | b5a15f20-8f29-3c46-a906-7b6984745b11 | 9499238e-b0eb-35da-aef1-9114f54a0a44 | 20aadc24-a391-41cf-b340-3e4529f44bde | 93a60a56-a3c8-11da-a746-0800200b9a66
4-Pyridinemethanol | 586-95-8 | 586958 | 586958 | C6H7NO |  | Mass | kg | emission | ground | https://ofmpub.epa.gov/sor_internet/registry/substreg/searchandretrieve/substancesearch/search.do?details=displayDetails&selectedSubstanceId=45176 | 1 | Chemicals | d0c04040-882a-3bc7-a22e-4cc2b439d28c | 9499238e-b0eb-35da-aef1-9114f54a0a44 | 20aadc24-a391-41cf-b340-3e4529f44bde | 93a60a56-a3c8-11da-a746-0800200b9a66
C.I. Acid Yellow 36, monosodium salt | 587-98-4 | 587984 | 587984 | C18H14N3NaO3S |  | Mass | kg | emission | ground | https://ofmpub.epa.gov/sor_internet/registry/substreg/searchandretrieve/substancesearch/search.do?details=displayDetails&selectedSubstanceId=88888 | 1 | Chemicals | 70038bab-d17d-3e91-ae57-f4c03b854e54 | 9499238e-b0eb-35da-aef1-9114f54a0a44 | 20aadc24-a391-41cf-b340-3e4529f44bde | 93a60a56-a3c8-11da-a746-0800200b9a66
Benzene, 1,1'-(1,2-ethenediyl)bis- | 588-59-0 | 588590 | 588590 | C14H12 |  | Mass | kg | emission | ground | https://ofmpub.epa.gov/sor_internet/registry/substreg/searchandretrieve/substancesearch/search.do?details=displayDetails&selectedSubstanceId=45167 | 1 | Chemicals | 3bd44fda-c904-3e54-8fe8-7b394129c4eb | 9499238e-b0eb-35da-aef1-9114f54a0a44 | 20aadc24-a391-41cf-b340-3e4529f44bde | 93a60a56-a3c8-11da-a746-0800200b9a66
Lindane | 58-89-9 | 58899 | 58899 | C6H6Cl6 |  | Mass | kg | emission | ground | https://ofmpub.epa.gov/sor_internet/registry/substreg/searchandretrieve/substancesearch/search.do?details=displayDetails&selectedSubstanceId=49118 | 1 | Chemicals | 81cee252-022f-3b1d-8e2f-7a5d0904bd10 | 9499238e-b0eb-35da-aef1-9114f54a0a44 | 20aadc24-a391-41cf-b340-3e4529f44bde | 93a60a56-a3c8-11da-a746-0800200b9a66
2,3,4,6-Tetrachlorophenol | 58-90-2 | 58902 | 58902 | C6H2Cl4O |  | Mass | kg | emission | ground | https://ofmpub.epa.gov/sor_internet/registry/substreg/searchandretrieve/substancesearch/search.do?details=displayDetails&selectedSubstanceId=49117 | 1 | Chemicals | 6bce2d9f-69d0-34d4-9666-98d3471047c4 | 9499238e-b0eb-35da-aef1-9114f54a0a44 | 20aadc24-a391-41cf-b340-3e4529f44bde | 93a60a56-a3c8-11da-a746-0800200b9a66
p-Ethylaniline | 589-16-2 | 589162 | 589162 | C8H11N |  | Mass | kg | emission | ground | https://ofmpub.epa.gov/sor_internet/registry/substreg/searchandretrieve/substancesearch/search.do?details=displayDetails&selectedSubstanceId=88879 | 1 | Chemicals | 7b8e4bef-2ad5-3ce0-bd2f-be4f3bb904bf | 9499238e-b0eb-35da-aef1-9114f54a0a44 | 20aadc24-a391-41cf-b340-3e4529f44bde | 93a60a56-a3c8-11da-a746-0800200b9a66
4-Methylbenzenemethanol | 589-18-4 | 589184 | 589184 | C8H10O |  | Mass | kg | emission | ground | https://ofmpub.epa.gov/sor_internet/registry/substreg/searchandretrieve/substancesearch/search.do?details=displayDetails&selectedSubstanceId=45162 | 1 | Chemicals | 199aa97a-8b85-3b38-9e46-c6ee07275c0f | 9499238e-b0eb-35da-aef1-9114f54a0a44 | 20aadc24-a391-41cf-b340-3e4529f44bde | 93a60a56-a3c8-11da-a746-0800200b9a66
Butyl propionate | 590-01-2 | 590012 | 590012 | C7H14O2 |  | Mass | kg | emission | ground | https://ofmpub.epa.gov/sor_internet/registry/substreg/searchandretrieve/substancesearch/search.do?details=displayDetails&selectedSubstanceId=45146 | 1 | Chemicals | 8573e7bd-e570-3a9d-b4ca-1ec86e6f784c | 9499238e-b0eb-35da-aef1-9114f54a0a44 | 20aadc24-a391-41cf-b340-3e4529f44bde | 93a60a56-a3c8-11da-a746-0800200b9a66
1-Chloropropene | 590-21-6 | 590216 | 590216 | C3H5Cl |  | Mass | kg | emission | ground | https://ofmpub.epa.gov/sor_internet/registry/substreg/searchandretrieve/substancesearch/search.do?details=displayDetails&selectedSubstanceId=45141 | 1 | Chemicals | 2454aa4e-67e0-3835-bcf4-df55fbd971ef | 9499238e-b0eb-35da-aef1-9114f54a0a44 | 20aadc24-a391-41cf-b340-3e4529f44bde | 93a60a56-a3c8-11da-a746-0800200b9a66
Terbacil | 5902-51-2 | 5902512 | 5902512 | C9H13ClN2O2 |  | Mass | kg | emission | ground | https://ofmpub.epa.gov/sor_internet/registry/substreg/searchandretrieve/substancesearch/search.do?details=displayDetails&selectedSubstanceId=38062 | 1 | Chemicals | d66301d2-ee61-355e-9f39-4b03c863e8a1 | 9499238e-b0eb-35da-aef1-9114f54a0a44 | 20aadc24-a391-41cf-b340-3e4529f44bde | 93a60a56-a3c8-11da-a746-0800200b9a66
Calcium hydrogen methanearsonate | 5902-95-4 | 5902954 | 5902954 | C2H8As2CaO6 |  | Mass | kg | emission | ground | https://ofmpub.epa.gov/sor_internet/registry/substreg/searchandretrieve/substancesearch/search.do?details=displayDetails&selectedSubstanceId=88865 | 1 | Chemicals | c29a3c25-61e1-3c70-a2bf-f2a263f81a75 | 9499238e-b0eb-35da-aef1-9114f54a0a44 | 20aadc24-a391-41cf-b340-3e4529f44bde | 93a60a56-a3c8-11da-a746-0800200b9a66
Ethopabate | 59-06-3 | 59063 | 59063 | C12H15NO4 |  | Mass | kg | emission | ground | https://ofmpub.epa.gov/sor_internet/registry/substreg/searchandretrieve/substancesearch/search.do?details=displayDetails&selectedSubstanceId=87097 | 1 | Chemicals | 8b04af7f-2fd8-3612-9ac8-b813c20e2afc | 9499238e-b0eb-35da-aef1-9114f54a0a44 | 20aadc24-a391-41cf-b340-3e4529f44bde | 93a60a56-a3c8-11da-a746-0800200b9a66
1,1-Dimethylcyclohexane | 590-66-9 | 590669 | 590669 | C8H16 |  | Mass | kg | emission | ground | https://ofmpub.epa.gov/sor_internet/registry/substreg/searchandretrieve/substancesearch/search.do?details=displayDetails&selectedSubstanceId=78347 | 1 | Chemicals | ac654a4b-6aae-37db-846f-96ae4de4524d | 9499238e-b0eb-35da-aef1-9114f54a0a44 | 20aadc24-a391-41cf-b340-3e4529f44bde | 93a60a56-a3c8-11da-a746-0800200b9a66
Isovaleraldehyde | 590-86-3 | 590863 | 590863 | C5H10O |  | Mass | kg | emission | ground | https://ofmpub.epa.gov/sor_internet/registry/substreg/searchandretrieve/substancesearch/search.do?details=displayDetails&selectedSubstanceId=45132 | 1 | Chemicals | 977c25af-0072-3f64-a8ce-fd8d6397f4a4 | 9499238e-b0eb-35da-aef1-9114f54a0a44 | 20aadc24-a391-41cf-b340-3e4529f44bde | 93a60a56-a3c8-11da-a746-0800200b9a66
3-Aminophenol | 591-27-5 | 591275 | 591275 | C6H7NO |  | Mass | kg | emission | ground | https://ofmpub.epa.gov/sor_internet/registry/substreg/searchandretrieve/substancesearch/search.do?details=displayDetails&selectedSubstanceId=45120 | 1 | Chemicals | 13dd2d0d-85ee-3ec8-9002-4edb138421e0 | 9499238e-b0eb-35da-aef1-9114f54a0a44 | 20aadc24-a391-41cf-b340-3e4529f44bde | 93a60a56-a3c8-11da-a746-0800200b9a66
3,5-Dichlorophenol | 591-35-5 | 591355 | 591355 | C6H4Cl2O |  | Mass | kg | emission | ground | https://ofmpub.epa.gov/sor_internet/registry/substreg/searchandretrieve/substancesearch/search.do?details=displayDetails&selectedSubstanceId=45118 | 1 | Chemicals | 6956bb3f-8778-375e-ad77-1c2f55e9bd0a | 9499238e-b0eb-35da-aef1-9114f54a0a44 | 20aadc24-a391-41cf-b340-3e4529f44bde | 93a60a56-a3c8-11da-a746-0800200b9a66
Terbuthylazine | 5915-41-3 | 5915413 | 5915413 | C9H16ClN5 |  | Mass | kg | emission | ground | https://ofmpub.epa.gov/sor_internet/registry/substreg/searchandretrieve/substancesearch/search.do?details=displayDetails&selectedSubstanceId=38055 | 1 | Chemicals | bafcac57-2cec-37c6-b28b-c54afbce9231 | 9499238e-b0eb-35da-aef1-9114f54a0a44 | 20aadc24-a391-41cf-b340-3e4529f44bde | 93a60a56-a3c8-11da-a746-0800200b9a66
2-Hexanone | 591-78-6 | 591786 | 591786 | C6H12O |  | Mass | kg | emission | ground | https://ofmpub.epa.gov/sor_internet/registry/substreg/searchandretrieve/substancesearch/search.do?details=displayDetails&selectedSubstanceId=45110 | 1 | Chemicals | a7e0385e-c854-3f0a-b912-5a43be6563bd | 9499238e-b0eb-35da-aef1-9114f54a0a44 | 20aadc24-a391-41cf-b340-3e4529f44bde | 93a60a56-a3c8-11da-a746-0800200b9a66
4-Pentenoic acid | 591-80-0 | 591800 | 591800 | C5H8O2 |  | Mass | kg | emission | ground | https://ofmpub.epa.gov/sor_internet/registry/substreg/searchandretrieve/substancesearch/search.do?details=displayDetails&selectedSubstanceId=45109 | 1 | Chemicals | ed6ce8ce-756d-330e-bc13-4837284e0266 | 9499238e-b0eb-35da-aef1-9114f54a0a44 | 20aadc24-a391-41cf-b340-3e4529f44bde | 93a60a56-a3c8-11da-a746-0800200b9a66
Benzonitrile, 2-amino-5-chloro- | 5922-60-1 | 5922601 | 5922601 | C7H5ClN2 |  | Mass | kg | emission | ground | https://ofmpub.epa.gov/sor_internet/registry/substreg/searchandretrieve/substancesearch/search.do?details=displayDetails&selectedSubstanceId=38051 | 1 | Chemicals | 36b0faad-e6cc-3e43-b63d-62f6f6a6d702 | 9499238e-b0eb-35da-aef1-9114f54a0a44 | 20aadc24-a391-41cf-b340-3e4529f44bde | 93a60a56-a3c8-11da-a746-0800200b9a66
1-Hexene | 592-41-6 | 592416 | 592416 | C6H12 |  | Mass | kg | emission | ground | https://ofmpub.epa.gov/sor_internet/registry/substreg/searchandretrieve/substancesearch/search.do?details=displayDetails&selectedSubstanceId=45099 | 1 | Chemicals | 0139a68c-a7bc-3c31-8982-1a096c86c49b | 9499238e-b0eb-35da-aef1-9114f54a0a44 | 20aadc24-a391-41cf-b340-3e4529f44bde | 93a60a56-a3c8-11da-a746-0800200b9a66
1-Heptene | 592-76-7 | 592767 | 592767 | C7H14 |  | Mass | kg | emission | ground | https://ofmpub.epa.gov/sor_internet/registry/substreg/searchandretrieve/substancesearch/search.do?details=displayDetails&selectedSubstanceId=45093 | 1 | Chemicals | 615484ff-c60f-34d7-8c22-a5a73dd0f65b | 9499238e-b0eb-35da-aef1-9114f54a0a44 | 20aadc24-a391-41cf-b340-3e4529f44bde | 93a60a56-a3c8-11da-a746-0800200b9a66
Butane, 1-isothiocyanato- | 592-82-5 | 592825 | 592825 | C5H9NS |  | Mass | kg | emission | ground | https://ofmpub.epa.gov/sor_internet/registry/substreg/searchandretrieve/substancesearch/search.do?details=displayDetails&selectedSubstanceId=45092 | 1 | Chemicals | 5c6f33ba-9678-36d9-9840-fe3676c550cf | 9499238e-b0eb-35da-aef1-9114f54a0a44 | 20aadc24-a391-41cf-b340-3e4529f44bde | 93a60a56-a3c8-11da-a746-0800200b9a66
2-Tridecanone | 593-08-8 | 593088 | 593088 | C13H26O |  | Mass | kg | emission | ground | https://ofmpub.epa.gov/sor_internet/registry/substreg/searchandretrieve/substancesearch/search.do?details=displayDetails&selectedSubstanceId=45086 | 1 | Chemicals | e0b96a82-e257-3ac6-850a-10899f9e7f7b | 9499238e-b0eb-35da-aef1-9114f54a0a44 | 20aadc24-a391-41cf-b340-3e4529f44bde | 93a60a56-a3c8-11da-a746-0800200b9a66
Pyrilamine maleate | 59-33-6 | 59336 | 59336 | C21H27N3O5 |  | Mass | kg | emission | ground | https://ofmpub.epa.gov/sor_internet/registry/substreg/searchandretrieve/substancesearch/search.do?details=displayDetails&selectedSubstanceId=49110 | 1 | Chemicals | cfbbc2cc-f7cb-31dc-ab2e-a2a4eb824a54 | 9499238e-b0eb-35da-aef1-9114f54a0a44 | 20aadc24-a391-41cf-b340-3e4529f44bde | 93a60a56-a3c8-11da-a746-0800200b9a66
Vinyl bromide | 593-60-2 | 593602 | 593602 | C2H3Br |  | Mass | kg | emission | ground | https://ofmpub.epa.gov/sor_internet/registry/substreg/searchandretrieve/substancesearch/search.do?details=displayDetails&selectedSubstanceId=45076 | 1 | Chemicals | 1ec94caf-6d4f-3922-a4f1-0bd9283a9c9f | 9499238e-b0eb-35da-aef1-9114f54a0a44 | 20aadc24-a391-41cf-b340-3e4529f44bde | 93a60a56-a3c8-11da-a746-0800200b9a66
HCFC-31 | 593-70-4 | 593704 | 593704 | CH2ClF |  | Mass | kg | emission | ground | https://ofmpub.epa.gov/sor_internet/registry/substreg/searchandretrieve/substancesearch/search.do?details=displayDetails&selectedSubstanceId=45074 | 1 | Chemicals | 56510f49-2bb9-324b-bafb-d538a666e48f | 9499238e-b0eb-35da-aef1-9114f54a0a44 | 20aadc24-a391-41cf-b340-3e4529f44bde | 93a60a56-a3c8-11da-a746-0800200b9a66
Trimethylamine hydrochloride | 593-81-7 | 593817 | 593817 | C3H10ClN |  | Mass | kg | emission | ground | https://ofmpub.epa.gov/sor_internet/registry/substreg/searchandretrieve/substancesearch/search.do?details=displayDetails&selectedSubstanceId=45071 | 1 | Chemicals | a516f3e4-3eb5-37e1-a8e2-6f9838756b1c | 9499238e-b0eb-35da-aef1-9114f54a0a44 | 20aadc24-a391-41cf-b340-3e4529f44bde | 93a60a56-a3c8-11da-a746-0800200b9a66
2,2-Dichloropropane | 594-20-7 | 594207 | 594207 | C3H6Cl2 |  | Mass | kg | emission | ground | https://ofmpub.epa.gov/sor_internet/registry/substreg/searchandretrieve/substancesearch/search.do?details=displayDetails&selectedSubstanceId=88674 | 1 | Chemicals | a54a29b8-8a27-3fab-b70d-e56841d86122 | 9499238e-b0eb-35da-aef1-9114f54a0a44 | 20aadc24-a391-41cf-b340-3e4529f44bde | 93a60a56-a3c8-11da-a746-0800200b9a66
p-Chloro-m-cresol | 59-50-7 | 59507 | 59507 | C7H7ClO |  | Mass | kg | emission | ground | https://ofmpub.epa.gov/sor_internet/registry/substreg/searchandretrieve/substancesearch/search.do?details=displayDetails&selectedSubstanceId=49108 | 1 | Chemicals | 11714b37-3c8e-3f4d-b50d-24a0d1f186da | 9499238e-b0eb-35da-aef1-9114f54a0a44 | 20aadc24-a391-41cf-b340-3e4529f44bde | 93a60a56-a3c8-11da-a746-0800200b9a66
Thiodicarb | 59669-26-0 | 59669260 | 59669260 | C10H18N4O4S3 |  | Mass | kg | emission | ground | https://ofmpub.epa.gov/sor_internet/registry/substreg/searchandretrieve/substancesearch/search.do?details=displayDetails&selectedSubstanceId=51689 | 1 | Chemicals | ffc3aa3e-117e-33e3-80d7-6c2b4649477b | 9499238e-b0eb-35da-aef1-9114f54a0a44 | 20aadc24-a391-41cf-b340-3e4529f44bde | 93a60a56-a3c8-11da-a746-0800200b9a66
Nicotinic acid | 59-67-6 | 59676 | 59676 | C6H5NO2 |  | Mass | kg | emission | ground | https://ofmpub.epa.gov/sor_internet/registry/substreg/searchandretrieve/substancesearch/search.do?details=displayDetails&selectedSubstanceId=49105 | 1 | Chemicals | 734dc63e-1ac0-3ad6-a79b-8fafec1c6a98 | 9499238e-b0eb-35da-aef1-9114f54a0a44 | 20aadc24-a391-41cf-b340-3e4529f44bde | 93a60a56-a3c8-11da-a746-0800200b9a66
5-Hydroxymethoxymethyl-1-aza-3,7-dioxabicyclo(3.3.0)octane | 59720-42-2 | 59720422 | 59720422 | C7H13NO4 |  | Mass | kg | emission | ground | https://ofmpub.epa.gov/sor_internet/registry/substreg/searchandretrieve/substancesearch/search.do?details=displayDetails&selectedSubstanceId=51679 | 1 | Chemicals | 720bf35a-3f4a-356a-aafb-594fc86c43fc | 9499238e-b0eb-35da-aef1-9114f54a0a44 | 20aadc24-a391-41cf-b340-3e4529f44bde | 93a60a56-a3c8-11da-a746-0800200b9a66
Dimethyl morpholinophosphoramidate | 597-25-1 | 597251 | 597251 | C6H14NO4P |  | Mass | kg | emission | ground | https://ofmpub.epa.gov/sor_internet/registry/substreg/searchandretrieve/substancesearch/search.do?details=displayDetails&selectedSubstanceId=82839 | 1 | Chemicals | 3cc69678-c288-3ebb-b0dc-0f5c27755149 | 9499238e-b0eb-35da-aef1-9114f54a0a44 | 20aadc24-a391-41cf-b340-3e4529f44bde | 93a60a56-a3c8-11da-a746-0800200b9a66
Fluridone | 59756-60-4 | 59756604 | 59756604 | C19H14F3NO |  | Mass | kg | emission | ground | https://ofmpub.epa.gov/sor_internet/registry/substreg/searchandretrieve/substancesearch/search.do?details=displayDetails&selectedSubstanceId=51671 | 1 | Chemicals | 4d282610-6bd2-3784-a754-54be784bd1cb | 9499238e-b0eb-35da-aef1-9114f54a0a44 | 20aadc24-a391-41cf-b340-3e4529f44bde | 93a60a56-a3c8-11da-a746-0800200b9a66
Tetraethyltin | 597-64-8 | 597648 | 597648 | C8H20Sn |  | Mass | kg | emission | ground | https://ofmpub.epa.gov/sor_internet/registry/substreg/searchandretrieve/substancesearch/search.do?details=displayDetails&selectedSubstanceId=45045 | 1 | Chemicals | 33991d03-c80c-3cd9-908c-0dbeda9dae41 | 9499238e-b0eb-35da-aef1-9114f54a0a44 | 20aadc24-a391-41cf-b340-3e4529f44bde | 93a60a56-a3c8-11da-a746-0800200b9a66
Phosphoric acid, diethyl ester | 598-02-7 | 598027 | 598027 | C4H11O4P |  | Mass | kg | emission | ground | https://ofmpub.epa.gov/sor_internet/registry/substreg/searchandretrieve/substancesearch/search.do?details=displayDetails&selectedSubstanceId=91359 | 1 | Chemicals | 58a59e0c-4c5e-35bf-969f-698a99225c5f | 9499238e-b0eb-35da-aef1-9114f54a0a44 | 20aadc24-a391-41cf-b340-3e4529f44bde | 93a60a56-a3c8-11da-a746-0800200b9a66
Methyl carbamate | 598-55-0 | 598550 | 598550 | C2H5NO2 |  | Mass | kg | emission | ground | https://ofmpub.epa.gov/sor_internet/registry/substreg/searchandretrieve/substancesearch/search.do?details=displayDetails&selectedSubstanceId=45031 | 1 | Chemicals | 0626c00b-7640-3da3-89dc-be7f7a3629a4 | 9499238e-b0eb-35da-aef1-9114f54a0a44 | 20aadc24-a391-41cf-b340-3e4529f44bde | 93a60a56-a3c8-11da-a746-0800200b9a66
N,N-Dimethylethylamine | 598-56-1 | 598561 | 598561 | C4H11N |  | Mass | kg | emission | ground | https://ofmpub.epa.gov/sor_internet/registry/substreg/searchandretrieve/substancesearch/search.do?details=displayDetails&selectedSubstanceId=45030 | 1 | Chemicals | bd7c7483-a1ea-3431-b9a7-2d23068b6c06 | 9499238e-b0eb-35da-aef1-9114f54a0a44 | 20aadc24-a391-41cf-b340-3e4529f44bde | 93a60a56-a3c8-11da-a746-0800200b9a66
Nitrofurazone | 59-87-0 | 59870 | 59870 | C6H6N4O4 |  | Mass | kg | emission | ground | https://ofmpub.epa.gov/sor_internet/registry/substreg/searchandretrieve/substancesearch/search.do?details=displayDetails&selectedSubstanceId=91350 | 1 | Chemicals | d3d03889-085e-3c77-b1d3-3ba5903354cc | 9499238e-b0eb-35da-aef1-9114f54a0a44 | 20aadc24-a391-41cf-b340-3e4529f44bde | 93a60a56-a3c8-11da-a746-0800200b9a66
3-Methyl-2-butanamine | 598-74-3 | 598743 | 598743 | C5H13N |  | Mass | kg | emission | ground | https://ofmpub.epa.gov/sor_internet/registry/substreg/searchandretrieve/substancesearch/search.do?details=displayDetails&selectedSubstanceId=45025 | 1 | Chemicals | 8b497abd-430f-3075-8ffe-559508ed4b06 | 9499238e-b0eb-35da-aef1-9114f54a0a44 | 20aadc24-a391-41cf-b340-3e4529f44bde | 93a60a56-a3c8-11da-a746-0800200b9a66
Phenylhydrazine hydrochloride | 59-88-1 | 59881 | 59881 | C6H9ClN2 |  | Mass | kg | emission | ground | https://ofmpub.epa.gov/sor_internet/registry/substreg/searchandretrieve/substancesearch/search.do?details=displayDetails&selectedSubstanceId=49103 | 1 | Chemicals | 99097f3c-4ecf-3a35-b614-fd1378be9dd6 | 9499238e-b0eb-35da-aef1-9114f54a0a44 | 20aadc24-a391-41cf-b340-3e4529f44bde | 93a60a56-a3c8-11da-a746-0800200b9a66
N-Nitrosomorpholine | 59-89-2 | 59892 | 59892 | C4H8N2O2 |  | Mass | kg | emission | ground | https://ofmpub.epa.gov/sor_internet/registry/substreg/searchandretrieve/substancesearch/search.do?details=displayDetails&selectedSubstanceId=49102 | 1 | Chemicals | 1ad05f8b-c218-348a-9d3a-dc4b5c3215c2 | 9499238e-b0eb-35da-aef1-9114f54a0a44 | 20aadc24-a391-41cf-b340-3e4529f44bde | 93a60a56-a3c8-11da-a746-0800200b9a66
D-Limonene | 5989-27-5 | 5989275 | 5989275 | C10H16 |  | Mass | kg | emission | ground | https://ofmpub.epa.gov/sor_internet/registry/substreg/searchandretrieve/substancesearch/search.do?details=displayDetails&selectedSubstanceId=37837 | 1 | Chemicals | 64044308-23bc-3466-b574-666ba92edc57 | 9499238e-b0eb-35da-aef1-9114f54a0a44 | 20aadc24-a391-41cf-b340-3e4529f44bde | 93a60a56-a3c8-11da-a746-0800200b9a66
Levodopa | 59-92-7 | 59927 | 59927 | C9H11NO4 |  | Mass | kg | emission | ground | https://ofmpub.epa.gov/sor_internet/registry/substreg/searchandretrieve/substancesearch/search.do?details=displayDetails&selectedSubstanceId=91347 | 1 | Chemicals | 94cc9554-b666-3acb-abfb-797269629097 | 9499238e-b0eb-35da-aef1-9114f54a0a44 | 20aadc24-a391-41cf-b340-3e4529f44bde | 93a60a56-a3c8-11da-a746-0800200b9a66
Salicylazosulfapyridine | 599-79-1 | 599791 | 599791 | C18H14N4O5S |  | Mass | kg | emission | ground | https://ofmpub.epa.gov/sor_internet/registry/substreg/searchandretrieve/substancesearch/search.do?details=displayDetails&selectedSubstanceId=78005 | 1 | Chemicals | 6e609233-e72f-37fc-a1a8-d9012571d5e6 | 9499238e-b0eb-35da-aef1-9114f54a0a44 | 20aadc24-a391-41cf-b340-3e4529f44bde | 93a60a56-a3c8-11da-a746-0800200b9a66
Ethylenediaminetetraacetic acid | 60-00-4 | 60004 | 60004 | C10H16N2O8 |  | Mass | kg | emission | ground | https://ofmpub.epa.gov/sor_internet/registry/substreg/searchandretrieve/substancesearch/search.do?details=displayDetails&selectedSubstanceId=49100 | 1 | Chemicals | 4c0627ba-0c6e-3228-b34d-123eb7040661 | 9499238e-b0eb-35da-aef1-9114f54a0a44 | 20aadc24-a391-41cf-b340-3e4529f44bde | 93a60a56-a3c8-11da-a746-0800200b9a66
2,4-Dimethyl-3-pentanol | 600-36-2 | 600362 | 600362 | C7H16O |  | Mass | kg | emission | ground | https://ofmpub.epa.gov/sor_internet/registry/substreg/searchandretrieve/substancesearch/search.do?details=displayDetails&selectedSubstanceId=45003 | 1 | Chemicals | b177424c-a384-3bea-9d17-c9f7a730ff0b | 9499238e-b0eb-35da-aef1-9114f54a0a44 | 20aadc24-a391-41cf-b340-3e4529f44bde | 93a60a56-a3c8-11da-a746-0800200b9a66
4-Aminoazobenzene | 60-09-3 | 60093 | 60093 | C12H11N3 |  | Mass | kg | emission | ground | https://ofmpub.epa.gov/sor_internet/registry/substreg/searchandretrieve/substancesearch/search.do?details=displayDetails&selectedSubstanceId=49099 | 1 | Chemicals | c6c35be3-5e0f-30a0-91ce-e591300b130f | 9499238e-b0eb-35da-aef1-9114f54a0a44 | 20aadc24-a391-41cf-b340-3e4529f44bde | 93a60a56-a3c8-11da-a746-0800200b9a66
4-Dimethylaminoazobenzene | 60-11-7 | 60117 | 60117 | C14H15N3 |  | Mass | kg | emission | ground | https://ofmpub.epa.gov/sor_internet/registry/substreg/searchandretrieve/substancesearch/search.do?details=displayDetails&selectedSubstanceId=49098 | 1 | Chemicals | e07aac2b-aee7-3acb-97e1-0d2a1c8109e6 | 9499238e-b0eb-35da-aef1-9114f54a0a44 | 20aadc24-a391-41cf-b340-3e4529f44bde | 93a60a56-a3c8-11da-a746-0800200b9a66
Benzeneethanol | 60-12-8 | 60128 | 60128 | C8H10O |  | Mass | kg | emission | ground | https://ofmpub.epa.gov/sor_internet/registry/substreg/searchandretrieve/substancesearch/search.do?details=displayDetails&selectedSubstanceId=49097 | 1 | Chemicals | d0e3ab5f-696c-354f-8c92-390df91d16ac | 9499238e-b0eb-35da-aef1-9114f54a0a44 | 20aadc24-a391-41cf-b340-3e4529f44bde | 93a60a56-a3c8-11da-a746-0800200b9a66
Fenarimol | 60168-88-9 | 60168889 | 60168889 | C17H12Cl2N2O |  | Mass | kg | emission | ground | https://ofmpub.epa.gov/sor_internet/registry/substreg/searchandretrieve/substancesearch/search.do?details=displayDetails&selectedSubstanceId=51247 | 1 | Chemicals | b531e681-104f-3ef0-9dcd-a76df70f62b8 | 9499238e-b0eb-35da-aef1-9114f54a0a44 | 20aadc24-a391-41cf-b340-3e4529f44bde | 93a60a56-a3c8-11da-a746-0800200b9a66
2,3-Dinitrotoluene | 602-01-7 | 602017 | 602017 | C7H6N2O4 |  | Mass | kg | emission | ground | https://ofmpub.epa.gov/sor_internet/registry/substreg/searchandretrieve/substancesearch/search.do?details=displayDetails&selectedSubstanceId=45001 | 1 | Chemicals | 32da010e-5934-3ad4-9151-b687d125f8de | 9499238e-b0eb-35da-aef1-9114f54a0a44 | 20aadc24-a391-41cf-b340-3e4529f44bde | 93a60a56-a3c8-11da-a746-0800200b9a66
Azaconazole | 60207-31-0 | 60207310 | 60207310 | C12H11Cl2N3O2 |  | Mass | kg | emission | ground | https://ofmpub.epa.gov/sor_internet/registry/substreg/searchandretrieve/substancesearch/search.do?details=displayDetails&selectedSubstanceId=90669 | 1 | Chemicals | 3359c5c1-bfae-3713-bad6-f49dda03090d | 9499238e-b0eb-35da-aef1-9114f54a0a44 | 20aadc24-a391-41cf-b340-3e4529f44bde | 93a60a56-a3c8-11da-a746-0800200b9a66
Propiconazole | 60207-90-1 | 60207901 | 60207901 | C15H17Cl2N3O2 |  | Mass | kg | emission | ground | https://ofmpub.epa.gov/sor_internet/registry/substreg/searchandretrieve/substancesearch/search.do?details=displayDetails&selectedSubstanceId=90668 | 1 | Chemicals | a643584b-65b2-3e2f-b616-e3b7857b39ce | 9499238e-b0eb-35da-aef1-9114f54a0a44 | 20aadc24-a391-41cf-b340-3e4529f44bde | 93a60a56-a3c8-11da-a746-0800200b9a66
2-Mercaptoethanol | 60-24-2 | 60242 | 60242 | C2H6OS |  | Mass | kg | emission | ground | https://ofmpub.epa.gov/sor_internet/registry/substreg/searchandretrieve/substancesearch/search.do?details=displayDetails&selectedSubstanceId=49095 | 1 | Chemicals | 108cd519-bc61-3e18-9128-8f079f1d15ca | 9499238e-b0eb-35da-aef1-9114f54a0a44 | 20aadc24-a391-41cf-b340-3e4529f44bde | 93a60a56-a3c8-11da-a746-0800200b9a66
5-Nitroacenaphthene | 602-87-9 | 602879 | 602879 | C12H9NO2 |  | Mass | kg | emission | ground | https://ofmpub.epa.gov/sor_internet/registry/substreg/searchandretrieve/substancesearch/search.do?details=displayDetails&selectedSubstanceId=90653 | 1 | Chemicals | 4a767c16-59be-3f3b-b749-569b4c671749 | 9499238e-b0eb-35da-aef1-9114f54a0a44 | 20aadc24-a391-41cf-b340-3e4529f44bde | 93a60a56-a3c8-11da-a746-0800200b9a66
Ethyl ether | 60-29-7 | 60297 | 60297 | C4H10O |  | Mass | kg | emission | ground | https://ofmpub.epa.gov/sor_internet/registry/substreg/searchandretrieve/substancesearch/search.do?details=displayDetails&selectedSubstanceId=49093 | 1 | Chemicals | e26dfef5-3f91-3576-8ca5-91d4d332882a | 9499238e-b0eb-35da-aef1-9114f54a0a44 | 20aadc24-a391-41cf-b340-3e4529f44bde | 93a60a56-a3c8-11da-a746-0800200b9a66
Methyl hydrazine | 60-34-4 | 60344 | 60344 | CH6N2 |  | Mass | kg | emission | ground | https://ofmpub.epa.gov/sor_internet/registry/substreg/searchandretrieve/substancesearch/search.do?details=displayDetails&selectedSubstanceId=49090 | 1 | Chemicals | 302f37e1-94a5-3c79-b1a2-7ba9b3e05864 | 9499238e-b0eb-35da-aef1-9114f54a0a44 | 20aadc24-a391-41cf-b340-3e4529f44bde | 93a60a56-a3c8-11da-a746-0800200b9a66
Acetamide | 60-35-5 | 60355 | 60355 | C2H5NO |  | Mass | kg | emission | ground | https://ofmpub.epa.gov/sor_internet/registry/substreg/searchandretrieve/substancesearch/search.do?details=displayDetails&selectedSubstanceId=49089 | 1 | Chemicals | 75a737a2-47d9-3cb2-8c26-842046ff211a | 9499238e-b0eb-35da-aef1-9114f54a0a44 | 20aadc24-a391-41cf-b340-3e4529f44bde | 93a60a56-a3c8-11da-a746-0800200b9a66
2-Methyl-3-nitroaniline | 603-83-8 | 603838 | 603838 | C7H8N2O2 |  | Mass | kg | emission | ground | https://ofmpub.epa.gov/sor_internet/registry/substreg/searchandretrieve/substancesearch/search.do?details=displayDetails&selectedSubstanceId=78003 | 1 | Chemicals | 615635cb-aad9-361d-ae5f-bfab0095fa20 | 9499238e-b0eb-35da-aef1-9114f54a0a44 | 20aadc24-a391-41cf-b340-3e4529f44bde | 93a60a56-a3c8-11da-a746-0800200b9a66
Phenol, 2-chloro-6-nitro- | 603-86-1 | 603861 | 603861 | C6H4ClNO3 |  | Mass | kg | emission | ground | https://ofmpub.epa.gov/sor_internet/registry/substreg/searchandretrieve/substancesearch/search.do?details=displayDetails&selectedSubstanceId=90641 | 1 | Chemicals | 9e2d606a-1b7a-3067-b777-e3ea71cb03d0 | 9499238e-b0eb-35da-aef1-9114f54a0a44 | 20aadc24-a391-41cf-b340-3e4529f44bde | 93a60a56-a3c8-11da-a746-0800200b9a66
Oxazepam | 604-75-1 | 604751 | 604751 | C15H11ClN2O2 |  | Mass | kg | emission | ground | https://ofmpub.epa.gov/sor_internet/registry/substreg/searchandretrieve/substancesearch/search.do?details=displayDetails&selectedSubstanceId=78345 | 1 | Chemicals | 1209467b-b67b-32b3-8b5f-c10ade48d3fc | 9499238e-b0eb-35da-aef1-9114f54a0a44 | 20aadc24-a391-41cf-b340-3e4529f44bde | 93a60a56-a3c8-11da-a746-0800200b9a66
Dimethoate | 60-51-5 | 60515 | 60515 | C5H12NO3PS2 |  | Mass | kg | emission | ground | https://ofmpub.epa.gov/sor_internet/registry/substreg/searchandretrieve/substancesearch/search.do?details=displayDetails&selectedSubstanceId=90490 | 1 | Chemicals | 90f79e20-95b2-33d5-9d7a-ea7414efefe2 | 9499238e-b0eb-35da-aef1-9114f54a0a44 | 20aadc24-a391-41cf-b340-3e4529f44bde | 93a60a56-a3c8-11da-a746-0800200b9a66
9,10-Anthracenedione, 2-hydroxy- | 605-32-3 | 605323 | 605323 | C14H8O3 |  | Mass | kg | emission | ground | https://ofmpub.epa.gov/sor_internet/registry/substreg/searchandretrieve/substancesearch/search.do?details=displayDetails&selectedSubstanceId=90489 | 1 | Chemicals | dcc3d712-9abb-3f6a-9f93-63fb89c3246a | 9499238e-b0eb-35da-aef1-9114f54a0a44 | 20aadc24-a391-41cf-b340-3e4529f44bde | 93a60a56-a3c8-11da-a746-0800200b9a66
Tetracycline | 60-54-8 | 60548 | 60548 | C22H24N2O8 |  | Mass | kg | emission | ground | https://ofmpub.epa.gov/sor_internet/registry/substreg/searchandretrieve/substancesearch/search.do?details=displayDetails&selectedSubstanceId=87094 | 1 | Chemicals | 792176eb-e65b-31aa-b488-ca9e24182362 | 9499238e-b0eb-35da-aef1-9114f54a0a44 | 20aadc24-a391-41cf-b340-3e4529f44bde | 93a60a56-a3c8-11da-a746-0800200b9a66
Methimazole | 60-56-0 | 60560 | 60560 | C4H6N2S |  | Mass | kg | emission | ground | https://ofmpub.epa.gov/sor_internet/registry/substreg/searchandretrieve/substancesearch/search.do?details=displayDetails&selectedSubstanceId=49087 | 1 | Chemicals | 574553ce-cfb9-3550-adca-a26cf8719e3a | 9499238e-b0eb-35da-aef1-9114f54a0a44 | 20aadc24-a391-41cf-b340-3e4529f44bde | 93a60a56-a3c8-11da-a746-0800200b9a66
Dieldrin | 60-57-1 | 60571 | 60571 | C12H8Cl6O |  | Mass | kg | emission | ground | https://ofmpub.epa.gov/sor_internet/registry/substreg/searchandretrieve/substancesearch/search.do?details=displayDetails&selectedSubstanceId=49086 | 1 | Chemicals | 602ed4dc-fa44-386d-b621-dd56189bc9b2 | 9499238e-b0eb-35da-aef1-9114f54a0a44 | 20aadc24-a391-41cf-b340-3e4529f44bde | 93a60a56-a3c8-11da-a746-0800200b9a66
2,6-Dinitrotoluene | 606-20-2 | 606202 | 606202 | C7H6N2O4 |  | Mass | kg | emission | ground | https://ofmpub.epa.gov/sor_internet/registry/substreg/searchandretrieve/substancesearch/search.do?details=displayDetails&selectedSubstanceId=90476 | 1 | Chemicals | 6fe14b9f-c938-3d90-8db6-4114d1da6bd8 | 9499238e-b0eb-35da-aef1-9114f54a0a44 | 20aadc24-a391-41cf-b340-3e4529f44bde | 93a60a56-a3c8-11da-a746-0800200b9a66
MCPB sodium salt | 6062-26-6 | 6062266 | 6062266 | C11H12ClNaO3 |  | Mass | kg | emission | ground | https://ofmpub.epa.gov/sor_internet/registry/substreg/searchandretrieve/substancesearch/search.do?details=displayDetails&selectedSubstanceId=37619 | 1 | Chemicals | 9777608f-0eb0-3b03-a249-cc1d1d26b1f8 | 9499238e-b0eb-35da-aef1-9114f54a0a44 | 20aadc24-a391-41cf-b340-3e4529f44bde | 93a60a56-a3c8-11da-a746-0800200b9a66
Formamide, N,N-diphenyl- | 607-00-1 | 607001 | 607001 | C13H11NO |  | Mass | kg | emission | ground | https://ofmpub.epa.gov/sor_internet/registry/substreg/searchandretrieve/substancesearch/search.do?details=displayDetails&selectedSubstanceId=44966 | 1 | Chemicals | 1f24e675-b067-33f9-816e-426f8062add6 | 9499238e-b0eb-35da-aef1-9114f54a0a44 | 20aadc24-a391-41cf-b340-3e4529f44bde | 93a60a56-a3c8-11da-a746-0800200b9a66
5-Nitroquinoline | 607-34-1 | 607341 | 607341 | C9H6N2O2 |  | Mass | kg | emission | ground | https://ofmpub.epa.gov/sor_internet/registry/substreg/searchandretrieve/substancesearch/search.do?details=displayDetails&selectedSubstanceId=96771 | 1 | Chemicals | 4f16d28f-046e-3a7c-964d-32bc7ab3b04b | 9499238e-b0eb-35da-aef1-9114f54a0a44 | 20aadc24-a391-41cf-b340-3e4529f44bde | 93a60a56-a3c8-11da-a746-0800200b9a66
Quinoline, 8-nitro- | 607-35-2 | 607352 | 607352 | C9H6N2O2 |  | Mass | kg | emission | ground | https://ofmpub.epa.gov/sor_internet/registry/substreg/searchandretrieve/substancesearch/search.do?details=displayDetails&selectedSubstanceId=44964 | 1 | Chemicals | c03276f1-e9d3-314c-b49c-d3508dd9423b | 9499238e-b0eb-35da-aef1-9114f54a0a44 | 20aadc24-a391-41cf-b340-3e4529f44bde | 93a60a56-a3c8-11da-a746-0800200b9a66
Antipyrine | 60-80-0 | 60800 | 60800 | C11H12N2O |  | Mass | kg | emission | ground | https://ofmpub.epa.gov/sor_internet/registry/substreg/searchandretrieve/substancesearch/search.do?details=displayDetails&selectedSubstanceId=49085 | 1 | Chemicals | 4c1c796e-6627-3e9f-b9f6-da559c5a1f3a | 9499238e-b0eb-35da-aef1-9114f54a0a44 | 20aadc24-a391-41cf-b340-3e4529f44bde | 93a60a56-a3c8-11da-a746-0800200b9a66
2,6-Dichloroaniline | 608-31-1 | 608311 | 608311 | C6H5Cl2N |  | Mass | kg | emission | ground | https://ofmpub.epa.gov/sor_internet/registry/substreg/searchandretrieve/substancesearch/search.do?details=displayDetails&selectedSubstanceId=44952 | 1 | Chemicals | 0f9301e6-9200-3383-ba1a-a9b64ab7419c | 9499238e-b0eb-35da-aef1-9114f54a0a44 | 20aadc24-a391-41cf-b340-3e4529f44bde | 93a60a56-a3c8-11da-a746-0800200b9a66
Pentabromophenol | 608-71-9 | 608719 | 608719 | C6HBr5O |  | Mass | kg | emission | ground | https://ofmpub.epa.gov/sor_internet/registry/substreg/searchandretrieve/substancesearch/search.do?details=displayDetails&selectedSubstanceId=44949 | 1 | Chemicals | 219ccf21-6193-3e39-9757-426996e11cba | 9499238e-b0eb-35da-aef1-9114f54a0a44 | 20aadc24-a391-41cf-b340-3e4529f44bde | 93a60a56-a3c8-11da-a746-0800200b9a66
1,2,3,4,5,6-Hexachlorocyclohexane | 608-73-1 | 608731 | 608731 | C6H6Cl6 |  | Mass | kg | emission | ground | https://ofmpub.epa.gov/sor_internet/registry/substreg/searchandretrieve/substancesearch/search.do?details=displayDetails&selectedSubstanceId=44948 | 1 | Chemicals | 59ccba95-ba9e-3de7-97c9-61cbb5d222df | 9499238e-b0eb-35da-aef1-9114f54a0a44 | 20aadc24-a391-41cf-b340-3e4529f44bde | 93a60a56-a3c8-11da-a746-0800200b9a66
Pentachlorobenzene | 608-93-5 | 608935 | 608935 | C6HCl5 |  | Mass | kg | emission | ground | https://ofmpub.epa.gov/sor_internet/registry/substreg/searchandretrieve/substancesearch/search.do?details=displayDetails&selectedSubstanceId=90315 | 1 | Chemicals | 188a568a-7449-36e9-ac93-3187f457fdb5 | 9499238e-b0eb-35da-aef1-9114f54a0a44 | 20aadc24-a391-41cf-b340-3e4529f44bde | 93a60a56-a3c8-11da-a746-0800200b9a66
3,4,5-Trichlorophenol | 609-19-8 | 609198 | 609198 | C6H3Cl3O |  | Mass | kg | emission | ground | https://ofmpub.epa.gov/sor_internet/registry/substreg/searchandretrieve/substancesearch/search.do?details=displayDetails&selectedSubstanceId=90309 | 1 | Chemicals | 033185cd-bae8-3e4e-9158-f333ecb638ca | 9499238e-b0eb-35da-aef1-9114f54a0a44 | 20aadc24-a391-41cf-b340-3e4529f44bde | 93a60a56-a3c8-11da-a746-0800200b9a66
2,6-Dichloro-p-phenylenediamine | 609-20-1 | 609201 | 609201 | C6H6Cl2N2 |  | Mass | kg | emission | ground | https://ofmpub.epa.gov/sor_internet/registry/substreg/searchandretrieve/substancesearch/search.do?details=displayDetails&selectedSubstanceId=44939 | 1 | Chemicals | 5b25c54b-10de-3672-b5f7-658088b53538 | 9499238e-b0eb-35da-aef1-9114f54a0a44 | 20aadc24-a391-41cf-b340-3e4529f44bde | 93a60a56-a3c8-11da-a746-0800200b9a66
Phenol, 2,4,6-triiodo- | 609-23-4 | 609234 | 609234 | C6H3I3O |  | Mass | kg | emission | ground | https://ofmpub.epa.gov/sor_internet/registry/substreg/searchandretrieve/substancesearch/search.do?details=displayDetails&selectedSubstanceId=44937 | 1 | Chemicals | 670d5889-fcf3-3f24-9504-fd8f054c3557 | 9499238e-b0eb-35da-aef1-9114f54a0a44 | 20aadc24-a391-41cf-b340-3e4529f44bde | 93a60a56-a3c8-11da-a746-0800200b9a66
3,4-Dinitrotoluene | 610-39-9 | 610399 | 610399 | C7H6N2O4 |  | Mass | kg | emission | ground | https://ofmpub.epa.gov/sor_internet/registry/substreg/searchandretrieve/substancesearch/search.do?details=displayDetails&selectedSubstanceId=90294 | 1 | Chemicals | dbba2d83-2221-3029-bf81-7feca293549d | 9499238e-b0eb-35da-aef1-9114f54a0a44 | 20aadc24-a391-41cf-b340-3e4529f44bde | 93a60a56-a3c8-11da-a746-0800200b9a66
Isobutylidenediurea | 6104-30-9 | 6104309 | 6104309 | C6H14N4O2 |  | Mass | kg | emission | ground | https://ofmpub.epa.gov/sor_internet/registry/substreg/searchandretrieve/substancesearch/search.do?details=displayDetails&selectedSubstanceId=37592 | 1 | Chemicals | 6a09bd77-cd7a-3bf6-bc95-f6d6c69615d9 | 9499238e-b0eb-35da-aef1-9114f54a0a44 | 20aadc24-a391-41cf-b340-3e4529f44bde | 93a60a56-a3c8-11da-a746-0800200b9a66
3-Amino-9-ethylcarbazole monohydrochloride | 6109-97-3 | 6109973 | 6109973 | C14H15ClN2 |  | Mass | kg | emission | ground | https://ofmpub.epa.gov/sor_internet/registry/substreg/searchandretrieve/substancesearch/search.do?details=displayDetails&selectedSubstanceId=90281 | 1 | Chemicals | 803f0126-4a30-3a81-ba4d-19d507a110fd | 9499238e-b0eb-35da-aef1-9114f54a0a44 | 20aadc24-a391-41cf-b340-3e4529f44bde | 93a60a56-a3c8-11da-a746-0800200b9a66
2,4-Dichloronitrobenzene | 611-06-3 | 611063 | 611063 | C6H3Cl2NO2 |  | Mass | kg | emission | ground | https://ofmpub.epa.gov/sor_internet/registry/substreg/searchandretrieve/substancesearch/search.do?details=displayDetails&selectedSubstanceId=45292 | 1 | Chemicals | 6fb3c325-ea94-38a2-82b9-fde05b0d5ae3 | 9499238e-b0eb-35da-aef1-9114f54a0a44 | 20aadc24-a391-41cf-b340-3e4529f44bde | 93a60a56-a3c8-11da-a746-0800200b9a66
Flurochloridone | 61213-25-0 | 61213250 | 61213250 | C12H10Cl2F3NO |  | Mass | kg | emission | ground | https://ofmpub.epa.gov/sor_internet/registry/substreg/searchandretrieve/substancesearch/search.do?details=displayDetails&selectedSubstanceId=90272 | 1 | Chemicals | 07261443-e3e8-3b31-ac94-46e38b165224 | 9499238e-b0eb-35da-aef1-9114f54a0a44 | 20aadc24-a391-41cf-b340-3e4529f44bde | 93a60a56-a3c8-11da-a746-0800200b9a66
1,6-Hexanediamine, N,N'-bis(2,2,6,6-tetramethyl-4-piperidinyl)- | 61260-55-7 | 61260557 | 61260557 | C24H50N4 |  | Mass | kg | emission | ground | https://ofmpub.epa.gov/sor_internet/registry/substreg/searchandretrieve/substancesearch/search.do?details=displayDetails&selectedSubstanceId=50387 | 1 | Chemicals | 2976eb7c-656e-3c61-8f52-494d80fd06bd | 9499238e-b0eb-35da-aef1-9114f54a0a44 | 20aadc24-a391-41cf-b340-3e4529f44bde | 93a60a56-a3c8-11da-a746-0800200b9a66
3,3'-Dimethylbenzidine dihydrochloride | 612-82-8 | 612828 | 612828 | C14H18Cl2N2 |  | Mass | kg | emission | ground | https://ofmpub.epa.gov/sor_internet/registry/substreg/searchandretrieve/substancesearch/search.do?details=displayDetails&selectedSubstanceId=45268 | 1 | Chemicals | fcb548a3-0a88-3a29-aafc-36dbf1e10611 | 9499238e-b0eb-35da-aef1-9114f54a0a44 | 20aadc24-a391-41cf-b340-3e4529f44bde | 93a60a56-a3c8-11da-a746-0800200b9a66
3,3'-Dichlorobenzidine dihydrochloride | 612-83-9 | 612839 | 612839 | C12H12Cl4N2 |  | Mass | kg | emission | ground | https://ofmpub.epa.gov/sor_internet/registry/substreg/searchandretrieve/substancesearch/search.do?details=displayDetails&selectedSubstanceId=90122 | 1 | Chemicals | 367a8818-79dc-3e82-8de0-a8bf45c62c9e | 9499238e-b0eb-35da-aef1-9114f54a0a44 | 20aadc24-a391-41cf-b340-3e4529f44bde | 93a60a56-a3c8-11da-a746-0800200b9a66
2-Methylanthracene | 613-12-7 | 613127 | 613127 | C15H12 |  | Mass | kg | emission | ground | https://ofmpub.epa.gov/sor_internet/registry/substreg/searchandretrieve/substancesearch/search.do?details=displayDetails&selectedSubstanceId=90119 | 1 | Chemicals | 78406405-856e-381f-86a4-a6247e7479a8 | 9499238e-b0eb-35da-aef1-9114f54a0a44 | 20aadc24-a391-41cf-b340-3e4529f44bde | 93a60a56-a3c8-11da-a746-0800200b9a66
1-Naphthaleneacetic acid sodium salt | 61-31-4 | 61314 | 61314 | C12H9NaO2 |  | Mass | kg | emission | ground | https://ofmpub.epa.gov/sor_internet/registry/substreg/searchandretrieve/substancesearch/search.do?details=displayDetails&selectedSubstanceId=49079 | 1 | Chemicals | 18c644f4-01c6-3800-9b6a-e9cc1a3d3611 | 9499238e-b0eb-35da-aef1-9114f54a0a44 | 20aadc24-a391-41cf-b340-3e4529f44bde | 93a60a56-a3c8-11da-a746-0800200b9a66
6-Nitroquinoline | 613-50-3 | 613503 | 613503 | C9H6N2O2 |  | Mass | kg | emission | ground | https://ofmpub.epa.gov/sor_internet/registry/substreg/searchandretrieve/substancesearch/search.do?details=displayDetails&selectedSubstanceId=96769 | 1 | Chemicals | 257529e9-664a-330b-b322-eb19970457cb | 9499238e-b0eb-35da-aef1-9114f54a0a44 | 20aadc24-a391-41cf-b340-3e4529f44bde | 93a60a56-a3c8-11da-a746-0800200b9a66
Benzoic acid, hydrazide | 613-94-5 | 613945 | 613945 | C7H8N2O |  | Mass | kg | emission | ground | https://ofmpub.epa.gov/sor_internet/registry/substreg/searchandretrieve/substancesearch/search.do?details=displayDetails&selectedSubstanceId=45254 | 1 | Chemicals | 901d175a-fd0c-3125-ac39-3c238f3c1a44 | 9499238e-b0eb-35da-aef1-9114f54a0a44 | 20aadc24-a391-41cf-b340-3e4529f44bde | 93a60a56-a3c8-11da-a746-0800200b9a66
N-Methyl-N-nitrosoaniline | 614-00-6 | 614006 | 614006 | C7H8N2O |  | Mass | kg | emission | ground | https://ofmpub.epa.gov/sor_internet/registry/substreg/searchandretrieve/substancesearch/search.do?details=displayDetails&selectedSubstanceId=90108 | 1 | Chemicals | 9b22913e-e398-3d0c-92c6-171812b348e8 | 9499238e-b0eb-35da-aef1-9114f54a0a44 | 20aadc24-a391-41cf-b340-3e4529f44bde | 93a60a56-a3c8-11da-a746-0800200b9a66
2'-Hydroxyacetanilide | 614-80-2 | 614802 | 614802 | C8H9NO2 |  | Mass | kg | emission | ground | https://ofmpub.epa.gov/sor_internet/registry/substreg/searchandretrieve/substancesearch/search.do?details=displayDetails&selectedSubstanceId=45244 | 1 | Chemicals | 356f9188-9d36-3ef1-82e2-3bd3a20f06aa | 9499238e-b0eb-35da-aef1-9114f54a0a44 | 20aadc24-a391-41cf-b340-3e4529f44bde | 93a60a56-a3c8-11da-a746-0800200b9a66
N-Nitroso-N-ethylurethane | 614-95-9 | 614959 | 614959 | C5H10N2O3 |  | Mass | kg | emission | ground | https://ofmpub.epa.gov/sor_internet/registry/substreg/searchandretrieve/substancesearch/search.do?details=displayDetails&selectedSubstanceId=90091 | 1 | Chemicals | 652cf20e-62b9-3d8d-8a1a-1beb621ba145 | 9499238e-b0eb-35da-aef1-9114f54a0a44 | 20aadc24-a391-41cf-b340-3e4529f44bde | 93a60a56-a3c8-11da-a746-0800200b9a66
1,2-Phenylenediamine dihydrochloride | 615-28-1 | 615281 | 615281 | C6H10Cl2N2 |  | Mass | kg | emission | ground | https://ofmpub.epa.gov/sor_internet/registry/substreg/searchandretrieve/substancesearch/search.do?details=displayDetails&selectedSubstanceId=44511 | 1 | Chemicals | 308bce66-5742-3141-a218-70f3e9d956ea | 9499238e-b0eb-35da-aef1-9114f54a0a44 | 20aadc24-a391-41cf-b340-3e4529f44bde | 93a60a56-a3c8-11da-a746-0800200b9a66
Oxalic acid dihydrate | 6153-56-6 | 6153566 | 6153566 | C2H6O6 |  | Mass | kg | emission | ground | https://ofmpub.epa.gov/sor_internet/registry/substreg/searchandretrieve/substancesearch/search.do?details=displayDetails&selectedSubstanceId=77467 | 1 | Chemicals | 1698ef4b-7b91-3438-8773-1d7e481c177b | 9499238e-b0eb-35da-aef1-9114f54a0a44 | 20aadc24-a391-41cf-b340-3e4529f44bde | 93a60a56-a3c8-11da-a746-0800200b9a66
Benzenamine, 2-bromo- | 615-36-1 | 615361 | 615361 | C6H6BrN |  | Mass | kg | emission | ground | https://ofmpub.epa.gov/sor_internet/registry/substreg/searchandretrieve/substancesearch/search.do?details=displayDetails&selectedSubstanceId=44510 | 1 | Chemicals | 66674f10-7ae8-3ba2-9252-326fc3954da8 | 9499238e-b0eb-35da-aef1-9114f54a0a44 | 20aadc24-a391-41cf-b340-3e4529f44bde | 93a60a56-a3c8-11da-a746-0800200b9a66
N-Nitroso-N-methylurethane | 615-53-2 | 615532 | 615532 | C4H8N2O3 |  | Mass | kg | emission | ground | https://ofmpub.epa.gov/sor_internet/registry/substreg/searchandretrieve/substancesearch/search.do?details=displayDetails&selectedSubstanceId=44500 | 1 | Chemicals | d8fc287b-7221-32e5-8dde-0bf6a0f775b6 | 9499238e-b0eb-35da-aef1-9114f54a0a44 | 20aadc24-a391-41cf-b340-3e4529f44bde | 93a60a56-a3c8-11da-a746-0800200b9a66
Benzenamine, 2-chloro-4-methyl- | 615-65-6 | 615656 | 615656 | C7H8ClN |  | Mass | kg | emission | ground | https://ofmpub.epa.gov/sor_internet/registry/substreg/searchandretrieve/substancesearch/search.do?details=displayDetails&selectedSubstanceId=44495 | 1 | Chemicals | ba7f27cd-d71d-329a-9adb-72fb69ddd68d | 9499238e-b0eb-35da-aef1-9114f54a0a44 | 20aadc24-a391-41cf-b340-3e4529f44bde | 93a60a56-a3c8-11da-a746-0800200b9a66
2-Pyrrolidinone | 616-45-5 | 616455 | 616455 | C4H7NO |  | Mass | kg | emission | ground | https://ofmpub.epa.gov/sor_internet/registry/substreg/searchandretrieve/substancesearch/search.do?details=displayDetails&selectedSubstanceId=44478 | 1 | Chemicals | 9f1aa0e2-d742-3a53-aaae-833b7b9e6108 | 9499238e-b0eb-35da-aef1-9114f54a0a44 | 20aadc24-a391-41cf-b340-3e4529f44bde | 93a60a56-a3c8-11da-a746-0800200b9a66
Chlordimeform | 6164-98-3 | 6164983 | 6164983 | C10H13ClN2 |  | Mass | kg | emission | ground | https://ofmpub.epa.gov/sor_internet/registry/substreg/searchandretrieve/substancesearch/search.do?details=displayDetails&selectedSubstanceId=37393 | 1 | Chemicals | a2830f15-6761-3854-8436-d4f7461256f2 | 9499238e-b0eb-35da-aef1-9114f54a0a44 | 20aadc24-a391-41cf-b340-3e4529f44bde | 93a60a56-a3c8-11da-a746-0800200b9a66
2,4-Dinitro-5-methylphenol | 616-73-9 | 616739 | 616739 | C7H6N2O5 |  | Mass | kg | emission | ground | https://ofmpub.epa.gov/sor_internet/registry/substreg/searchandretrieve/substancesearch/search.do?details=displayDetails&selectedSubstanceId=82718 | 1 | Chemicals | dd59e878-797d-374d-933a-2a5644435845 | 9499238e-b0eb-35da-aef1-9114f54a0a44 | 20aadc24-a391-41cf-b340-3e4529f44bde | 93a60a56-a3c8-11da-a746-0800200b9a66
Methylene blue | 61-73-4 | 61734 | 61734 | C16H18ClN3S |  | Mass | kg | emission | ground | https://ofmpub.epa.gov/sor_internet/registry/substreg/searchandretrieve/substancesearch/search.do?details=displayDetails&selectedSubstanceId=49078 | 1 | Chemicals | 9fe31e21-0b1b-35c9-b8f3-ab11dea640f1 | 9499238e-b0eb-35da-aef1-9114f54a0a44 | 20aadc24-a391-41cf-b340-3e4529f44bde | 93a60a56-a3c8-11da-a746-0800200b9a66
Isopropyl lactate | 617-51-6 | 617516 | 617516 | C6H12O3 |  | Mass | kg | emission | ground | https://ofmpub.epa.gov/sor_internet/registry/substreg/searchandretrieve/substancesearch/search.do?details=displayDetails&selectedSubstanceId=44469 | 1 | Chemicals | 47958053-09d3-368e-8bee-90700f592fbf | 9499238e-b0eb-35da-aef1-9114f54a0a44 | 20aadc24-a391-41cf-b340-3e4529f44bde | 93a60a56-a3c8-11da-a746-0800200b9a66
2-Dodecanone | 6175-49-1 | 6175491 | 6175491 | C12H24O |  | Mass | kg | emission | ground | https://ofmpub.epa.gov/sor_internet/registry/substreg/searchandretrieve/substancesearch/search.do?details=displayDetails&selectedSubstanceId=37387 | 1 | Chemicals | 9147db36-c7ca-31e5-9a2a-dcfbe87c59f5 | 9499238e-b0eb-35da-aef1-9114f54a0a44 | 20aadc24-a391-41cf-b340-3e4529f44bde | 93a60a56-a3c8-11da-a746-0800200b9a66
Amitrole | 61-82-5 | 61825 | 61825 | C2H4N4 |  | Mass | kg | emission | ground | https://ofmpub.epa.gov/sor_internet/registry/substreg/searchandretrieve/substancesearch/search.do?details=displayDetails&selectedSubstanceId=49075 | 1 | Chemicals | d1fe571d-41b4-3450-82c0-59763336c0da | 9499238e-b0eb-35da-aef1-9114f54a0a44 | 20aadc24-a391-41cf-b340-3e4529f44bde | 93a60a56-a3c8-11da-a746-0800200b9a66
Benzene, 1,3-dichloro-5-nitro- | 618-62-2 | 618622 | 618622 | C6H3Cl2NO2 |  | Mass | kg | emission | ground | https://ofmpub.epa.gov/sor_internet/registry/substreg/searchandretrieve/substancesearch/search.do?details=displayDetails&selectedSubstanceId=44900 | 1 | Chemicals | 03d39343-3760-3053-a073-5860784efb01 | 9499238e-b0eb-35da-aef1-9114f54a0a44 | 20aadc24-a391-41cf-b340-3e4529f44bde | 93a60a56-a3c8-11da-a746-0800200b9a66
3,5-Dinitroaniline | 618-87-1 | 618871 | 618871 | C6H5N3O4 |  | Mass | kg | emission | ground | https://ofmpub.epa.gov/sor_internet/registry/substreg/searchandretrieve/substancesearch/search.do?details=displayDetails&selectedSubstanceId=81246 | 1 | Chemicals | 926a0050-40e3-3c90-bb58-57d66edd2717 | 9499238e-b0eb-35da-aef1-9114f54a0a44 | 20aadc24-a391-41cf-b340-3e4529f44bde | 93a60a56-a3c8-11da-a746-0800200b9a66
2-Chloro-4-isopropylamino-6-amino-s-triazine | 6190-65-4 | 6190654 | 6190654 | C6H10ClN5 |  | Mass | kg | emission | ground | https://ofmpub.epa.gov/sor_internet/registry/substreg/searchandretrieve/substancesearch/search.do?details=displayDetails&selectedSubstanceId=84910 | 1 | Chemicals | b2c67b5b-6c62-3234-9e54-e3a123a4f258 | 9499238e-b0eb-35da-aef1-9114f54a0a44 | 20aadc24-a391-41cf-b340-3e4529f44bde | 93a60a56-a3c8-11da-a746-0800200b9a66
2,5-Dinitrotoluene | 619-15-8 | 619158 | 619158 | C7H6N2O4 |  | Mass | kg | emission | ground | https://ofmpub.epa.gov/sor_internet/registry/substreg/searchandretrieve/substancesearch/search.do?details=displayDetails&selectedSubstanceId=44887 | 1 | Chemicals | de481cc9-ed8a-3e86-8d87-0c0b01f50b5d | 9499238e-b0eb-35da-aef1-9114f54a0a44 | 20aadc24-a391-41cf-b340-3e4529f44bde | 93a60a56-a3c8-11da-a746-0800200b9a66
Benzonitrile, 3-nitro- | 619-24-9 | 619249 | 619249 | C7H4N2O2 |  | Mass | kg | emission | ground | https://ofmpub.epa.gov/sor_internet/registry/substreg/searchandretrieve/substancesearch/search.do?details=displayDetails&selectedSubstanceId=89761 | 1 | Chemicals | 153ce8ec-7bc9-3c59-816a-c5429ea968c0 | 9499238e-b0eb-35da-aef1-9114f54a0a44 | 20aadc24-a391-41cf-b340-3e4529f44bde | 93a60a56-a3c8-11da-a746-0800200b9a66
1RS cis-Permethrin | 61949-76-6 | 61949766 | 61949766 | C21H20Cl2O3 |  | Mass | kg | emission | ground | https://ofmpub.epa.gov/sor_internet/registry/substreg/searchandretrieve/substancesearch/search.do?details=displayDetails&selectedSubstanceId=89758 | 1 | Chemicals | 032cb55a-3f81-3911-ba5c-1ace56819dd5 | 9499238e-b0eb-35da-aef1-9114f54a0a44 | 20aadc24-a391-41cf-b340-3e4529f44bde | 93a60a56-a3c8-11da-a746-0800200b9a66
Transpermethrin | 61949-77-7 | 61949777 | 61949777 | C21H20Cl2O3 |  | Mass | kg | emission | ground | https://ofmpub.epa.gov/sor_internet/registry/substreg/searchandretrieve/substancesearch/search.do?details=displayDetails&selectedSubstanceId=63045 | 1 | Chemicals | 415f9f05-cb48-3375-933f-b7a8a38cfe06 | 9499238e-b0eb-35da-aef1-9114f54a0a44 | 20aadc24-a391-41cf-b340-3e4529f44bde | 93a60a56-a3c8-11da-a746-0800200b9a66
Methyl-4-nitrobenzoate | 619-50-1 | 619501 | 619501 | C8H7NO4 |  | Mass | kg | emission | ground | https://ofmpub.epa.gov/sor_internet/registry/substreg/searchandretrieve/substancesearch/search.do?details=displayDetails&selectedSubstanceId=89757 | 1 | Chemicals | 3c564ca7-e6cc-3aa2-a628-cc6ea4ec16db | 9499238e-b0eb-35da-aef1-9114f54a0a44 | 20aadc24-a391-41cf-b340-3e4529f44bde | 93a60a56-a3c8-11da-a746-0800200b9a66
Benzonitrile, 4-nitro- | 619-72-7 | 619727 | 619727 | C7H4N2O2 |  | Mass | kg | emission | ground | https://ofmpub.epa.gov/sor_internet/registry/substreg/searchandretrieve/substancesearch/search.do?details=displayDetails&selectedSubstanceId=89754 | 1 | Chemicals | 97ff3d38-943e-3b26-8212-53bb27f7b84f | 9499238e-b0eb-35da-aef1-9114f54a0a44 | 20aadc24-a391-41cf-b340-3e4529f44bde | 93a60a56-a3c8-11da-a746-0800200b9a66
p-Nitrobenzamide | 619-80-7 | 619807 | 619807 | C7H6N2O3 |  | Mass | kg | emission | ground | https://ofmpub.epa.gov/sor_internet/registry/substreg/searchandretrieve/substancesearch/search.do?details=displayDetails&selectedSubstanceId=44873 | 1 | Chemicals | d06ca4c4-9738-3d3c-85be-7c5579a8e84a | 9499238e-b0eb-35da-aef1-9114f54a0a44 | 20aadc24-a391-41cf-b340-3e4529f44bde | 93a60a56-a3c8-11da-a746-0800200b9a66
p-Nitrophenyl phenyl ether | 620-88-2 | 620882 | 620882 | C12H9NO3 |  | Mass | kg | emission | ground | https://ofmpub.epa.gov/sor_internet/registry/substreg/searchandretrieve/substancesearch/search.do?details=displayDetails&selectedSubstanceId=44801 | 1 | Chemicals | 6dd50a02-ae7d-3734-bc53-c10775c21aee | 9499238e-b0eb-35da-aef1-9114f54a0a44 | 20aadc24-a391-41cf-b340-3e4529f44bde | 93a60a56-a3c8-11da-a746-0800200b9a66
Benzene, 1,1'-[sulfinylbis(methylene)]bis- | 621-08-9 | 621089 | 621089 | C14H14OS |  | Mass | kg | emission | ground | https://ofmpub.epa.gov/sor_internet/registry/substreg/searchandretrieve/substancesearch/search.do?details=displayDetails&selectedSubstanceId=44798 | 1 | Chemicals | e84787fc-6135-39f3-973c-58e31bacb7aa | 9499238e-b0eb-35da-aef1-9114f54a0a44 | 20aadc24-a391-41cf-b340-3e4529f44bde | 93a60a56-a3c8-11da-a746-0800200b9a66
3'-Hydroxyacetanilide | 621-42-1 | 621421 | 621421 | C8H9NO2 |  | Mass | kg | emission | ground | https://ofmpub.epa.gov/sor_internet/registry/substreg/searchandretrieve/substancesearch/search.do?details=displayDetails&selectedSubstanceId=44789 | 1 | Chemicals | a69ea03d-d769-3951-9185-4521d7b9ce66 | 9499238e-b0eb-35da-aef1-9114f54a0a44 | 20aadc24-a391-41cf-b340-3e4529f44bde | 93a60a56-a3c8-11da-a746-0800200b9a66
N-Nitrosodi-n-propylamine | 621-64-7 | 621647 | 621647 | C6H14N2O |  | Mass | kg | emission | ground | https://ofmpub.epa.gov/sor_internet/registry/substreg/searchandretrieve/substancesearch/search.do?details=displayDetails&selectedSubstanceId=44785 | 1 | Chemicals | 4b52d20c-db96-39bc-9b2a-2261690e13dd | 9499238e-b0eb-35da-aef1-9114f54a0a44 | 20aadc24-a391-41cf-b340-3e4529f44bde | 93a60a56-a3c8-11da-a746-0800200b9a66
Triamylamine | 621-77-2 | 621772 | 621772 | C15H33N |  | Mass | kg | emission | ground | https://ofmpub.epa.gov/sor_internet/registry/substreg/searchandretrieve/substancesearch/search.do?details=displayDetails&selectedSubstanceId=44780 | 1 | Chemicals | 7bb33dae-b67a-3ba6-b984-fd68f6152881 | 9499238e-b0eb-35da-aef1-9114f54a0a44 | 20aadc24-a391-41cf-b340-3e4529f44bde | 93a60a56-a3c8-11da-a746-0800200b9a66
p-Nitrobenzoic acid | 62-23-7 | 62237 | 62237 | C7H5NO4 |  | Mass | kg | emission | ground | https://ofmpub.epa.gov/sor_internet/registry/substreg/searchandretrieve/substancesearch/search.do?details=displayDetails&selectedSubstanceId=49073 | 1 | Chemicals | da803feb-37d1-35a8-b2aa-9bd233723dfe | 9499238e-b0eb-35da-aef1-9114f54a0a44 | 20aadc24-a391-41cf-b340-3e4529f44bde | 93a60a56-a3c8-11da-a746-0800200b9a66
4-Morpholineethanol | 622-40-2 | 622402 | 622402 | C6H13NO2 |  | Mass | kg | emission | ground | https://ofmpub.epa.gov/sor_internet/registry/substreg/searchandretrieve/substancesearch/search.do?details=displayDetails&selectedSubstanceId=89582 | 1 | Chemicals | 8c45b894-4592-3966-893a-aeaeefdc2370 | 9499238e-b0eb-35da-aef1-9114f54a0a44 | 20aadc24-a391-41cf-b340-3e4529f44bde | 93a60a56-a3c8-11da-a746-0800200b9a66
p-Tolylurea | 622-51-5 | 622515 | 622515 | C8H10N2O |  | Mass | kg | emission | ground | https://ofmpub.epa.gov/sor_internet/registry/substreg/searchandretrieve/substancesearch/search.do?details=displayDetails&selectedSubstanceId=89579 | 1 | Chemicals | 4dbd8e73-f043-3fbd-9beb-96ae7c59ae86 | 9499238e-b0eb-35da-aef1-9114f54a0a44 | 20aadc24-a391-41cf-b340-3e4529f44bde | 93a60a56-a3c8-11da-a746-0800200b9a66
Benzene, (isothiocyanatomethyl)- | 622-78-6 | 622786 | 622786 | C8H7NS |  | Mass | kg | emission | ground | https://ofmpub.epa.gov/sor_internet/registry/substreg/searchandretrieve/substancesearch/search.do?details=displayDetails&selectedSubstanceId=44759 | 1 | Chemicals | 304bb2b1-d67b-3690-8908-a2ad1bdb0357 | 9499238e-b0eb-35da-aef1-9114f54a0a44 | 20aadc24-a391-41cf-b340-3e4529f44bde | 93a60a56-a3c8-11da-a746-0800200b9a66
4-Chlorobenzonitrile | 623-03-0 | 623030 | 623030 | C7H4ClN |  | Mass | kg | emission | ground | https://ofmpub.epa.gov/sor_internet/registry/substreg/searchandretrieve/substancesearch/search.do?details=displayDetails&selectedSubstanceId=44753 | 1 | Chemicals | 318ac372-07c2-3618-ada9-63c84e587162 | 9499238e-b0eb-35da-aef1-9114f54a0a44 | 20aadc24-a391-41cf-b340-3e4529f44bde | 93a60a56-a3c8-11da-a746-0800200b9a66
4-Hydroxybenzenemethanol | 623-05-2 | 623052 | 623052 | C7H8O2 |  | Mass | kg | emission | ground | https://ofmpub.epa.gov/sor_internet/registry/substreg/searchandretrieve/substancesearch/search.do?details=displayDetails&selectedSubstanceId=82717 | 1 | Chemicals | 3f8ca8d0-d5e0-3fe1-aada-40705d0714af | 9499238e-b0eb-35da-aef1-9114f54a0a44 | 20aadc24-a391-41cf-b340-3e4529f44bde | 93a60a56-a3c8-11da-a746-0800200b9a66
Benzene, 1-chloro-4-methoxy- | 623-12-1 | 623121 | 623121 | C7H7ClO |  | Mass | kg | emission | ground | https://ofmpub.epa.gov/sor_internet/registry/substreg/searchandretrieve/substancesearch/search.do?details=displayDetails&selectedSubstanceId=44751 | 1 | Chemicals | ca0e7571-f2ca-3b1d-ac61-db5303f11825 | 9499238e-b0eb-35da-aef1-9114f54a0a44 | 20aadc24-a391-41cf-b340-3e4529f44bde | 93a60a56-a3c8-11da-a746-0800200b9a66
Benzene, 1,4-bis(chloromethyl)- | 623-25-6 | 623256 | 623256 | C8H8Cl2 |  | Mass | kg | emission | ground | https://ofmpub.epa.gov/sor_internet/registry/substreg/searchandretrieve/substancesearch/search.do?details=displayDetails&selectedSubstanceId=89566 | 1 | Chemicals | 401a189d-ea43-32ac-ae4d-cb91a7f68d3d | 9499238e-b0eb-35da-aef1-9114f54a0a44 | 20aadc24-a391-41cf-b340-3e4529f44bde | 93a60a56-a3c8-11da-a746-0800200b9a66
3-Hexanol | 623-37-0 | 623370 | 623370 | C6H14O |  | Mass | kg | emission | ground | https://ofmpub.epa.gov/sor_internet/registry/substreg/searchandretrieve/substancesearch/search.do?details=displayDetails&selectedSubstanceId=89560 | 1 | Chemicals | 5482e8d9-cabb-3d8c-869f-a81b88accb45 | 9499238e-b0eb-35da-aef1-9114f54a0a44 | 20aadc24-a391-41cf-b340-3e4529f44bde | 93a60a56-a3c8-11da-a746-0800200b9a66
Phenylmercury acetate | 62-38-4 | 62384 | 62384 | C8H8HgO2 |  | Mass | kg | emission | ground | https://ofmpub.epa.gov/sor_internet/registry/substreg/searchandretrieve/substancesearch/search.do?details=displayDetails&selectedSubstanceId=49071 | 1 | Chemicals | 39db8076-2f17-3e00-9990-05ec93539c7c | 9499238e-b0eb-35da-aef1-9114f54a0a44 | 20aadc24-a391-41cf-b340-3e4529f44bde | 93a60a56-a3c8-11da-a746-0800200b9a66
Diethyl fumarate | 623-91-6 | 623916 | 623916 | C8H12O4 |  | Mass | kg | emission | ground | https://ofmpub.epa.gov/sor_internet/registry/substreg/searchandretrieve/substancesearch/search.do?details=displayDetails&selectedSubstanceId=44728 | 1 | Chemicals | ade148d8-f88c-3cea-a62b-5bc649cfa927 | 9499238e-b0eb-35da-aef1-9114f54a0a44 | 20aadc24-a391-41cf-b340-3e4529f44bde | 93a60a56-a3c8-11da-a746-0800200b9a66
Phenacetin | 62-44-2 | 62442 | 62442 | C10H13NO2 |  | Mass | kg | emission | ground | https://ofmpub.epa.gov/sor_internet/registry/substreg/searchandretrieve/substancesearch/search.do?details=displayDetails&selectedSubstanceId=49070 | 1 | Chemicals | 86f6d84e-aee6-3591-8215-cee48edd804e | 9499238e-b0eb-35da-aef1-9114f54a0a44 | 20aadc24-a391-41cf-b340-3e4529f44bde | 93a60a56-a3c8-11da-a746-0800200b9a66
Acifluorfen, sodium salt | 62476-59-9 | 62476599 | 62476599 | C14H6ClF3NNaO5 |  | Mass | kg | emission | ground | https://ofmpub.epa.gov/sor_internet/registry/substreg/searchandretrieve/substancesearch/search.do?details=displayDetails&selectedSubstanceId=89542 | 1 | Chemicals | ffc3d98f-3025-3b45-9698-4965864fc660 | 9499238e-b0eb-35da-aef1-9114f54a0a44 | 20aadc24-a391-41cf-b340-3e4529f44bde | 93a60a56-a3c8-11da-a746-0800200b9a66
Hydrazinecarboxaldehyde | 624-84-0 | 624840 | 624840 | CH4N2O |  | Mass | kg | emission | ground | https://ofmpub.epa.gov/sor_internet/registry/substreg/searchandretrieve/substancesearch/search.do?details=displayDetails&selectedSubstanceId=89540 | 1 | Chemicals | 82e7887c-000a-3f5f-8844-843f0785ea0b | 9499238e-b0eb-35da-aef1-9114f54a0a44 | 20aadc24-a391-41cf-b340-3e4529f44bde | 93a60a56-a3c8-11da-a746-0800200b9a66
Aniline | 62-53-3 | 62533 | 62533 | C6H7N |  | Mass | kg | emission | ground | https://ofmpub.epa.gov/sor_internet/registry/substreg/searchandretrieve/substancesearch/search.do?details=displayDetails&selectedSubstanceId=49067 | 1 | Chemicals | b44b2d79-ad24-30b2-afff-920cd2a23e02 | 9499238e-b0eb-35da-aef1-9114f54a0a44 | 20aadc24-a391-41cf-b340-3e4529f44bde | 93a60a56-a3c8-11da-a746-0800200b9a66
Ethylthiourea | 625-53-6 | 625536 | 625536 | C3H8N2S |  | Mass | kg | emission | ground | https://ofmpub.epa.gov/sor_internet/registry/substreg/searchandretrieve/substancesearch/search.do?details=displayDetails&selectedSubstanceId=44689 | 1 | Chemicals | 49094bc3-82d0-388a-8d59-f8d32b50f1f9 | 9499238e-b0eb-35da-aef1-9114f54a0a44 | 20aadc24-a391-41cf-b340-3e4529f44bde | 93a60a56-a3c8-11da-a746-0800200b9a66
Thioacetamide | 62-55-5 | 62555 | 62555 | C2H5NS |  | Mass | kg | emission | ground | https://ofmpub.epa.gov/sor_internet/registry/substreg/searchandretrieve/substancesearch/search.do?details=displayDetails&selectedSubstanceId=49065 | 1 | Chemicals | f8e25f2a-5dd2-3e2f-bc1f-b7b6c530424e | 9499238e-b0eb-35da-aef1-9114f54a0a44 | 20aadc24-a391-41cf-b340-3e4529f44bde | 93a60a56-a3c8-11da-a746-0800200b9a66
Thiourea | 62-56-6 | 62566 | 62566 | CH4N2S |  | Mass | kg | emission | ground | https://ofmpub.epa.gov/sor_internet/registry/substreg/searchandretrieve/substancesearch/search.do?details=displayDetails&selectedSubstanceId=89392 | 1 | Chemicals | f063b939-b923-3254-abcd-ccdb5c54eaa4 | 9499238e-b0eb-35da-aef1-9114f54a0a44 | 20aadc24-a391-41cf-b340-3e4529f44bde | 93a60a56-a3c8-11da-a746-0800200b9a66
2,5-Dimethylfuran | 625-86-5 | 625865 | 625865 | C6H8O |  | Mass | kg | emission | ground | https://ofmpub.epa.gov/sor_internet/registry/substreg/searchandretrieve/substancesearch/search.do?details=displayDetails&selectedSubstanceId=44685 | 1 | Chemicals | cd0ae68b-8a38-3017-85f0-44e98e1dedd5 | 9499238e-b0eb-35da-aef1-9114f54a0a44 | 20aadc24-a391-41cf-b340-3e4529f44bde | 93a60a56-a3c8-11da-a746-0800200b9a66
1,3-Dicyanobenzene | 626-17-5 | 626175 | 626175 | C8H4N2 |  | Mass | kg | emission | ground | https://ofmpub.epa.gov/sor_internet/registry/substreg/searchandretrieve/substancesearch/search.do?details=displayDetails&selectedSubstanceId=89377 | 1 | Chemicals | d741a4cf-7373-35a6-bbc5-25d5df33139c | 9499238e-b0eb-35da-aef1-9114f54a0a44 | 20aadc24-a391-41cf-b340-3e4529f44bde | 93a60a56-a3c8-11da-a746-0800200b9a66
3,5-Dichloroaniline | 626-43-7 | 626437 | 626437 | C6H5Cl2N |  | Mass | kg | emission | ground | https://ofmpub.epa.gov/sor_internet/registry/substreg/searchandretrieve/substancesearch/search.do?details=displayDetails&selectedSubstanceId=44672 | 1 | Chemicals | cbd9862a-56b5-3d2d-89e6-3752f4538c6d | 9499238e-b0eb-35da-aef1-9114f54a0a44 | 20aadc24-a391-41cf-b340-3e4529f44bde | 93a60a56-a3c8-11da-a746-0800200b9a66
Pyridine, 3-chloro- | 626-60-8 | 626608 | 626608 | C5H4ClN |  | Mass | kg | emission | ground | https://ofmpub.epa.gov/sor_internet/registry/substreg/searchandretrieve/substancesearch/search.do?details=displayDetails&selectedSubstanceId=44668 | 1 | Chemicals | 1c8aec8a-bcfb-3aea-921e-11470683625f | 9499238e-b0eb-35da-aef1-9114f54a0a44 | 20aadc24-a391-41cf-b340-3e4529f44bde | 93a60a56-a3c8-11da-a746-0800200b9a66
4-Pyridinol | 626-64-2 | 626642 | 626642 | C5H5NO |  | Mass | kg | emission | ground | https://ofmpub.epa.gov/sor_internet/registry/substreg/searchandretrieve/substancesearch/search.do?details=displayDetails&selectedSubstanceId=44666 | 1 | Chemicals | af9a61fd-460f-3a53-8fb2-b5203c756a85 | 9499238e-b0eb-35da-aef1-9114f54a0a44 | 20aadc24-a391-41cf-b340-3e4529f44bde | 93a60a56-a3c8-11da-a746-0800200b9a66
2-Hexanol | 626-93-7 | 626937 | 626937 | C6H14O |  | Mass | kg | emission | ground | https://ofmpub.epa.gov/sor_internet/registry/substreg/searchandretrieve/substancesearch/search.do?details=displayDetails&selectedSubstanceId=44657 | 1 | Chemicals | bb37249c-f784-353d-874a-95a7a1db47e5 | 9499238e-b0eb-35da-aef1-9114f54a0a44 | 20aadc24-a391-41cf-b340-3e4529f44bde | 93a60a56-a3c8-11da-a746-0800200b9a66
3-Chloro-1-propanol | 627-30-5 | 627305 | 627305 | C3H7ClO |  | Mass | kg | emission | ground | https://ofmpub.epa.gov/sor_internet/registry/substreg/searchandretrieve/substancesearch/search.do?details=displayDetails&selectedSubstanceId=44644 | 1 | Chemicals | 750370d1-c330-30e3-8402-1889765f9054 | 9499238e-b0eb-35da-aef1-9114f54a0a44 | 20aadc24-a391-41cf-b340-3e4529f44bde | 93a60a56-a3c8-11da-a746-0800200b9a66
Dichlorvos | 62-73-7 | 62737 | 62737 | C4H7Cl2O4P |  | Mass | kg | emission | ground | https://ofmpub.epa.gov/sor_internet/registry/substreg/searchandretrieve/substancesearch/search.do?details=displayDetails&selectedSubstanceId=89211 | 1 | Chemicals | 6a008611-2daa-3b3f-ace7-281d07899bf4 | 9499238e-b0eb-35da-aef1-9114f54a0a44 | 20aadc24-a391-41cf-b340-3e4529f44bde | 93a60a56-a3c8-11da-a746-0800200b9a66
N-Nitrosodimethylamine | 62-75-9 | 62759 | 62759 | C2H6N2O |  | Mass | kg | emission | ground | https://ofmpub.epa.gov/sor_internet/registry/substreg/searchandretrieve/substancesearch/search.do?details=displayDetails&selectedSubstanceId=49062 | 1 | Chemicals | 05c4ed01-c24e-313d-a2e8-80dde6bd1689 | 9499238e-b0eb-35da-aef1-9114f54a0a44 | 20aadc24-a391-41cf-b340-3e4529f44bde | 93a60a56-a3c8-11da-a746-0800200b9a66
Sodium oxalate | 62-76-0 | 62760 | 62760 | C2Na2O4 |  | Mass | kg | emission | ground | https://ofmpub.epa.gov/sor_internet/registry/substreg/searchandretrieve/substancesearch/search.do?details=displayDetails&selectedSubstanceId=89204 | 1 | Chemicals | df0ad5ea-f40f-3aff-9da5-7595ce5b73de | 9499238e-b0eb-35da-aef1-9114f54a0a44 | 20aadc24-a391-41cf-b340-3e4529f44bde | 93a60a56-a3c8-11da-a746-0800200b9a66
Hexanamide | 628-02-4 | 628024 | 628024 | C6H13NO |  | Mass | kg | emission | ground | https://ofmpub.epa.gov/sor_internet/registry/substreg/searchandretrieve/substancesearch/search.do?details=displayDetails&selectedSubstanceId=44632 | 1 | Chemicals | d744efd5-3b91-3369-9cfd-bb69f73613eb | 9499238e-b0eb-35da-aef1-9114f54a0a44 | 20aadc24-a391-41cf-b340-3e4529f44bde | 93a60a56-a3c8-11da-a746-0800200b9a66
1,2-Hydrazinedicarboxaldehyde | 628-36-4 | 628364 | 628364 | C2H4N2O2 |  | Mass | kg | emission | ground | https://ofmpub.epa.gov/sor_internet/registry/substreg/searchandretrieve/substancesearch/search.do?details=displayDetails&selectedSubstanceId=44626 | 1 | Chemicals | b2168231-32ac-3b27-8584-8f218520b1f3 | 9499238e-b0eb-35da-aef1-9114f54a0a44 | 20aadc24-a391-41cf-b340-3e4529f44bde | 93a60a56-a3c8-11da-a746-0800200b9a66
n-Amyl acetate | 628-63-7 | 628637 | 628637 | C7H14O2 |  | Mass | kg | emission | ground | https://ofmpub.epa.gov/sor_internet/registry/substreg/searchandretrieve/substancesearch/search.do?details=displayDetails&selectedSubstanceId=44621 | 1 | Chemicals | 68ec3a6f-b182-36b4-9aaa-1e091d42d865 | 9499238e-b0eb-35da-aef1-9114f54a0a44 | 20aadc24-a391-41cf-b340-3e4529f44bde | 93a60a56-a3c8-11da-a746-0800200b9a66
1,6-Hexanediol | 629-11-8 | 629118 | 629118 | C6H14O2 |  | Mass | kg | emission | ground | https://ofmpub.epa.gov/sor_internet/registry/substreg/searchandretrieve/substancesearch/search.do?details=displayDetails&selectedSubstanceId=44604 | 1 | Chemicals | 9722a0d9-fb65-3eb6-8c52-715712cf344e | 9499238e-b0eb-35da-aef1-9114f54a0a44 | 20aadc24-a391-41cf-b340-3e4529f44bde | 93a60a56-a3c8-11da-a746-0800200b9a66
Dipropyl disulfide | 629-19-6 | 629196 | 629196 | C6H14S2 |  | Mass | kg | emission | ground | https://ofmpub.epa.gov/sor_internet/registry/substreg/searchandretrieve/substancesearch/search.do?details=displayDetails&selectedSubstanceId=44600 | 1 | Chemicals | f96ff76a-cfdd-3e05-874f-0e628da81ff2 | 9499238e-b0eb-35da-aef1-9114f54a0a44 | 20aadc24-a391-41cf-b340-3e4529f44bde | 93a60a56-a3c8-11da-a746-0800200b9a66
Flumetralin | 62924-70-3 | 62924703 | 62924703 | C16H12ClF4N3O4 |  | Mass | kg | emission | ground | https://ofmpub.epa.gov/sor_internet/registry/substreg/searchandretrieve/substancesearch/search.do?details=displayDetails&selectedSubstanceId=50529 | 1 | Chemicals | 29387a6a-2ce0-3561-9edb-42dcaf1304cc | 9499238e-b0eb-35da-aef1-9114f54a0a44 | 20aadc24-a391-41cf-b340-3e4529f44bde | 93a60a56-a3c8-11da-a746-0800200b9a66
Octanedinitrile | 629-40-3 | 629403 | 629403 | C8H12N2 |  | Mass | kg | emission | ground | https://ofmpub.epa.gov/sor_internet/registry/substreg/searchandretrieve/substancesearch/search.do?details=displayDetails&selectedSubstanceId=44591 | 1 | Chemicals | fc3f48bf-bbc5-3b10-bfd2-e706e1dc9eb0 | 9499238e-b0eb-35da-aef1-9114f54a0a44 | 20aadc24-a391-41cf-b340-3e4529f44bde | 93a60a56-a3c8-11da-a746-0800200b9a66
1,1,1,2-Tetrachloroethane | 630-20-6 | 630206 | 630206 | C2H2Cl4 |  | Mass | kg | emission | ground | https://ofmpub.epa.gov/sor_internet/registry/substreg/searchandretrieve/substancesearch/search.do?details=displayDetails&selectedSubstanceId=44565 | 1 | Chemicals | e967ac01-2b4f-379e-9f30-be137b3fc924 | 9499238e-b0eb-35da-aef1-9114f54a0a44 | 20aadc24-a391-41cf-b340-3e4529f44bde | 93a60a56-a3c8-11da-a746-0800200b9a66
4-Androstenedione | 63-05-8 | 63058 | 63058 | C19H26O2 |  | Mass | kg | emission | ground | https://ofmpub.epa.gov/sor_internet/registry/substreg/searchandretrieve/substancesearch/search.do?details=displayDetails&selectedSubstanceId=100375 | 1 | Chemicals | 6fc71a5d-4069-3c87-99fb-8b94a8e181bf | 9499238e-b0eb-35da-aef1-9114f54a0a44 | 20aadc24-a391-41cf-b340-3e4529f44bde | 93a60a56-a3c8-11da-a746-0800200b9a66
Ammonium acetate | 631-61-8 | 631618 | 631618 | C2H7NO2 |  | Mass | kg | emission | ground | https://ofmpub.epa.gov/sor_internet/registry/substreg/searchandretrieve/substancesearch/search.do?details=displayDetails&selectedSubstanceId=44560 | 1 | Chemicals | ded39094-fac1-3d35-b57d-97d6d1a47daf | 9499238e-b0eb-35da-aef1-9114f54a0a44 | 20aadc24-a391-41cf-b340-3e4529f44bde | 93a60a56-a3c8-11da-a746-0800200b9a66
Dibromoacetic acid | 631-64-1 | 631641 | 631641 | C2H2Br2O2 |  | Mass | kg | emission | ground | https://ofmpub.epa.gov/sor_internet/registry/substreg/searchandretrieve/substancesearch/search.do?details=displayDetails&selectedSubstanceId=88813 | 1 | Chemicals | d203166b-a058-3c5a-9975-0ea85aa6df62 | 9499238e-b0eb-35da-aef1-9114f54a0a44 | 20aadc24-a391-41cf-b340-3e4529f44bde | 93a60a56-a3c8-11da-a746-0800200b9a66
Methylene dithiocyanate | 6317-18-6 | 6317186 | 6317186 | C3H2N2S2 |  | Mass | kg | emission | ground | https://ofmpub.epa.gov/sor_internet/registry/substreg/searchandretrieve/substancesearch/search.do?details=displayDetails&selectedSubstanceId=37045 | 1 | Chemicals | 3b60f99a-ef68-3f92-be99-a24f08992062 | 9499238e-b0eb-35da-aef1-9114f54a0a44 | 20aadc24-a391-41cf-b340-3e4529f44bde | 93a60a56-a3c8-11da-a746-0800200b9a66
Tetramethylurea | 632-22-4 | 632224 | 632224 | C5H12N2O |  | Mass | kg | emission | ground | https://ofmpub.epa.gov/sor_internet/registry/substreg/searchandretrieve/substancesearch/search.do?details=displayDetails&selectedSubstanceId=44556 | 1 | Chemicals | e49d5039-5c1a-3ec4-b39d-3566a2f89b8f | 9499238e-b0eb-35da-aef1-9114f54a0a44 | 20aadc24-a391-41cf-b340-3e4529f44bde | 93a60a56-a3c8-11da-a746-0800200b9a66
Carbaryl | 63-25-2 | 63252 | 63252 | C12H11NO2 |  | Mass | kg | emission | ground | https://ofmpub.epa.gov/sor_internet/registry/substreg/searchandretrieve/substancesearch/search.do?details=displayDetails&selectedSubstanceId=49061 | 1 | Chemicals | 2f09b6ad-495f-37fe-a650-48aabdfa6d22 | 9499238e-b0eb-35da-aef1-9114f54a0a44 | 20aadc24-a391-41cf-b340-3e4529f44bde | 93a60a56-a3c8-11da-a746-0800200b9a66
Nuarimol | 63284-71-9 | 63284719 | 63284719 | C17H12ClFN2O |  | Mass | kg | emission | ground | https://ofmpub.epa.gov/sor_internet/registry/substreg/searchandretrieve/substancesearch/search.do?details=displayDetails&selectedSubstanceId=49471 | 1 | Chemicals | 6a725274-e626-3379-a06a-5702bfadd0c3 | 9499238e-b0eb-35da-aef1-9114f54a0a44 | 20aadc24-a391-41cf-b340-3e4529f44bde | 93a60a56-a3c8-11da-a746-0800200b9a66
C.I. Basic Violet 14 | 632-99-5 | 632995 | 632995 | C20H20ClN3 |  | Mass | kg | emission | ground | https://ofmpub.epa.gov/sor_internet/registry/substreg/searchandretrieve/substancesearch/search.do?details=displayDetails&selectedSubstanceId=44550 | 1 | Chemicals | 595a5f5a-a3d1-318a-b112-5e89ea4bcfa1 | 9499238e-b0eb-35da-aef1-9114f54a0a44 | 20aadc24-a391-41cf-b340-3e4529f44bde | 93a60a56-a3c8-11da-a746-0800200b9a66
C.I. Acid Orange 7, monosodium salt | 633-96-5 | 633965 | 633965 | C16H11N2NaO4S |  | Mass | kg | emission | ground | https://ofmpub.epa.gov/sor_internet/registry/substreg/searchandretrieve/substancesearch/search.do?details=displayDetails&selectedSubstanceId=88623 | 1 | Chemicals | 7801ad49-03e7-34d5-844d-cd16236fd6a3 | 9499238e-b0eb-35da-aef1-9114f54a0a44 | 20aadc24-a391-41cf-b340-3e4529f44bde | 93a60a56-a3c8-11da-a746-0800200b9a66
1,2,3,4-Tetrachlorobenzene | 634-66-2 | 634662 | 634662 | C6H2Cl4 |  | Mass | kg | emission | ground | https://ofmpub.epa.gov/sor_internet/registry/substreg/searchandretrieve/substancesearch/search.do?details=displayDetails&selectedSubstanceId=44542 | 1 | Chemicals | a67089ac-2531-36f2-a34c-7c16dd4b4ede | 9499238e-b0eb-35da-aef1-9114f54a0a44 | 20aadc24-a391-41cf-b340-3e4529f44bde | 93a60a56-a3c8-11da-a746-0800200b9a66
1,2,3,5-Tetrachlorobenzene | 634-90-2 | 634902 | 634902 | C6H2Cl4 |  | Mass | kg | emission | ground | https://ofmpub.epa.gov/sor_internet/registry/substreg/searchandretrieve/substancesearch/search.do?details=displayDetails&selectedSubstanceId=44541 | 1 | Chemicals | 462cb364-b05e-31fb-98c3-9fb405edee90 | 9499238e-b0eb-35da-aef1-9114f54a0a44 | 20aadc24-a391-41cf-b340-3e4529f44bde | 93a60a56-a3c8-11da-a746-0800200b9a66
2,4,6-Trichloroaniline | 634-93-5 | 634935 | 634935 | C6H4Cl3N |  | Mass | kg | emission | ground | https://ofmpub.epa.gov/sor_internet/registry/substreg/searchandretrieve/substancesearch/search.do?details=displayDetails&selectedSubstanceId=44540 | 1 | Chemicals | cfb51ca0-7022-3827-96b9-1c8d05d4a27a | 9499238e-b0eb-35da-aef1-9114f54a0a44 | 20aadc24-a391-41cf-b340-3e4529f44bde | 93a60a56-a3c8-11da-a746-0800200b9a66
Benzaldehyde, 5-chloro-2-hydroxy- | 635-93-8 | 635938 | 635938 | C7H5ClO2 |  | Mass | kg | emission | ground | https://ofmpub.epa.gov/sor_internet/registry/substreg/searchandretrieve/substancesearch/search.do?details=displayDetails&selectedSubstanceId=44528 | 1 | Chemicals | df2ff9fd-673d-3eb1-b640-862a2870ce9b | 9499238e-b0eb-35da-aef1-9114f54a0a44 | 20aadc24-a391-41cf-b340-3e4529f44bde | 93a60a56-a3c8-11da-a746-0800200b9a66
o-Toluidine hydrochloride | 636-21-5 | 636215 | 636215 | C7H10ClN |  | Mass | kg | emission | ground | https://ofmpub.epa.gov/sor_internet/registry/substreg/searchandretrieve/substancesearch/search.do?details=displayDetails&selectedSubstanceId=44525 | 1 | Chemicals | 6486414d-8be0-39eb-a062-05cf429ca46d | 9499238e-b0eb-35da-aef1-9114f54a0a44 | 20aadc24-a391-41cf-b340-3e4529f44bde | 93a60a56-a3c8-11da-a746-0800200b9a66
1,3-Benzenediamine, 4-methyl-, dihydrochloride | 636-23-7 | 636237 | 636237 | C7H12Cl2N2 |  | Mass | kg | emission | ground | https://ofmpub.epa.gov/sor_internet/registry/substreg/searchandretrieve/substancesearch/search.do?details=displayDetails&selectedSubstanceId=90452 | 1 | Chemicals | e99ff3e5-c735-3c0a-bfbe-acf9742627ec | 9499238e-b0eb-35da-aef1-9114f54a0a44 | 20aadc24-a391-41cf-b340-3e4529f44bde | 93a60a56-a3c8-11da-a746-0800200b9a66
2,4,5-Trichloroaniline | 636-30-6 | 636306 | 636306 | C6H4Cl3N |  | Mass | kg | emission | ground | https://ofmpub.epa.gov/sor_internet/registry/substreg/searchandretrieve/substancesearch/search.do?details=displayDetails&selectedSubstanceId=90450 | 1 | Chemicals | 2f5ddfd1-e686-3815-af8a-457b5cef1f0e | 9499238e-b0eb-35da-aef1-9114f54a0a44 | 20aadc24-a391-41cf-b340-3e4529f44bde | 93a60a56-a3c8-11da-a746-0800200b9a66
Clofibrate | 637-07-0 | 637070 | 637070 | C12H15ClO3 |  | Mass | kg | emission | ground | https://ofmpub.epa.gov/sor_internet/registry/substreg/searchandretrieve/substancesearch/search.do?details=displayDetails&selectedSubstanceId=77982 | 1 | Chemicals | cb32faa2-485d-382a-966a-c3487b35d69f | 9499238e-b0eb-35da-aef1-9114f54a0a44 | 20aadc24-a391-41cf-b340-3e4529f44bde | 93a60a56-a3c8-11da-a746-0800200b9a66
C.I. Acid Orange 3 | 6373-74-6 | 6373746 | 6373746 | C18H13N4NaO7S |  | Mass | kg | emission | ground | https://ofmpub.epa.gov/sor_internet/registry/substreg/searchandretrieve/substancesearch/search.do?details=displayDetails&selectedSubstanceId=36687 | 1 | Chemicals | 02436512-7541-3d63-ae51-5640bb46f67d | 9499238e-b0eb-35da-aef1-9114f54a0a44 | 20aadc24-a391-41cf-b340-3e4529f44bde | 93a60a56-a3c8-11da-a746-0800200b9a66
m-Toluidine hydrochloride | 638-03-9 | 638039 | 638039 | C7H10ClN |  | Mass | kg | emission | ground | https://ofmpub.epa.gov/sor_internet/registry/substreg/searchandretrieve/substancesearch/search.do?details=displayDetails&selectedSubstanceId=90414 | 1 | Chemicals | 5277a6e5-8c44-305e-a24a-93770693adc0 | 9499238e-b0eb-35da-aef1-9114f54a0a44 | 20aadc24-a391-41cf-b340-3e4529f44bde | 93a60a56-a3c8-11da-a746-0800200b9a66
Triphenyltin chloride | 639-58-7 | 639587 | 639587 | C18H15ClSn |  | Mass | kg | emission | ground | https://ofmpub.epa.gov/sor_internet/registry/substreg/searchandretrieve/substancesearch/search.do?details=displayDetails&selectedSubstanceId=44826 | 1 | Chemicals | a179e3c8-8599-35a8-a503-2b690f675ae6 | 9499238e-b0eb-35da-aef1-9114f54a0a44 | 20aadc24-a391-41cf-b340-3e4529f44bde | 93a60a56-a3c8-11da-a746-0800200b9a66
m-Cumenyl methylcarbamate | 64-00-6 | 64006 | 64006 | C11H15NO2 |  | Mass | kg | emission | ground | https://ofmpub.epa.gov/sor_internet/registry/substreg/searchandretrieve/substancesearch/search.do?details=displayDetails&selectedSubstanceId=49057 | 1 | Chemicals | 3291ba19-6e44-3a72-a545-85fea9582975 | 9499238e-b0eb-35da-aef1-9114f54a0a44 | 20aadc24-a391-41cf-b340-3e4529f44bde | 93a60a56-a3c8-11da-a746-0800200b9a66
Thiometon | 640-15-3 | 640153 | 640153 | C6H15O2PS3 |  | Mass | kg | emission | ground | https://ofmpub.epa.gov/sor_internet/registry/substreg/searchandretrieve/substancesearch/search.do?details=displayDetails&selectedSubstanceId=44825 | 1 | Chemicals | 7368b6ae-cecd-3f31-8e6f-481ee312eee5 | 9499238e-b0eb-35da-aef1-9114f54a0a44 | 20aadc24-a391-41cf-b340-3e4529f44bde | 93a60a56-a3c8-11da-a746-0800200b9a66
Ethylenediaminetetraacetic acid tetrasodium salt | 64-02-8 | 64028 | 64028 | C10H12N2Na4O8 |  | Mass | kg | emission | ground | https://ofmpub.epa.gov/sor_internet/registry/substreg/searchandretrieve/substancesearch/search.do?details=displayDetails&selectedSubstanceId=90079 | 1 | Chemicals | e79248eb-a01c-38b2-9916-9969f3a6cf25 | 9499238e-b0eb-35da-aef1-9114f54a0a44 | 20aadc24-a391-41cf-b340-3e4529f44bde | 93a60a56-a3c8-11da-a746-0800200b9a66
C.I. Acid Blue 25 | 6408-78-2 | 6408782 | 6408782 | C20H13N2NaO5S |  | Mass | kg | emission | ground | https://ofmpub.epa.gov/sor_internet/registry/substreg/searchandretrieve/substancesearch/search.do?details=displayDetails&selectedSubstanceId=90058 | 1 | Chemicals | 4883589b-3a64-30a9-bfb2-f626beba7a01 | 9499238e-b0eb-35da-aef1-9114f54a0a44 | 20aadc24-a391-41cf-b340-3e4529f44bde | 93a60a56-a3c8-11da-a746-0800200b9a66
4-(Nitrosomethylamino)-1-(3-pyridyl)-1-butanone | 64091-91-4 | 64091914 | 64091914 | C10H13N3O2 |  | Mass | kg | emission | ground | https://ofmpub.epa.gov/sor_internet/registry/substreg/searchandretrieve/substancesearch/search.do?details=displayDetails&selectedSubstanceId=77756 | 1 | Chemicals | b0f7239d-c05d-3ac6-8d2d-e8cb9d4104ae | 9499238e-b0eb-35da-aef1-9114f54a0a44 | 20aadc24-a391-41cf-b340-3e4529f44bde | 93a60a56-a3c8-11da-a746-0800200b9a66
Benzenesulfonic acid, 5-(2H-naphtho[1,2-d]triazol-2-yl)-2-(2-phenylethenyl)-, sodium salt | 6416-68-8 | 6416688 | 6416688 | C24H16N3NaO3S |  | Mass | kg | emission | ground | https://ofmpub.epa.gov/sor_internet/registry/substreg/searchandretrieve/substancesearch/search.do?details=displayDetails&selectedSubstanceId=39567 | 1 | Chemicals | d10bf8ff-3019-36c4-965d-3833986d8205 | 9499238e-b0eb-35da-aef1-9114f54a0a44 | 20aadc24-a391-41cf-b340-3e4529f44bde | 93a60a56-a3c8-11da-a746-0800200b9a66
Ethanol | 64-17-5 | 64175 | 64175 | C2H6O |  | Mass | kg | emission | ground | https://ofmpub.epa.gov/sor_internet/registry/substreg/searchandretrieve/substancesearch/search.do?details=displayDetails&selectedSubstanceId=49054 | 1 | Chemicals | c3ec2995-0b94-3b81-9f0c-acc8396ff5fd | 9499238e-b0eb-35da-aef1-9114f54a0a44 | 20aadc24-a391-41cf-b340-3e4529f44bde | 93a60a56-a3c8-11da-a746-0800200b9a66
Formic acid | 64-18-6 | 64186 | 64186 | CH2O2 |  | Mass | kg | emission | ground | https://ofmpub.epa.gov/sor_internet/registry/substreg/searchandretrieve/substancesearch/search.do?details=displayDetails&selectedSubstanceId=49053 | 1 | Chemicals | 4e5f3979-3789-3b53-9d9d-7ca778d8eb75 | 9499238e-b0eb-35da-aef1-9114f54a0a44 | 20aadc24-a391-41cf-b340-3e4529f44bde | 93a60a56-a3c8-11da-a746-0800200b9a66
Aminotri(methylene phosphonic acid) | 6419-19-8 | 6419198 | 6419198 | C3H12NO9P3 |  | Mass | kg | emission | ground | https://ofmpub.epa.gov/sor_internet/registry/substreg/searchandretrieve/substancesearch/search.do?details=displayDetails&selectedSubstanceId=39560 | 1 | Chemicals | 30a41570-16c5-39c6-ae8a-d1992ca8268c | 9499238e-b0eb-35da-aef1-9114f54a0a44 | 20aadc24-a391-41cf-b340-3e4529f44bde | 93a60a56-a3c8-11da-a746-0800200b9a66
Acetic acid | 64-19-7 | 64197 | 64197 | C2H4O2 |  | Mass | kg | emission | ground | https://ofmpub.epa.gov/sor_internet/registry/substreg/searchandretrieve/substancesearch/search.do?details=displayDetails&selectedSubstanceId=90042 | 1 | Chemicals | 18c699ab-bda1-3dff-b647-bb6ddddc9924 | 9499238e-b0eb-35da-aef1-9114f54a0a44 | 20aadc24-a391-41cf-b340-3e4529f44bde | 93a60a56-a3c8-11da-a746-0800200b9a66
4,5-Dichloro-2-n-octyl-4-isothiazolin-3-one | 64359-81-5 | 64359815 | 64359815 | C11H17Cl2NOS |  | Mass | kg | emission | ground | https://ofmpub.epa.gov/sor_internet/registry/substreg/searchandretrieve/substancesearch/search.do?details=displayDetails&selectedSubstanceId=51839 | 1 | Chemicals | d4ef8531-de91-3120-a1fe-81cca2b83b3a | 9499238e-b0eb-35da-aef1-9114f54a0a44 | 20aadc24-a391-41cf-b340-3e4529f44bde | 93a60a56-a3c8-11da-a746-0800200b9a66
Dimetilan | 644-64-4 | 644644 | 644644 | C10H16N4O3 |  | Mass | kg | emission | ground | https://ofmpub.epa.gov/sor_internet/registry/substreg/searchandretrieve/substancesearch/search.do?details=displayDetails&selectedSubstanceId=89871 | 1 | Chemicals | 44773fe3-003a-3e8f-9025-7424c518a83d | 9499238e-b0eb-35da-aef1-9114f54a0a44 | 20aadc24-a391-41cf-b340-3e4529f44bde | 93a60a56-a3c8-11da-a746-0800200b9a66
p-Propylphenol | 645-56-7 | 645567 | 645567 | C9H12O |  | Mass | kg | emission | ground | https://ofmpub.epa.gov/sor_internet/registry/substreg/searchandretrieve/substancesearch/search.do?details=displayDetails&selectedSubstanceId=89714 | 1 | Chemicals | a158b6f9-e39b-365c-8233-bbcc1e6827eb | 9499238e-b0eb-35da-aef1-9114f54a0a44 | 20aadc24-a391-41cf-b340-3e4529f44bde | 93a60a56-a3c8-11da-a746-0800200b9a66
2-Ethyl-2-hexenal | 645-62-5 | 645625 | 645625 | C8H14O |  | Mass | kg | emission | ground | https://ofmpub.epa.gov/sor_internet/registry/substreg/searchandretrieve/substancesearch/search.do?details=displayDetails&selectedSubstanceId=44402 | 1 | Chemicals | 24165c8d-56ba-398d-ab35-3580811d8c2f | 9499238e-b0eb-35da-aef1-9114f54a0a44 | 20aadc24-a391-41cf-b340-3e4529f44bde | 93a60a56-a3c8-11da-a746-0800200b9a66
C.I. Acid Red 114, disodium salt | 6459-94-5 | 6459945 | 6459945 | C37H28N4Na2O10S3 |  | Mass | kg | emission | ground | https://ofmpub.epa.gov/sor_internet/registry/substreg/searchandretrieve/substancesearch/search.do?details=displayDetails&selectedSubstanceId=89712 | 1 | Chemicals | db47e9ea-d1b4-36aa-8463-568446d19e82 | 9499238e-b0eb-35da-aef1-9114f54a0a44 | 20aadc24-a391-41cf-b340-3e4529f44bde | 93a60a56-a3c8-11da-a746-0800200b9a66
1,3-Dioxolane | 646-06-0 | 646060 | 646060 | C3H6O2 |  | Mass | kg | emission | ground | https://ofmpub.epa.gov/sor_internet/registry/substreg/searchandretrieve/substancesearch/search.do?details=displayDetails&selectedSubstanceId=44398 | 1 | Chemicals | 51d012de-7dae-3d03-98ca-1058d67f7010 | 9499238e-b0eb-35da-aef1-9114f54a0a44 | 20aadc24-a391-41cf-b340-3e4529f44bde | 93a60a56-a3c8-11da-a746-0800200b9a66
Pentanoic acid, 4-methyl- | 646-07-1 | 646071 | 646071 | C6H12O2 |  | Mass | kg | emission | ground | https://ofmpub.epa.gov/sor_internet/registry/substreg/searchandretrieve/substancesearch/search.do?details=displayDetails&selectedSubstanceId=89711 | 1 | Chemicals | 54e39cdf-0500-3117-9c66-8b18e12f0118 | 9499238e-b0eb-35da-aef1-9114f54a0a44 | 20aadc24-a391-41cf-b340-3e4529f44bde | 93a60a56-a3c8-11da-a746-0800200b9a66
Triflumuron | 64628-44-0 | 64628440 | 64628440 | C15H10ClF3N2O3 |  | Mass | kg | emission | ground | https://ofmpub.epa.gov/sor_internet/registry/substreg/searchandretrieve/substancesearch/search.do?details=displayDetails&selectedSubstanceId=77025 | 1 | Chemicals | 9d511a2e-e4b5-3be6-b707-b750a78dce67 | 9499238e-b0eb-35da-aef1-9114f54a0a44 | 20aadc24-a391-41cf-b340-3e4529f44bde | 93a60a56-a3c8-11da-a746-0800200b9a66
Triclopyr-butotyl | 64700-56-7 | 64700567 | 64700567 | C13H16Cl3NO4 |  | Mass | kg | emission | ground | https://ofmpub.epa.gov/sor_internet/registry/substreg/searchandretrieve/substancesearch/search.do?details=displayDetails&selectedSubstanceId=73964 | 1 | Chemicals | 2f4c4cd5-cf5c-3169-8679-e40b5ccd593c | 9499238e-b0eb-35da-aef1-9114f54a0a44 | 20aadc24-a391-41cf-b340-3e4529f44bde | 93a60a56-a3c8-11da-a746-0800200b9a66
Tetracycline hydrochloride | 64-75-5 | 64755 | 64755 | C22H25ClN2O8 |  | Mass | kg | emission | ground | https://ofmpub.epa.gov/sor_internet/registry/substreg/searchandretrieve/substancesearch/search.do?details=displayDetails&selectedSubstanceId=89692 | 1 | Chemicals | cbca9cb6-ae62-31bc-9f05-5d6b871693d5 | 9499238e-b0eb-35da-aef1-9114f54a0a44 | 20aadc24-a391-41cf-b340-3e4529f44bde | 93a60a56-a3c8-11da-a746-0800200b9a66
Chlorsulfuron | 64902-72-3 | 64902723 | 64902723 | C12H12ClN5O4S |  | Mass | kg | emission | ground | https://ofmpub.epa.gov/sor_internet/registry/substreg/searchandretrieve/substancesearch/search.do?details=displayDetails&selectedSubstanceId=89687 | 1 | Chemicals | daadf707-58a9-39ab-ab14-ec7bc0f37eb5 | 9499238e-b0eb-35da-aef1-9114f54a0a44 | 20aadc24-a391-41cf-b340-3e4529f44bde | 93a60a56-a3c8-11da-a746-0800200b9a66
Sodium trichloroacetate | 650-51-1 | 650511 | 650511 | C2Cl3NaO2 |  | Mass | kg | emission | ground | https://ofmpub.epa.gov/sor_internet/registry/substreg/searchandretrieve/substancesearch/search.do?details=displayDetails&selectedSubstanceId=89530 | 1 | Chemicals | 5b4263b5-00ee-3657-8027-31f8fec3c782 | 9499238e-b0eb-35da-aef1-9114f54a0a44 | 20aadc24-a391-41cf-b340-3e4529f44bde | 93a60a56-a3c8-11da-a746-0800200b9a66
3,5,6-Trichloro-2-pyridinol | 6515-38-4 | 6515384 | 6515384 | C5H2Cl3NO |  | Mass | kg | emission | ground | https://ofmpub.epa.gov/sor_internet/registry/substreg/searchandretrieve/substancesearch/search.do?details=displayDetails&selectedSubstanceId=89331 | 1 | Chemicals | 329cb84e-2cc5-3322-9234-dc0ceae73efd | 9499238e-b0eb-35da-aef1-9114f54a0a44 | 20aadc24-a391-41cf-b340-3e4529f44bde | 93a60a56-a3c8-11da-a746-0800200b9a66
Avermectin B1a | 65195-55-3 | 65195553 | 65195553 | C48H72O14 |  | Mass | kg | emission | ground | https://ofmpub.epa.gov/sor_internet/registry/substreg/searchandretrieve/substancesearch/search.do?details=displayDetails&selectedSubstanceId=73536 | 1 | Chemicals | 6c3d568f-ed72-3ae2-8e58-3d480392a714 | 9499238e-b0eb-35da-aef1-9114f54a0a44 | 20aadc24-a391-41cf-b340-3e4529f44bde | 93a60a56-a3c8-11da-a746-0800200b9a66
Nicotine sulfate | 65-30-5 | 65305 | 65305 | C20H30N4O4S |  | Mass | kg | emission | ground | https://ofmpub.epa.gov/sor_internet/registry/substreg/searchandretrieve/substancesearch/search.do?details=displayDetails&selectedSubstanceId=49045 | 1 | Chemicals | 7a483fa7-04fd-32bd-b153-cdc3234d31a0 | 9499238e-b0eb-35da-aef1-9114f54a0a44 | 20aadc24-a391-41cf-b340-3e4529f44bde | 93a60a56-a3c8-11da-a746-0800200b9a66
Glycerol octanoate decanoate | 65381-09-1 | 65381091 | 65381091 | - |  | Mass | kg | emission | ground | https://ofmpub.epa.gov/sor_internet/registry/substreg/searchandretrieve/substancesearch/search.do?details=displayDetails&selectedSubstanceId=89160 | 1 | Chemicals | c2119f47-4983-35b2-8a6e-c76b0ecaccdf | 9499238e-b0eb-35da-aef1-9114f54a0a44 | 20aadc24-a391-41cf-b340-3e4529f44bde | 93a60a56-a3c8-11da-a746-0800200b9a66
o-Hydroxybenzamide | 65-45-2 | 65452 | 65452 | C7H7NO2 |  | Mass | kg | emission | ground | https://ofmpub.epa.gov/sor_internet/registry/substreg/searchandretrieve/substancesearch/search.do?details=displayDetails&selectedSubstanceId=89148 | 1 | Chemicals | 571721a7-0fda-385c-aec9-6dee60697512 | 9499238e-b0eb-35da-aef1-9114f54a0a44 | 20aadc24-a391-41cf-b340-3e4529f44bde | 93a60a56-a3c8-11da-a746-0800200b9a66
Benzoic acid | 65-85-0 | 65850 | 65850 | C7H6O2 |  | Mass | kg | emission | ground | https://ofmpub.epa.gov/sor_internet/registry/substreg/searchandretrieve/substancesearch/search.do?details=displayDetails&selectedSubstanceId=49040 | 1 | Chemicals | ed9fc113-02c9-3347-876f-d0dc734e5eeb | 9499238e-b0eb-35da-aef1-9114f54a0a44 | 20aadc24-a391-41cf-b340-3e4529f44bde | 93a60a56-a3c8-11da-a746-0800200b9a66
Pencycuron | 66063-05-6 | 66063056 | 66063056 | C19H21ClN2O |  | Mass | kg | emission | ground | https://ofmpub.epa.gov/sor_internet/registry/substreg/searchandretrieve/substancesearch/search.do?details=displayDetails&selectedSubstanceId=88974 | 1 | Chemicals | dbd35102-7c57-306f-9a48-d2f1e0bb98f5 | 9499238e-b0eb-35da-aef1-9114f54a0a44 | 20aadc24-a391-41cf-b340-3e4529f44bde | 93a60a56-a3c8-11da-a746-0800200b9a66
Cyromazine | 66215-27-8 | 66215278 | 66215278 | C6H10N6 |  | Mass | kg | emission | ground | https://ofmpub.epa.gov/sor_internet/registry/substreg/searchandretrieve/substancesearch/search.do?details=displayDetails&selectedSubstanceId=73022 | 1 | Chemicals | 499e2e81-86a5-3b72-af08-2f9382216c12 | 9499238e-b0eb-35da-aef1-9114f54a0a44 | 20aadc24-a391-41cf-b340-3e4529f44bde | 93a60a56-a3c8-11da-a746-0800200b9a66
Uracil | 66-22-8 | 66228 | 66228 | C4H4N2O2 |  | Mass | kg | emission | ground | https://ofmpub.epa.gov/sor_internet/registry/substreg/searchandretrieve/substancesearch/search.do?details=displayDetails&selectedSubstanceId=49039 | 1 | Chemicals | a07c39c9-1cdc-3688-a408-38e571468e82 | 9499238e-b0eb-35da-aef1-9114f54a0a44 | 20aadc24-a391-41cf-b340-3e4529f44bde | 93a60a56-a3c8-11da-a746-0800200b9a66
Esfenvalerate | 66230-04-4 | 66230044 | 66230044 | C25H22ClNO3 |  | Mass | kg | emission | ground | https://ofmpub.epa.gov/sor_internet/registry/substreg/searchandretrieve/substancesearch/search.do?details=displayDetails&selectedSubstanceId=73014 | 1 | Chemicals | fd9440ba-77f2-31d8-ac94-494320dded41 | 9499238e-b0eb-35da-aef1-9114f54a0a44 | 20aadc24-a391-41cf-b340-3e4529f44bde | 93a60a56-a3c8-11da-a746-0800200b9a66
Penconazole | 66246-88-6 | 66246886 | 66246886 | C13H15Cl2N3 |  | Mass | kg | emission | ground | https://ofmpub.epa.gov/sor_internet/registry/substreg/searchandretrieve/substancesearch/search.do?details=displayDetails&selectedSubstanceId=82179 | 1 | Chemicals | 2568c65c-6775-3905-be0e-050122136ed1 | 9499238e-b0eb-35da-aef1-9114f54a0a44 | 20aadc24-a391-41cf-b340-3e4529f44bde | 93a60a56-a3c8-11da-a746-0800200b9a66
Hexaldehyde | 66-25-1 | 66251 | 66251 | C6H12O |  | Mass | kg | emission | ground | https://ofmpub.epa.gov/sor_internet/registry/substreg/searchandretrieve/substancesearch/search.do?details=displayDetails&selectedSubstanceId=49038 | 1 | Chemicals | 32d0cc4e-f24d-3fc2-a03e-55d65c09f930 | 9499238e-b0eb-35da-aef1-9114f54a0a44 | 20aadc24-a391-41cf-b340-3e4529f44bde | 93a60a56-a3c8-11da-a746-0800200b9a66
Methyl methanesulfonate | 66-27-3 | 66273 | 66273 | C2H6O3S |  | Mass | kg | emission | ground | https://ofmpub.epa.gov/sor_internet/registry/substreg/searchandretrieve/substancesearch/search.do?details=displayDetails&selectedSubstanceId=49037 | 1 | Chemicals | d92f0db3-f763-3614-b60c-11b875ba29d1 | 9499238e-b0eb-35da-aef1-9114f54a0a44 | 20aadc24-a391-41cf-b340-3e4529f44bde | 93a60a56-a3c8-11da-a746-0800200b9a66
Flutolanil | 66332-96-5 | 66332965 | 66332965 | C17H16F3NO2 |  | Mass | kg | emission | ground | https://ofmpub.epa.gov/sor_internet/registry/substreg/searchandretrieve/substancesearch/search.do?details=displayDetails&selectedSubstanceId=88798 | 1 | Chemicals | d6fa9138-7c99-3da9-bf53-5fc997594cf7 | 9499238e-b0eb-35da-aef1-9114f54a0a44 | 20aadc24-a391-41cf-b340-3e4529f44bde | 93a60a56-a3c8-11da-a746-0800200b9a66
Fenoxaprop-ethyl | 66441-23-4 | 66441234 | 66441234 | C18H16ClNO5 |  | Mass | kg | emission | ground | https://ofmpub.epa.gov/sor_internet/registry/substreg/searchandretrieve/substancesearch/search.do?details=displayDetails&selectedSubstanceId=72900 | 1 | Chemicals | 3a3421dc-4040-3cfb-8060-3253447d4dba | 9499238e-b0eb-35da-aef1-9114f54a0a44 | 20aadc24-a391-41cf-b340-3e4529f44bde | 93a60a56-a3c8-11da-a746-0800200b9a66
2H-1-Benzopyran-2-one, 3,3'-methylenebis[4-hydroxy- | 66-76-2 | 66762 | 66762 | C19H12O6 |  | Mass | kg | emission | ground | https://ofmpub.epa.gov/sor_internet/registry/substreg/searchandretrieve/substancesearch/search.do?details=displayDetails&selectedSubstanceId=49035 | 1 | Chemicals | a4589f7e-c078-3095-8a7f-fc26566e5324 | 9499238e-b0eb-35da-aef1-9114f54a0a44 | 20aadc24-a391-41cf-b340-3e4529f44bde | 93a60a56-a3c8-11da-a746-0800200b9a66
Cycloheximide | 66-81-9 | 66819 | 66819 | C15H23NO4 |  | Mass | kg | emission | ground | https://ofmpub.epa.gov/sor_internet/registry/substreg/searchandretrieve/substancesearch/search.do?details=displayDetails&selectedSubstanceId=49034 | 1 | Chemicals | 8453b990-aaee-38ef-8644-32bfc42df3c1 | 9499238e-b0eb-35da-aef1-9114f54a0a44 | 20aadc24-a391-41cf-b340-3e4529f44bde | 93a60a56-a3c8-11da-a746-0800200b9a66
Pentaerithritol tetrakis[3,5-di-tert-butyl-4-hydroxyhydrocinnamate] | 6683-19-8 | 6683198 | 6683198 | C73H108O12 |  | Mass | kg | emission | ground | https://ofmpub.epa.gov/sor_internet/registry/substreg/searchandretrieve/substancesearch/search.do?details=displayDetails&selectedSubstanceId=38366 | 1 | Chemicals | 31e98164-6554-345a-8b65-f214b257c18f | 9499238e-b0eb-35da-aef1-9114f54a0a44 | 20aadc24-a391-41cf-b340-3e4529f44bde | 93a60a56-a3c8-11da-a746-0800200b9a66
Tralomethrin | 66841-25-6 | 66841256 | 66841256 | C22H19Br4NO3 |  | Mass | kg | emission | ground | https://ofmpub.epa.gov/sor_internet/registry/substreg/searchandretrieve/substancesearch/search.do?details=displayDetails&selectedSubstanceId=74015 | 1 | Chemicals | 7f36f8c6-a414-37c6-afbe-5ab6b6a97129 | 9499238e-b0eb-35da-aef1-9114f54a0a44 | 20aadc24-a391-41cf-b340-3e4529f44bde | 93a60a56-a3c8-11da-a746-0800200b9a66
Nitrofurantoin | 67-20-9 | 67209 | 67209 | C8H6N4O5 |  | Mass | kg | emission | ground | https://ofmpub.epa.gov/sor_internet/registry/substreg/searchandretrieve/substancesearch/search.do?details=displayDetails&selectedSubstanceId=88759 | 1 | Chemicals | f3b841f8-4c53-3709-a2da-22e733932a62 | 9499238e-b0eb-35da-aef1-9114f54a0a44 | 20aadc24-a391-41cf-b340-3e4529f44bde | 93a60a56-a3c8-11da-a746-0800200b9a66
S-Ethylhomocysteine | 67-21-0 | 67210 | 67210 | C6H13NO2S |  | Mass | kg | emission | ground | https://ofmpub.epa.gov/sor_internet/registry/substreg/searchandretrieve/substancesearch/search.do?details=displayDetails&selectedSubstanceId=49031 | 1 | Chemicals | eb8b3b1b-c9e2-3ee0-ab8f-b4550f852e2e | 9499238e-b0eb-35da-aef1-9114f54a0a44 | 20aadc24-a391-41cf-b340-3e4529f44bde | 93a60a56-a3c8-11da-a746-0800200b9a66
.alpha.-Cypermethrin | 67375-30-8 | 67375308 | 67375308 | C22H19Cl2NO3 |  | Mass | kg | emission | ground | https://ofmpub.epa.gov/sor_internet/registry/substreg/searchandretrieve/substancesearch/search.do?details=displayDetails&selectedSubstanceId=82170 | 1 | Chemicals | f764950b-b6d6-344e-a0c1-4ec589852fa6 | 9499238e-b0eb-35da-aef1-9114f54a0a44 | 20aadc24-a391-41cf-b340-3e4529f44bde | 93a60a56-a3c8-11da-a746-0800200b9a66
Pentetic acid | 67-43-6 | 67436 | 67436 | C14H23N3O10 |  | Mass | kg | emission | ground | https://ofmpub.epa.gov/sor_internet/registry/substreg/searchandretrieve/substancesearch/search.do?details=displayDetails&selectedSubstanceId=49029 | 1 | Chemicals | 38e88bd8-d71e-3b1e-ada0-ba58adc6167c | 9499238e-b0eb-35da-aef1-9114f54a0a44 | 20aadc24-a391-41cf-b340-3e4529f44bde | 93a60a56-a3c8-11da-a746-0800200b9a66
Furazolidone | 67-45-8 | 67458 | 67458 | C8H7N3O5 |  | Mass | kg | emission | ground | https://ofmpub.epa.gov/sor_internet/registry/substreg/searchandretrieve/substancesearch/search.do?details=displayDetails&selectedSubstanceId=49028 | 1 | Chemicals | 79243a54-c527-3e62-ab43-51f2e08bf79e | 9499238e-b0eb-35da-aef1-9114f54a0a44 | 20aadc24-a391-41cf-b340-3e4529f44bde | 93a60a56-a3c8-11da-a746-0800200b9a66
Choline chloride | 67-48-1 | 67481 | 67481 | C5H14ClNO |  | Mass | kg | emission | ground | https://ofmpub.epa.gov/sor_internet/registry/substreg/searchandretrieve/substancesearch/search.do?details=displayDetails&selectedSubstanceId=49026 | 1 | Chemicals | 89be4cc5-9d0d-36a6-b89c-931855a71446 | 9499238e-b0eb-35da-aef1-9114f54a0a44 | 20aadc24-a391-41cf-b340-3e4529f44bde | 93a60a56-a3c8-11da-a746-0800200b9a66
Hydramethylnon | 67485-29-4 | 67485294 | 67485294 | C25H24F6N4 |  | Mass | kg | emission | ground | https://ofmpub.epa.gov/sor_internet/registry/substreg/searchandretrieve/substancesearch/search.do?details=displayDetails&selectedSubstanceId=73866 | 1 | Chemicals | 9d0f003b-fec3-3fa3-a775-0217361c1873 | 9499238e-b0eb-35da-aef1-9114f54a0a44 | 20aadc24-a391-41cf-b340-3e4529f44bde | 93a60a56-a3c8-11da-a746-0800200b9a66
Methanol | 67-56-1 | 67561 | 67561 | CH4O |  | Mass | kg | emission | ground | https://ofmpub.epa.gov/sor_internet/registry/substreg/searchandretrieve/substancesearch/search.do?details=displayDetails&selectedSubstanceId=49023 | 1 | Chemicals | 4d5c0817-cd3d-32b0-8aa4-9b24b1e9ee1f | 9499238e-b0eb-35da-aef1-9114f54a0a44 | 20aadc24-a391-41cf-b340-3e4529f44bde | 93a60a56-a3c8-11da-a746-0800200b9a66
Isopropanol | 67-63-0 | 67630 | 67630 | C3H8O |  | Mass | kg | emission | ground | https://ofmpub.epa.gov/sor_internet/registry/substreg/searchandretrieve/substancesearch/search.do?details=displayDetails&selectedSubstanceId=49022 | 1 | Chemicals | e6262be8-ab39-30ef-948f-a3552847a8c1 | 9499238e-b0eb-35da-aef1-9114f54a0a44 | 20aadc24-a391-41cf-b340-3e4529f44bde | 93a60a56-a3c8-11da-a746-0800200b9a66
Acetone | 67-64-1 | 67641 | 67641 | C3H6O |  | Mass | kg | emission | ground | https://ofmpub.epa.gov/sor_internet/registry/substreg/searchandretrieve/substancesearch/search.do?details=displayDetails&selectedSubstanceId=49021 | 1 | Chemicals | 66e7339b-a760-3c78-8099-4036bf0c347a | 9499238e-b0eb-35da-aef1-9114f54a0a44 | 20aadc24-a391-41cf-b340-3e4529f44bde | 93a60a56-a3c8-11da-a746-0800200b9a66
Chloroform | 67-66-3 | 67663 | 67663 | CHCl3 |  | Mass | kg | emission | ground | https://ofmpub.epa.gov/sor_internet/registry/substreg/searchandretrieve/substancesearch/search.do?details=displayDetails&selectedSubstanceId=49020 | 1 | Chemicals | ac13459d-efe2-3c43-82cc-abf859b6d959 | 9499238e-b0eb-35da-aef1-9114f54a0a44 | 20aadc24-a391-41cf-b340-3e4529f44bde | 93a60a56-a3c8-11da-a746-0800200b9a66
Dimethyl sulfoxide | 67-68-5 | 67685 | 67685 | C2H6OS |  | Mass | kg | emission | ground | https://ofmpub.epa.gov/sor_internet/registry/substreg/searchandretrieve/substancesearch/search.do?details=displayDetails&selectedSubstanceId=49019 | 1 | Chemicals | 8a02762e-33b8-3289-b2ee-f830df948144 | 9499238e-b0eb-35da-aef1-9114f54a0a44 | 20aadc24-a391-41cf-b340-3e4529f44bde | 93a60a56-a3c8-11da-a746-0800200b9a66
Hexachloroethane | 67-72-1 | 67721 | 67721 | C2Cl6 |  | Mass | kg | emission | ground | https://ofmpub.epa.gov/sor_internet/registry/substreg/searchandretrieve/substancesearch/search.do?details=displayDetails&selectedSubstanceId=49017 | 1 | Chemicals | 4523b2ce-47fa-3fe2-bdb4-5c0889e9895a | 9499238e-b0eb-35da-aef1-9114f54a0a44 | 20aadc24-a391-41cf-b340-3e4529f44bde | 93a60a56-a3c8-11da-a746-0800200b9a66
2-Aminodipyrido[1,2-a:3',2'-d]imidazole | 67730-10-3 | 67730103 | 67730103 | C10H8N4 |  | Mass | kg | emission | ground | https://ofmpub.epa.gov/sor_internet/registry/substreg/searchandretrieve/substancesearch/search.do?details=displayDetails&selectedSubstanceId=91270 | 1 | Chemicals | 2417377d-eeec-3f7f-bd46-c962462f4705 | 9499238e-b0eb-35da-aef1-9114f54a0a44 | 20aadc24-a391-41cf-b340-3e4529f44bde | 93a60a56-a3c8-11da-a746-0800200b9a66
2-Amino-6-methyldipyrido[1,2-a:3',2'-d]imidazole | 67730-11-4 | 67730114 | 67730114 | C11H10N4 |  | Mass | kg | emission | ground | https://ofmpub.epa.gov/sor_internet/registry/substreg/searchandretrieve/substancesearch/search.do?details=displayDetails&selectedSubstanceId=78211 | 1 | Chemicals | 16d65166-9f50-3fc5-b142-b8c6913c421b | 9499238e-b0eb-35da-aef1-9114f54a0a44 | 20aadc24-a391-41cf-b340-3e4529f44bde | 93a60a56-a3c8-11da-a746-0800200b9a66
Prochloraz | 67747-09-5 | 67747095 | 67747095 | C15H16Cl3N3O2 |  | Mass | kg | emission | ground | https://ofmpub.epa.gov/sor_internet/registry/substreg/searchandretrieve/substancesearch/search.do?details=displayDetails&selectedSubstanceId=72970 | 1 | Chemicals | b64e52a1-775c-3070-9200-c56cbf26950c | 9499238e-b0eb-35da-aef1-9114f54a0a44 | 20aadc24-a391-41cf-b340-3e4529f44bde | 93a60a56-a3c8-11da-a746-0800200b9a66
1,2,4-Benzenetricarboxylic acid, decyl octyl ester | 67989-23-5 | 67989235 | 67989235 | - |  | Mass | kg | emission | ground | https://ofmpub.epa.gov/sor_internet/registry/substreg/searchandretrieve/substancesearch/search.do?details=displayDetails&selectedSubstanceId=71929 | 1 | Chemicals | 56454738-351a-350d-adce-3c4742ba9eba | 9499238e-b0eb-35da-aef1-9114f54a0a44 | 20aadc24-a391-41cf-b340-3e4529f44bde | 93a60a56-a3c8-11da-a746-0800200b9a66
Hexamethylphosphoramide | 680-31-9 | 680319 | 680319 | C6H18N3OP |  | Mass | kg | emission | ground | https://ofmpub.epa.gov/sor_internet/registry/substreg/searchandretrieve/substancesearch/search.do?details=displayDetails&selectedSubstanceId=44344 | 1 | Chemicals | 6877d5c2-1133-3783-84f4-69a825aeb21e | 9499238e-b0eb-35da-aef1-9114f54a0a44 | 20aadc24-a391-41cf-b340-3e4529f44bde | 93a60a56-a3c8-11da-a746-0800200b9a66
Trisodium citrate | 68-04-2 | 68042 | 68042 | C6H5Na3O7 |  | Mass | kg | emission | ground | https://ofmpub.epa.gov/sor_internet/registry/substreg/searchandretrieve/substancesearch/search.do?details=displayDetails&selectedSubstanceId=90995 | 1 | Chemicals | b45aacdb-4a2a-3cc0-abec-d55ed59cd4fa | 9499238e-b0eb-35da-aef1-9114f54a0a44 | 20aadc24-a391-41cf-b340-3e4529f44bde | 93a60a56-a3c8-11da-a746-0800200b9a66
Cyhalothrin | 68085-85-8 | 68085858 | 68085858 | C23H19ClF3NO3 |  | Mass | kg | emission | ground | https://ofmpub.epa.gov/sor_internet/registry/substreg/searchandretrieve/substancesearch/search.do?details=displayDetails&selectedSubstanceId=90967 | 1 | Chemicals | 72ebd51a-1ace-372d-9daa-8e1bba13d4fa | 9499238e-b0eb-35da-aef1-9114f54a0a44 | 20aadc24-a391-41cf-b340-3e4529f44bde | 93a60a56-a3c8-11da-a746-0800200b9a66
Thioglycolic acid | 68-11-1 | 68111 | 68111 | C2H4O2S |  | Mass | kg | emission | ground | https://ofmpub.epa.gov/sor_internet/registry/substreg/searchandretrieve/substancesearch/search.do?details=displayDetails&selectedSubstanceId=49012 | 1 | Chemicals | 41a8ba88-1a3e-3b7d-ac2d-62376c7c9d8d | 9499238e-b0eb-35da-aef1-9114f54a0a44 | 20aadc24-a391-41cf-b340-3e4529f44bde | 93a60a56-a3c8-11da-a746-0800200b9a66
N,N-Dimethylformamide | 68-12-2 | 68122 | 68122 | C3H7NO |  | Mass | kg | emission | ground | https://ofmpub.epa.gov/sor_internet/registry/substreg/searchandretrieve/substancesearch/search.do?details=displayDetails&selectedSubstanceId=49011 | 1 | Chemicals | 0f84728e-8350-3107-b31f-aeb0e17f4ee7 | 9499238e-b0eb-35da-aef1-9114f54a0a44 | 20aadc24-a391-41cf-b340-3e4529f44bde | 93a60a56-a3c8-11da-a746-0800200b9a66
Forchlorfenuron | 68157-60-8 | 68157608 | 68157608 | C12H10ClN3O |  | Mass | kg | emission | ground | https://ofmpub.epa.gov/sor_internet/registry/substreg/searchandretrieve/substancesearch/search.do?details=displayDetails&selectedSubstanceId=82161 | 1 | Chemicals | b8cf914c-ca93-3e0b-9106-6fb7fa4edcf2 | 9499238e-b0eb-35da-aef1-9114f54a0a44 | 20aadc24-a391-41cf-b340-3e4529f44bde | 93a60a56-a3c8-11da-a746-0800200b9a66
Dibutyltin dichloride | 683-18-1 | 683181 | 683181 | C8H18Cl2Sn |  | Mass | kg | emission | ground | https://ofmpub.epa.gov/sor_internet/registry/substreg/searchandretrieve/substancesearch/search.do?details=displayDetails&selectedSubstanceId=44340 | 1 | Chemicals | 61ed9366-6ca7-3598-aedf-9cd95e71a7b7 | 9499238e-b0eb-35da-aef1-9114f54a0a44 | 20aadc24-a391-41cf-b340-3e4529f44bde | 93a60a56-a3c8-11da-a746-0800200b9a66
Benzenesulfonamide, 4-amino-N-2-pyrimidinyl- | 68-35-9 | 68359 | 68359 | C10H10N4O2S |  | Mass | kg | emission | ground | https://ofmpub.epa.gov/sor_internet/registry/substreg/searchandretrieve/substancesearch/search.do?details=displayDetails&selectedSubstanceId=49008 | 1 | Chemicals | 2244fa73-cd32-3e8a-b17e-32a3f8977b62 | 9499238e-b0eb-35da-aef1-9114f54a0a44 | 20aadc24-a391-41cf-b340-3e4529f44bde | 93a60a56-a3c8-11da-a746-0800200b9a66
Cyfluthrin | 68359-37-5 | 68359375 | 68359375 | C22H18Cl2FNO3 |  | Mass | kg | emission | ground | https://ofmpub.epa.gov/sor_internet/registry/substreg/searchandretrieve/substancesearch/search.do?details=displayDetails&selectedSubstanceId=90789 | 1 | Chemicals | 6fdf9540-6b75-3c22-a1be-7a953ca7e468 | 9499238e-b0eb-35da-aef1-9114f54a0a44 | 20aadc24-a391-41cf-b340-3e4529f44bde | 93a60a56-a3c8-11da-a746-0800200b9a66
Acetamide, 2,2-dichloro- | 683-72-7 | 683727 | 683727 | C2H3Cl2NO |  | Mass | kg | emission | ground | https://ofmpub.epa.gov/sor_internet/registry/substreg/searchandretrieve/substancesearch/search.do?details=displayDetails&selectedSubstanceId=90785 | 1 | Chemicals | ba0d5881-8bb1-3f24-baea-5bebdf1138fc | 9499238e-b0eb-35da-aef1-9114f54a0a44 | 20aadc24-a391-41cf-b340-3e4529f44bde | 93a60a56-a3c8-11da-a746-0800200b9a66
N-Nitroso-N-methylurea | 684-93-5 | 684935 | 684935 | C2H5N3O2 |  | Mass | kg | emission | ground | https://ofmpub.epa.gov/sor_internet/registry/substreg/searchandretrieve/substancesearch/search.do?details=displayDetails&selectedSubstanceId=44334 | 1 | Chemicals | 33471934-87bb-3e45-b678-ba367ff19a11 | 9499238e-b0eb-35da-aef1-9114f54a0a44 | 20aadc24-a391-41cf-b340-3e4529f44bde | 93a60a56-a3c8-11da-a746-0800200b9a66
N,N-Diethylacetamide | 685-91-6 | 685916 | 685916 | C6H13NO |  | Mass | kg | emission | ground | https://ofmpub.epa.gov/sor_internet/registry/substreg/searchandretrieve/substancesearch/search.do?details=displayDetails&selectedSubstanceId=44331 | 1 | Chemicals | 82a28246-5a17-3354-b733-fc95d5594f08 | 9499238e-b0eb-35da-aef1-9114f54a0a44 | 20aadc24-a391-41cf-b340-3e4529f44bde | 93a60a56-a3c8-11da-a746-0800200b9a66
Cyclohexanamine, 4,4'-methylenebis[2-methyl- | 6864-37-5 | 6864375 | 6864375 | C15H30N2 |  | Mass | kg | emission | ground | https://ofmpub.epa.gov/sor_internet/registry/substreg/searchandretrieve/substancesearch/search.do?details=displayDetails&selectedSubstanceId=38172 | 1 | Chemicals | dc32fe82-ade7-3601-970a-282271f99e94 | 9499238e-b0eb-35da-aef1-9114f54a0a44 | 20aadc24-a391-41cf-b340-3e4529f44bde | 93a60a56-a3c8-11da-a746-0800200b9a66
Triflumizole | 68694-11-1 | 68694111 | 68694111 | C15H15ClF3N3O |  | Mass | kg | emission | ground | https://ofmpub.epa.gov/sor_internet/registry/substreg/searchandretrieve/substancesearch/search.do?details=displayDetails&selectedSubstanceId=69416 | 1 | Chemicals | 27cfb35e-bcf3-363a-82e0-45ea0bb5e842 | 9499238e-b0eb-35da-aef1-9114f54a0a44 | 20aadc24-a391-41cf-b340-3e4529f44bde | 93a60a56-a3c8-11da-a746-0800200b9a66
Propanoic acid, 2-hydroxy-, ethyl ester, (2S)- | 687-47-8 | 687478 | 687478 | C5H10O3 |  | Mass | kg | emission | ground | https://ofmpub.epa.gov/sor_internet/registry/substreg/searchandretrieve/substancesearch/search.do?details=displayDetails&selectedSubstanceId=80581 | 1 | Chemicals | 1d59a195-cd64-3f8e-ad48-cbd9d82cecf4 | 9499238e-b0eb-35da-aef1-9114f54a0a44 | 20aadc24-a391-41cf-b340-3e4529f44bde | 93a60a56-a3c8-11da-a746-0800200b9a66
Phenol, thiobis[tetrapropylene- | 68815-67-8 | 68815678 | 68815678 | - |  | Mass | kg | emission | ground | https://ofmpub.epa.gov/sor_internet/registry/substreg/searchandretrieve/substancesearch/search.do?details=displayDetails&selectedSubstanceId=68044 | 1 | Chemicals | 6e70e0d2-33a8-33d6-98f3-6b3bb1a1d0df | 9499238e-b0eb-35da-aef1-9114f54a0a44 | 20aadc24-a391-41cf-b340-3e4529f44bde | 93a60a56-a3c8-11da-a746-0800200b9a66
Tributlytin | 688-73-3 | 688733 | 688733 | C12H28Sn |  | Mass | kg | emission | ground | https://ofmpub.epa.gov/sor_internet/registry/substreg/searchandretrieve/substancesearch/search.do?details=displayDetails&selectedSubstanceId=44327 | 1 | Chemicals | bb823707-11b2-3f47-a6a2-55c2733b1d15 | 9499238e-b0eb-35da-aef1-9114f54a0a44 | 20aadc24-a391-41cf-b340-3e4529f44bde | 93a60a56-a3c8-11da-a746-0800200b9a66
Monocrotophos | 6923-22-4 | 6923224 | 6923224 | C7H14NO5P |  | Mass | kg | emission | ground | https://ofmpub.epa.gov/sor_internet/registry/substreg/searchandretrieve/substancesearch/search.do?details=displayDetails&selectedSubstanceId=38007 | 1 | Chemicals | 695a0664-cb24-3dd0-aa80-01cf17fa22f2 | 9499238e-b0eb-35da-aef1-9114f54a0a44 | 20aadc24-a391-41cf-b340-3e4529f44bde | 93a60a56-a3c8-11da-a746-0800200b9a66
Diethylene glycol dinitrate | 693-21-0 | 693210 | 693210 | C4H8N2O7 |  | Mass | kg | emission | ground | https://ofmpub.epa.gov/sor_internet/registry/substreg/searchandretrieve/substancesearch/search.do?details=displayDetails&selectedSubstanceId=44310 | 1 | Chemicals | 5b5cbbc9-16d2-3b2c-9c27-842c2538af99 | 9499238e-b0eb-35da-aef1-9114f54a0a44 | 20aadc24-a391-41cf-b340-3e4529f44bde | 93a60a56-a3c8-11da-a746-0800200b9a66
Buprofezin | 69327-76-0 | 69327760 | 69327760 | C16H23N3OS |  | Mass | kg | emission | ground | https://ofmpub.epa.gov/sor_internet/registry/substreg/searchandretrieve/substancesearch/search.do?details=displayDetails&selectedSubstanceId=80886 | 1 | Chemicals | f14d7087-b0f6-36b9-a098-a265f9874b56 | 9499238e-b0eb-35da-aef1-9114f54a0a44 | 20aadc24-a391-41cf-b340-3e4529f44bde | 93a60a56-a3c8-11da-a746-0800200b9a66
2-Decanone | 693-54-9 | 693549 | 693549 | C10H20O |  | Mass | kg | emission | ground | https://ofmpub.epa.gov/sor_internet/registry/substreg/searchandretrieve/substancesearch/search.do?details=displayDetails&selectedSubstanceId=44304 | 1 | Chemicals | c89b5f98-1004-3f2d-9227-27bfe5ca4c85 | 9499238e-b0eb-35da-aef1-9114f54a0a44 | 20aadc24-a391-41cf-b340-3e4529f44bde | 93a60a56-a3c8-11da-a746-0800200b9a66
Nonane, 1-bromo- | 693-58-3 | 693583 | 693583 | C9H19Br |  | Mass | kg | emission | ground | https://ofmpub.epa.gov/sor_internet/registry/substreg/searchandretrieve/substancesearch/search.do?details=displayDetails&selectedSubstanceId=44302 | 1 | Chemicals | adcd0fa2-fb83-37a8-9344-a0fbbfea69a9 | 9499238e-b0eb-35da-aef1-9114f54a0a44 | 20aadc24-a391-41cf-b340-3e4529f44bde | 93a60a56-a3c8-11da-a746-0800200b9a66
Fluroxypyr | 69377-81-7 | 69377817 | 69377817 | C7H5Cl2FN2O3 |  | Mass | kg | emission | ground | https://ofmpub.epa.gov/sor_internet/registry/substreg/searchandretrieve/substancesearch/search.do?details=displayDetails&selectedSubstanceId=80885 | 1 | Chemicals | e5854210-ddbf-38b3-86c3-ad1a9003d010 | 9499238e-b0eb-35da-aef1-9114f54a0a44 | 20aadc24-a391-41cf-b340-3e4529f44bde | 93a60a56-a3c8-11da-a746-0800200b9a66
2-Methylimidazole | 693-98-1 | 693981 | 693981 | C4H6N2 |  | Mass | kg | emission | ground | https://ofmpub.epa.gov/sor_internet/registry/substreg/searchandretrieve/substancesearch/search.do?details=displayDetails&selectedSubstanceId=44297 | 1 | Chemicals | 63d25b25-8c30-3853-80fd-a2a90d76b3c3 | 9499238e-b0eb-35da-aef1-9114f54a0a44 | 20aadc24-a391-41cf-b340-3e4529f44bde | 93a60a56-a3c8-11da-a746-0800200b9a66
Fluvalinate | 69409-94-5 | 69409945 | 69409945 | C26H22ClF3N2O3 |  | Mass | kg | emission | ground | https://ofmpub.epa.gov/sor_internet/registry/substreg/searchandretrieve/substancesearch/search.do?details=displayDetails&selectedSubstanceId=67052 | 1 | Chemicals | c718a4be-36a4-3a2c-8656-509e67592f07 | 9499238e-b0eb-35da-aef1-9114f54a0a44 | 20aadc24-a391-41cf-b340-3e4529f44bde | 93a60a56-a3c8-11da-a746-0800200b9a66
Ampicillin | 69-53-4 | 69534 | 69534 | C16H19N3O4S |  | Mass | kg | emission | ground | https://ofmpub.epa.gov/sor_internet/registry/substreg/searchandretrieve/substancesearch/search.do?details=displayDetails&selectedSubstanceId=86948 | 1 | Chemicals | ef77ff6a-f66d-3e46-a7ee-56b7c23a289f | 9499238e-b0eb-35da-aef1-9114f54a0a44 | 20aadc24-a391-41cf-b340-3e4529f44bde | 93a60a56-a3c8-11da-a746-0800200b9a66
3-(Chloromethyl)pyridine hydrochloride | 6959-48-4 | 6959484 | 6959484 | C6H7Cl2N |  | Mass | kg | emission | ground | https://ofmpub.epa.gov/sor_internet/registry/substreg/searchandretrieve/substancesearch/search.do?details=displayDetails&selectedSubstanceId=77858 | 1 | Chemicals | 6f775862-ccc5-36c9-a6c8-ffda7d9ad19c | 9499238e-b0eb-35da-aef1-9114f54a0a44 | 20aadc24-a391-41cf-b340-3e4529f44bde | 93a60a56-a3c8-11da-a746-0800200b9a66
Salicylic acid | 69-72-7 | 69727 | 69727 | C7H6O3 |  | Mass | kg | emission | ground | https://ofmpub.epa.gov/sor_internet/registry/substreg/searchandretrieve/substancesearch/search.do?details=displayDetails&selectedSubstanceId=49004 | 1 | Chemicals | 99052d28-a74b-3948-a4ee-c66d5bdb8fb5 | 9499238e-b0eb-35da-aef1-9114f54a0a44 | 20aadc24-a391-41cf-b340-3e4529f44bde | 93a60a56-a3c8-11da-a746-0800200b9a66
2,3,5-Trimethylphenol | 697-82-5 | 697825 | 697825 | C9H12O |  | Mass | kg | emission | ground | https://ofmpub.epa.gov/sor_internet/registry/substreg/searchandretrieve/substancesearch/search.do?details=displayDetails&selectedSubstanceId=44281 | 1 | Chemicals | 2fca69d8-6140-3240-85f0-c30bab01dc28 | 9499238e-b0eb-35da-aef1-9114f54a0a44 | 20aadc24-a391-41cf-b340-3e4529f44bde | 93a60a56-a3c8-11da-a746-0800200b9a66
Fluazifop-butyl | 69806-50-4 | 69806504 | 69806504 | C19H20F3NO4 |  | Mass | kg | emission | ground | https://ofmpub.epa.gov/sor_internet/registry/substreg/searchandretrieve/substancesearch/search.do?details=displayDetails&selectedSubstanceId=66955 | 1 | Chemicals | c5b1aa26-ed68-39f7-9624-c3d235d52140 | 9499238e-b0eb-35da-aef1-9114f54a0a44 | 20aadc24-a391-41cf-b340-3e4529f44bde | 93a60a56-a3c8-11da-a746-0800200b9a66
Dioxacarb | 6988-21-2 | 6988212 | 6988212 | C11H13NO4 |  | Mass | kg | emission | ground | https://ofmpub.epa.gov/sor_internet/registry/substreg/searchandretrieve/substancesearch/search.do?details=displayDetails&selectedSubstanceId=84039 | 1 | Chemicals | d05703c2-5482-3d8b-866c-29d1ba80ebd4 | 9499238e-b0eb-35da-aef1-9114f54a0a44 | 20aadc24-a391-41cf-b340-3e4529f44bde | 93a60a56-a3c8-11da-a746-0800200b9a66
1,4-Benzenediol, 2,3,5-trimethyl- | 700-13-0 | 700130 | 700130 | C9H12O2 |  | Mass | kg | emission | ground | https://ofmpub.epa.gov/sor_internet/registry/substreg/searchandretrieve/substancesearch/search.do?details=displayDetails&selectedSubstanceId=44272 | 1 | Chemicals | 73c81703-e8a9-36d9-8938-c0573f9a7e05 | 9499238e-b0eb-35da-aef1-9114f54a0a44 | 20aadc24-a391-41cf-b340-3e4529f44bde | 93a60a56-a3c8-11da-a746-0800200b9a66
p-Chlorophenyl phenyl ether | 7005-72-3 | 7005723 | 7005723 | C12H9ClO |  | Mass | kg | emission | ground | https://ofmpub.epa.gov/sor_internet/registry/substreg/searchandretrieve/substancesearch/search.do?details=displayDetails&selectedSubstanceId=37788 | 1 | Chemicals | 625d45ab-2a87-3881-9325-df5abedc8953 | 9499238e-b0eb-35da-aef1-9114f54a0a44 | 20aadc24-a391-41cf-b340-3e4529f44bde | 93a60a56-a3c8-11da-a746-0800200b9a66
Flucythrinate | 70124-77-5 | 70124775 | 70124775 | C26H23F2NO4 |  | Mass | kg | emission | ground | https://ofmpub.epa.gov/sor_internet/registry/substreg/searchandretrieve/substancesearch/search.do?details=displayDetails&selectedSubstanceId=66365 | 1 | Chemicals | 28e31987-51a6-3078-a660-cbb53952e49c | 9499238e-b0eb-35da-aef1-9114f54a0a44 | 20aadc24-a391-41cf-b340-3e4529f44bde | 93a60a56-a3c8-11da-a746-0800200b9a66
N-Methyl-N'-nitro-N-nitrosoguanidine | 70-25-7 | 70257 | 70257 | C2H5N5O3 |  | Mass | kg | emission | ground | https://ofmpub.epa.gov/sor_internet/registry/substreg/searchandretrieve/substancesearch/search.do?details=displayDetails&selectedSubstanceId=48999 | 1 | Chemicals | 91dc05d9-08ee-3ad2-8a5c-1e5dce8d20e1 | 9499238e-b0eb-35da-aef1-9114f54a0a44 | 20aadc24-a391-41cf-b340-3e4529f44bde | 93a60a56-a3c8-11da-a746-0800200b9a66
Hexachlorophene | 70-30-4 | 70304 | 70304 | C13H6Cl6O2 |  | Mass | kg | emission | ground | https://ofmpub.epa.gov/sor_internet/registry/substreg/searchandretrieve/substancesearch/search.do?details=displayDetails&selectedSubstanceId=87232 | 1 | Chemicals | 25fab516-ab0d-3368-b69c-cebcd03bcd75 | 9499238e-b0eb-35da-aef1-9114f54a0a44 | 20aadc24-a391-41cf-b340-3e4529f44bde | 93a60a56-a3c8-11da-a746-0800200b9a66
Dimethrin | 70-38-2 | 70382 | 70382 | C19H26O2 |  | Mass | kg | emission | ground | https://ofmpub.epa.gov/sor_internet/registry/substreg/searchandretrieve/substancesearch/search.do?details=displayDetails&selectedSubstanceId=77762 | 1 | Chemicals | 354556c4-f2ea-30db-bab1-62c3bca888b3 | 9499238e-b0eb-35da-aef1-9114f54a0a44 | 20aadc24-a391-41cf-b340-3e4529f44bde | 93a60a56-a3c8-11da-a746-0800200b9a66
.gamma.-Decalactone | 706-14-9 | 706149 | 706149 | C10H18O2 |  | Mass | kg | emission | ground | https://ofmpub.epa.gov/sor_internet/registry/substreg/searchandretrieve/substancesearch/search.do?details=displayDetails&selectedSubstanceId=44258 | 1 | Chemicals | 9b0aaaef-1b5c-3683-a031-00f1edc24a24 | 9499238e-b0eb-35da-aef1-9114f54a0a44 | 20aadc24-a391-41cf-b340-3e4529f44bde | 93a60a56-a3c8-11da-a746-0800200b9a66
Metalaxyl-M | 70630-17-0 | 70630170 | 70630170 | C15H21NO4 |  | Mass | kg | emission | ground | https://ofmpub.epa.gov/sor_internet/registry/substreg/searchandretrieve/substancesearch/search.do?details=displayDetails&selectedSubstanceId=66688 | 1 | Chemicals | b0b50ac7-4a98-30c1-9903-61f1bea007e5 | 9499238e-b0eb-35da-aef1-9114f54a0a44 | 20aadc24-a391-41cf-b340-3e4529f44bde | 93a60a56-a3c8-11da-a746-0800200b9a66
p-Aminopropiophenone | 70-69-9 | 70699 | 70699 | C9H11NO |  | Mass | kg | emission | ground | https://ofmpub.epa.gov/sor_internet/registry/substreg/searchandretrieve/substancesearch/search.do?details=displayDetails&selectedSubstanceId=87202 | 1 | Chemicals | c862efb8-762b-3b71-a6c2-d7054a2db1d2 | 9499238e-b0eb-35da-aef1-9114f54a0a44 | 20aadc24-a391-41cf-b340-3e4529f44bde | 93a60a56-a3c8-11da-a746-0800200b9a66
Propanil | 709-98-8 | 709988 | 709988 | C9H9Cl2NO |  | Mass | kg | emission | ground | https://ofmpub.epa.gov/sor_internet/registry/substreg/searchandretrieve/substancesearch/search.do?details=displayDetails&selectedSubstanceId=44251 | 1 | Chemicals | 5a9b6bc4-dc0f-3a5d-ab49-ea43ce485a57 | 9499238e-b0eb-35da-aef1-9114f54a0a44 | 20aadc24-a391-41cf-b340-3e4529f44bde | 93a60a56-a3c8-11da-a746-0800200b9a66
1-Propanol | 71-23-8 | 71238 | 71238 | C3H8O |  | Mass | kg | emission | ground | https://ofmpub.epa.gov/sor_internet/registry/substreg/searchandretrieve/substancesearch/search.do?details=displayDetails&selectedSubstanceId=48574 | 1 | Chemicals | efe89dbe-43d5-3524-8f7c-267204d29a7c | 9499238e-b0eb-35da-aef1-9114f54a0a44 | 20aadc24-a391-41cf-b340-3e4529f44bde | 93a60a56-a3c8-11da-a746-0800200b9a66
Diphenylchlorarsine | 712-48-1 | 712481 | 712481 | C12H10AsCl |  | Mass | kg | emission | ground | https://ofmpub.epa.gov/sor_internet/registry/substreg/searchandretrieve/substancesearch/search.do?details=displayDetails&selectedSubstanceId=98393 | 1 | Chemicals | d81de7ac-b440-3560-883c-867779b5457f | 9499238e-b0eb-35da-aef1-9114f54a0a44 | 20aadc24-a391-41cf-b340-3e4529f44bde | 93a60a56-a3c8-11da-a746-0800200b9a66
Triafur | 712-68-5 | 712685 | 712685 | C6H4N4O3S |  | Mass | kg | emission | ground | https://ofmpub.epa.gov/sor_internet/registry/substreg/searchandretrieve/substancesearch/search.do?details=displayDetails&selectedSubstanceId=78343 | 1 | Chemicals | 6cca0532-2d2c-36fb-963d-0ac344c5dcd1 | 9499238e-b0eb-35da-aef1-9114f54a0a44 | 20aadc24-a391-41cf-b340-3e4529f44bde | 93a60a56-a3c8-11da-a746-0800200b9a66
Fenoxaprop-P-ethyl | 71283-80-2 | 71283802 | 71283802 | C18H16ClNO5 |  | Mass | kg | emission | ground | https://ofmpub.epa.gov/sor_internet/registry/substreg/searchandretrieve/substancesearch/search.do?details=displayDetails&selectedSubstanceId=67363 | 1 | Chemicals | 7c8bc38c-b1e4-38c7-83e1-e361782868d3 | 9499238e-b0eb-35da-aef1-9114f54a0a44 | 20aadc24-a391-41cf-b340-3e4529f44bde | 93a60a56-a3c8-11da-a746-0800200b9a66
1-Butanol | 71-36-3 | 71363 | 71363 | C4H10O |  | Mass | kg | emission | ground | https://ofmpub.epa.gov/sor_internet/registry/substreg/searchandretrieve/substancesearch/search.do?details=displayDetails&selectedSubstanceId=48572 | 1 | Chemicals | 8bcb5a98-dd1a-3ee3-8aae-9edbbe102456 | 9499238e-b0eb-35da-aef1-9114f54a0a44 | 20aadc24-a391-41cf-b340-3e4529f44bde | 93a60a56-a3c8-11da-a746-0800200b9a66
1-Pentanol | 71-41-0 | 71410 | 71410 | C5H12O |  | Mass | kg | emission | ground | https://ofmpub.epa.gov/sor_internet/registry/substreg/searchandretrieve/substancesearch/search.do?details=displayDetails&selectedSubstanceId=48571 | 1 | Chemicals | ada0232e-282a-336c-a988-a1dc04631ce2 | 9499238e-b0eb-35da-aef1-9114f54a0a44 | 20aadc24-a391-41cf-b340-3e4529f44bde | 93a60a56-a3c8-11da-a746-0800200b9a66
Benzene | 71-43-2 | 71432 | 71432 | C6H6 |  | Mass | kg | emission | ground | https://ofmpub.epa.gov/sor_internet/registry/substreg/searchandretrieve/substancesearch/search.do?details=displayDetails&selectedSubstanceId=98385 | 1 | Chemicals | 75571c63-ff54-3b3c-b2e8-f69d23966c6a | 9499238e-b0eb-35da-aef1-9114f54a0a44 | 20aadc24-a391-41cf-b340-3e4529f44bde | 93a60a56-a3c8-11da-a746-0800200b9a66
N-(3-Chloro-4-methylphenyl)acetamide | 7149-79-3 | 7149793 | 7149793 | C9H10ClNO |  | Mass | kg | emission | ground | https://ofmpub.epa.gov/sor_internet/registry/substreg/searchandretrieve/substancesearch/search.do?details=displayDetails&selectedSubstanceId=98372 | 1 | Chemicals | c7b892f7-f674-3e86-b91c-66d1da7bf112 | 9499238e-b0eb-35da-aef1-9114f54a0a44 | 20aadc24-a391-41cf-b340-3e4529f44bde | 93a60a56-a3c8-11da-a746-0800200b9a66
1,1,1-Trichloroethane | 71-55-6 | 71556 | 71556 | C2H3Cl3 |  | Mass | kg | emission | ground | https://ofmpub.epa.gov/sor_internet/registry/substreg/searchandretrieve/substancesearch/search.do?details=displayDetails&selectedSubstanceId=48567 | 1 | Chemicals | c5314403-e402-3365-9588-70e23989a0be | 9499238e-b0eb-35da-aef1-9114f54a0a44 | 20aadc24-a391-41cf-b340-3e4529f44bde | 93a60a56-a3c8-11da-a746-0800200b9a66
Pyrazoxyfen | 71561-11-0 | 71561110 | 71561110 | C20H16Cl2N2O3 |  | Mass | kg | emission | ground | https://ofmpub.epa.gov/sor_internet/registry/substreg/searchandretrieve/substancesearch/search.do?details=displayDetails&selectedSubstanceId=96601 | 1 | Chemicals | 4bc1c669-8a3f-39a8-a39b-3a2d94adb66d | 9499238e-b0eb-35da-aef1-9114f54a0a44 | 20aadc24-a391-41cf-b340-3e4529f44bde | 93a60a56-a3c8-11da-a746-0800200b9a66
.beta.-Bromo-.beta.-nitrostyrene | 7166-19-0 | 7166190 | 7166190 | C8H6BrNO2 |  | Mass | kg | emission | ground | https://ofmpub.epa.gov/sor_internet/registry/substreg/searchandretrieve/substancesearch/search.do?details=displayDetails&selectedSubstanceId=37547 | 1 | Chemicals | 2387e096-cfe1-3b76-b35e-5dc9b16b5b56 | 9499238e-b0eb-35da-aef1-9114f54a0a44 | 20aadc24-a391-41cf-b340-3e4529f44bde | 93a60a56-a3c8-11da-a746-0800200b9a66
Didecyl dimethyl ammonium chloride | 7173-51-5 | 7173515 | 7173515 | C22H48ClN |  | Mass | kg | emission | ground | https://ofmpub.epa.gov/sor_internet/registry/substreg/searchandretrieve/substancesearch/search.do?details=displayDetails&selectedSubstanceId=37544 | 1 | Chemicals | d12d1930-d6b8-35f5-9f75-b22015912d4b | 9499238e-b0eb-35da-aef1-9114f54a0a44 | 20aadc24-a391-41cf-b340-3e4529f44bde | 93a60a56-a3c8-11da-a746-0800200b9a66
N-Oleyl-1,3-propanediamine | 7173-62-8 | 7173628 | 7173628 | C21H44N2 |  | Mass | kg | emission | ground | https://ofmpub.epa.gov/sor_internet/registry/substreg/searchandretrieve/substancesearch/search.do?details=displayDetails&selectedSubstanceId=37542 | 1 | Chemicals | d98e3914-20c9-390e-8b8c-ee289a829a84 | 9499238e-b0eb-35da-aef1-9114f54a0a44 | 20aadc24-a391-41cf-b340-3e4529f44bde | 93a60a56-a3c8-11da-a746-0800200b9a66
Thiopental sodium | 71-73-8 | 71738 | 71738 | C11H17N2NaO2S |  | Mass | kg | emission | ground | https://ofmpub.epa.gov/sor_internet/registry/substreg/searchandretrieve/substancesearch/search.do?details=displayDetails&selectedSubstanceId=98289 | 1 | Chemicals | 9328ff2d-c89f-32c6-a7eb-101abc52d099 | 9499238e-b0eb-35da-aef1-9114f54a0a44 | 20aadc24-a391-41cf-b340-3e4529f44bde | 93a60a56-a3c8-11da-a746-0800200b9a66
Abamectin | 71751-41-2 | 71751412 | 71751412 | - |  | Mass | kg | emission | ground | https://ofmpub.epa.gov/sor_internet/registry/substreg/searchandretrieve/substancesearch/search.do?details=displayDetails&selectedSubstanceId=63892 | 1 | Chemicals | 3590a759-8982-3a91-9db8-8ede524329c1 | 9499238e-b0eb-35da-aef1-9114f54a0a44 | 20aadc24-a391-41cf-b340-3e4529f44bde | 93a60a56-a3c8-11da-a746-0800200b9a66
Oxytetracycline calcium | 7179-50-2 | 7179502 | 7179502 | C44H46CaN4O18 |  | Mass | kg | emission | ground | https://ofmpub.epa.gov/sor_internet/registry/substreg/searchandretrieve/substancesearch/search.do?details=displayDetails&selectedSubstanceId=37539 | 1 | Chemicals | 213c2c33-1ed5-34c4-9815-db24903f478a | 9499238e-b0eb-35da-aef1-9114f54a0a44 | 20aadc24-a391-41cf-b340-3e4529f44bde | 93a60a56-a3c8-11da-a746-0800200b9a66
1,4-Piperazinedipropanamine | 7209-38-3 | 7209383 | 7209383 | C10H24N4 |  | Mass | kg | emission | ground | https://ofmpub.epa.gov/sor_internet/registry/substreg/searchandretrieve/substancesearch/search.do?details=displayDetails&selectedSubstanceId=37531 | 1 | Chemicals | 8941036a-eeb2-3072-bf37-372fa2406694 | 9499238e-b0eb-35da-aef1-9114f54a0a44 | 20aadc24-a391-41cf-b340-3e4529f44bde | 93a60a56-a3c8-11da-a746-0800200b9a66
Nerolidol | 7212-44-4 | 7212444 | 7212444 | C15H26O |  | Mass | kg | emission | ground | https://ofmpub.epa.gov/sor_internet/registry/substreg/searchandretrieve/substancesearch/search.do?details=displayDetails&selectedSubstanceId=37530 | 1 | Chemicals | f4572f0a-5d23-3039-9d07-3735ff859043 | 9499238e-b0eb-35da-aef1-9114f54a0a44 | 20aadc24-a391-41cf-b340-3e4529f44bde | 93a60a56-a3c8-11da-a746-0800200b9a66
Fomesafen | 72178-02-0 | 72178020 | 72178020 | C15H10ClF3N2O6S |  | Mass | kg | emission | ground | https://ofmpub.epa.gov/sor_internet/registry/substreg/searchandretrieve/substancesearch/search.do?details=displayDetails&selectedSubstanceId=63875 | 1 | Chemicals | ec1511aa-8ec1-3c77-bbbf-d66c70282729 | 9499238e-b0eb-35da-aef1-9114f54a0a44 | 20aadc24-a391-41cf-b340-3e4529f44bde | 93a60a56-a3c8-11da-a746-0800200b9a66
Endrin | 72-20-8 | 72208 | 72208 | C12H8Cl6O |  | Mass | kg | emission | ground | https://ofmpub.epa.gov/sor_internet/registry/substreg/searchandretrieve/substancesearch/search.do?details=displayDetails&selectedSubstanceId=48561 | 1 | Chemicals | 4c8877e6-ef1a-3abf-abf4-adda25a6b17d | 9499238e-b0eb-35da-aef1-9114f54a0a44 | 20aadc24-a391-41cf-b340-3e4529f44bde | 93a60a56-a3c8-11da-a746-0800200b9a66
1-Phenyl-3,3-dimethyltriazene | 7227-91-0 | 7227910 | 7227910 | C8H11N3 |  | Mass | kg | emission | ground | https://ofmpub.epa.gov/sor_internet/registry/substreg/searchandretrieve/substancesearch/search.do?details=displayDetails&selectedSubstanceId=88490 | 1 | Chemicals | 443b6339-8894-3515-8af5-4b1bc942362b | 9499238e-b0eb-35da-aef1-9114f54a0a44 | 20aadc24-a391-41cf-b340-3e4529f44bde | 93a60a56-a3c8-11da-a746-0800200b9a66
Methoxychlor | 72-43-5 | 72435 | 72435 | C16H15Cl3O2 |  | Mass | kg | emission | ground | https://ofmpub.epa.gov/sor_internet/registry/substreg/searchandretrieve/substancesearch/search.do?details=displayDetails&selectedSubstanceId=48560 | 1 | Chemicals | d8d0aab1-6e48-33a9-890c-8762153b564a | 9499238e-b0eb-35da-aef1-9114f54a0a44 | 20aadc24-a391-41cf-b340-3e4529f44bde | 93a60a56-a3c8-11da-a746-0800200b9a66
Alizarin | 72-48-0 | 72480 | 72480 | C14H8O4 |  | Mass | kg | emission | ground | https://ofmpub.epa.gov/sor_internet/registry/substreg/searchandretrieve/substancesearch/search.do?details=displayDetails&selectedSubstanceId=48559 | 1 | Chemicals | 5d046cf3-b6ad-3561-8fb4-423d84becb78 | 9499238e-b0eb-35da-aef1-9114f54a0a44 | 20aadc24-a391-41cf-b340-3e4529f44bde | 93a60a56-a3c8-11da-a746-0800200b9a66
Fenoxycarb | 72490-01-8 | 72490018 | 72490018 | C17H19NO4 |  | Mass | kg | emission | ground | https://ofmpub.epa.gov/sor_internet/registry/substreg/searchandretrieve/substancesearch/search.do?details=displayDetails&selectedSubstanceId=63960 | 1 | Chemicals | 42de7d29-4e3d-3d86-b122-20a4283029a2 | 9499238e-b0eb-35da-aef1-9114f54a0a44 | 20aadc24-a391-41cf-b340-3e4529f44bde | 93a60a56-a3c8-11da-a746-0800200b9a66
p,p'-DDD | 72-54-8 | 72548 | 72548 | C14H10Cl4 |  | Mass | kg | emission | ground | https://ofmpub.epa.gov/sor_internet/registry/substreg/searchandretrieve/substancesearch/search.do?details=displayDetails&selectedSubstanceId=48558 | 1 | Chemicals | 46169755-5318-3ee6-90ba-a1ed70624d00 | 9499238e-b0eb-35da-aef1-9114f54a0a44 | 20aadc24-a391-41cf-b340-3e4529f44bde | 93a60a56-a3c8-11da-a746-0800200b9a66
p,p'-DDE | 72-55-9 | 72559 | 72559 | C14H8Cl4 |  | Mass | kg | emission | ground | https://ofmpub.epa.gov/sor_internet/registry/substreg/searchandretrieve/substancesearch/search.do?details=displayDetails&selectedSubstanceId=88479 | 1 | Chemicals | 0fc8048f-85c1-34d2-b27a-3d6a7727aee5 | 9499238e-b0eb-35da-aef1-9114f54a0a44 | 20aadc24-a391-41cf-b340-3e4529f44bde | 93a60a56-a3c8-11da-a746-0800200b9a66
Ethylan | 72-56-0 | 72560 | 72560 | C18H20Cl2 |  | Mass | kg | emission | ground | https://ofmpub.epa.gov/sor_internet/registry/substreg/searchandretrieve/substancesearch/search.do?details=displayDetails&selectedSubstanceId=48557 | 1 | Chemicals | 6e4a83fc-4fee-3262-8160-002d5a1b0b14 | 9499238e-b0eb-35da-aef1-9114f54a0a44 | 20aadc24-a391-41cf-b340-3e4529f44bde | 93a60a56-a3c8-11da-a746-0800200b9a66
Chloramben-methyl | 7286-84-2 | 7286842 | 7286842 | C8H7Cl2NO2 |  | Mass | kg | emission | ground | https://ofmpub.epa.gov/sor_internet/registry/substreg/searchandretrieve/substancesearch/search.do?details=displayDetails&selectedSubstanceId=37340 | 1 | Chemicals | 0714c034-042f-3874-b8fa-0b7fa671c287 | 9499238e-b0eb-35da-aef1-9114f54a0a44 | 20aadc24-a391-41cf-b340-3e4529f44bde | 93a60a56-a3c8-11da-a746-0800200b9a66
Prometryn | 7287-19-6 | 7287196 | 7287196 | C10H19N5S |  | Mass | kg | emission | ground | https://ofmpub.epa.gov/sor_internet/registry/substreg/searchandretrieve/substancesearch/search.do?details=displayDetails&selectedSubstanceId=88330 | 1 | Chemicals | 8d5d76dc-5d3c-3012-8fc1-3efab02b8509 | 9499238e-b0eb-35da-aef1-9114f54a0a44 | 20aadc24-a391-41cf-b340-3e4529f44bde | 93a60a56-a3c8-11da-a746-0800200b9a66
Tolylfluanid | 731-27-1 | 731271 | 731271 | C10H13Cl2FN2O2S2 |  | Mass | kg | emission | ground | https://ofmpub.epa.gov/sor_internet/registry/substreg/searchandretrieve/substancesearch/search.do?details=displayDetails&selectedSubstanceId=77655 | 1 | Chemicals | 1f69c69c-6b4b-3b9d-af78-dff4ddb38f28 | 9499238e-b0eb-35da-aef1-9114f54a0a44 | 20aadc24-a391-41cf-b340-3e4529f44bde | 93a60a56-a3c8-11da-a746-0800200b9a66
Phosmet | 732-11-6 | 732116 | 732116 | C11H12NO4PS2 |  | Mass | kg | emission | ground | https://ofmpub.epa.gov/sor_internet/registry/substreg/searchandretrieve/substancesearch/search.do?details=displayDetails&selectedSubstanceId=44224 | 1 | Chemicals | e9140736-8336-3f6f-9ac6-b55b407e645d | 9499238e-b0eb-35da-aef1-9114f54a0a44 | 20aadc24-a391-41cf-b340-3e4529f44bde | 93a60a56-a3c8-11da-a746-0800200b9a66
2,4,6-Tris(tert-butyl)phenol | 732-26-3 | 732263 | 732263 | C18H30O |  | Mass | kg | emission | ground | https://ofmpub.epa.gov/sor_internet/registry/substreg/searchandretrieve/substancesearch/search.do?details=displayDetails&selectedSubstanceId=88180 | 1 | Chemicals | 62605b59-cc56-3091-ba9c-812fa53b852e | 9499238e-b0eb-35da-aef1-9114f54a0a44 | 20aadc24-a391-41cf-b340-3e4529f44bde | 93a60a56-a3c8-11da-a746-0800200b9a66
Mefenacet | 73250-68-7 | 73250687 | 73250687 | C16H14N2O2S |  | Mass | kg | emission | ground | https://ofmpub.epa.gov/sor_internet/registry/substreg/searchandretrieve/substancesearch/search.do?details=displayDetails&selectedSubstanceId=88178 | 1 | Chemicals | f0760e96-3f8d-34b3-9fd8-4b063adb5582 | 9499238e-b0eb-35da-aef1-9114f54a0a44 | 20aadc24-a391-41cf-b340-3e4529f44bde | 93a60a56-a3c8-11da-a746-0800200b9a66
N,N-Dimethyloctylamine | 7378-99-6 | 7378996 | 7378996 | C10H23N |  | Mass | kg | emission | ground | https://ofmpub.epa.gov/sor_internet/registry/substreg/searchandretrieve/substancesearch/search.do?details=displayDetails&selectedSubstanceId=37182 | 1 | Chemicals | b205b7cc-65b7-39d8-aecf-0c19eb209a2f | 9499238e-b0eb-35da-aef1-9114f54a0a44 | 20aadc24-a391-41cf-b340-3e4529f44bde | 93a60a56-a3c8-11da-a746-0800200b9a66
Trimethoprim | 738-70-5 | 738705 | 738705 | C14H18N4O3 |  | Mass | kg | emission | ground | https://ofmpub.epa.gov/sor_internet/registry/substreg/searchandretrieve/substancesearch/search.do?details=displayDetails&selectedSubstanceId=77977 | 1 | Chemicals | d325e578-3467-35d1-900d-e6d7733ad321 | 9499238e-b0eb-35da-aef1-9114f54a0a44 | 20aadc24-a391-41cf-b340-3e4529f44bde | 93a60a56-a3c8-11da-a746-0800200b9a66
Dimethyldiallylammonium chloride | 7398-69-8 | 7398698 | 7398698 | C8H16ClN |  | Mass | kg | emission | ground | https://ofmpub.epa.gov/sor_internet/registry/substreg/searchandretrieve/substancesearch/search.do?details=displayDetails&selectedSubstanceId=37159 | 1 | Chemicals | 4f5e98a0-b1ba-34d8-ada8-99324aee4643 | 9499238e-b0eb-35da-aef1-9114f54a0a44 | 20aadc24-a391-41cf-b340-3e4529f44bde | 93a60a56-a3c8-11da-a746-0800200b9a66
Sethoxydim | 74051-80-2 | 74051802 | 74051802 | C17H29NO3S |  | Mass | kg | emission | ground | https://ofmpub.epa.gov/sor_internet/registry/substreg/searchandretrieve/substancesearch/search.do?details=displayDetails&selectedSubstanceId=62829 | 1 | Chemicals | 8c6e60ac-c06b-3f3a-8a37-395682558422 | 9499238e-b0eb-35da-aef1-9114f54a0a44 | 20aadc24-a391-41cf-b340-3e4529f44bde | 93a60a56-a3c8-11da-a746-0800200b9a66
Aclonifen | 74070-46-5 | 74070465 | 74070465 | C12H9ClN2O3 |  | Mass | kg | emission | ground | https://ofmpub.epa.gov/sor_internet/registry/substreg/searchandretrieve/substancesearch/search.do?details=displayDetails&selectedSubstanceId=81991 | 1 | Chemicals | 6e298a6a-415f-36f7-9678-045a3d4e1cfa | 9499238e-b0eb-35da-aef1-9114f54a0a44 | 20aadc24-a391-41cf-b340-3e4529f44bde | 93a60a56-a3c8-11da-a746-0800200b9a66
[1,1'-Biphenyl]-3,3',4,4'-tetramine, tetrahydrochloride | 7411-49-6 | 7411496 | 7411496 | C12H18Cl4N4 |  | Mass | kg | emission | ground | https://ofmpub.epa.gov/sor_internet/registry/substreg/searchandretrieve/substancesearch/search.do?details=displayDetails&selectedSubstanceId=88036 | 1 | Chemicals | 30b07305-0a73-3ec2-b2ae-e8e8112930c1 | 9499238e-b0eb-35da-aef1-9114f54a0a44 | 20aadc24-a391-41cf-b340-3e4529f44bde | 93a60a56-a3c8-11da-a746-0800200b9a66
Clofentezine | 74115-24-5 | 74115245 | 74115245 | C14H8Cl2N4 |  | Mass | kg | emission | ground | https://ofmpub.epa.gov/sor_internet/registry/substreg/searchandretrieve/substancesearch/search.do?details=displayDetails&selectedSubstanceId=62697 | 1 | Chemicals | 57b2fc44-3f5f-33aa-a7a6-c7991f6eaafd | 9499238e-b0eb-35da-aef1-9114f54a0a44 | 20aadc24-a391-41cf-b340-3e4529f44bde | 93a60a56-a3c8-11da-a746-0800200b9a66
Phosphonic acid, (1-hydroxyethylidene)bis-, disodium salt | 7414-83-7 | 7414837 | 7414837 | C2H6Na2O7P2 |  | Mass | kg | emission | ground | https://ofmpub.epa.gov/sor_internet/registry/substreg/searchandretrieve/substancesearch/search.do?details=displayDetails&selectedSubstanceId=37149 | 1 | Chemicals | 1f5cc4cd-30c2-38fd-9739-1a3b05d5cf74 | 9499238e-b0eb-35da-aef1-9114f54a0a44 | 20aadc24-a391-41cf-b340-3e4529f44bde | 93a60a56-a3c8-11da-a746-0800200b9a66
Bensulide | 741-58-2 | 741582 | 741582 | C14H24NO4PS3 |  | Mass | kg | emission | ground | https://ofmpub.epa.gov/sor_internet/registry/substreg/searchandretrieve/substancesearch/search.do?details=displayDetails&selectedSubstanceId=44220 | 1 | Chemicals | fae15c4c-729a-3d5f-a24c-4ab3253a8de1 | 9499238e-b0eb-35da-aef1-9114f54a0a44 | 20aadc24-a391-41cf-b340-3e4529f44bde | 93a60a56-a3c8-11da-a746-0800200b9a66
Sulfometuron methyl | 74222-97-2 | 74222972 | 74222972 | C15H16N4O5S |  | Mass | kg | emission | ground | https://ofmpub.epa.gov/sor_internet/registry/substreg/searchandretrieve/substancesearch/search.do?details=displayDetails&selectedSubstanceId=86814 | 1 | Chemicals | bc3cee3d-66a1-3931-b070-1700003d1b64 | 9499238e-b0eb-35da-aef1-9114f54a0a44 | 20aadc24-a391-41cf-b340-3e4529f44bde | 93a60a56-a3c8-11da-a746-0800200b9a66
Metsulfuron-methyl | 74223-64-6 | 74223646 | 74223646 | C14H15N5O6S |  | Mass | kg | emission | ground | https://ofmpub.epa.gov/sor_internet/registry/substreg/searchandretrieve/substancesearch/search.do?details=displayDetails&selectedSubstanceId=86813 | 1 | Chemicals | aafcbfac-25ba-359b-ad90-db520a0f677b | 9499238e-b0eb-35da-aef1-9114f54a0a44 | 20aadc24-a391-41cf-b340-3e4529f44bde | 93a60a56-a3c8-11da-a746-0800200b9a66
Aluminum | 7429-90-5 | 7429905 | 7429905 | Al |  | Mass | kg | emission | ground | https://ofmpub.epa.gov/sor_internet/registry/substreg/searchandretrieve/substancesearch/search.do?details=displayDetails&selectedSubstanceId=37021 | 1 | Chemicals | 0af6e8b5-2634-38da-ae11-4469b765ae2d | 9499238e-b0eb-35da-aef1-9114f54a0a44 | 20aadc24-a391-41cf-b340-3e4529f44bde | 93a60a56-a3c8-11da-a746-0800200b9a66
Lead | 7439-92-1 | 7439921 | 7439921 | Pb |  | Mass | kg | emission | ground | https://ofmpub.epa.gov/sor_internet/registry/substreg/searchandretrieve/substancesearch/search.do?details=displayDetails&selectedSubstanceId=37012 | 1 | Chemicals | 6e93e021-ad15-32d0-9cdd-98269a602983 | 9499238e-b0eb-35da-aef1-9114f54a0a44 | 20aadc24-a391-41cf-b340-3e4529f44bde | 93a60a56-a3c8-11da-a746-0800200b9a66
Manganese | 7439-96-5 | 7439965 | 7439965 | Mn |  | Mass | kg | emission | ground | https://ofmpub.epa.gov/sor_internet/registry/substreg/searchandretrieve/substancesearch/search.do?details=displayDetails&selectedSubstanceId=37008 | 1 | Chemicals | ed31e09f-e90d-3692-bc54-d85bf6c85724 | 9499238e-b0eb-35da-aef1-9114f54a0a44 | 20aadc24-a391-41cf-b340-3e4529f44bde | 93a60a56-a3c8-11da-a746-0800200b9a66
Mercury | 7439-97-6 | 7439976 | 7439976 | Hg |  | Mass | kg | emission | ground | https://ofmpub.epa.gov/sor_internet/registry/substreg/searchandretrieve/substancesearch/search.do?details=displayDetails&selectedSubstanceId=37007 | 1 | Chemicals | 97758de8-88db-3d2c-98bc-071fc257869c | 9499238e-b0eb-35da-aef1-9114f54a0a44 | 20aadc24-a391-41cf-b340-3e4529f44bde | 93a60a56-a3c8-11da-a746-0800200b9a66
Nickel | 7440-02-0 | 7440020 | 7440020 | Ni |  | Mass | kg | emission | ground | https://ofmpub.epa.gov/sor_internet/registry/substreg/searchandretrieve/substancesearch/search.do?details=displayDetails&selectedSubstanceId=37003 | 1 | Chemicals | eced11d2-b6df-3eb4-bf0b-86eaa9459951 | 9499238e-b0eb-35da-aef1-9114f54a0a44 | 20aadc24-a391-41cf-b340-3e4529f44bde | 93a60a56-a3c8-11da-a746-0800200b9a66
Silver | 7440-22-4 | 7440224 | 7440224 | Ag |  | Mass | kg | emission | ground | https://ofmpub.epa.gov/sor_internet/registry/substreg/searchandretrieve/substancesearch/search.do?details=displayDetails&selectedSubstanceId=36986 | 1 | Chemicals | a4e7b173-fa31-3581-8019-db9f388c8594 | 9499238e-b0eb-35da-aef1-9114f54a0a44 | 20aadc24-a391-41cf-b340-3e4529f44bde | 93a60a56-a3c8-11da-a746-0800200b9a66
Antimony | 7440-36-0 | 7440360 | 7440360 | Sb |  | Mass | kg | emission | ground | https://ofmpub.epa.gov/sor_internet/registry/substreg/searchandretrieve/substancesearch/search.do?details=displayDetails&selectedSubstanceId=36975 | 1 | Chemicals | 3c12cdb4-2083-3dbb-af97-d6fb2fa3accf | 9499238e-b0eb-35da-aef1-9114f54a0a44 | 20aadc24-a391-41cf-b340-3e4529f44bde | 93a60a56-a3c8-11da-a746-0800200b9a66
Arsenic | 7440-38-2 | 7440382 | 7440382 | As |  | Mass | kg | emission | ground | https://ofmpub.epa.gov/sor_internet/registry/substreg/searchandretrieve/substancesearch/search.do?details=displayDetails&selectedSubstanceId=36973 | 1 | Chemicals | dd89d371-0bb1-3b78-9641-595acbbf5578 | 9499238e-b0eb-35da-aef1-9114f54a0a44 | 20aadc24-a391-41cf-b340-3e4529f44bde | 93a60a56-a3c8-11da-a746-0800200b9a66
Barium | 7440-39-3 | 7440393 | 7440393 | Ba |  | Mass | kg | emission | ground | https://ofmpub.epa.gov/sor_internet/registry/substreg/searchandretrieve/substancesearch/search.do?details=displayDetails&selectedSubstanceId=36972 | 1 | Chemicals | a7e10d9c-d704-35d8-a93b-be6d52527d40 | 9499238e-b0eb-35da-aef1-9114f54a0a44 | 20aadc24-a391-41cf-b340-3e4529f44bde | 93a60a56-a3c8-11da-a746-0800200b9a66
Cadmium | 7440-43-9 | 7440439 | 7440439 | Cd |  | Mass | kg | emission | ground | https://ofmpub.epa.gov/sor_internet/registry/substreg/searchandretrieve/substancesearch/search.do?details=displayDetails&selectedSubstanceId=36835 | 1 | Chemicals | 3fc54477-36ea-3a5c-9f1b-850a145a87fe | 9499238e-b0eb-35da-aef1-9114f54a0a44 | 20aadc24-a391-41cf-b340-3e4529f44bde | 93a60a56-a3c8-11da-a746-0800200b9a66
Chromium | 7440-47-3 | 7440473 | 7440473 | Cr |  | Mass | kg | emission | ground | https://ofmpub.epa.gov/sor_internet/registry/substreg/searchandretrieve/substancesearch/search.do?details=displayDetails&selectedSubstanceId=36831 | 1 | Chemicals | fd02f9f9-16cb-30da-b528-4a28e3552b8e | 9499238e-b0eb-35da-aef1-9114f54a0a44 | 20aadc24-a391-41cf-b340-3e4529f44bde | 93a60a56-a3c8-11da-a746-0800200b9a66
Cobalt | 7440-48-4 | 7440484 | 7440484 | Co |  | Mass | kg | emission | ground | https://ofmpub.epa.gov/sor_internet/registry/substreg/searchandretrieve/substancesearch/search.do?details=displayDetails&selectedSubstanceId=36830 | 1 | Chemicals | 987024a7-8227-34c7-a848-1b837c4ba1c1 | 9499238e-b0eb-35da-aef1-9114f54a0a44 | 20aadc24-a391-41cf-b340-3e4529f44bde | 93a60a56-a3c8-11da-a746-0800200b9a66
Copper | 7440-50-8 | 7440508 | 7440508 | Cu |  | Mass | kg | emission | ground | https://ofmpub.epa.gov/sor_internet/registry/substreg/searchandretrieve/substancesearch/search.do?details=displayDetails&selectedSubstanceId=36829 | 1 | Chemicals | 9bf4bad1-6de9-33a8-9cc0-899a85e9af19 | 9499238e-b0eb-35da-aef1-9114f54a0a44 | 20aadc24-a391-41cf-b340-3e4529f44bde | 93a60a56-a3c8-11da-a746-0800200b9a66
Vanadium | 7440-62-2 | 7440622 | 7440622 | V |  | Mass | kg | emission | ground | https://ofmpub.epa.gov/sor_internet/registry/substreg/searchandretrieve/substancesearch/search.do?details=displayDetails&selectedSubstanceId=36819 | 1 | Chemicals | 9f09a9ed-f433-3b3b-ac33-20d86c1eb645 | 9499238e-b0eb-35da-aef1-9114f54a0a44 | 20aadc24-a391-41cf-b340-3e4529f44bde | 93a60a56-a3c8-11da-a746-0800200b9a66
1H-Pyrrole-3-carbonitrile, 4-(2,3-dichlorophenyl)- | 74738-17-3 | 74738173 | 74738173 | C11H6Cl2N2 |  | Mass | kg | emission | ground | https://ofmpub.epa.gov/sor_internet/registry/substreg/searchandretrieve/substancesearch/search.do?details=displayDetails&selectedSubstanceId=81984 | 1 | Chemicals | 1c568917-2aa9-37d9-b041-f917a22dfbea | 9499238e-b0eb-35da-aef1-9114f54a0a44 | 20aadc24-a391-41cf-b340-3e4529f44bde | 93a60a56-a3c8-11da-a746-0800200b9a66
Methyl bromide | 74-83-9 | 74839 | 74839 | CH3Br |  | Mass | kg | emission | ground | https://ofmpub.epa.gov/sor_internet/registry/substreg/searchandretrieve/substancesearch/search.do?details=displayDetails&selectedSubstanceId=48547 | 1 | Chemicals | e8538c25-a09a-39a4-b3c5-f1d844593fe4 | 9499238e-b0eb-35da-aef1-9114f54a0a44 | 20aadc24-a391-41cf-b340-3e4529f44bde | 93a60a56-a3c8-11da-a746-0800200b9a66
Ethylene | 74-85-1 | 74851 | 74851 | C2H4 |  | Mass | kg | emission | ground | https://ofmpub.epa.gov/sor_internet/registry/substreg/searchandretrieve/substancesearch/search.do?details=displayDetails&selectedSubstanceId=48545 | 1 | Chemicals | 5032104b-5f86-38a2-be24-882c925940cb | 9499238e-b0eb-35da-aef1-9114f54a0a44 | 20aadc24-a391-41cf-b340-3e4529f44bde | 93a60a56-a3c8-11da-a746-0800200b9a66
Chloromethane | 74-87-3 | 74873 | 74873 | CH3Cl |  | Mass | kg | emission | ground | https://ofmpub.epa.gov/sor_internet/registry/substreg/searchandretrieve/substancesearch/search.do?details=displayDetails&selectedSubstanceId=48543 | 1 | Chemicals | a18c2c5a-e68c-3eb8-919c-d126b10b8488 | 9499238e-b0eb-35da-aef1-9114f54a0a44 | 20aadc24-a391-41cf-b340-3e4529f44bde | 93a60a56-a3c8-11da-a746-0800200b9a66
Methylamine | 74-89-5 | 74895 | 74895 | CH5N |  | Mass | kg | emission | ground | https://ofmpub.epa.gov/sor_internet/registry/substreg/searchandretrieve/substancesearch/search.do?details=displayDetails&selectedSubstanceId=48541 | 1 | Chemicals | 16c1d7c8-6516-3640-a1e8-155d96f8f70b | 9499238e-b0eb-35da-aef1-9114f54a0a44 | 20aadc24-a391-41cf-b340-3e4529f44bde | 93a60a56-a3c8-11da-a746-0800200b9a66
Hydrogen cyanide | 74-90-8 | 74908 | 74908 | CHN |  | Mass | kg | emission | ground | https://ofmpub.epa.gov/sor_internet/registry/substreg/searchandretrieve/substancesearch/search.do?details=displayDetails&selectedSubstanceId=48540 | 1 | Chemicals | faf5c7f8-0032-3756-9bf3-8ec790024569 | 9499238e-b0eb-35da-aef1-9114f54a0a44 | 20aadc24-a391-41cf-b340-3e4529f44bde | 93a60a56-a3c8-11da-a746-0800200b9a66
Bromoethane | 74-96-4 | 74964 | 74964 | C2H5Br |  | Mass | kg | emission | ground | https://ofmpub.epa.gov/sor_internet/registry/substreg/searchandretrieve/substancesearch/search.do?details=displayDetails&selectedSubstanceId=48536 | 1 | Chemicals | e1ccfc0e-28a1-3ffb-b768-ebeb9781e1bc | 9499238e-b0eb-35da-aef1-9114f54a0a44 | 20aadc24-a391-41cf-b340-3e4529f44bde | 93a60a56-a3c8-11da-a746-0800200b9a66
Halon 1011 | 74-97-5 | 74975 | 74975 | CH2BrCl |  | Mass | kg | emission | ground | https://ofmpub.epa.gov/sor_internet/registry/substreg/searchandretrieve/substancesearch/search.do?details=displayDetails&selectedSubstanceId=48535 | 1 | Chemicals | 5bed6286-a1d4-34a1-80ce-9aa02801cd2a | 9499238e-b0eb-35da-aef1-9114f54a0a44 | 20aadc24-a391-41cf-b340-3e4529f44bde | 93a60a56-a3c8-11da-a746-0800200b9a66
Chloroethane | 75-00-3 | 75003 | 75003 | C2H5Cl |  | Mass | kg | emission | ground | https://ofmpub.epa.gov/sor_internet/registry/substreg/searchandretrieve/substancesearch/search.do?details=displayDetails&selectedSubstanceId=48532 | 1 | Chemicals | bc5d9361-3a80-332d-88da-e8c44f7cf880 | 9499238e-b0eb-35da-aef1-9114f54a0a44 | 20aadc24-a391-41cf-b340-3e4529f44bde | 93a60a56-a3c8-11da-a746-0800200b9a66
Vinyl chloride | 75-01-4 | 75014 | 75014 | C2H3Cl |  | Mass | kg | emission | ground | https://ofmpub.epa.gov/sor_internet/registry/substreg/searchandretrieve/substancesearch/search.do?details=displayDetails&selectedSubstanceId=48531 | 1 | Chemicals | 9e954252-b7fb-330d-b7f2-be08de9d49cd | 9499238e-b0eb-35da-aef1-9114f54a0a44 | 20aadc24-a391-41cf-b340-3e4529f44bde | 93a60a56-a3c8-11da-a746-0800200b9a66
Vinyl fluoride | 75-02-5 | 75025 | 75025 | C2H3F |  | Mass | kg | emission | ground | https://ofmpub.epa.gov/sor_internet/registry/substreg/searchandretrieve/substancesearch/search.do?details=displayDetails&selectedSubstanceId=48530 | 1 | Chemicals | bedfe990-5445-32f7-92cb-055589c1f730 | 9499238e-b0eb-35da-aef1-9114f54a0a44 | 20aadc24-a391-41cf-b340-3e4529f44bde | 93a60a56-a3c8-11da-a746-0800200b9a66
Ethylamine | 75-04-7 | 75047 | 75047 | C2H7N |  | Mass | kg | emission | ground | https://ofmpub.epa.gov/sor_internet/registry/substreg/searchandretrieve/substancesearch/search.do?details=displayDetails&selectedSubstanceId=48528 | 1 | Chemicals | 49b1316c-1c07-3ad2-9c85-3fc273477133 | 9499238e-b0eb-35da-aef1-9114f54a0a44 | 20aadc24-a391-41cf-b340-3e4529f44bde | 93a60a56-a3c8-11da-a746-0800200b9a66
Acetonitrile | 75-05-8 | 75058 | 75058 | C2H3N |  | Mass | kg | emission | ground | https://ofmpub.epa.gov/sor_internet/registry/substreg/searchandretrieve/substancesearch/search.do?details=displayDetails&selectedSubstanceId=48527 | 1 | Chemicals | cd7a2caf-5ec0-3d46-a733-4bf81bcef386 | 9499238e-b0eb-35da-aef1-9114f54a0a44 | 20aadc24-a391-41cf-b340-3e4529f44bde | 93a60a56-a3c8-11da-a746-0800200b9a66
Acetaldehyde | 75-07-0 | 75070 | 75070 | C2H4O |  | Mass | kg | emission | ground | https://ofmpub.epa.gov/sor_internet/registry/substreg/searchandretrieve/substancesearch/search.do?details=displayDetails&selectedSubstanceId=48526 | 1 | Chemicals | c30e7155-e6d4-3406-b384-d482e5131f41 | 9499238e-b0eb-35da-aef1-9114f54a0a44 | 20aadc24-a391-41cf-b340-3e4529f44bde | 93a60a56-a3c8-11da-a746-0800200b9a66
Ethyl mercaptan | 75-08-1 | 75081 | 75081 | C2H6S |  | Mass | kg | emission | ground | https://ofmpub.epa.gov/sor_internet/registry/substreg/searchandretrieve/substancesearch/search.do?details=displayDetails&selectedSubstanceId=48525 | 1 | Chemicals | 8de735d6-25bc-3567-a4c4-bec35c830c17 | 9499238e-b0eb-35da-aef1-9114f54a0a44 | 20aadc24-a391-41cf-b340-3e4529f44bde | 93a60a56-a3c8-11da-a746-0800200b9a66
Methylene chloride | 75-09-2 | 75092 | 75092 | CH2Cl2 |  | Mass | kg | emission | ground | https://ofmpub.epa.gov/sor_internet/registry/substreg/searchandretrieve/substancesearch/search.do?details=displayDetails&selectedSubstanceId=48524 | 1 | Chemicals | c4735594-45e5-3395-b176-5b5c8fd52c93 | 9499238e-b0eb-35da-aef1-9114f54a0a44 | 20aadc24-a391-41cf-b340-3e4529f44bde | 93a60a56-a3c8-11da-a746-0800200b9a66
Formamide | 75-12-7 | 75127 | 75127 | CH3NO |  | Mass | kg | emission | ground | https://ofmpub.epa.gov/sor_internet/registry/substreg/searchandretrieve/substancesearch/search.do?details=displayDetails&selectedSubstanceId=48522 | 1 | Chemicals | a736256a-89b7-3ccc-9093-fdf95bf570eb | 9499238e-b0eb-35da-aef1-9114f54a0a44 | 20aadc24-a391-41cf-b340-3e4529f44bde | 93a60a56-a3c8-11da-a746-0800200b9a66
Carbon disulfide | 75-15-0 | 75150 | 75150 | CS2 |  | Mass | kg | emission | ground | https://ofmpub.epa.gov/sor_internet/registry/substreg/searchandretrieve/substancesearch/search.do?details=displayDetails&selectedSubstanceId=48521 | 1 | Chemicals | 201348cb-a434-37a7-80a4-839d2e8d83d3 | 9499238e-b0eb-35da-aef1-9114f54a0a44 | 20aadc24-a391-41cf-b340-3e4529f44bde | 93a60a56-a3c8-11da-a746-0800200b9a66
Dimethyl sulfide | 75-18-3 | 75183 | 75183 | C2H6S |  | Mass | kg | emission | ground | https://ofmpub.epa.gov/sor_internet/registry/substreg/searchandretrieve/substancesearch/search.do?details=displayDetails&selectedSubstanceId=48519 | 1 | Chemicals | fa0ca12c-f873-33b8-9492-c820a51c4f34 | 9499238e-b0eb-35da-aef1-9114f54a0a44 | 20aadc24-a391-41cf-b340-3e4529f44bde | 93a60a56-a3c8-11da-a746-0800200b9a66
Ethylene oxide | 75-21-8 | 75218 | 75218 | C2H4O |  | Mass | kg | emission | ground | https://ofmpub.epa.gov/sor_internet/registry/substreg/searchandretrieve/substancesearch/search.do?details=displayDetails&selectedSubstanceId=48517 | 1 | Chemicals | e2f0fc88-3306-31eb-9ec2-0c4899f313b8 | 9499238e-b0eb-35da-aef1-9114f54a0a44 | 20aadc24-a391-41cf-b340-3e4529f44bde | 93a60a56-a3c8-11da-a746-0800200b9a66
Tribromomethane | 75-25-2 | 75252 | 75252 | CHBr3 |  | Mass | kg | emission | ground | https://ofmpub.epa.gov/sor_internet/registry/substreg/searchandretrieve/substancesearch/search.do?details=displayDetails&selectedSubstanceId=48938 | 1 | Chemicals | e8cef771-dfa5-313a-8f82-00706ccfff08 | 9499238e-b0eb-35da-aef1-9114f54a0a44 | 20aadc24-a391-41cf-b340-3e4529f44bde | 93a60a56-a3c8-11da-a746-0800200b9a66
Dichlorobromomethane | 75-27-4 | 75274 | 75274 | CHBrCl2 |  | Mass | kg | emission | ground | https://ofmpub.epa.gov/sor_internet/registry/substreg/searchandretrieve/substancesearch/search.do?details=displayDetails&selectedSubstanceId=48936 | 1 | Chemicals | 23406a10-9ddf-310d-8d13-59c9532943a0 | 9499238e-b0eb-35da-aef1-9114f54a0a44 | 20aadc24-a391-41cf-b340-3e4529f44bde | 93a60a56-a3c8-11da-a746-0800200b9a66
Isopropylamine | 75-31-0 | 75310 | 75310 | C3H9N |  | Mass | kg | emission | ground | https://ofmpub.epa.gov/sor_internet/registry/substreg/searchandretrieve/substancesearch/search.do?details=displayDetails&selectedSubstanceId=87894 | 1 | Chemicals | c87b1aa7-36c1-3c9c-8198-128d307d80b5 | 9499238e-b0eb-35da-aef1-9114f54a0a44 | 20aadc24-a391-41cf-b340-3e4529f44bde | 93a60a56-a3c8-11da-a746-0800200b9a66
Lovastatin | 75330-75-5 | 75330755 | 75330755 | C24H36O5 |  | Mass | kg | emission | ground | https://ofmpub.epa.gov/sor_internet/registry/substreg/searchandretrieve/substancesearch/search.do?details=displayDetails&selectedSubstanceId=78209 | 1 | Chemicals | f62390e6-3961-3928-beb4-65aa05ca0fa9 | 9499238e-b0eb-35da-aef1-9114f54a0a44 | 20aadc24-a391-41cf-b340-3e4529f44bde | 93a60a56-a3c8-11da-a746-0800200b9a66
1,1-Dichloroethylene | 75-35-4 | 75354 | 75354 | C2H2Cl2 |  | Mass | kg | emission | ground | https://ofmpub.epa.gov/sor_internet/registry/substreg/searchandretrieve/substancesearch/search.do?details=displayDetails&selectedSubstanceId=48931 | 1 | Chemicals | 9e61e127-0d87-365a-8bf1-6feb89bc685f | 9499238e-b0eb-35da-aef1-9114f54a0a44 | 20aadc24-a391-41cf-b340-3e4529f44bde | 93a60a56-a3c8-11da-a746-0800200b9a66
Acetyl chloride | 75-36-5 | 75365 | 75365 | C2H3ClO |  | Mass | kg | emission | ground | https://ofmpub.epa.gov/sor_internet/registry/substreg/searchandretrieve/substancesearch/search.do?details=displayDetails&selectedSubstanceId=87893 | 1 | Chemicals | 4d18e503-018c-3224-9bbb-d59643d5bd66 | 9499238e-b0eb-35da-aef1-9114f54a0a44 | 20aadc24-a391-41cf-b340-3e4529f44bde | 93a60a56-a3c8-11da-a746-0800200b9a66
1-Aminoethanol | 75-39-8 | 75398 | 75398 | - |  | Mass | kg | emission | ground | https://ofmpub.epa.gov/sor_internet/registry/substreg/searchandretrieve/substancesearch/search.do?details=displayDetails&selectedSubstanceId=96599 | 1 | Chemicals | 2341eae4-3219-376f-b64f-8653ffe135ee | 9499238e-b0eb-35da-aef1-9114f54a0a44 | 20aadc24-a391-41cf-b340-3e4529f44bde | 93a60a56-a3c8-11da-a746-0800200b9a66
HCFC-22 | 75-45-6 | 75456 | 75456 | CHClF2 |  | Mass | kg | emission | ground | https://ofmpub.epa.gov/sor_internet/registry/substreg/searchandretrieve/substancesearch/search.do?details=displayDetails&selectedSubstanceId=48927 | 1 | Chemicals | cb7604cf-8150-3686-b428-1a00c9d29dd8 | 9499238e-b0eb-35da-aef1-9114f54a0a44 | 20aadc24-a391-41cf-b340-3e4529f44bde | 93a60a56-a3c8-11da-a746-0800200b9a66
Iodoform | 75-47-8 | 75478 | 75478 | CHI3 |  | Mass | kg | emission | ground | https://ofmpub.epa.gov/sor_internet/registry/substreg/searchandretrieve/substancesearch/search.do?details=displayDetails&selectedSubstanceId=48925 | 1 | Chemicals | 6bf699a8-90ab-320c-926a-cd937ca4b318 | 9499238e-b0eb-35da-aef1-9114f54a0a44 | 20aadc24-a391-41cf-b340-3e4529f44bde | 93a60a56-a3c8-11da-a746-0800200b9a66
Trimethylamine | 75-50-3 | 75503 | 75503 | C3H9N |  | Mass | kg | emission | ground | https://ofmpub.epa.gov/sor_internet/registry/substreg/searchandretrieve/substancesearch/search.do?details=displayDetails&selectedSubstanceId=87887 | 1 | Chemicals | 34e69f27-79ed-3eed-ae58-818a02b3a100 | 9499238e-b0eb-35da-aef1-9114f54a0a44 | 20aadc24-a391-41cf-b340-3e4529f44bde | 93a60a56-a3c8-11da-a746-0800200b9a66
Nitromethane | 75-52-5 | 75525 | 75525 | CH3NO2 |  | Mass | kg | emission | ground | https://ofmpub.epa.gov/sor_internet/registry/substreg/searchandretrieve/substancesearch/search.do?details=displayDetails&selectedSubstanceId=48924 | 1 | Chemicals | 5c3c8960-c323-3adc-8659-caa75fcfe8f7 | 9499238e-b0eb-35da-aef1-9114f54a0a44 | 20aadc24-a391-41cf-b340-3e4529f44bde | 93a60a56-a3c8-11da-a746-0800200b9a66
Propylene oxide | 75-56-9 | 75569 | 75569 | C3H6O |  | Mass | kg | emission | ground | https://ofmpub.epa.gov/sor_internet/registry/substreg/searchandretrieve/substancesearch/search.do?details=displayDetails&selectedSubstanceId=48922 | 1 | Chemicals | 3c841b05-3cbe-3525-b90d-f4fca2494bd2 | 9499238e-b0eb-35da-aef1-9114f54a0a44 | 20aadc24-a391-41cf-b340-3e4529f44bde | 93a60a56-a3c8-11da-a746-0800200b9a66
Tetramethylammonium chloride | 75-57-0 | 75570 | 75570 | C4H12ClN |  | Mass | kg | emission | ground | https://ofmpub.epa.gov/sor_internet/registry/substreg/searchandretrieve/substancesearch/search.do?details=displayDetails&selectedSubstanceId=48921 | 1 | Chemicals | a63d4c5c-ef06-3ee6-a9a7-be2102cdb9f3 | 9499238e-b0eb-35da-aef1-9114f54a0a44 | 20aadc24-a391-41cf-b340-3e4529f44bde | 93a60a56-a3c8-11da-a746-0800200b9a66
Cacodylic acid | 75-60-5 | 75605 | 75605 | C2H7AsO2 |  | Mass | kg | emission | ground | https://ofmpub.epa.gov/sor_internet/registry/substreg/searchandretrieve/substancesearch/search.do?details=displayDetails&selectedSubstanceId=48919 | 1 | Chemicals | e4eda34b-f9ef-3e85-98c9-e54f83c6585b | 9499238e-b0eb-35da-aef1-9114f54a0a44 | 20aadc24-a391-41cf-b340-3e4529f44bde | 93a60a56-a3c8-11da-a746-0800200b9a66
tert-Butylamine | 75-64-9 | 75649 | 75649 | C4H11N |  | Mass | kg | emission | ground | https://ofmpub.epa.gov/sor_internet/registry/substreg/searchandretrieve/substancesearch/search.do?details=displayDetails&selectedSubstanceId=48916 | 1 | Chemicals | 3474bdb8-b0d7-38b2-a8c2-5af45a1b24ca | 9499238e-b0eb-35da-aef1-9114f54a0a44 | 20aadc24-a391-41cf-b340-3e4529f44bde | 93a60a56-a3c8-11da-a746-0800200b9a66
tert-Butanol | 75-65-0 | 75650 | 75650 | C4H10O |  | Mass | kg | emission | ground | https://ofmpub.epa.gov/sor_internet/registry/substreg/searchandretrieve/substancesearch/search.do?details=displayDetails&selectedSubstanceId=87876 | 1 | Chemicals | 4adfb622-b3d8-30c2-a665-7f3abda34213 | 9499238e-b0eb-35da-aef1-9114f54a0a44 | 20aadc24-a391-41cf-b340-3e4529f44bde | 93a60a56-a3c8-11da-a746-0800200b9a66
Dimethyl methylphosphonate | 756-79-6 | 756796 | 756796 | C3H9O3P |  | Mass | kg | emission | ground | https://ofmpub.epa.gov/sor_internet/registry/substreg/searchandretrieve/substancesearch/search.do?details=displayDetails&selectedSubstanceId=44212 | 1 | Chemicals | 933a2ef8-9894-36ab-834b-95e3d7d546fb | 9499238e-b0eb-35da-aef1-9114f54a0a44 | 20aadc24-a391-41cf-b340-3e4529f44bde | 93a60a56-a3c8-11da-a746-0800200b9a66
O,O-Dimethyl dithiophosphate | 756-80-9 | 756809 | 756809 | C2H7O2PS2 |  | Mass | kg | emission | ground | https://ofmpub.epa.gov/sor_internet/registry/substreg/searchandretrieve/substancesearch/search.do?details=displayDetails&selectedSubstanceId=44211 | 1 | Chemicals | 3f89c327-9c7d-35d1-9a48-58b85d584a89 | 9499238e-b0eb-35da-aef1-9114f54a0a44 | 20aadc24-a391-41cf-b340-3e4529f44bde | 93a60a56-a3c8-11da-a746-0800200b9a66
CFC-11 | 75-69-4 | 75694 | 75694 | CCl3F |  | Mass | kg | emission | ground | https://ofmpub.epa.gov/sor_internet/registry/substreg/searchandretrieve/substancesearch/search.do?details=displayDetails&selectedSubstanceId=87874 | 1 | Chemicals | 6e92dfd2-3b37-31ca-98f0-27fee47e687a | 9499238e-b0eb-35da-aef1-9114f54a0a44 | 20aadc24-a391-41cf-b340-3e4529f44bde | 93a60a56-a3c8-11da-a746-0800200b9a66
CFC-12 | 75-71-8 | 75718 | 75718 | CCl2F2 |  | Mass | kg | emission | ground | https://ofmpub.epa.gov/sor_internet/registry/substreg/searchandretrieve/substancesearch/search.do?details=displayDetails&selectedSubstanceId=48912 | 1 | Chemicals | f0574117-846f-3ae7-a5bf-306d5973d837 | 9499238e-b0eb-35da-aef1-9114f54a0a44 | 20aadc24-a391-41cf-b340-3e4529f44bde | 93a60a56-a3c8-11da-a746-0800200b9a66
Dichloroacetylene | 7572-29-4 | 7572294 | 7572294 | C2Cl2 |  | Mass | kg | emission | ground | https://ofmpub.epa.gov/sor_internet/registry/substreg/searchandretrieve/substancesearch/search.do?details=displayDetails&selectedSubstanceId=83562 | 1 | Chemicals | 7e4d3ba0-9628-36c9-9904-42b0a656915c | 9499238e-b0eb-35da-aef1-9114f54a0a44 | 20aadc24-a391-41cf-b340-3e4529f44bde | 93a60a56-a3c8-11da-a746-0800200b9a66
Tetramethyllead | 75-74-1 | 75741 | 75741 | C4H12Pb |  | Mass | kg | emission | ground | https://ofmpub.epa.gov/sor_internet/registry/substreg/searchandretrieve/substancesearch/search.do?details=displayDetails&selectedSubstanceId=48909 | 1 | Chemicals | a599633b-c529-377a-b0a6-10ff3de54efe | 9499238e-b0eb-35da-aef1-9114f54a0a44 | 20aadc24-a391-41cf-b340-3e4529f44bde | 93a60a56-a3c8-11da-a746-0800200b9a66
2-Methyl-2-butanol | 75-85-4 | 75854 | 75854 | C5H12O |  | Mass | kg | emission | ground | https://ofmpub.epa.gov/sor_internet/registry/substreg/searchandretrieve/substancesearch/search.do?details=displayDetails&selectedSubstanceId=48899 | 1 | Chemicals | a6884c43-a532-3fd8-98ce-a29a45607ed4 | 9499238e-b0eb-35da-aef1-9114f54a0a44 | 20aadc24-a391-41cf-b340-3e4529f44bde | 93a60a56-a3c8-11da-a746-0800200b9a66
Acetone cyanohydrin | 75-86-5 | 75865 | 75865 | C4H7NO |  | Mass | kg | emission | ground | https://ofmpub.epa.gov/sor_internet/registry/substreg/searchandretrieve/substancesearch/search.do?details=displayDetails&selectedSubstanceId=48898 | 1 | Chemicals | d1265e4c-6465-3732-807c-3d2506698f0d | 9499238e-b0eb-35da-aef1-9114f54a0a44 | 20aadc24-a391-41cf-b340-3e4529f44bde | 93a60a56-a3c8-11da-a746-0800200b9a66
Chloral | 75-87-6 | 75876 | 75876 | C2HCl3O |  | Mass | kg | emission | ground | https://ofmpub.epa.gov/sor_internet/registry/substreg/searchandretrieve/substancesearch/search.do?details=displayDetails&selectedSubstanceId=48897 | 1 | Chemicals | 2b91ba88-b751-3c3f-8d76-ff67bfebb559 | 9499238e-b0eb-35da-aef1-9114f54a0a44 | 20aadc24-a391-41cf-b340-3e4529f44bde | 93a60a56-a3c8-11da-a746-0800200b9a66
HCFC-133a | 75-88-7 | 75887 | 75887 | C2H2ClF3 |  | Mass | kg | emission | ground | https://ofmpub.epa.gov/sor_internet/registry/substreg/searchandretrieve/substancesearch/search.do?details=displayDetails&selectedSubstanceId=48896 | 1 | Chemicals | a0fff271-628d-3684-a94c-44dbfcdf4da1 | 9499238e-b0eb-35da-aef1-9114f54a0a44 | 20aadc24-a391-41cf-b340-3e4529f44bde | 93a60a56-a3c8-11da-a746-0800200b9a66
2,2,2-Trifluoroethanol | 75-89-8 | 75898 | 75898 | C2H3F3O |  | Mass | kg | emission | ground | https://ofmpub.epa.gov/sor_internet/registry/substreg/searchandretrieve/substancesearch/search.do?details=displayDetails&selectedSubstanceId=48895 | 1 | Chemicals | b4b4fbbc-d53e-3d5d-89ef-9f25669c2a11 | 9499238e-b0eb-35da-aef1-9114f54a0a44 | 20aadc24-a391-41cf-b340-3e4529f44bde | 93a60a56-a3c8-11da-a746-0800200b9a66
tert-Butyl hydroperoxide | 75-91-2 | 75912 | 75912 | C4H10O2 |  | Mass | kg | emission | ground | https://ofmpub.epa.gov/sor_internet/registry/substreg/searchandretrieve/substancesearch/search.do?details=displayDetails&selectedSubstanceId=48893 | 1 | Chemicals | 5e2ddedc-4a1a-3160-9995-b1582f5a17a5 | 9499238e-b0eb-35da-aef1-9114f54a0a44 | 20aadc24-a391-41cf-b340-3e4529f44bde | 93a60a56-a3c8-11da-a746-0800200b9a66
N-Nitroso-N-ethylurea | 759-73-9 | 759739 | 759739 | C3H7N3O2 |  | Mass | kg | emission | ground | https://ofmpub.epa.gov/sor_internet/registry/substreg/searchandretrieve/substancesearch/search.do?details=displayDetails&selectedSubstanceId=44206 | 1 | Chemicals | fb018076-88cf-3e23-87fb-cd567f25dd88 | 9499238e-b0eb-35da-aef1-9114f54a0a44 | 20aadc24-a391-41cf-b340-3e4529f44bde | 93a60a56-a3c8-11da-a746-0800200b9a66
Pinacolone | 75-97-8 | 75978 | 75978 | C6H12O |  | Mass | kg | emission | ground | https://ofmpub.epa.gov/sor_internet/registry/substreg/searchandretrieve/substancesearch/search.do?details=displayDetails&selectedSubstanceId=48890 | 1 | Chemicals | e4e15f6c-7d06-3e59-b18d-24307637f8ca | 9499238e-b0eb-35da-aef1-9114f54a0a44 | 20aadc24-a391-41cf-b340-3e4529f44bde | 93a60a56-a3c8-11da-a746-0800200b9a66
Pivalic acid | 75-98-9 | 75989 | 75989 | C5H10O2 |  | Mass | kg | emission | ground | https://ofmpub.epa.gov/sor_internet/registry/substreg/searchandretrieve/substancesearch/search.do?details=displayDetails&selectedSubstanceId=48889 | 1 | Chemicals | 6677101d-7189-3582-80d8-f83bc54a2617 | 9499238e-b0eb-35da-aef1-9114f54a0a44 | 20aadc24-a391-41cf-b340-3e4529f44bde | 93a60a56-a3c8-11da-a746-0800200b9a66
Dalapon | 75-99-0 | 75990 | 75990 | C3H4Cl2O2 |  | Mass | kg | emission | ground | https://ofmpub.epa.gov/sor_internet/registry/substreg/searchandretrieve/substancesearch/search.do?details=displayDetails&selectedSubstanceId=87865 | 1 | Chemicals | 395d4b94-c034-319e-8646-f558bd628741 | 9499238e-b0eb-35da-aef1-9114f54a0a44 | 20aadc24-a391-41cf-b340-3e4529f44bde | 93a60a56-a3c8-11da-a746-0800200b9a66
S-Ethyl dipropylthiocarbamate | 759-94-4 | 759944 | 759944 | C9H19NOS |  | Mass | kg | emission | ground | https://ofmpub.epa.gov/sor_internet/registry/substreg/searchandretrieve/substancesearch/search.do?details=displayDetails&selectedSubstanceId=44205 | 1 | Chemicals | 7fca5813-bd7e-3984-98a2-48b042ff05f2 | 9499238e-b0eb-35da-aef1-9114f54a0a44 | 20aadc24-a391-41cf-b340-3e4529f44bde | 93a60a56-a3c8-11da-a746-0800200b9a66
Pentachloroethane | 76-01-7 | 76017 | 76017 | C2HCl5 |  | Mass | kg | emission | ground | https://ofmpub.epa.gov/sor_internet/registry/substreg/searchandretrieve/substancesearch/search.do?details=displayDetails&selectedSubstanceId=48888 | 1 | Chemicals | 8c1c9e54-c5e8-36c5-9995-705966033f4a | 9499238e-b0eb-35da-aef1-9114f54a0a44 | 20aadc24-a391-41cf-b340-3e4529f44bde | 93a60a56-a3c8-11da-a746-0800200b9a66
3,4-Dichloro-1-butene | 760-23-6 | 760236 | 760236 | C4H6Cl2 |  | Mass | kg | emission | ground | https://ofmpub.epa.gov/sor_internet/registry/substreg/searchandretrieve/substancesearch/search.do?details=displayDetails&selectedSubstanceId=44202 | 1 | Chemicals | 8e51648c-34ab-39f4-beaa-59ffce5a7695 | 9499238e-b0eb-35da-aef1-9114f54a0a44 | 20aadc24-a391-41cf-b340-3e4529f44bde | 93a60a56-a3c8-11da-a746-0800200b9a66
Trichloroacetic acid | 76-03-9 | 76039 | 76039 | C2HCl3O2 |  | Mass | kg | emission | ground | https://ofmpub.epa.gov/sor_internet/registry/substreg/searchandretrieve/substancesearch/search.do?details=displayDetails&selectedSubstanceId=87861 | 1 | Chemicals | ee3abb62-d116-3b9d-8d16-ccbe221683cd | 9499238e-b0eb-35da-aef1-9114f54a0a44 | 20aadc24-a391-41cf-b340-3e4529f44bde | 93a60a56-a3c8-11da-a746-0800200b9a66
Chloropicrin | 76-06-2 | 76062 | 76062 | CCl3NO2 |  | Mass | kg | emission | ground | https://ofmpub.epa.gov/sor_internet/registry/substreg/searchandretrieve/substancesearch/search.do?details=displayDetails&selectedSubstanceId=87860 | 1 | Chemicals | a6993898-aac7-3dd6-b846-f7ff0c612286 | 9499238e-b0eb-35da-aef1-9114f54a0a44 | 20aadc24-a391-41cf-b340-3e4529f44bde | 93a60a56-a3c8-11da-a746-0800200b9a66
CFC-113 | 76-13-1 | 76131 | 76131 | C2Cl3F3 |  | Mass | kg | emission | ground | https://ofmpub.epa.gov/sor_internet/registry/substreg/searchandretrieve/substancesearch/search.do?details=displayDetails&selectedSubstanceId=48832 | 1 | Chemicals | 657858b0-458d-3707-8961-d7c70959a557 | 9499238e-b0eb-35da-aef1-9114f54a0a44 | 20aadc24-a391-41cf-b340-3e4529f44bde | 93a60a56-a3c8-11da-a746-0800200b9a66
2-Amino-3-methylimidazo[4,5-f]quinoline | 76180-96-6 | 76180966 | 76180966 | C11H10N4 |  | Mass | kg | emission | ground | https://ofmpub.epa.gov/sor_internet/registry/substreg/searchandretrieve/substancesearch/search.do?details=displayDetails&selectedSubstanceId=87755 | 1 | Chemicals | 6c1ebe91-9d29-3314-9d47-75fc7ca1696d | 9499238e-b0eb-35da-aef1-9114f54a0a44 | 20aadc24-a391-41cf-b340-3e4529f44bde | 93a60a56-a3c8-11da-a746-0800200b9a66
Triamcinolone acetonide | 76-25-5 | 76255 | 76255 | C24H31FO6 |  | Mass | kg | emission | ground | https://ofmpub.epa.gov/sor_internet/registry/substreg/searchandretrieve/substancesearch/search.do?details=displayDetails&selectedSubstanceId=48827 | 1 | Chemicals | a868becc-4d39-3f1f-b270-94e2ccd56988 | 9499238e-b0eb-35da-aef1-9114f54a0a44 | 20aadc24-a391-41cf-b340-3e4529f44bde | 93a60a56-a3c8-11da-a746-0800200b9a66
3-Bromo-2-bornanone | 76-29-9 | 76299 | 76299 | C10H15BrO |  | Mass | kg | emission | ground | https://ofmpub.epa.gov/sor_internet/registry/substreg/searchandretrieve/substancesearch/search.do?details=displayDetails&selectedSubstanceId=87747 | 1 | Chemicals | ff798067-efa2-3e06-a536-bb80a1eead93 | 9499238e-b0eb-35da-aef1-9114f54a0a44 | 20aadc24-a391-41cf-b340-3e4529f44bde | 93a60a56-a3c8-11da-a746-0800200b9a66
Sodium nitrite | 7632-00-0 | 7632000 | 7632000 | NNaO2 |  | Mass | kg | emission | ground | https://ofmpub.epa.gov/sor_internet/registry/substreg/searchandretrieve/substancesearch/search.do?details=displayDetails&selectedSubstanceId=38675 | 1 | Chemicals | d8ec6911-4b07-3674-bd18-f2f7ac6baf81 | 9499238e-b0eb-35da-aef1-9114f54a0a44 | 20aadc24-a391-41cf-b340-3e4529f44bde | 93a60a56-a3c8-11da-a746-0800200b9a66
3-Buten-1-ol, 3-methyl- | 763-32-6 | 763326 | 763326 | C5H10O |  | Mass | kg | emission | ground | https://ofmpub.epa.gov/sor_internet/registry/substreg/searchandretrieve/substancesearch/search.do?details=displayDetails&selectedSubstanceId=44187 | 1 | Chemicals | 5eb3a852-2c2c-3d1b-8223-fea4bffb247e | 9499238e-b0eb-35da-aef1-9114f54a0a44 | 20aadc24-a391-41cf-b340-3e4529f44bde | 93a60a56-a3c8-11da-a746-0800200b9a66
Methoxyflurane | 76-38-0 | 76380 | 76380 | C3H4Cl2F2O |  | Mass | kg | emission | ground | https://ofmpub.epa.gov/sor_internet/registry/substreg/searchandretrieve/substancesearch/search.do?details=displayDetails&selectedSubstanceId=82880 | 1 | Chemicals | c3c712b9-a725-3c59-a707-3eeeb9d65dfd | 9499238e-b0eb-35da-aef1-9114f54a0a44 | 20aadc24-a391-41cf-b340-3e4529f44bde | 93a60a56-a3c8-11da-a746-0800200b9a66
2,4-Hexadiene, 2,5-dimethyl- | 764-13-6 | 764136 | 764136 | C8H14 |  | Mass | kg | emission | ground | https://ofmpub.epa.gov/sor_internet/registry/substreg/searchandretrieve/substancesearch/search.do?details=displayDetails&selectedSubstanceId=44184 | 1 | Chemicals | c2a36f5d-7cd0-39b3-b25a-16e4ff42a305 | 9499238e-b0eb-35da-aef1-9114f54a0a44 | 20aadc24-a391-41cf-b340-3e4529f44bde | 93a60a56-a3c8-11da-a746-0800200b9a66
1,4-Dichloro-2-butene | 764-41-0 | 764410 | 764410 | C4H6Cl2 |  | Mass | kg | emission | ground | https://ofmpub.epa.gov/sor_internet/registry/substreg/searchandretrieve/substancesearch/search.do?details=displayDetails&selectedSubstanceId=44180 | 1 | Chemicals | 190cc99b-4a36-3ea1-b4fe-86e79dede49f | 9499238e-b0eb-35da-aef1-9114f54a0a44 | 20aadc24-a391-41cf-b340-3e4529f44bde | 93a60a56-a3c8-11da-a746-0800200b9a66
Heptachlor | 76-44-8 | 76448 | 76448 | C10H5Cl7 |  | Mass | kg | emission | ground | https://ofmpub.epa.gov/sor_internet/registry/substreg/searchandretrieve/substancesearch/search.do?details=displayDetails&selectedSubstanceId=87744 | 1 | Chemicals | 30e81680-3e6c-3842-8576-3ce634216635 | 9499238e-b0eb-35da-aef1-9114f54a0a44 | 20aadc24-a391-41cf-b340-3e4529f44bde | 93a60a56-a3c8-11da-a746-0800200b9a66
Hydrochloric acid | 7647-01-0 | 7647010 | 7647010 | ClH |  | Mass | kg | emission | ground | https://ofmpub.epa.gov/sor_internet/registry/substreg/searchandretrieve/substancesearch/search.do?details=displayDetails&selectedSubstanceId=38657 | 1 | Chemicals | 0d35dfe8-9934-32e4-ac77-0fcd6a75f446 | 9499238e-b0eb-35da-aef1-9114f54a0a44 | 20aadc24-a391-41cf-b340-3e4529f44bde | 93a60a56-a3c8-11da-a746-0800200b9a66
Glycidylaldehyde | 765-34-4 | 765344 | 765344 | C3H4O2 |  | Mass | kg | emission | ground | https://ofmpub.epa.gov/sor_internet/registry/substreg/searchandretrieve/substancesearch/search.do?details=displayDetails&selectedSubstanceId=87738 | 1 | Chemicals | cf2f80e0-da9a-3bc4-baf0-d8505fcc0390 | 9499238e-b0eb-35da-aef1-9114f54a0a44 | 20aadc24-a391-41cf-b340-3e4529f44bde | 93a60a56-a3c8-11da-a746-0800200b9a66
Quizalofop-ethyl | 76578-14-8 | 76578148 | 76578148 | C19H17ClN2O4 |  | Mass | kg | emission | ground | https://ofmpub.epa.gov/sor_internet/registry/substreg/searchandretrieve/substancesearch/search.do?details=displayDetails&selectedSubstanceId=85575 | 1 | Chemicals | 1c66cb2d-8af7-3fdb-a749-441758a3b8c6 | 9499238e-b0eb-35da-aef1-9114f54a0a44 | 20aadc24-a391-41cf-b340-3e4529f44bde | 93a60a56-a3c8-11da-a746-0800200b9a66
Hydrofluoric acid | 7664-39-3 | 7664393 | 7664393 | FH |  | Mass | kg | emission | ground | https://ofmpub.epa.gov/sor_internet/registry/substreg/searchandretrieve/substancesearch/search.do?details=displayDetails&selectedSubstanceId=87730 | 1 | Chemicals | 6683bcdc-43de-31aa-8245-67123c83e7ab | 9499238e-b0eb-35da-aef1-9114f54a0a44 | 20aadc24-a391-41cf-b340-3e4529f44bde | 93a60a56-a3c8-11da-a746-0800200b9a66
Ammonia | 7664-41-7 | 7664417 | 7664417 | H3N |  | Mass | kg | emission | ground | https://ofmpub.epa.gov/sor_internet/registry/substreg/searchandretrieve/substancesearch/search.do?details=displayDetails&selectedSubstanceId=38644 | 1 | Chemicals | 56c8a928-e1ad-3efc-97c9-6b13138145ee | 9499238e-b0eb-35da-aef1-9114f54a0a44 | 20aadc24-a391-41cf-b340-3e4529f44bde | 93a60a56-a3c8-11da-a746-0800200b9a66
Sulfuric acid | 7664-93-9 | 7664939 | 7664939 | H2O4S |  | Mass | kg | emission | ground | https://ofmpub.epa.gov/sor_internet/registry/substreg/searchandretrieve/substancesearch/search.do?details=displayDetails&selectedSubstanceId=38642 | 1 | Chemicals | e7498775-60e1-355b-8ae6-2d057a107e7c | 9499238e-b0eb-35da-aef1-9114f54a0a44 | 20aadc24-a391-41cf-b340-3e4529f44bde | 93a60a56-a3c8-11da-a746-0800200b9a66
o-Chloroanisole | 766-51-8 | 766518 | 766518 | C7H7ClO |  | Mass | kg | emission | ground | https://ofmpub.epa.gov/sor_internet/registry/substreg/searchandretrieve/substancesearch/search.do?details=displayDetails&selectedSubstanceId=87726 | 1 | Chemicals | cdf2c2b5-d262-349c-895f-c30530115ac4 | 9499238e-b0eb-35da-aef1-9114f54a0a44 | 20aadc24-a391-41cf-b340-3e4529f44bde | 93a60a56-a3c8-11da-a746-0800200b9a66
Flutriafol | 76674-21-0 | 76674210 | 76674210 | C16H13F2N3O |  | Mass | kg | emission | ground | https://ofmpub.epa.gov/sor_internet/registry/substreg/searchandretrieve/substancesearch/search.do?details=displayDetails&selectedSubstanceId=87724 | 1 | Chemicals | fc65f30c-dd7e-3ae1-88aa-9d9a28907c9e | 9499238e-b0eb-35da-aef1-9114f54a0a44 | 20aadc24-a391-41cf-b340-3e4529f44bde | 93a60a56-a3c8-11da-a746-0800200b9a66
Benzonitrile, 4-hydroxy- | 767-00-0 | 767000 | 767000 | C7H5NO |  | Mass | kg | emission | ground | https://ofmpub.epa.gov/sor_internet/registry/substreg/searchandretrieve/substancesearch/search.do?details=displayDetails&selectedSubstanceId=44157 | 1 | Chemicals | d5a17915-18e3-3081-9640-b175dd5080d3 | 9499238e-b0eb-35da-aef1-9114f54a0a44 | 20aadc24-a391-41cf-b340-3e4529f44bde | 93a60a56-a3c8-11da-a746-0800200b9a66
Gamma-cyhalothrin | 76703-62-3 | 76703623 | 76703623 | C23H19ClF3NO3 |  | Mass | kg | emission | ground | https://ofmpub.epa.gov/sor_internet/registry/substreg/searchandretrieve/substancesearch/search.do?details=displayDetails&selectedSubstanceId=76978 | 1 | Chemicals | d1e8b429-c200-392d-a9d3-ec5ffea64299 | 9499238e-b0eb-35da-aef1-9114f54a0a44 | 20aadc24-a391-41cf-b340-3e4529f44bde | 93a60a56-a3c8-11da-a746-0800200b9a66
Paclobutrazol | 76738-62-0 | 76738620 | 76738620 | C15H20ClN3O |  | Mass | kg | emission | ground | https://ofmpub.epa.gov/sor_internet/registry/substreg/searchandretrieve/substancesearch/search.do?details=displayDetails&selectedSubstanceId=63498 | 1 | Chemicals | 669ab18f-a0c1-3033-b32e-8d6c84ed5b07 | 9499238e-b0eb-35da-aef1-9114f54a0a44 | 20aadc24-a391-41cf-b340-3e4529f44bde | 93a60a56-a3c8-11da-a746-0800200b9a66
Triphenyltin hydroxide | 76-87-9 | 76879 | 76879 | C18H16OSn |  | Mass | kg | emission | ground | https://ofmpub.epa.gov/sor_internet/registry/substreg/searchandretrieve/substancesearch/search.do?details=displayDetails&selectedSubstanceId=48817 | 1 | Chemicals | a72d0cdf-0a80-3983-8e30-a38d58c2ef05 | 9499238e-b0eb-35da-aef1-9114f54a0a44 | 20aadc24-a391-41cf-b340-3e4529f44bde | 93a60a56-a3c8-11da-a746-0800200b9a66
Tricyclo[3.3.1.13,7]decan-1-amine | 768-94-5 | 768945 | 768945 | C10H17N |  | Mass | kg | emission | ground | https://ofmpub.epa.gov/sor_internet/registry/substreg/searchandretrieve/substancesearch/search.do?details=displayDetails&selectedSubstanceId=87619 | 1 | Chemicals | c59496f9-13cd-33da-9ef9-1ef415557ba5 | 9499238e-b0eb-35da-aef1-9114f54a0a44 | 20aadc24-a391-41cf-b340-3e4529f44bde | 93a60a56-a3c8-11da-a746-0800200b9a66
Tetramethrin | 7696-12-0 | 7696120 | 7696120 | C19H25NO4 |  | Mass | kg | emission | ground | https://ofmpub.epa.gov/sor_internet/registry/substreg/searchandretrieve/substancesearch/search.do?details=displayDetails&selectedSubstanceId=87616 | 1 | Chemicals | a48735f7-ee32-3944-afef-6e5ae926c6cc | 9499238e-b0eb-35da-aef1-9114f54a0a44 | 20aadc24-a391-41cf-b340-3e4529f44bde | 93a60a56-a3c8-11da-a746-0800200b9a66
Nitric acid | 7697-37-2 | 7697372 | 7697372 | HNO3 |  | Mass | kg | emission | ground | https://ofmpub.epa.gov/sor_internet/registry/substreg/searchandretrieve/substancesearch/search.do?details=displayDetails&selectedSubstanceId=38622 | 1 | Chemicals | 8d38799d-2af5-3460-aa86-70e1a34d9cb0 | 9499238e-b0eb-35da-aef1-9114f54a0a44 | 20aadc24-a391-41cf-b340-3e4529f44bde | 93a60a56-a3c8-11da-a746-0800200b9a66
Crotoxyphos | 7700-17-6 | 7700176 | 7700176 | C14H19O6P |  | Mass | kg | emission | ground | https://ofmpub.epa.gov/sor_internet/registry/substreg/searchandretrieve/substancesearch/search.do?details=displayDetails&selectedSubstanceId=38509 | 1 | Chemicals | 1362ea1f-7ea7-3bb6-bed9-dd0da13897be | 9499238e-b0eb-35da-aef1-9114f54a0a44 | 20aadc24-a391-41cf-b340-3e4529f44bde | 93a60a56-a3c8-11da-a746-0800200b9a66
Sulfur | 7704-34-9 | 7704349 | 7704349 | S |  | Mass | kg | emission | ground | https://ofmpub.epa.gov/sor_internet/registry/substreg/searchandretrieve/substancesearch/search.do?details=displayDetails&selectedSubstanceId=38507 | 1 | Chemicals | dc5e0efd-a1a3-33ac-b53c-689bc79940db | 9499238e-b0eb-35da-aef1-9114f54a0a44 | 20aadc24-a391-41cf-b340-3e4529f44bde | 93a60a56-a3c8-11da-a746-0800200b9a66
Gibberellic acid | 77-06-5 | 77065 | 77065 | C19H22O6 |  | Mass | kg | emission | ground | https://ofmpub.epa.gov/sor_internet/registry/substreg/searchandretrieve/substancesearch/search.do?details=displayDetails&selectedSubstanceId=87613 | 1 | Chemicals | 98c5898c-303b-36d8-8d2e-02d0e7ac20c2 | 9499238e-b0eb-35da-aef1-9114f54a0a44 | 20aadc24-a391-41cf-b340-3e4529f44bde | 93a60a56-a3c8-11da-a746-0800200b9a66
3,3-Bis(4-hydroxyphenyl)phthalide | 77-09-8 | 77098 | 77098 | C20H14O4 |  | Mass | kg | emission | ground | https://ofmpub.epa.gov/sor_internet/registry/substreg/searchandretrieve/substancesearch/search.do?details=displayDetails&selectedSubstanceId=48814 | 1 | Chemicals | d4878237-0439-3895-8636-ec3fde496d39 | 9499238e-b0eb-35da-aef1-9114f54a0a44 | 20aadc24-a391-41cf-b340-3e4529f44bde | 93a60a56-a3c8-11da-a746-0800200b9a66
Benzenamine, 2,3,4,5,6-pentafluoro- | 771-60-8 | 771608 | 771608 | C6H2F5N |  | Mass | kg | emission | ground | https://ofmpub.epa.gov/sor_internet/registry/substreg/searchandretrieve/substancesearch/search.do?details=displayDetails&selectedSubstanceId=87611 | 1 | Chemicals | 5a27d7b3-3681-32d8-ae9b-03ae1e1dd140 | 9499238e-b0eb-35da-aef1-9114f54a0a44 | 20aadc24-a391-41cf-b340-3e4529f44bde | 93a60a56-a3c8-11da-a746-0800200b9a66
Pentafluorophenol | 771-61-9 | 771619 | 771619 | C6HF5O |  | Mass | kg | emission | ground | https://ofmpub.epa.gov/sor_internet/registry/substreg/searchandretrieve/substancesearch/search.do?details=displayDetails&selectedSubstanceId=44140 | 1 | Chemicals | ab8955ee-a0c4-3cb4-9178-aa93823fc89f | 9499238e-b0eb-35da-aef1-9114f54a0a44 | 20aadc24-a391-41cf-b340-3e4529f44bde | 93a60a56-a3c8-11da-a746-0800200b9a66
Glufosinate-ammonium | 77182-82-2 | 77182822 | 77182822 | C5H15N2O4P |  | Mass | kg | emission | ground | https://ofmpub.epa.gov/sor_internet/registry/substreg/searchandretrieve/substancesearch/search.do?details=displayDetails&selectedSubstanceId=63471 | 1 | Chemicals | ec66dc3c-2a09-3feb-b98b-9297dffd3b61 | 9499238e-b0eb-35da-aef1-9114f54a0a44 | 20aadc24-a391-41cf-b340-3e4529f44bde | 93a60a56-a3c8-11da-a746-0800200b9a66
2,3-Naphthalenediamine | 771-97-1 | 771971 | 771971 | C10H10N2 |  | Mass | kg | emission | ground | https://ofmpub.epa.gov/sor_internet/registry/substreg/searchandretrieve/substancesearch/search.do?details=displayDetails&selectedSubstanceId=44139 | 1 | Chemicals | 7c238870-280a-39c3-8432-54849956f8b8 | 9499238e-b0eb-35da-aef1-9114f54a0a44 | 20aadc24-a391-41cf-b340-3e4529f44bde | 93a60a56-a3c8-11da-a746-0800200b9a66
Ferrous sulfate | 7720-78-7 | 7720787 | 7720787 | FeO4S |  | Mass | kg | emission | ground | https://ofmpub.epa.gov/sor_internet/registry/substreg/searchandretrieve/substancesearch/search.do?details=displayDetails&selectedSubstanceId=38489 | 1 | Chemicals | ceb0ccc0-a768-3a8e-8fc7-e772ce21b0ac | 9499238e-b0eb-35da-aef1-9114f54a0a44 | 20aadc24-a391-41cf-b340-3e4529f44bde | 93a60a56-a3c8-11da-a746-0800200b9a66
Hydrogen peroxide | 7722-84-1 | 7722841 | 7722841 | H2O2 |  | Mass | kg | emission | ground | https://ofmpub.epa.gov/sor_internet/registry/substreg/searchandretrieve/substancesearch/search.do?details=displayDetails&selectedSubstanceId=38481 | 1 | Chemicals | 08fedc45-0ff1-31c3-8005-9cd98b353b5f | 9499238e-b0eb-35da-aef1-9114f54a0a44 | 20aadc24-a391-41cf-b340-3e4529f44bde | 93a60a56-a3c8-11da-a746-0800200b9a66
Phosphorus | 7723-14-0 | 7723140 | 7723140 | P |  | Mass | kg | emission | ground | https://ofmpub.epa.gov/sor_internet/registry/substreg/searchandretrieve/substancesearch/search.do?details=displayDetails&selectedSubstanceId=38478 | 1 | Chemicals | 8fd8f112-967b-335d-8899-a84c2ec104e1 | 9499238e-b0eb-35da-aef1-9114f54a0a44 | 20aadc24-a391-41cf-b340-3e4529f44bde | 93a60a56-a3c8-11da-a746-0800200b9a66
Bromine | 7726-95-6 | 7726956 | 7726956 | Br2 |  | Mass | kg | emission | ground | https://ofmpub.epa.gov/sor_internet/registry/substreg/searchandretrieve/substancesearch/search.do?details=displayDetails&selectedSubstanceId=38476 | 1 | Chemicals | f722b8d7-1833-3317-8e9f-4ec107fb293f | 9499238e-b0eb-35da-aef1-9114f54a0a44 | 20aadc24-a391-41cf-b340-3e4529f44bde | 93a60a56-a3c8-11da-a746-0800200b9a66
Oxazolidine E | 7747-35-5 | 7747355 | 7747355 | C7H13NO2 |  | Mass | kg | emission | ground | https://ofmpub.epa.gov/sor_internet/registry/substreg/searchandretrieve/substancesearch/search.do?details=displayDetails&selectedSubstanceId=38462 | 1 | Chemicals | a5933b78-a792-3075-ad22-2004783cbcec | 9499238e-b0eb-35da-aef1-9114f54a0a44 | 20aadc24-a391-41cf-b340-3e4529f44bde | 93a60a56-a3c8-11da-a746-0800200b9a66
Hexachlorocyclopentadiene | 77-47-4 | 77474 | 77474 | C5Cl6 |  | Mass | kg | emission | ground | https://ofmpub.epa.gov/sor_internet/registry/substreg/searchandretrieve/substancesearch/search.do?details=displayDetails&selectedSubstanceId=48812 | 1 | Chemicals | e5f7853a-a0f9-3ad4-a619-5babb17ecbed | 9499238e-b0eb-35da-aef1-9114f54a0a44 | 20aadc24-a391-41cf-b340-3e4529f44bde | 93a60a56-a3c8-11da-a746-0800200b9a66
Lactofen | 77501-63-4 | 77501634 | 77501634 | C19H15ClF3NO7 |  | Mass | kg | emission | ground | https://ofmpub.epa.gov/sor_internet/registry/substreg/searchandretrieve/substancesearch/search.do?details=displayDetails&selectedSubstanceId=62968 | 1 | Chemicals | 0bfe230d-1523-3f23-adaa-e6942c09cfc9 | 9499238e-b0eb-35da-aef1-9114f54a0a44 | 20aadc24-a391-41cf-b340-3e4529f44bde | 93a60a56-a3c8-11da-a746-0800200b9a66
Dibutyltin dilaurate | 77-58-7 | 77587 | 77587 | C32H64O4Sn |  | Mass | kg | emission | ground | https://ofmpub.epa.gov/sor_internet/registry/substreg/searchandretrieve/substancesearch/search.do?details=displayDetails&selectedSubstanceId=87592 | 1 | Chemicals | ef016df1-28e1-357c-8e0f-99fd71f4e239 | 9499238e-b0eb-35da-aef1-9114f54a0a44 | 20aadc24-a391-41cf-b340-3e4529f44bde | 93a60a56-a3c8-11da-a746-0800200b9a66
Cupric sulfate | 7758-98-7 | 7758987 | 7758987 | CuO4S |  | Mass | kg | emission | ground | https://ofmpub.epa.gov/sor_internet/registry/substreg/searchandretrieve/substancesearch/search.do?details=displayDetails&selectedSubstanceId=38329 | 1 | Chemicals | ff6cc59b-4bd1-34b4-bddf-51250edbc906 | 9499238e-b0eb-35da-aef1-9114f54a0a44 | 20aadc24-a391-41cf-b340-3e4529f44bde | 93a60a56-a3c8-11da-a746-0800200b9a66
5,5-Dimethylhydantoin | 77-71-4 | 77714 | 77714 | C5H8N2O2 |  | Mass | kg | emission | ground | https://ofmpub.epa.gov/sor_internet/registry/substreg/searchandretrieve/substancesearch/search.do?details=displayDetails&selectedSubstanceId=48804 | 1 | Chemicals | 3d9e03ca-cb1a-384c-b653-d66ac6a6c348 | 9499238e-b0eb-35da-aef1-9114f54a0a44 | 20aadc24-a391-41cf-b340-3e4529f44bde | 93a60a56-a3c8-11da-a746-0800200b9a66
Ammonium sulfamate | 7773-06-0 | 7773060 | 7773060 | H6N2O3S |  | Mass | kg | emission | ground | https://ofmpub.epa.gov/sor_internet/registry/substreg/searchandretrieve/substancesearch/search.do?details=displayDetails&selectedSubstanceId=38316 | 1 | Chemicals | 73e5e142-6365-3464-8abf-89b808904b88 | 9499238e-b0eb-35da-aef1-9114f54a0a44 | 20aadc24-a391-41cf-b340-3e4529f44bde | 93a60a56-a3c8-11da-a746-0800200b9a66
Oxadixyl | 77732-09-3 | 77732093 | 77732093 | C14H18N2O4 |  | Mass | kg | emission | ground | https://ofmpub.epa.gov/sor_internet/registry/substreg/searchandretrieve/substancesearch/search.do?details=displayDetails&selectedSubstanceId=62958 | 1 | Chemicals | 924bb7dc-f103-32f2-96ff-7096a34c06e9 | 9499238e-b0eb-35da-aef1-9114f54a0a44 | 20aadc24-a391-41cf-b340-3e4529f44bde | 93a60a56-a3c8-11da-a746-0800200b9a66
Dicyclopentadiene | 77-73-6 | 77736 | 77736 | C10H12 |  | Mass | kg | emission | ground | https://ofmpub.epa.gov/sor_internet/registry/substreg/searchandretrieve/substancesearch/search.do?details=displayDetails&selectedSubstanceId=48803 | 1 | Chemicals | a4bbbd86-cb98-3dc1-9292-f99ce8b0e640 | 9499238e-b0eb-35da-aef1-9114f54a0a44 | 20aadc24-a391-41cf-b340-3e4529f44bde | 93a60a56-a3c8-11da-a746-0800200b9a66
3-Methyl-3-pentanol | 77-74-7 | 77747 | 77747 | C6H14O |  | Mass | kg | emission | ground | https://ofmpub.epa.gov/sor_internet/registry/substreg/searchandretrieve/substancesearch/search.do?details=displayDetails&selectedSubstanceId=48802 | 1 | Chemicals | 68c140b8-a32f-3e2c-9c51-f36a4fb8bd2e | 9499238e-b0eb-35da-aef1-9114f54a0a44 | 20aadc24-a391-41cf-b340-3e4529f44bde | 93a60a56-a3c8-11da-a746-0800200b9a66
3-Methyl-1-pentyn-3-ol | 77-75-8 | 77758 | 77758 | C6H10O |  | Mass | kg | emission | ground | https://ofmpub.epa.gov/sor_internet/registry/substreg/searchandretrieve/substancesearch/search.do?details=displayDetails&selectedSubstanceId=48801 | 1 | Chemicals | 99c67e64-6cbb-3741-880a-4b9ea5c673f8 | 9499238e-b0eb-35da-aef1-9114f54a0a44 | 20aadc24-a391-41cf-b340-3e4529f44bde | 93a60a56-a3c8-11da-a746-0800200b9a66
Dimethyl sulfate | 77-78-1 | 77781 | 77781 | C2H6O4S |  | Mass | kg | emission | ground | https://ofmpub.epa.gov/sor_internet/registry/substreg/searchandretrieve/substancesearch/search.do?details=displayDetails&selectedSubstanceId=48799 | 1 | Chemicals | b7c684d9-77c8-3b7c-8035-d945996d286c | 9499238e-b0eb-35da-aef1-9114f54a0a44 | 20aadc24-a391-41cf-b340-3e4529f44bde | 93a60a56-a3c8-11da-a746-0800200b9a66
Monopotassium phosphate | 7778-77-0 | 7778770 | 7778770 | H2KO4P |  | Mass | kg | emission | ground | https://ofmpub.epa.gov/sor_internet/registry/substreg/searchandretrieve/substancesearch/search.do?details=displayDetails&selectedSubstanceId=38289 | 1 | Chemicals | a6f6f9f5-bdea-38a1-a150-87da5cf9cb2f | 9499238e-b0eb-35da-aef1-9114f54a0a44 | 20aadc24-a391-41cf-b340-3e4529f44bde | 93a60a56-a3c8-11da-a746-0800200b9a66
Selenium | 7782-49-2 | 7782492 | 7782492 | Se |  | Mass | kg | emission | ground | https://ofmpub.epa.gov/sor_internet/registry/substreg/searchandretrieve/substancesearch/search.do?details=displayDetails&selectedSubstanceId=38145 | 1 | Chemicals | a1262fd2-0092-3d0d-95ea-773c77b95825 | 9499238e-b0eb-35da-aef1-9114f54a0a44 | 20aadc24-a391-41cf-b340-3e4529f44bde | 93a60a56-a3c8-11da-a746-0800200b9a66
Chlorine | 7782-50-5 | 7782505 | 7782505 | Cl2 |  | Mass | kg | emission | ground | https://ofmpub.epa.gov/sor_internet/registry/substreg/searchandretrieve/substancesearch/search.do?details=displayDetails&selectedSubstanceId=38144 | 1 | Chemicals | cd15cb41-8362-37e5-9afb-afdae4f032f0 | 9499238e-b0eb-35da-aef1-9114f54a0a44 | 20aadc24-a391-41cf-b340-3e4529f44bde | 93a60a56-a3c8-11da-a746-0800200b9a66
Mevinphos | 7786-34-7 | 7786347 | 7786347 | - |  | Mass | kg | emission | ground | https://ofmpub.epa.gov/sor_internet/registry/substreg/searchandretrieve/substancesearch/search.do?details=displayDetails&selectedSubstanceId=87468 | 1 | Chemicals | c8709430-91b3-31c0-acf1-6991d4179b15 | 9499238e-b0eb-35da-aef1-9114f54a0a44 | 20aadc24-a391-41cf-b340-3e4529f44bde | 93a60a56-a3c8-11da-a746-0800200b9a66
9-Methylanthracene | 779-02-2 | 779022 | 779022 | C15H12 |  | Mass | kg | emission | ground | https://ofmpub.epa.gov/sor_internet/registry/substreg/searchandretrieve/substancesearch/search.do?details=displayDetails&selectedSubstanceId=44120 | 1 | Chemicals | c2446855-7110-3569-88c7-8693a924b2e1 | 9499238e-b0eb-35da-aef1-9114f54a0a44 | 20aadc24-a391-41cf-b340-3e4529f44bde | 93a60a56-a3c8-11da-a746-0800200b9a66
Chlorosulfonic acid | 7790-94-5 | 7790945 | 7790945 | ClHO3S |  | Mass | kg | emission | ground | https://ofmpub.epa.gov/sor_internet/registry/substreg/searchandretrieve/substancesearch/search.do?details=displayDetails&selectedSubstanceId=37478 | 1 | Chemicals | be4cc4d9-52b0-3947-a09d-b25f0884d503 | 9499238e-b0eb-35da-aef1-9114f54a0a44 | 20aadc24-a391-41cf-b340-3e4529f44bde | 93a60a56-a3c8-11da-a746-0800200b9a66
Citric acid | 77-92-9 | 77929 | 77929 | C6H8O7 |  | Mass | kg | emission | ground | https://ofmpub.epa.gov/sor_internet/registry/substreg/searchandretrieve/substancesearch/search.do?details=displayDetails&selectedSubstanceId=48790 | 1 | Chemicals | f66fe7de-d70c-32de-8034-90159982f5a7 | 9499238e-b0eb-35da-aef1-9114f54a0a44 | 20aadc24-a391-41cf-b340-3e4529f44bde | 93a60a56-a3c8-11da-a746-0800200b9a66
Trimethylolpropane | 77-99-6 | 77996 | 77996 | C6H14O3 |  | Mass | kg | emission | ground | https://ofmpub.epa.gov/sor_internet/registry/substreg/searchandretrieve/substancesearch/search.do?details=displayDetails&selectedSubstanceId=48787 | 1 | Chemicals | 9b964e0c-aa71-3e3a-99b2-aea18bb688f8 | 9499238e-b0eb-35da-aef1-9114f54a0a44 | 20aadc24-a391-41cf-b340-3e4529f44bde | 93a60a56-a3c8-11da-a746-0800200b9a66
Tetraethyllead | 78-00-2 | 78002 | 78002 | C8H20Pb |  | Mass | kg | emission | ground | https://ofmpub.epa.gov/sor_internet/registry/substreg/searchandretrieve/substancesearch/search.do?details=displayDetails&selectedSubstanceId=48786 | 1 | Chemicals | 50a4634d-494b-36fe-a555-820515c234db | 9499238e-b0eb-35da-aef1-9114f54a0a44 | 20aadc24-a391-41cf-b340-3e4529f44bde | 93a60a56-a3c8-11da-a746-0800200b9a66
Phenol, 3-(1,1-dimethylethyl)-, methylcarbamate | 780-11-0 | 780110 | 780110 | C12H17NO2 |  | Mass | kg | emission | ground | https://ofmpub.epa.gov/sor_internet/registry/substreg/searchandretrieve/substancesearch/search.do?details=displayDetails&selectedSubstanceId=44118 | 1 | Chemicals | 326a87eb-20fb-31a2-9202-70ecd448de50 | 9499238e-b0eb-35da-aef1-9114f54a0a44 | 20aadc24-a391-41cf-b340-3e4529f44bde | 93a60a56-a3c8-11da-a746-0800200b9a66
Pentaerythritol tetranitrate | 78-11-5 | 78115 | 78115 | C5H8N4O12 |  | Mass | kg | emission | ground | https://ofmpub.epa.gov/sor_internet/registry/substreg/searchandretrieve/substancesearch/search.do?details=displayDetails&selectedSubstanceId=87453 | 1 | Chemicals | 8b393340-5d24-365b-88e8-fb9da708dc22 | 9499238e-b0eb-35da-aef1-9114f54a0a44 | 20aadc24-a391-41cf-b340-3e4529f44bde | 93a60a56-a3c8-11da-a746-0800200b9a66
Cyclohexanol, 1-ethynyl- | 78-27-3 | 78273 | 78273 | C8H12O |  | Mass | kg | emission | ground | https://ofmpub.epa.gov/sor_internet/registry/substreg/searchandretrieve/substancesearch/search.do?details=displayDetails&selectedSubstanceId=48775 | 1 | Chemicals | 16c6b3d4-06bc-3b49-9a8e-0152c8f5672f | 9499238e-b0eb-35da-aef1-9114f54a0a44 | 20aadc24-a391-41cf-b340-3e4529f44bde | 93a60a56-a3c8-11da-a746-0800200b9a66
Tri-o-cresyl phosphate | 78-30-8 | 78308 | 78308 | C21H21O4P |  | Mass | kg | emission | ground | https://ofmpub.epa.gov/sor_internet/registry/substreg/searchandretrieve/substancesearch/search.do?details=displayDetails&selectedSubstanceId=87446 | 1 | Chemicals | 2c101a6e-5bdb-3181-88af-34334e942fd9 | 9499238e-b0eb-35da-aef1-9114f54a0a44 | 20aadc24-a391-41cf-b340-3e4529f44bde | 93a60a56-a3c8-11da-a746-0800200b9a66
Dioxathion | 78-34-2 | 78342 | 78342 | C12H26O6P2S4 |  | Mass | kg | emission | ground | https://ofmpub.epa.gov/sor_internet/registry/substreg/searchandretrieve/substancesearch/search.do?details=displayDetails&selectedSubstanceId=48773 | 1 | Chemicals | a3ab6e16-3dd5-37bf-a5e2-70b409c7c8cb | 9499238e-b0eb-35da-aef1-9114f54a0a44 | 20aadc24-a391-41cf-b340-3e4529f44bde | 93a60a56-a3c8-11da-a746-0800200b9a66
Triethyl phosphate | 78-40-0 | 78400 | 78400 | C6H15O4P |  | Mass | kg | emission | ground | https://ofmpub.epa.gov/sor_internet/registry/substreg/searchandretrieve/substancesearch/search.do?details=displayDetails&selectedSubstanceId=48769 | 1 | Chemicals | c3565242-e7ca-38eb-9c8d-a6a78d0a4e60 | 9499238e-b0eb-35da-aef1-9114f54a0a44 | 20aadc24-a391-41cf-b340-3e4529f44bde | 93a60a56-a3c8-11da-a746-0800200b9a66
Tris(2-ethylhexyl) phosphate | 78-42-2 | 78422 | 78422 | C24H51O4P |  | Mass | kg | emission | ground | https://ofmpub.epa.gov/sor_internet/registry/substreg/searchandretrieve/substancesearch/search.do?details=displayDetails&selectedSubstanceId=87442 | 1 | Chemicals | 938a117c-22d2-3898-80d4-74226b5a2846 | 9499238e-b0eb-35da-aef1-9114f54a0a44 | 20aadc24-a391-41cf-b340-3e4529f44bde | 93a60a56-a3c8-11da-a746-0800200b9a66
Tribufos | 78-48-8 | 78488 | 78488 | C12H27OPS3 |  | Mass | kg | emission | ground | https://ofmpub.epa.gov/sor_internet/registry/substreg/searchandretrieve/substancesearch/search.do?details=displayDetails&selectedSubstanceId=48767 | 1 | Chemicals | 7130a894-0e75-3323-86cb-3ec924ab7edf | 9499238e-b0eb-35da-aef1-9114f54a0a44 | 20aadc24-a391-41cf-b340-3e4529f44bde | 93a60a56-a3c8-11da-a746-0800200b9a66
Tris(2-butoxyethyl) phosphate | 78-51-3 | 78513 | 78513 | C18H39O7P |  | Mass | kg | emission | ground | https://ofmpub.epa.gov/sor_internet/registry/substreg/searchandretrieve/substancesearch/search.do?details=displayDetails&selectedSubstanceId=87438 | 1 | Chemicals | 16a31931-b636-3027-9487-5d6d2884205c | 9499238e-b0eb-35da-aef1-9114f54a0a44 | 20aadc24-a391-41cf-b340-3e4529f44bde | 93a60a56-a3c8-11da-a746-0800200b9a66
Hexythiazox | 78587-05-0 | 78587050 | 78587050 | C17H21ClN2O2S |  | Mass | kg | emission | ground | https://ofmpub.epa.gov/sor_internet/registry/substreg/searchandretrieve/substancesearch/search.do?details=displayDetails&selectedSubstanceId=62798 | 1 | Chemicals | baa492e3-466a-324b-99f2-a97e02dfa92e | 9499238e-b0eb-35da-aef1-9114f54a0a44 | 20aadc24-a391-41cf-b340-3e4529f44bde | 93a60a56-a3c8-11da-a746-0800200b9a66
Isophorone | 78-59-1 | 78591 | 78591 | C9H14O |  | Mass | kg | emission | ground | https://ofmpub.epa.gov/sor_internet/registry/substreg/searchandretrieve/substancesearch/search.do?details=displayDetails&selectedSubstanceId=48764 | 1 | Chemicals | a045b42f-b4d2-3c6d-b640-088dcdf524ec | 9499238e-b0eb-35da-aef1-9114f54a0a44 | 20aadc24-a391-41cf-b340-3e4529f44bde | 93a60a56-a3c8-11da-a746-0800200b9a66
Carbophenothion | 786-19-6 | 786196 | 786196 | C11H16ClO2PS3 |  | Mass | kg | emission | ground | https://ofmpub.epa.gov/sor_internet/registry/substreg/searchandretrieve/substancesearch/search.do?details=displayDetails&selectedSubstanceId=87434 | 1 | Chemicals | 05467c36-c7c9-3d8d-9d29-f5b1b29196a8 | 9499238e-b0eb-35da-aef1-9114f54a0a44 | 20aadc24-a391-41cf-b340-3e4529f44bde | 93a60a56-a3c8-11da-a746-0800200b9a66
3,7-Dimethyl-1,6-octadien-3-ol | 78-70-6 | 78706 | 78706 | C10H18O |  | Mass | kg | emission | ground | https://ofmpub.epa.gov/sor_internet/registry/substreg/searchandretrieve/substancesearch/search.do?details=displayDetails&selectedSubstanceId=87431 | 1 | Chemicals | d604832f-fa7e-3553-bb9a-60a960b7bae7 | 9499238e-b0eb-35da-aef1-9114f54a0a44 | 20aadc24-a391-41cf-b340-3e4529f44bde | 93a60a56-a3c8-11da-a746-0800200b9a66
Isoprene | 78-79-5 | 78795 | 78795 | C5H8 |  | Mass | kg | emission | ground | https://ofmpub.epa.gov/sor_internet/registry/substreg/searchandretrieve/substancesearch/search.do?details=displayDetails&selectedSubstanceId=48755 | 1 | Chemicals | d78c9a5d-acf2-3e22-9e45-b759aee59d61 | 9499238e-b0eb-35da-aef1-9114f54a0a44 | 20aadc24-a391-41cf-b340-3e4529f44bde | 93a60a56-a3c8-11da-a746-0800200b9a66
Isobutanol | 78-83-1 | 78831 | 78831 | C4H10O |  | Mass | kg | emission | ground | https://ofmpub.epa.gov/sor_internet/registry/substreg/searchandretrieve/substancesearch/search.do?details=displayDetails&selectedSubstanceId=48753 | 1 | Chemicals | 1811682c-49fb-3a39-b994-04a7f22b3ed7 | 9499238e-b0eb-35da-aef1-9114f54a0a44 | 20aadc24-a391-41cf-b340-3e4529f44bde | 93a60a56-a3c8-11da-a746-0800200b9a66
Isobutyraldehyde | 78-84-2 | 78842 | 78842 | C4H8O |  | Mass | kg | emission | ground | https://ofmpub.epa.gov/sor_internet/registry/substreg/searchandretrieve/substancesearch/search.do?details=displayDetails&selectedSubstanceId=48752 | 1 | Chemicals | a12f4a17-5204-39f5-ac64-488fa41b1f38 | 9499238e-b0eb-35da-aef1-9114f54a0a44 | 20aadc24-a391-41cf-b340-3e4529f44bde | 93a60a56-a3c8-11da-a746-0800200b9a66
1,2-Dichloropropane | 78-87-5 | 78875 | 78875 | C3H6Cl2 |  | Mass | kg | emission | ground | https://ofmpub.epa.gov/sor_internet/registry/substreg/searchandretrieve/substancesearch/search.do?details=displayDetails&selectedSubstanceId=48750 | 1 | Chemicals | d37adfe1-e84b-3dfa-b8af-451134fe1e47 | 9499238e-b0eb-35da-aef1-9114f54a0a44 | 20aadc24-a391-41cf-b340-3e4529f44bde | 93a60a56-a3c8-11da-a746-0800200b9a66
2,3-Dichloropropene | 78-88-6 | 78886 | 78886 | C3H4Cl2 |  | Mass | kg | emission | ground | https://ofmpub.epa.gov/sor_internet/registry/substreg/searchandretrieve/substancesearch/search.do?details=displayDetails&selectedSubstanceId=48749 | 1 | Chemicals | 42f5c7df-795f-389a-9b6e-e88495b78836 | 9499238e-b0eb-35da-aef1-9114f54a0a44 | 20aadc24-a391-41cf-b340-3e4529f44bde | 93a60a56-a3c8-11da-a746-0800200b9a66
1,2-Diaminopropane | 78-90-0 | 78900 | 78900 | C3H10N2 |  | Mass | kg | emission | ground | https://ofmpub.epa.gov/sor_internet/registry/substreg/searchandretrieve/substancesearch/search.do?details=displayDetails&selectedSubstanceId=48748 | 1 | Chemicals | 5eff1ec3-1ade-3f6f-84fe-805e12cea5fa | 9499238e-b0eb-35da-aef1-9114f54a0a44 | 20aadc24-a391-41cf-b340-3e4529f44bde | 93a60a56-a3c8-11da-a746-0800200b9a66
o,p'-DDT | 789-02-6 | 789026 | 789026 | C14H9Cl5 |  | Mass | kg | emission | ground | https://ofmpub.epa.gov/sor_internet/registry/substreg/searchandretrieve/substancesearch/search.do?details=displayDetails&selectedSubstanceId=44109 | 1 | Chemicals | 23a8eadc-8469-3258-a55c-0774418e1db3 | 9499238e-b0eb-35da-aef1-9114f54a0a44 | 20aadc24-a391-41cf-b340-3e4529f44bde | 93a60a56-a3c8-11da-a746-0800200b9a66
2-Butanol | 78-92-2 | 78922 | 78922 | C4H10O |  | Mass | kg | emission | ground | https://ofmpub.epa.gov/sor_internet/registry/substreg/searchandretrieve/substancesearch/search.do?details=displayDetails&selectedSubstanceId=48747 | 1 | Chemicals | a8012231-4d11-30f7-b576-4afe158254ad | 9499238e-b0eb-35da-aef1-9114f54a0a44 | 20aadc24-a391-41cf-b340-3e4529f44bde | 93a60a56-a3c8-11da-a746-0800200b9a66
Methyl ethyl ketone | 78-93-3 | 78933 | 78933 | C4H8O |  | Mass | kg | emission | ground | https://ofmpub.epa.gov/sor_internet/registry/substreg/searchandretrieve/substancesearch/search.do?details=displayDetails&selectedSubstanceId=48746 | 1 | Chemicals | a26c60c0-0421-3a97-91c0-529e4c68958d | 9499238e-b0eb-35da-aef1-9114f54a0a44 | 20aadc24-a391-41cf-b340-3e4529f44bde | 93a60a56-a3c8-11da-a746-0800200b9a66
Methyl vinyl ketone | 78-94-4 | 78944 | 78944 | C4H6O |  | Mass | kg | emission | ground | https://ofmpub.epa.gov/sor_internet/registry/substreg/searchandretrieve/substancesearch/search.do?details=displayDetails&selectedSubstanceId=48745 | 1 | Chemicals | a7da3b19-4f27-32ec-970c-c2ac287479e2 | 9499238e-b0eb-35da-aef1-9114f54a0a44 | 20aadc24-a391-41cf-b340-3e4529f44bde | 93a60a56-a3c8-11da-a746-0800200b9a66
Monoisopropanolamine | 78-96-6 | 78966 | 78966 | C3H9NO |  | Mass | kg | emission | ground | https://ofmpub.epa.gov/sor_internet/registry/substreg/searchandretrieve/substancesearch/search.do?details=displayDetails&selectedSubstanceId=48743 | 1 | Chemicals | 958bb608-652d-3a11-86bb-18008b93523e | 9499238e-b0eb-35da-aef1-9114f54a0a44 | 20aadc24-a391-41cf-b340-3e4529f44bde | 93a60a56-a3c8-11da-a746-0800200b9a66
Lactonitrile | 78-97-7 | 78977 | 78977 | C3H5NO |  | Mass | kg | emission | ground | https://ofmpub.epa.gov/sor_internet/registry/substreg/searchandretrieve/substancesearch/search.do?details=displayDetails&selectedSubstanceId=48742 | 1 | Chemicals | 16d1169b-6705-3af4-8eea-8ff92266c3c7 | 9499238e-b0eb-35da-aef1-9114f54a0a44 | 20aadc24-a391-41cf-b340-3e4529f44bde | 93a60a56-a3c8-11da-a746-0800200b9a66
1,1-Dichloropropane | 78-99-9 | 78999 | 78999 | C3H6Cl2 |  | Mass | kg | emission | ground | https://ofmpub.epa.gov/sor_internet/registry/substreg/searchandretrieve/substancesearch/search.do?details=displayDetails&selectedSubstanceId=48740 | 1 | Chemicals | 937d436f-6af7-3918-a0fc-33da4522ea15 | 9499238e-b0eb-35da-aef1-9114f54a0a44 | 20aadc24-a391-41cf-b340-3e4529f44bde | 93a60a56-a3c8-11da-a746-0800200b9a66
1,1,2-Trichloroethane | 79-00-5 | 79005 | 79005 | C2H3Cl3 |  | Mass | kg | emission | ground | https://ofmpub.epa.gov/sor_internet/registry/substreg/searchandretrieve/substancesearch/search.do?details=displayDetails&selectedSubstanceId=48739 | 1 | Chemicals | 8bcac110-51ee-30d9-a668-17fe2d8cd6b1 | 9499238e-b0eb-35da-aef1-9114f54a0a44 | 20aadc24-a391-41cf-b340-3e4529f44bde | 93a60a56-a3c8-11da-a746-0800200b9a66
Trichloroethylene | 79-01-6 | 79016 | 79016 | C2HCl3 |  | Mass | kg | emission | ground | https://ofmpub.epa.gov/sor_internet/registry/substreg/searchandretrieve/substancesearch/search.do?details=displayDetails&selectedSubstanceId=48738 | 1 | Chemicals | 6d442078-7d6c-3a0d-9bbf-4f32f8ed63d5 | 9499238e-b0eb-35da-aef1-9114f54a0a44 | 20aadc24-a391-41cf-b340-3e4529f44bde | 93a60a56-a3c8-11da-a746-0800200b9a66
Acrylamide | 79-06-1 | 79061 | 79061 | C3H5NO |  | Mass | kg | emission | ground | https://ofmpub.epa.gov/sor_internet/registry/substreg/searchandretrieve/substancesearch/search.do?details=displayDetails&selectedSubstanceId=48733 | 1 | Chemicals | 4ce00423-428b-3d78-a45e-9c4ef7c0c34e | 9499238e-b0eb-35da-aef1-9114f54a0a44 | 20aadc24-a391-41cf-b340-3e4529f44bde | 93a60a56-a3c8-11da-a746-0800200b9a66
Bromoacetic acid | 79-08-3 | 79083 | 79083 | C2H3BrO2 |  | Mass | kg | emission | ground | https://ofmpub.epa.gov/sor_internet/registry/substreg/searchandretrieve/substancesearch/search.do?details=displayDetails&selectedSubstanceId=48731 | 1 | Chemicals | 2405b6a0-12c5-35b6-a4ec-c3df51d78533 | 9499238e-b0eb-35da-aef1-9114f54a0a44 | 20aadc24-a391-41cf-b340-3e4529f44bde | 93a60a56-a3c8-11da-a746-0800200b9a66
Propionic acid | 79-09-4 | 79094 | 79094 | C3H6O2 |  | Mass | kg | emission | ground | https://ofmpub.epa.gov/sor_internet/registry/substreg/searchandretrieve/substancesearch/search.do?details=displayDetails&selectedSubstanceId=48730 | 1 | Chemicals | ce24730e-bad7-3d83-8f61-bceb12ccfb95 | 9499238e-b0eb-35da-aef1-9114f54a0a44 | 20aadc24-a391-41cf-b340-3e4529f44bde | 93a60a56-a3c8-11da-a746-0800200b9a66
Acrylic acid | 79-10-7 | 79107 | 79107 | C3H4O2 |  | Mass | kg | emission | ground | https://ofmpub.epa.gov/sor_internet/registry/substreg/searchandretrieve/substancesearch/search.do?details=displayDetails&selectedSubstanceId=48729 | 1 | Chemicals | 1b79b716-7e6b-3201-ba7b-9a1684c70bee | 9499238e-b0eb-35da-aef1-9114f54a0a44 | 20aadc24-a391-41cf-b340-3e4529f44bde | 93a60a56-a3c8-11da-a746-0800200b9a66
Chloroacetic acid | 79-11-8 | 79118 | 79118 | C2H3ClO2 |  | Mass | kg | emission | ground | https://ofmpub.epa.gov/sor_internet/registry/substreg/searchandretrieve/substancesearch/search.do?details=displayDetails&selectedSubstanceId=48728 | 1 | Chemicals | 9121105d-f9d7-387a-b9c5-b4609d943c21 | 9499238e-b0eb-35da-aef1-9114f54a0a44 | 20aadc24-a391-41cf-b340-3e4529f44bde | 93a60a56-a3c8-11da-a746-0800200b9a66
Triphenylphosphine oxide | 791-28-6 | 791286 | 791286 | C18H15OP |  | Mass | kg | emission | ground | https://ofmpub.epa.gov/sor_internet/registry/substreg/searchandretrieve/substancesearch/search.do?details=displayDetails&selectedSubstanceId=44108 | 1 | Chemicals | 55421eb7-35dc-38f2-b299-311b2ae79cad | 9499238e-b0eb-35da-aef1-9114f54a0a44 | 20aadc24-a391-41cf-b340-3e4529f44bde | 93a60a56-a3c8-11da-a746-0800200b9a66
Thiosemicarbazide | 79-19-6 | 79196 | 79196 | CH5N3S |  | Mass | kg | emission | ground | https://ofmpub.epa.gov/sor_internet/registry/substreg/searchandretrieve/substancesearch/search.do?details=displayDetails&selectedSubstanceId=48724 | 1 | Chemicals | 8402dcb3-8cf4-3320-af1e-a7e0ccaed1a9 | 9499238e-b0eb-35da-aef1-9114f54a0a44 | 20aadc24-a391-41cf-b340-3e4529f44bde | 93a60a56-a3c8-11da-a746-0800200b9a66
Methyl acetate | 79-20-9 | 79209 | 79209 | C3H6O2 |  | Mass | kg | emission | ground | https://ofmpub.epa.gov/sor_internet/registry/substreg/searchandretrieve/substancesearch/search.do?details=displayDetails&selectedSubstanceId=48723 | 1 | Chemicals | 50f651af-ccdf-3f78-a107-a9593ed9b434 | 9499238e-b0eb-35da-aef1-9114f54a0a44 | 20aadc24-a391-41cf-b340-3e4529f44bde | 93a60a56-a3c8-11da-a746-0800200b9a66
Peracetic acid | 79-21-0 | 79210 | 79210 | C2H4O3 |  | Mass | kg | emission | ground | https://ofmpub.epa.gov/sor_internet/registry/substreg/searchandretrieve/substancesearch/search.do?details=displayDetails&selectedSubstanceId=48722 | 1 | Chemicals | dafbbb41-9454-31a1-b42b-7825c26bba4f | 9499238e-b0eb-35da-aef1-9114f54a0a44 | 20aadc24-a391-41cf-b340-3e4529f44bde | 93a60a56-a3c8-11da-a746-0800200b9a66
Fluazifop-P-butyl | 79241-46-6 | 79241466 | 79241466 | C19H20F3NO4 |  | Mass | kg | emission | ground | https://ofmpub.epa.gov/sor_internet/registry/substreg/searchandretrieve/substancesearch/search.do?details=displayDetails&selectedSubstanceId=86897 | 1 | Chemicals | 307ad49e-aa9b-3691-bba0-d87139e2ddb4 | 9499238e-b0eb-35da-aef1-9114f54a0a44 | 20aadc24-a391-41cf-b340-3e4529f44bde | 93a60a56-a3c8-11da-a746-0800200b9a66
Thifensulfuron-methyl | 79277-27-3 | 79277273 | 79277273 | C12H13N5O6S2 |  | Mass | kg | emission | ground | https://ofmpub.epa.gov/sor_internet/registry/substreg/searchandretrieve/substancesearch/search.do?details=displayDetails&selectedSubstanceId=86883 | 1 | Chemicals | b3ec9ba5-aedd-371f-bab6-a2abfe270e67 | 9499238e-b0eb-35da-aef1-9114f54a0a44 | 20aadc24-a391-41cf-b340-3e4529f44bde | 93a60a56-a3c8-11da-a746-0800200b9a66
Isobutyric acid | 79-31-2 | 79312 | 79312 | C4H8O2 |  | Mass | kg | emission | ground | https://ofmpub.epa.gov/sor_internet/registry/substreg/searchandretrieve/substancesearch/search.do?details=displayDetails&selectedSubstanceId=87318 | 1 | Chemicals | 820b7f00-7f34-3be3-a309-1d159096ba6a | 9499238e-b0eb-35da-aef1-9114f54a0a44 | 20aadc24-a391-41cf-b340-3e4529f44bde | 93a60a56-a3c8-11da-a746-0800200b9a66
N-(1,3-Dimethylbutyl)-N'-phenyl-p-phenylenediamine | 793-24-8 | 793248 | 793248 | C18H24N2 |  | Mass | kg | emission | ground | https://ofmpub.epa.gov/sor_internet/registry/substreg/searchandretrieve/substancesearch/search.do?details=displayDetails&selectedSubstanceId=44106 | 1 | Chemicals | 826dc760-10ad-34fd-bb21-e89fa2fd6df1 | 9499238e-b0eb-35da-aef1-9114f54a0a44 | 20aadc24-a391-41cf-b340-3e4529f44bde | 93a60a56-a3c8-11da-a746-0800200b9a66
L-Lactic acid | 79-33-4 | 79334 | 79334 | C3H6O3 |  | Mass | kg | emission | ground | https://ofmpub.epa.gov/sor_internet/registry/substreg/searchandretrieve/substancesearch/search.do?details=displayDetails&selectedSubstanceId=48716 | 1 | Chemicals | d4ec7ac1-0010-3a59-919a-d50ecd4cbaa2 | 9499238e-b0eb-35da-aef1-9114f54a0a44 | 20aadc24-a391-41cf-b340-3e4529f44bde | 93a60a56-a3c8-11da-a746-0800200b9a66
1,1,2,2-Tetrachloroethane | 79-34-5 | 79345 | 79345 | C2H2Cl4 |  | Mass | kg | emission | ground | https://ofmpub.epa.gov/sor_internet/registry/substreg/searchandretrieve/substancesearch/search.do?details=displayDetails&selectedSubstanceId=48715 | 1 | Chemicals | 90a948ef-a040-3f48-b581-75c5a94a18f8 | 9499238e-b0eb-35da-aef1-9114f54a0a44 | 20aadc24-a391-41cf-b340-3e4529f44bde | 93a60a56-a3c8-11da-a746-0800200b9a66
Methacrylic acid | 79-41-4 | 79414 | 79414 | C4H6O2 |  | Mass | kg | emission | ground | https://ofmpub.epa.gov/sor_internet/registry/substreg/searchandretrieve/substancesearch/search.do?details=displayDetails&selectedSubstanceId=48711 | 1 | Chemicals | a42b67b6-47c4-3054-b501-0b88e5ed0e11 | 9499238e-b0eb-35da-aef1-9114f54a0a44 | 20aadc24-a391-41cf-b340-3e4529f44bde | 93a60a56-a3c8-11da-a746-0800200b9a66
Dichloroacetic acid | 79-43-6 | 79436 | 79436 | C2H2Cl2O2 |  | Mass | kg | emission | ground | https://ofmpub.epa.gov/sor_internet/registry/substreg/searchandretrieve/substancesearch/search.do?details=displayDetails&selectedSubstanceId=87314 | 1 | Chemicals | e1e1a2bd-303f-370a-aa64-aa1caf49e367 | 9499238e-b0eb-35da-aef1-9114f54a0a44 | 20aadc24-a391-41cf-b340-3e4529f44bde | 93a60a56-a3c8-11da-a746-0800200b9a66
Dimethylcarbamoyl chloride | 79-44-7 | 79447 | 79447 | C3H6ClNO |  | Mass | kg | emission | ground | https://ofmpub.epa.gov/sor_internet/registry/substreg/searchandretrieve/substancesearch/search.do?details=displayDetails&selectedSubstanceId=48709 | 1 | Chemicals | a71bceba-0370-3e1e-9cf8-158cff6e5750 | 9499238e-b0eb-35da-aef1-9114f54a0a44 | 20aadc24-a391-41cf-b340-3e4529f44bde | 93a60a56-a3c8-11da-a746-0800200b9a66
2-Nitropropane | 79-46-9 | 79469 | 79469 | C3H7NO2 |  | Mass | kg | emission | ground | https://ofmpub.epa.gov/sor_internet/registry/substreg/searchandretrieve/substancesearch/search.do?details=displayDetails&selectedSubstanceId=48708 | 1 | Chemicals | 70056020-525c-3748-9e6c-9a0548d13f79 | 9499238e-b0eb-35da-aef1-9114f54a0a44 | 20aadc24-a391-41cf-b340-3e4529f44bde | 93a60a56-a3c8-11da-a746-0800200b9a66
Tefluthrin | 79538-32-2 | 79538322 | 79538322 | C17H14ClF7O2 |  | Mass | kg | emission | ground | https://ofmpub.epa.gov/sor_internet/registry/substreg/searchandretrieve/substancesearch/search.do?details=displayDetails&selectedSubstanceId=86777 | 1 | Chemicals | 934b5919-7e2c-33f1-a918-4fcb46ace9cd | 9499238e-b0eb-35da-aef1-9114f54a0a44 | 20aadc24-a391-41cf-b340-3e4529f44bde | 93a60a56-a3c8-11da-a746-0800200b9a66
Oxytetracycline | 79-57-2 | 79572 | 79572 | C22H24N2O9 |  | Mass | kg | emission | ground | https://ofmpub.epa.gov/sor_internet/registry/substreg/searchandretrieve/substancesearch/search.do?details=displayDetails&selectedSubstanceId=87309 | 1 | Chemicals | 5faef924-b09c-3053-8fb1-7d5ff2036cc4 | 9499238e-b0eb-35da-aef1-9114f54a0a44 | 20aadc24-a391-41cf-b340-3e4529f44bde | 93a60a56-a3c8-11da-a746-0800200b9a66
Fluazinam | 79622-59-6 | 79622596 | 79622596 | C13H4Cl2F6N4O4 |  | Mass | kg | emission | ground | https://ofmpub.epa.gov/sor_internet/registry/substreg/searchandretrieve/substancesearch/search.do?details=displayDetails&selectedSubstanceId=87308 | 1 | Chemicals | 9bf9d0f6-f9f3-3fdd-8728-7de7ed2085f5 | 9499238e-b0eb-35da-aef1-9114f54a0a44 | 20aadc24-a391-41cf-b340-3e4529f44bde | 93a60a56-a3c8-11da-a746-0800200b9a66
.beta.-Ionone | 79-77-6 | 79776 | 79776 | C13H20O |  | Mass | kg | emission | ground | https://ofmpub.epa.gov/sor_internet/registry/substreg/searchandretrieve/substancesearch/search.do?details=displayDetails&selectedSubstanceId=87305 | 1 | Chemicals | 95eaa189-d097-33eb-837f-2c2878e35369 | 9499238e-b0eb-35da-aef1-9114f54a0a44 | 20aadc24-a391-41cf-b340-3e4529f44bde | 93a60a56-a3c8-11da-a746-0800200b9a66
Camphene | 79-92-5 | 79925 | 79925 | C10H16 |  | Mass | kg | emission | ground | https://ofmpub.epa.gov/sor_internet/registry/substreg/searchandretrieve/substancesearch/search.do?details=displayDetails&selectedSubstanceId=87302 | 1 | Chemicals | 0a86c2f6-f4ad-34d5-a98a-0ce71b2bc092 | 9499238e-b0eb-35da-aef1-9114f54a0a44 | 20aadc24-a391-41cf-b340-3e4529f44bde | 93a60a56-a3c8-11da-a746-0800200b9a66
Tetrabromobisphenol A | 79-94-7 | 79947 | 79947 | C15H12Br4O2 |  | Mass | kg | emission | ground | https://ofmpub.epa.gov/sor_internet/registry/substreg/searchandretrieve/substancesearch/search.do?details=displayDetails&selectedSubstanceId=48698 | 1 | Chemicals | f33070a1-c108-3bc5-bb2b-afe627accebe | 9499238e-b0eb-35da-aef1-9114f54a0a44 | 20aadc24-a391-41cf-b340-3e4529f44bde | 93a60a56-a3c8-11da-a746-0800200b9a66
2,2',6,6'-Tetrachlorobisphenol A | 79-95-8 | 79958 | 79958 | C15H12Cl4O2 |  | Mass | kg | emission | ground | https://ofmpub.epa.gov/sor_internet/registry/substreg/searchandretrieve/substancesearch/search.do?details=displayDetails&selectedSubstanceId=87301 | 1 | Chemicals | 23db2bb6-9e46-3b7a-812d-a4e4da810c31 | 9499238e-b0eb-35da-aef1-9114f54a0a44 | 20aadc24-a391-41cf-b340-3e4529f44bde | 93a60a56-a3c8-11da-a746-0800200b9a66
p-Chlorophenyl phenyl sulfone | 80-00-2 | 80002 | 80002 | C12H9ClO2S |  | Mass | kg | emission | ground | https://ofmpub.epa.gov/sor_internet/registry/substreg/searchandretrieve/substancesearch/search.do?details=displayDetails&selectedSubstanceId=48695 | 1 | Chemicals | afcd8291-01e7-3e00-86cd-740cb1a29b49 | 9499238e-b0eb-35da-aef1-9114f54a0a44 | 20aadc24-a391-41cf-b340-3e4529f44bde | 93a60a56-a3c8-11da-a746-0800200b9a66
Toxaphene | 8001-35-2 | 8001352 | 8001352 | - |  | Mass | kg | emission | ground | https://ofmpub.epa.gov/sor_internet/registry/substreg/searchandretrieve/substancesearch/search.do?details=displayDetails&selectedSubstanceId=87298 | 1 | Chemicals | 7a10787a-2c70-3448-a6c4-21dee25d1b47 | 9499238e-b0eb-35da-aef1-9114f54a0a44 | 20aadc24-a391-41cf-b340-3e4529f44bde | 93a60a56-a3c8-11da-a746-0800200b9a66
Creosote | 8001-58-9 | 8001589 | 8001589 | - |  | Mass | kg | emission | ground | https://ofmpub.epa.gov/sor_internet/registry/substreg/searchandretrieve/substancesearch/search.do?details=displayDetails&selectedSubstanceId=16148 | 1 | Chemicals | 9521876e-0fa8-367e-8add-57c524210947 | 9499238e-b0eb-35da-aef1-9114f54a0a44 | 20aadc24-a391-41cf-b340-3e4529f44bde | 93a60a56-a3c8-11da-a746-0800200b9a66
Neem oil | 8002-65-1 | 8002651 | 8002651 | - |  | Mass | kg | emission | ground | https://ofmpub.epa.gov/sor_internet/registry/substreg/searchandretrieve/substancesearch/search.do?details=displayDetails&selectedSubstanceId=81092 | 1 | Chemicals | 401447fa-7b77-3a8d-81a4-db2a9b38bad5 | 9499238e-b0eb-35da-aef1-9114f54a0a44 | 20aadc24-a391-41cf-b340-3e4529f44bde | 93a60a56-a3c8-11da-a746-0800200b9a66
1,3-Dichloro-1-propene mixture with 1,2-dichloropropane | 8003-19-8 | 8003198 | 8003198 | - |  | Mass | kg | emission | ground | https://ofmpub.epa.gov/sor_internet/registry/substreg/searchandretrieve/substancesearch/search.do?details=displayDetails&selectedSubstanceId=36971 | 1 | Chemicals | e48c15c1-72ea-3fa2-962d-e87bd6580457 | 9499238e-b0eb-35da-aef1-9114f54a0a44 | 20aadc24-a391-41cf-b340-3e4529f44bde | 93a60a56-a3c8-11da-a746-0800200b9a66
Pyrethrins | 8003-34-7 | 8003347 | 8003347 | - |  | Mass | kg | emission | ground | https://ofmpub.epa.gov/sor_internet/registry/substreg/searchandretrieve/substancesearch/search.do?details=displayDetails&selectedSubstanceId=36969 | 1 | Chemicals | ff5339df-9130-3ad3-a447-8b1f80f29e3c | 9499238e-b0eb-35da-aef1-9114f54a0a44 | 20aadc24-a391-41cf-b340-3e4529f44bde | 93a60a56-a3c8-11da-a746-0800200b9a66
C.I. Basic Violet 1 | 8004-87-3 | 8004873 | 8004873 | C24H27N3 |  | Mass | kg | emission | ground | https://ofmpub.epa.gov/sor_internet/registry/substreg/searchandretrieve/substancesearch/search.do?details=displayDetails&selectedSubstanceId=36964 | 1 | Chemicals | 58e90b9e-c5b9-32dc-a32a-a72ea740b0b1 | 9499238e-b0eb-35da-aef1-9114f54a0a44 | 20aadc24-a391-41cf-b340-3e4529f44bde | 93a60a56-a3c8-11da-a746-0800200b9a66
C.I. Acid Yellow 3 | 8004-92-0 | 8004920 | 8004920 | - |  | Mass | kg | emission | ground | https://ofmpub.epa.gov/sor_internet/registry/substreg/searchandretrieve/substancesearch/search.do?details=displayDetails&selectedSubstanceId=36962 | 1 | Chemicals | d1af31ac-1912-3f02-8a59-0c1e1d737298 | 9499238e-b0eb-35da-aef1-9114f54a0a44 | 20aadc24-a391-41cf-b340-3e4529f44bde | 93a60a56-a3c8-11da-a746-0800200b9a66
4,4'-Isopropylidenediphenol | 80-05-7 | 80057 | 80057 | C15H16O2 |  | Mass | kg | emission | ground | https://ofmpub.epa.gov/sor_internet/registry/substreg/searchandretrieve/substancesearch/search.do?details=displayDetails&selectedSubstanceId=48694 | 1 | Chemicals | 82f1d9db-ca3c-33b7-92ca-2503ea091257 | 9499238e-b0eb-35da-aef1-9114f54a0a44 | 20aadc24-a391-41cf-b340-3e4529f44bde | 93a60a56-a3c8-11da-a746-0800200b9a66
Chlorfenethol | 80-06-8 | 80068 | 80068 | C14H12Cl2O |  | Mass | kg | emission | ground | https://ofmpub.epa.gov/sor_internet/registry/substreg/searchandretrieve/substancesearch/search.do?details=displayDetails&selectedSubstanceId=78372 | 1 | Chemicals | 0616aeef-92a3-386c-8791-7eb94ca3fa45 | 9499238e-b0eb-35da-aef1-9114f54a0a44 | 20aadc24-a391-41cf-b340-3e4529f44bde | 93a60a56-a3c8-11da-a746-0800200b9a66
Dapsone | 80-08-0 | 80080 | 80080 | C12H12N2O2S |  | Mass | kg | emission | ground | https://ofmpub.epa.gov/sor_internet/registry/substreg/searchandretrieve/substancesearch/search.do?details=displayDetails&selectedSubstanceId=87288 | 1 | Chemicals | c341541e-7ac9-3162-aee9-8dc38f1a2cfe | 9499238e-b0eb-35da-aef1-9114f54a0a44 | 20aadc24-a391-41cf-b340-3e4529f44bde | 93a60a56-a3c8-11da-a746-0800200b9a66
Cumene hydroperoxide | 80-15-9 | 80159 | 80159 | C9H12O2 |  | Mass | kg | emission | ground | https://ofmpub.epa.gov/sor_internet/registry/substreg/searchandretrieve/substancesearch/search.do?details=displayDetails&selectedSubstanceId=87190 | 1 | Chemicals | f89eb2bf-e8a6-3050-9876-8aa7f17b626e | 9499238e-b0eb-35da-aef1-9114f54a0a44 | 20aadc24-a391-41cf-b340-3e4529f44bde | 93a60a56-a3c8-11da-a746-0800200b9a66
Demeton-methyl | 8022-00-2 | 8022002 | 8022002 | - |  | Mass | kg | emission | ground | https://ofmpub.epa.gov/sor_internet/registry/substreg/searchandretrieve/substancesearch/search.do?details=displayDetails&selectedSubstanceId=87187 | 1 | Chemicals | bdce4771-1e07-3c06-8d4a-8be7dc4ded3c | 9499238e-b0eb-35da-aef1-9114f54a0a44 | 20aadc24-a391-41cf-b340-3e4529f44bde | 93a60a56-a3c8-11da-a746-0800200b9a66
Chlorfenson | 80-33-1 | 80331 | 80331 | C12H8Cl2O3S |  | Mass | kg | emission | ground | https://ofmpub.epa.gov/sor_internet/registry/substreg/searchandretrieve/substancesearch/search.do?details=displayDetails&selectedSubstanceId=87183 | 1 | Chemicals | c41d6dc9-a4cf-3dfb-a56d-c0c446ed406b | 9499238e-b0eb-35da-aef1-9114f54a0a44 | 20aadc24-a391-41cf-b340-3e4529f44bde | 93a60a56-a3c8-11da-a746-0800200b9a66
Fenson | 80-38-6 | 80386 | 80386 | C12H9ClO3S |  | Mass | kg | emission | ground | https://ofmpub.epa.gov/sor_internet/registry/substreg/searchandretrieve/substancesearch/search.do?details=displayDetails&selectedSubstanceId=78371 | 1 | Chemicals | a3a624bc-b3d7-3ff5-a9f2-0748db35f34b | 9499238e-b0eb-35da-aef1-9114f54a0a44 | 20aadc24-a391-41cf-b340-3e4529f44bde | 93a60a56-a3c8-11da-a746-0800200b9a66
p-tert-Amylphenol | 80-46-6 | 80466 | 80466 | C11H16O |  | Mass | kg | emission | ground | https://ofmpub.epa.gov/sor_internet/registry/substreg/searchandretrieve/substancesearch/search.do?details=displayDetails&selectedSubstanceId=48675 | 1 | Chemicals | 8f76830e-83a3-3c21-80cf-440725319799 | 9499238e-b0eb-35da-aef1-9114f54a0a44 | 20aadc24-a391-41cf-b340-3e4529f44bde | 93a60a56-a3c8-11da-a746-0800200b9a66
Xanthacridinum | 8048-52-0 | 8048520 | 8048520 | - |  | Mass | kg | emission | ground | https://ofmpub.epa.gov/sor_internet/registry/substreg/searchandretrieve/substancesearch/search.do?details=displayDetails&selectedSubstanceId=77418 | 1 | Chemicals | a344399d-b1df-39e8-a4f9-1bf2c2ccd85d | 9499238e-b0eb-35da-aef1-9114f54a0a44 | 20aadc24-a391-41cf-b340-3e4529f44bde | 93a60a56-a3c8-11da-a746-0800200b9a66
.alpha.-Pinene | 80-56-8 | 80568 | 80568 | C10H16 |  | Mass | kg | emission | ground | https://ofmpub.epa.gov/sor_internet/registry/substreg/searchandretrieve/substancesearch/search.do?details=displayDetails&selectedSubstanceId=48668 | 1 | Chemicals | 264f7c94-2535-3e36-bbad-713015570afa | 9499238e-b0eb-35da-aef1-9114f54a0a44 | 20aadc24-a391-41cf-b340-3e4529f44bde | 93a60a56-a3c8-11da-a746-0800200b9a66
Sodium lignosulfonate | 8061-51-6 | 8061516 | 8061516 | - |  | Mass | kg | emission | ground | https://ofmpub.epa.gov/sor_internet/registry/substreg/searchandretrieve/substancesearch/search.do?details=displayDetails&selectedSubstanceId=38113 | 1 | Chemicals | cea68e4f-5210-30cc-86c6-f02c011ab67e | 9499238e-b0eb-35da-aef1-9114f54a0a44 | 20aadc24-a391-41cf-b340-3e4529f44bde | 93a60a56-a3c8-11da-a746-0800200b9a66
Ammonium lignosulfonate | 8061-53-8 | 8061538 | 8061538 | - |  | Mass | kg | emission | ground | https://ofmpub.epa.gov/sor_internet/registry/substreg/searchandretrieve/substancesearch/search.do?details=displayDetails&selectedSubstanceId=38111 | 1 | Chemicals | 18d0a742-0e42-349c-9c0d-ac22de49e818 | 9499238e-b0eb-35da-aef1-9114f54a0a44 | 20aadc24-a391-41cf-b340-3e4529f44bde | 93a60a56-a3c8-11da-a746-0800200b9a66
Methyl methacrylate | 80-62-6 | 80626 | 80626 | C5H8O2 |  | Mass | kg | emission | ground | https://ofmpub.epa.gov/sor_internet/registry/substreg/searchandretrieve/substancesearch/search.do?details=displayDetails&selectedSubstanceId=48666 | 1 | Chemicals | 179c4714-554d-32d5-9bea-29bb78571144 | 9499238e-b0eb-35da-aef1-9114f54a0a44 | 20aadc24-a391-41cf-b340-3e4529f44bde | 93a60a56-a3c8-11da-a746-0800200b9a66
Bufencarb | 8065-36-9 | 8065369 | 8065369 | - |  | Mass | kg | emission | ground | https://ofmpub.epa.gov/sor_internet/registry/substreg/searchandretrieve/substancesearch/search.do?details=displayDetails&selectedSubstanceId=81085 | 1 | Chemicals | 88900d7f-95e1-33f2-822c-5362eaf86dc7 | 9499238e-b0eb-35da-aef1-9114f54a0a44 | 20aadc24-a391-41cf-b340-3e4529f44bde | 93a60a56-a3c8-11da-a746-0800200b9a66
Etofenprox | 80844-07-1 | 80844071 | 80844071 | C25H28O3 |  | Mass | kg | emission | ground | https://ofmpub.epa.gov/sor_internet/registry/substreg/searchandretrieve/substancesearch/search.do?details=displayDetails&selectedSubstanceId=87171 | 1 | Chemicals | 936e9779-9414-3d25-8aa2-2af93e2dc3e1 | 9499238e-b0eb-35da-aef1-9114f54a0a44 | 20aadc24-a391-41cf-b340-3e4529f44bde | 93a60a56-a3c8-11da-a746-0800200b9a66
Saccharin | 81-07-2 | 81072 | 81072 | C7H5NO3S |  | Mass | kg | emission | ground | https://ofmpub.epa.gov/sor_internet/registry/substreg/searchandretrieve/substancesearch/search.do?details=displayDetails&selectedSubstanceId=48660 | 1 | Chemicals | 2b673b94-a347-3d4a-8b42-d885fa485c64 | 9499238e-b0eb-35da-aef1-9114f54a0a44 | 20aadc24-a391-41cf-b340-3e4529f44bde | 93a60a56-a3c8-11da-a746-0800200b9a66
2,4,6-Trinitro-5-tert-butyl-m-xylene | 81-15-2 | 81152 | 81152 | C12H15N3O6 |  | Mass | kg | emission | ground | https://ofmpub.epa.gov/sor_internet/registry/substreg/searchandretrieve/substancesearch/search.do?details=displayDetails&selectedSubstanceId=48656 | 1 | Chemicals | 1900f66a-0b8d-3862-bc76-2e1737b7aba5 | 9499238e-b0eb-35da-aef1-9114f54a0a44 | 20aadc24-a391-41cf-b340-3e4529f44bde | 93a60a56-a3c8-11da-a746-0800200b9a66
HFC-134a | 811-97-2 | 811972 | 811972 | C2H2F4 |  | Mass | kg | emission | ground | https://ofmpub.epa.gov/sor_internet/registry/substreg/searchandretrieve/substancesearch/search.do?details=displayDetails&selectedSubstanceId=44103 | 1 | Chemicals | 09700392-aecb-3d18-9c07-c93e90035b03 | 9499238e-b0eb-35da-aef1-9114f54a0a44 | 20aadc24-a391-41cf-b340-3e4529f44bde | 93a60a56-a3c8-11da-a746-0800200b9a66
Imazapyr | 81334-34-1 | 81334341 | 81334341 | C13H15N3O3 |  | Mass | kg | emission | ground | https://ofmpub.epa.gov/sor_internet/registry/substreg/searchandretrieve/substancesearch/search.do?details=displayDetails&selectedSubstanceId=86394 | 1 | Chemicals | ee7a8f56-5375-3451-b2d2-8b24d1700567 | 9499238e-b0eb-35da-aef1-9114f54a0a44 | 20aadc24-a391-41cf-b340-3e4529f44bde | 93a60a56-a3c8-11da-a746-0800200b9a66
Imazaquin | 81335-37-7 | 81335377 | 81335377 | C17H17N3O3 |  | Mass | kg | emission | ground | https://ofmpub.epa.gov/sor_internet/registry/substreg/searchandretrieve/substancesearch/search.do?details=displayDetails&selectedSubstanceId=87046 | 1 | Chemicals | ece1c709-bb0f-3ac0-9014-8bce7f6f62f7 | 9499238e-b0eb-35da-aef1-9114f54a0a44 | 20aadc24-a391-41cf-b340-3e4529f44bde | 93a60a56-a3c8-11da-a746-0800200b9a66
Imazaquin, monoammonium salt | 81335-47-9 | 81335479 | 81335479 | C17H20N4O3 |  | Mass | kg | emission | ground | https://ofmpub.epa.gov/sor_internet/registry/substreg/searchandretrieve/substancesearch/search.do?details=displayDetails&selectedSubstanceId=86392 | 1 | Chemicals | fe25d495-309a-39f5-9e3d-4f5e59698ff6 | 9499238e-b0eb-35da-aef1-9114f54a0a44 | 20aadc24-a391-41cf-b340-3e4529f44bde | 93a60a56-a3c8-11da-a746-0800200b9a66
Imazethapyr | 81335-77-5 | 81335775 | 81335775 | C15H19N3O3 |  | Mass | kg | emission | ground | https://ofmpub.epa.gov/sor_internet/registry/substreg/searchandretrieve/substancesearch/search.do?details=displayDetails&selectedSubstanceId=87045 | 1 | Chemicals | 736ee350-2487-3f7b-8d31-545acd50781f | 9499238e-b0eb-35da-aef1-9114f54a0a44 | 20aadc24-a391-41cf-b340-3e4529f44bde | 93a60a56-a3c8-11da-a746-0800200b9a66
Dimethyl phosphate | 813-78-5 | 813785 | 813785 | C2H7O4P |  | Mass | kg | emission | ground | https://ofmpub.epa.gov/sor_internet/registry/substreg/searchandretrieve/substancesearch/search.do?details=displayDetails&selectedSubstanceId=44098 | 1 | Chemicals | 62852a04-ddec-3059-bca1-ca1e7e126590 | 9499238e-b0eb-35da-aef1-9114f54a0a44 | 20aadc24-a391-41cf-b340-3e4529f44bde | 93a60a56-a3c8-11da-a746-0800200b9a66
Imazamethabenz-methyl | 81405-85-8 | 81405858 | 81405858 | - |  | Mass | kg | emission | ground | https://ofmpub.epa.gov/sor_internet/registry/substreg/searchandretrieve/substancesearch/search.do?details=displayDetails&selectedSubstanceId=86387 | 1 | Chemicals | c4da7223-383a-3302-a84a-3510dc162180 | 9499238e-b0eb-35da-aef1-9114f54a0a44 | 20aadc24-a391-41cf-b340-3e4529f44bde | 93a60a56-a3c8-11da-a746-0800200b9a66
Fluroxypyr-meptyl | 81406-37-3 | 81406373 | 81406373 | C15H21Cl2FN2O3 |  | Mass | kg | emission | ground | https://ofmpub.epa.gov/sor_internet/registry/substreg/searchandretrieve/substancesearch/search.do?details=displayDetails&selectedSubstanceId=80827 | 1 | Chemicals | 81ebaa71-d044-3b19-bda8-8e7575bdbdaa | 9499238e-b0eb-35da-aef1-9114f54a0a44 | 20aadc24-a391-41cf-b340-3e4529f44bde | 93a60a56-a3c8-11da-a746-0800200b9a66
1-Amino-2,4-dibromoanthraquinone | 81-49-2 | 81492 | 81492 | C14H7Br2NO2 |  | Mass | kg | emission | ground | https://ofmpub.epa.gov/sor_internet/registry/substreg/searchandretrieve/substancesearch/search.do?details=displayDetails&selectedSubstanceId=48645 | 1 | Chemicals | 1d2e68a1-4211-3d94-981a-dfecd2d6eb0d | 9499238e-b0eb-35da-aef1-9114f54a0a44 | 20aadc24-a391-41cf-b340-3e4529f44bde | 93a60a56-a3c8-11da-a746-0800200b9a66
Imazapyr, isopropylamine salt | 81510-83-0 | 81510830 | 81510830 | C16H24N4O3 |  | Mass | kg | emission | ground | https://ofmpub.epa.gov/sor_internet/registry/substreg/searchandretrieve/substancesearch/search.do?details=displayDetails&selectedSubstanceId=86362 | 1 | Chemicals | fa36f9e0-96c2-3064-832c-cf7dd8273f52 | 9499238e-b0eb-35da-aef1-9114f54a0a44 | 20aadc24-a391-41cf-b340-3e4529f44bde | 93a60a56-a3c8-11da-a746-0800200b9a66
Purpurin | 81-54-9 | 81549 | 81549 | C14H8O5 |  | Mass | kg | emission | ground | https://ofmpub.epa.gov/sor_internet/registry/substreg/searchandretrieve/substancesearch/search.do?details=displayDetails&selectedSubstanceId=98278 | 1 | Chemicals | 22332929-7be3-3316-bbd6-a865f3226411 | 9499238e-b0eb-35da-aef1-9114f54a0a44 | 20aadc24-a391-41cf-b340-3e4529f44bde | 93a60a56-a3c8-11da-a746-0800200b9a66
Glyphosate-trimesium | 81591-81-3 | 81591813 | 81591813 | C6H16NO5PS |  | Mass | kg | emission | ground | https://ofmpub.epa.gov/sor_internet/registry/substreg/searchandretrieve/substancesearch/search.do?details=displayDetails&selectedSubstanceId=86358 | 1 | Chemicals | 5af2660a-4221-366c-91a5-d921e362bca0 | 9499238e-b0eb-35da-aef1-9114f54a0a44 | 20aadc24-a391-41cf-b340-3e4529f44bde | 93a60a56-a3c8-11da-a746-0800200b9a66
9,10-Anthracenedione, 1,2,5,8-tetrahydroxy- | 81-61-8 | 81618 | 81618 | C14H8O6 |  | Mass | kg | emission | ground | https://ofmpub.epa.gov/sor_internet/registry/substreg/searchandretrieve/substancesearch/search.do?details=displayDetails&selectedSubstanceId=48642 | 1 | Chemicals | 61272370-1116-36cf-aca2-7181ba6a73b9 | 9499238e-b0eb-35da-aef1-9114f54a0a44 | 20aadc24-a391-41cf-b340-3e4529f44bde | 93a60a56-a3c8-11da-a746-0800200b9a66
Quinizarin | 81-64-1 | 81641 | 81641 | C14H8O4 |  | Mass | kg | emission | ground | https://ofmpub.epa.gov/sor_internet/registry/substreg/searchandretrieve/substancesearch/search.do?details=displayDetails&selectedSubstanceId=48641 | 1 | Chemicals | a34cbb9e-e51f-3056-90f0-6809bc1c1974 | 9499238e-b0eb-35da-aef1-9114f54a0a44 | 20aadc24-a391-41cf-b340-3e4529f44bde | 93a60a56-a3c8-11da-a746-0800200b9a66
C.I. Pigment Blue 60 | 81-77-6 | 81776 | 81776 | C28H14N2O4 |  | Mass | kg | emission | ground | https://ofmpub.epa.gov/sor_internet/registry/substreg/searchandretrieve/substancesearch/search.do?details=displayDetails&selectedSubstanceId=87023 | 1 | Chemicals | 3197875c-f29c-339d-895b-dc72628c8340 | 9499238e-b0eb-35da-aef1-9114f54a0a44 | 20aadc24-a391-41cf-b340-3e4529f44bde | 93a60a56-a3c8-11da-a746-0800200b9a66
Clomazone | 81777-89-1 | 81777891 | 81777891 | C12H14ClNO2 |  | Mass | kg | emission | ground | https://ofmpub.epa.gov/sor_internet/registry/substreg/searchandretrieve/substancesearch/search.do?details=displayDetails&selectedSubstanceId=86224 | 1 | Chemicals | ad955a79-9d52-316c-9175-7c6d720972bc | 9499238e-b0eb-35da-aef1-9114f54a0a44 | 20aadc24-a391-41cf-b340-3e4529f44bde | 93a60a56-a3c8-11da-a746-0800200b9a66
Warfarin | 81-81-2 | 81812 | 81812 | C19H16O4 |  | Mass | kg | emission | ground | https://ofmpub.epa.gov/sor_internet/registry/substreg/searchandretrieve/substancesearch/search.do?details=displayDetails&selectedSubstanceId=87020 | 1 | Chemicals | 83ee4688-d2c7-337c-aa04-62b7bd0a4dba | 9499238e-b0eb-35da-aef1-9114f54a0a44 | 20aadc24-a391-41cf-b340-3e4529f44bde | 93a60a56-a3c8-11da-a746-0800200b9a66
Coumachlor | 81-82-3 | 81823 | 81823 | C19H15ClO4 |  | Mass | kg | emission | ground | https://ofmpub.epa.gov/sor_internet/registry/substreg/searchandretrieve/substancesearch/search.do?details=displayDetails&selectedSubstanceId=87019 | 1 | Chemicals | 81063762-e512-38b5-9c2f-2262c0381fc2 | 9499238e-b0eb-35da-aef1-9114f54a0a44 | 20aadc24-a391-41cf-b340-3e4529f44bde | 93a60a56-a3c8-11da-a746-0800200b9a66
2-Hydroxyethyl acrylate | 818-61-1 | 818611 | 818611 | C5H8O3 |  | Mass | kg | emission | ground | https://ofmpub.epa.gov/sor_internet/registry/substreg/searchandretrieve/substancesearch/search.do?details=displayDetails&selectedSubstanceId=87017 | 1 | Chemicals | 0d161b66-4954-31de-8265-75ad4ca01e9b | 9499238e-b0eb-35da-aef1-9114f54a0a44 | 20aadc24-a391-41cf-b340-3e4529f44bde | 93a60a56-a3c8-11da-a746-0800200b9a66
Rhodamine B | 81-88-9 | 81889 | 81889 | C28H31ClN2O3 |  | Mass | kg | emission | ground | https://ofmpub.epa.gov/sor_internet/registry/substreg/searchandretrieve/substancesearch/search.do?details=displayDetails&selectedSubstanceId=87016 | 1 | Chemicals | c45d1fa8-da95-3675-8d8a-237f2edf9f72 | 9499238e-b0eb-35da-aef1-9114f54a0a44 | 20aadc24-a391-41cf-b340-3e4529f44bde | 93a60a56-a3c8-11da-a746-0800200b9a66
Triasulfuron | 82097-50-5 | 82097505 | 82097505 | C14H16ClN5O5S |  | Mass | kg | emission | ground | https://ofmpub.epa.gov/sor_internet/registry/substreg/searchandretrieve/substancesearch/search.do?details=displayDetails&selectedSubstanceId=86185 | 1 | Chemicals | f5f9af9e-24e3-371f-85c2-66f43394caf7 | 9499238e-b0eb-35da-aef1-9114f54a0a44 | 20aadc24-a391-41cf-b340-3e4529f44bde | 93a60a56-a3c8-11da-a746-0800200b9a66
2-Nonanone | 821-55-6 | 821556 | 821556 | C9H18O |  | Mass | kg | emission | ground | https://ofmpub.epa.gov/sor_internet/registry/substreg/searchandretrieve/substancesearch/search.do?details=displayDetails&selectedSubstanceId=44447 | 1 | Chemicals | ad2f740e-8ddb-38d8-9f92-e93186e2d1ba | 9499238e-b0eb-35da-aef1-9114f54a0a44 | 20aadc24-a391-41cf-b340-3e4529f44bde | 93a60a56-a3c8-11da-a746-0800200b9a66
1H-Imidazole, 4-methyl- | 822-36-6 | 822366 | 822366 | C4H6N2 |  | Mass | kg | emission | ground | https://ofmpub.epa.gov/sor_internet/registry/substreg/searchandretrieve/substancesearch/search.do?details=displayDetails&selectedSubstanceId=44434 | 1 | Chemicals | ca5b5fe0-8455-3a82-aae8-0f2913972461 | 9499238e-b0eb-35da-aef1-9114f54a0a44 | 20aadc24-a391-41cf-b340-3e4529f44bde | 93a60a56-a3c8-11da-a746-0800200b9a66
1-Amino-2-methylanthraquinone | 82-28-0 | 82280 | 82280 | C15H11NO2 |  | Mass | kg | emission | ground | https://ofmpub.epa.gov/sor_internet/registry/substreg/searchandretrieve/substancesearch/search.do?details=displayDetails&selectedSubstanceId=48621 | 1 | Chemicals | ba9deb70-71ef-3161-b844-9c07732ee4d4 | 9499238e-b0eb-35da-aef1-9114f54a0a44 | 20aadc24-a391-41cf-b340-3e4529f44bde | 93a60a56-a3c8-11da-a746-0800200b9a66
trans-1,2-Dichlorocyclohexane | 822-86-6 | 822866 | 822866 | C6H10Cl2 |  | Mass | kg | emission | ground | https://ofmpub.epa.gov/sor_internet/registry/substreg/searchandretrieve/substancesearch/search.do?details=displayDetails&selectedSubstanceId=87010 | 1 | Chemicals | 8f96305b-3a0a-3ee3-9f85-e8426e9d795c | 9499238e-b0eb-35da-aef1-9114f54a0a44 | 20aadc24-a391-41cf-b340-3e4529f44bde | 93a60a56-a3c8-11da-a746-0800200b9a66
Isoxaben | 82558-50-7 | 82558507 | 82558507 | C18H24N2O4 |  | Mass | kg | emission | ground | https://ofmpub.epa.gov/sor_internet/registry/substreg/searchandretrieve/substancesearch/search.do?details=displayDetails&selectedSubstanceId=85917 | 1 | Chemicals | af8f8fd3-bcaa-354d-b3a8-8369706184d7 | 9499238e-b0eb-35da-aef1-9114f54a0a44 | 20aadc24-a391-41cf-b340-3e4529f44bde | 93a60a56-a3c8-11da-a746-0800200b9a66
Benfuracarb | 82560-54-1 | 82560541 | 82560541 | C20H30N2O5S |  | Mass | kg | emission | ground | https://ofmpub.epa.gov/sor_internet/registry/substreg/searchandretrieve/substancesearch/search.do?details=displayDetails&selectedSubstanceId=76964 | 1 | Chemicals | 60ff134a-3d60-38eb-9e11-94bbe0cdfdcf | 9499238e-b0eb-35da-aef1-9114f54a0a44 | 20aadc24-a391-41cf-b340-3e4529f44bde | 93a60a56-a3c8-11da-a746-0800200b9a66
Monosodium 4-phenolsulfonate | 825-90-1 | 825901 | 825901 | C6H5NaO4S |  | Mass | kg | emission | ground | https://ofmpub.epa.gov/sor_internet/registry/substreg/searchandretrieve/substancesearch/search.do?details=displayDetails&selectedSubstanceId=98355 | 1 | Chemicals | 8e675521-78f4-311e-9c66-c19b074d6957 | 9499238e-b0eb-35da-aef1-9114f54a0a44 | 20aadc24-a391-41cf-b340-3e4529f44bde | 93a60a56-a3c8-11da-a746-0800200b9a66
4-Piperidinone, 2,2,6,6-tetramethyl- | 826-36-8 | 826368 | 826368 | C9H17NO |  | Mass | kg | emission | ground | https://ofmpub.epa.gov/sor_internet/registry/substreg/searchandretrieve/substancesearch/search.do?details=displayDetails&selectedSubstanceId=44417 | 1 | Chemicals | 684e8496-524c-310a-aa89-c0adc893d0ba | 9499238e-b0eb-35da-aef1-9114f54a0a44 | 20aadc24-a391-41cf-b340-3e4529f44bde | 93a60a56-a3c8-11da-a746-0800200b9a66
Bifenthrin | 82657-04-3 | 82657043 | 82657043 | C23H22ClF3O2 |  | Mass | kg | emission | ground | https://ofmpub.epa.gov/sor_internet/registry/substreg/searchandretrieve/substancesearch/search.do?details=displayDetails&selectedSubstanceId=85911 | 1 | Chemicals | 8a55caa0-51bd-32e9-b036-5e0c4ed0e7f1 | 9499238e-b0eb-35da-aef1-9114f54a0a44 | 20aadc24-a391-41cf-b340-3e4529f44bde | 93a60a56-a3c8-11da-a746-0800200b9a66
Pentachloronitrobenzene | 82-68-8 | 82688 | 82688 | C6Cl5NO2 |  | Mass | kg | emission | ground | https://ofmpub.epa.gov/sor_internet/registry/substreg/searchandretrieve/substancesearch/search.do?details=displayDetails&selectedSubstanceId=98352 | 1 | Chemicals | 20bbb5df-3971-3c4d-8824-dcda4597dc5d | 9499238e-b0eb-35da-aef1-9114f54a0a44 | 20aadc24-a391-41cf-b340-3e4529f44bde | 93a60a56-a3c8-11da-a746-0800200b9a66
Cyclohexylbenzene | 827-52-1 | 827521 | 827521 | C12H16 |  | Mass | kg | emission | ground | https://ofmpub.epa.gov/sor_internet/registry/substreg/searchandretrieve/substancesearch/search.do?details=displayDetails&selectedSubstanceId=43701 | 1 | Chemicals | 5649347a-685d-3112-861e-627625d2ddc9 | 9499238e-b0eb-35da-aef1-9114f54a0a44 | 20aadc24-a391-41cf-b340-3e4529f44bde | 93a60a56-a3c8-11da-a746-0800200b9a66
Dimethoxane | 828-00-2 | 828002 | 828002 | C8H14O4 |  | Mass | kg | emission | ground | https://ofmpub.epa.gov/sor_internet/registry/substreg/searchandretrieve/substancesearch/search.do?details=displayDetails&selectedSubstanceId=98346 | 1 | Chemicals | c0c96115-0ad0-378f-9638-998e5b94fbe7 | 9499238e-b0eb-35da-aef1-9114f54a0a44 | 20aadc24-a391-41cf-b340-3e4529f44bde | 93a60a56-a3c8-11da-a746-0800200b9a66
Cyclododecanone | 830-13-7 | 830137 | 830137 | C12H22O |  | Mass | kg | emission | ground | https://ofmpub.epa.gov/sor_internet/registry/substreg/searchandretrieve/substancesearch/search.do?details=displayDetails&selectedSubstanceId=98341 | 1 | Chemicals | cbd727dc-d42c-3de6-9e1f-4de2a62cfdec | 9499238e-b0eb-35da-aef1-9114f54a0a44 | 20aadc24-a391-41cf-b340-3e4529f44bde | 93a60a56-a3c8-11da-a746-0800200b9a66
Bensulfuron-methyl | 83055-99-6 | 83055996 | 83055996 | C16H18N4O7S |  | Mass | kg | emission | ground | https://ofmpub.epa.gov/sor_internet/registry/substreg/searchandretrieve/substancesearch/search.do?details=displayDetails&selectedSubstanceId=85807 | 1 | Chemicals | bac3f5fc-63b2-393b-9baf-57dc337d3a57 | 9499238e-b0eb-35da-aef1-9114f54a0a44 | 20aadc24-a391-41cf-b340-3e4529f44bde | 93a60a56-a3c8-11da-a746-0800200b9a66
1H-Indole-3-propanoic acid | 830-96-6 | 830966 | 830966 | C11H11NO2 |  | Mass | kg | emission | ground | https://ofmpub.epa.gov/sor_internet/registry/substreg/searchandretrieve/substancesearch/search.do?details=displayDetails&selectedSubstanceId=43693 | 1 | Chemicals | 6526c2b3-50e8-33c9-aabc-aa1cdf001870 | 9499238e-b0eb-35da-aef1-9114f54a0a44 | 20aadc24-a391-41cf-b340-3e4529f44bde | 93a60a56-a3c8-11da-a746-0800200b9a66
Teflubenzuron | 83121-18-0 | 83121180 | 83121180 | C14H6Cl2F4N2O2 |  | Mass | kg | emission | ground | https://ofmpub.epa.gov/sor_internet/registry/substreg/searchandretrieve/substancesearch/search.do?details=displayDetails&selectedSubstanceId=76961 | 1 | Chemicals | 1e108601-2cc8-3b6f-b457-83e9e0c7370a | 9499238e-b0eb-35da-aef1-9114f54a0a44 | 20aadc24-a391-41cf-b340-3e4529f44bde | 93a60a56-a3c8-11da-a746-0800200b9a66
3-Pyridinecarboxamide, N-(2,4-difluorophenyl)-2-[3-(trifluoromethyl)phenoxy]- | 83164-33-4 | 83164334 | 83164334 | C19H11F5N2O2 |  | Mass | kg | emission | ground | https://ofmpub.epa.gov/sor_internet/registry/substreg/searchandretrieve/substancesearch/search.do?details=displayDetails&selectedSubstanceId=81776 | 1 | Chemicals | 4b6441d1-e387-3b64-8807-82b5b13525d1 | 9499238e-b0eb-35da-aef1-9114f54a0a44 | 20aadc24-a391-41cf-b340-3e4529f44bde | 93a60a56-a3c8-11da-a746-0800200b9a66
p-Phenoxyphenol | 831-82-3 | 831823 | 831823 | C12H10O2 |  | Mass | kg | emission | ground | https://ofmpub.epa.gov/sor_internet/registry/substreg/searchandretrieve/substancesearch/search.do?details=displayDetails&selectedSubstanceId=43689 | 1 | Chemicals | 1cd16bdb-8832-3a08-865a-f3a6702a245d | 9499238e-b0eb-35da-aef1-9114f54a0a44 | 20aadc24-a391-41cf-b340-3e4529f44bde | 93a60a56-a3c8-11da-a746-0800200b9a66
Propanoic acid, 2-chloro-, 2-methylpropyl ester, (2S)- | 83261-15-8 | 83261158 | 83261158 | C7H13ClO2 |  | Mass | kg | emission | ground | https://ofmpub.epa.gov/sor_internet/registry/substreg/searchandretrieve/substancesearch/search.do?details=displayDetails&selectedSubstanceId=81774 | 1 | Chemicals | 4b922283-a52a-3510-994b-cbf76aceea92 | 9499238e-b0eb-35da-aef1-9114f54a0a44 | 20aadc24-a391-41cf-b340-3e4529f44bde | 93a60a56-a3c8-11da-a746-0800200b9a66
Acenaphthene | 83-32-9 | 83329 | 83329 | C12H10 |  | Mass | kg | emission | ground | https://ofmpub.epa.gov/sor_internet/registry/substreg/searchandretrieve/substancesearch/search.do?details=displayDetails&selectedSubstanceId=48599 | 1 | Chemicals | f81d1e46-43f9-329b-b9ff-47e393888e4e | 9499238e-b0eb-35da-aef1-9114f54a0a44 | 20aadc24-a391-41cf-b340-3e4529f44bde | 93a60a56-a3c8-11da-a746-0800200b9a66
3-Methylindole | 83-34-1 | 83341 | 83341 | C9H9N |  | Mass | kg | emission | ground | https://ofmpub.epa.gov/sor_internet/registry/substreg/searchandretrieve/substancesearch/search.do?details=displayDetails&selectedSubstanceId=98330 | 1 | Chemicals | 3e2a0d80-158d-342c-9902-3cc55c8b99b1 | 9499238e-b0eb-35da-aef1-9114f54a0a44 | 20aadc24-a391-41cf-b340-3e4529f44bde | 93a60a56-a3c8-11da-a746-0800200b9a66
3-Nitro-o-xylene | 83-41-0 | 83410 | 83410 | C8H9NO2 |  | Mass | kg | emission | ground | https://ofmpub.epa.gov/sor_internet/registry/substreg/searchandretrieve/substancesearch/search.do?details=displayDetails&selectedSubstanceId=48596 | 1 | Chemicals | 0b3a19c0-7fde-3de3-bf01-9cd295953c2a | 9499238e-b0eb-35da-aef1-9114f54a0a44 | 20aadc24-a391-41cf-b340-3e4529f44bde | 93a60a56-a3c8-11da-a746-0800200b9a66
Ametryn | 834-12-8 | 834128 | 834128 | C9H17N5S |  | Mass | kg | emission | ground | https://ofmpub.epa.gov/sor_internet/registry/substreg/searchandretrieve/substancesearch/search.do?details=displayDetails&selectedSubstanceId=43683 | 1 | Chemicals | 6be54fcf-3497-3d57-aa4f-7082c2c53ef0 | 9499238e-b0eb-35da-aef1-9114f54a0a44 | 20aadc24-a391-41cf-b340-3e4529f44bde | 93a60a56-a3c8-11da-a746-0800200b9a66
1-Chloro-2-methyl-3-nitrobenzene | 83-42-1 | 83421 | 83421 | C7H6ClNO2 |  | Mass | kg | emission | ground | https://ofmpub.epa.gov/sor_internet/registry/substreg/searchandretrieve/substancesearch/search.do?details=displayDetails&selectedSubstanceId=48595 | 1 | Chemicals | 45ea9833-27f8-3279-947e-243da1886340 | 9499238e-b0eb-35da-aef1-9114f54a0a44 | 20aadc24-a391-41cf-b340-3e4529f44bde | 93a60a56-a3c8-11da-a746-0800200b9a66
Propyl isome | 83-59-0 | 83590 | 83590 | C20H26O6 |  | Mass | kg | emission | ground | https://ofmpub.epa.gov/sor_internet/registry/substreg/searchandretrieve/substancesearch/search.do?details=displayDetails&selectedSubstanceId=81270 | 1 | Chemicals | 2524fd01-a5b1-39b9-b0ec-1b3ce2f95eb9 | 9499238e-b0eb-35da-aef1-9114f54a0a44 | 20aadc24-a391-41cf-b340-3e4529f44bde | 93a60a56-a3c8-11da-a746-0800200b9a66
4-Nitrodiphenylamine | 836-30-6 | 836306 | 836306 | C12H10N2O2 |  | Mass | kg | emission | ground | https://ofmpub.epa.gov/sor_internet/registry/substreg/searchandretrieve/substancesearch/search.do?details=displayDetails&selectedSubstanceId=43680 | 1 | Chemicals | 174522d3-4163-3ecf-8ee5-0d72171805a0 | 9499238e-b0eb-35da-aef1-9114f54a0a44 | 20aadc24-a391-41cf-b340-3e4529f44bde | 93a60a56-a3c8-11da-a746-0800200b9a66
Musk ambrette | 83-66-9 | 83669 | 83669 | C12H16N2O5 |  | Mass | kg | emission | ground | https://ofmpub.epa.gov/sor_internet/registry/substreg/searchandretrieve/substancesearch/search.do?details=displayDetails&selectedSubstanceId=48590 | 1 | Chemicals | 3e6339de-1fb0-31df-8a58-3f244adc2afc | 9499238e-b0eb-35da-aef1-9114f54a0a44 | 20aadc24-a391-41cf-b340-3e4529f44bde | 93a60a56-a3c8-11da-a746-0800200b9a66
Rotenone | 83-79-4 | 83794 | 83794 | C23H22O6 |  | Mass | kg | emission | ground | https://ofmpub.epa.gov/sor_internet/registry/substreg/searchandretrieve/substancesearch/search.do?details=displayDetails&selectedSubstanceId=98192 | 1 | Chemicals | be486384-e828-3661-a1a7-53e674e6ed95 | 9499238e-b0eb-35da-aef1-9114f54a0a44 | 20aadc24-a391-41cf-b340-3e4529f44bde | 93a60a56-a3c8-11da-a746-0800200b9a66
4,4'-Methylenebis(2-methylaniline) | 838-88-0 | 838880 | 838880 | C15H18N2 |  | Mass | kg | emission | ground | https://ofmpub.epa.gov/sor_internet/registry/substreg/searchandretrieve/substancesearch/search.do?details=displayDetails&selectedSubstanceId=43676 | 1 | Chemicals | a5a44249-7951-34ef-ad93-20a0d1b63fce | 9499238e-b0eb-35da-aef1-9114f54a0a44 | 20aadc24-a391-41cf-b340-3e4529f44bde | 93a60a56-a3c8-11da-a746-0800200b9a66
Quinacrine | 83-89-6 | 83896 | 83896 | C23H30ClN3O |  | Mass | kg | emission | ground | https://ofmpub.epa.gov/sor_internet/registry/substreg/searchandretrieve/substancesearch/search.do?details=displayDetails&selectedSubstanceId=96738 | 1 | Chemicals | a5b69db4-184f-388c-b17e-e29eeb848bc5 | 9499238e-b0eb-35da-aef1-9114f54a0a44 | 20aadc24-a391-41cf-b340-3e4529f44bde | 93a60a56-a3c8-11da-a746-0800200b9a66
Quinclorac | 84087-01-4 | 84087014 | 84087014 | C10H5Cl2NO2 |  | Mass | kg | emission | ground | https://ofmpub.epa.gov/sor_internet/registry/substreg/searchandretrieve/substancesearch/search.do?details=displayDetails&selectedSubstanceId=63454 | 1 | Chemicals | bd08d5e7-243d-342e-ba93-13eacded8cdc | 9499238e-b0eb-35da-aef1-9114f54a0a44 | 20aadc24-a391-41cf-b340-3e4529f44bde | 93a60a56-a3c8-11da-a746-0800200b9a66
Methoprotryne | 841-06-5 | 841065 | 841065 | C11H21N5OS |  | Mass | kg | emission | ground | https://ofmpub.epa.gov/sor_internet/registry/substreg/searchandretrieve/substancesearch/search.do?details=displayDetails&selectedSubstanceId=98186 | 1 | Chemicals | 4c40cfee-767d-39d3-91c8-1fdccfb10f08 | 9499238e-b0eb-35da-aef1-9114f54a0a44 | 20aadc24-a391-41cf-b340-3e4529f44bde | 93a60a56-a3c8-11da-a746-0800200b9a66
9,10-Phenanthrenedione | 84-11-7 | 84117 | 84117 | C14H8O2 |  | Mass | kg | emission | ground | https://ofmpub.epa.gov/sor_internet/registry/substreg/searchandretrieve/substancesearch/search.do?details=displayDetails&selectedSubstanceId=98185 | 1 | Chemicals | 40002db3-7bf6-38d7-81e2-bbc7134c4599 | 9499238e-b0eb-35da-aef1-9114f54a0a44 | 20aadc24-a391-41cf-b340-3e4529f44bde | 93a60a56-a3c8-11da-a746-0800200b9a66
C.I. Solvent Yellow 14 | 842-07-9 | 842079 | 842079 | C16H12N2O |  | Mass | kg | emission | ground | https://ofmpub.epa.gov/sor_internet/registry/substreg/searchandretrieve/substancesearch/search.do?details=displayDetails&selectedSubstanceId=43671 | 1 | Chemicals | 016f8e84-c876-3083-9b63-c53e2db4211c | 9499238e-b0eb-35da-aef1-9114f54a0a44 | 20aadc24-a391-41cf-b340-3e4529f44bde | 93a60a56-a3c8-11da-a746-0800200b9a66
Diphenyl phthalate | 84-62-8 | 84628 | 84628 | C20H14O4 |  | Mass | kg | emission | ground | https://ofmpub.epa.gov/sor_internet/registry/substreg/searchandretrieve/substancesearch/search.do?details=displayDetails&selectedSubstanceId=48880 | 1 | Chemicals | d4308543-4425-3689-939a-4a0b21ada952 | 9499238e-b0eb-35da-aef1-9114f54a0a44 | 20aadc24-a391-41cf-b340-3e4529f44bde | 93a60a56-a3c8-11da-a746-0800200b9a66
Anthraquinone | 84-65-1 | 84651 | 84651 | C14H8O2 |  | Mass | kg | emission | ground | https://ofmpub.epa.gov/sor_internet/registry/substreg/searchandretrieve/substancesearch/search.do?details=displayDetails&selectedSubstanceId=48878 | 1 | Chemicals | 47780a96-d993-3a40-8e8f-20729a84879e | 9499238e-b0eb-35da-aef1-9114f54a0a44 | 20aadc24-a391-41cf-b340-3e4529f44bde | 93a60a56-a3c8-11da-a746-0800200b9a66
Diethyl phthalate | 84-66-2 | 84662 | 84662 | C12H14O4 |  | Mass | kg | emission | ground | https://ofmpub.epa.gov/sor_internet/registry/substreg/searchandretrieve/substancesearch/search.do?details=displayDetails&selectedSubstanceId=48877 | 1 | Chemicals | 80a73d23-1bbe-3add-98fb-f7d984950ba1 | 9499238e-b0eb-35da-aef1-9114f54a0a44 | 20aadc24-a391-41cf-b340-3e4529f44bde | 93a60a56-a3c8-11da-a746-0800200b9a66
C.I. Acid Yellow 1 | 846-70-8 | 846708 | 846708 | C10H4N2Na2O8S |  | Mass | kg | emission | ground | https://ofmpub.epa.gov/sor_internet/registry/substreg/searchandretrieve/substancesearch/search.do?details=displayDetails&selectedSubstanceId=43666 | 1 | Chemicals | adc5164f-9921-372b-aaa6-ebf0f78cf644 | 9499238e-b0eb-35da-aef1-9114f54a0a44 | 20aadc24-a391-41cf-b340-3e4529f44bde | 93a60a56-a3c8-11da-a746-0800200b9a66
Diisobutyl phthalate | 84-69-5 | 84695 | 84695 | C16H22O4 |  | Mass | kg | emission | ground | https://ofmpub.epa.gov/sor_internet/registry/substreg/searchandretrieve/substancesearch/search.do?details=displayDetails&selectedSubstanceId=48876 | 1 | Chemicals | a60c67aa-33f0-3b90-9e4d-0acff66b6fe3 | 9499238e-b0eb-35da-aef1-9114f54a0a44 | 20aadc24-a391-41cf-b340-3e4529f44bde | 93a60a56-a3c8-11da-a746-0800200b9a66
Dibutyl phthalate | 84-74-2 | 84742 | 84742 | C16H22O4 |  | Mass | kg | emission | ground | https://ofmpub.epa.gov/sor_internet/registry/substreg/searchandretrieve/substancesearch/search.do?details=displayDetails&selectedSubstanceId=48873 | 1 | Chemicals | 69eeeb78-1787-39e2-9524-89496aa31c55 | 9499238e-b0eb-35da-aef1-9114f54a0a44 | 20aadc24-a391-41cf-b340-3e4529f44bde | 93a60a56-a3c8-11da-a746-0800200b9a66
Dihexyl phthalate | 84-75-3 | 84753 | 84753 | C20H30O4 |  | Mass | kg | emission | ground | https://ofmpub.epa.gov/sor_internet/registry/substreg/searchandretrieve/substancesearch/search.do?details=displayDetails&selectedSubstanceId=98166 | 1 | Chemicals | e83774b6-1cdc-3a0f-a338-bce2bbfeee0d | 9499238e-b0eb-35da-aef1-9114f54a0a44 | 20aadc24-a391-41cf-b340-3e4529f44bde | 93a60a56-a3c8-11da-a746-0800200b9a66
Branched p-nonylphenol | 84852-15-3 | 84852153 | 84852153 | - |  | Mass | kg | emission | ground | https://ofmpub.epa.gov/sor_internet/registry/substreg/searchandretrieve/substancesearch/search.do?details=displayDetails&selectedSubstanceId=27144 | 1 | Chemicals | c2939c50-5928-3e82-b1d5-6c668dd36807 | 9499238e-b0eb-35da-aef1-9114f54a0a44 | 20aadc24-a391-41cf-b340-3e4529f44bde | 93a60a56-a3c8-11da-a746-0800200b9a66
Diquat dibromide | 85-00-7 | 85007 | 85007 | C12H12Br2N2 |  | Mass | kg | emission | ground | https://ofmpub.epa.gov/sor_internet/registry/substreg/searchandretrieve/substancesearch/search.do?details=displayDetails&selectedSubstanceId=48864 | 1 | Chemicals | 25cdf8f5-2274-3b7a-a843-81819ed230a0 | 9499238e-b0eb-35da-aef1-9114f54a0a44 | 20aadc24-a391-41cf-b340-3e4529f44bde | 93a60a56-a3c8-11da-a746-0800200b9a66
Phenanthrene | 85-01-8 | 85018 | 85018 | C14H10 |  | Mass | kg | emission | ground | https://ofmpub.epa.gov/sor_internet/registry/substreg/searchandretrieve/substancesearch/search.do?details=displayDetails&selectedSubstanceId=98155 | 1 | Chemicals | 9c8264db-cbce-3f23-8553-108817d5e1f5 | 9499238e-b0eb-35da-aef1-9114f54a0a44 | 20aadc24-a391-41cf-b340-3e4529f44bde | 93a60a56-a3c8-11da-a746-0800200b9a66
Benzo[f]quinoline | 85-02-9 | 85029 | 85029 | C13H9N |  | Mass | kg | emission | ground | https://ofmpub.epa.gov/sor_internet/registry/substreg/searchandretrieve/substancesearch/search.do?details=displayDetails&selectedSubstanceId=78104 | 1 | Chemicals | 24f731de-8535-3e1f-b99a-71f198706b16 | 9499238e-b0eb-35da-aef1-9114f54a0a44 | 20aadc24-a391-41cf-b340-3e4529f44bde | 93a60a56-a3c8-11da-a746-0800200b9a66
Chlorfenac | 85-34-7 | 85347 | 85347 | C8H5Cl3O2 |  | Mass | kg | emission | ground | https://ofmpub.epa.gov/sor_internet/registry/substreg/searchandretrieve/substancesearch/search.do?details=displayDetails&selectedSubstanceId=48857 | 1 | Chemicals | 701c36dd-be9e-3939-824c-5df879004b52 | 9499238e-b0eb-35da-aef1-9114f54a0a44 | 20aadc24-a391-41cf-b340-3e4529f44bde | 93a60a56-a3c8-11da-a746-0800200b9a66
Phthalimide | 85-41-6 | 85416 | 85416 | C8H5NO2 |  | Mass | kg | emission | ground | https://ofmpub.epa.gov/sor_internet/registry/substreg/searchandretrieve/substancesearch/search.do?details=displayDetails&selectedSubstanceId=48855 | 1 | Chemicals | a9a26304-edc6-30b8-8b50-4bc54be47d61 | 9499238e-b0eb-35da-aef1-9114f54a0a44 | 20aadc24-a391-41cf-b340-3e4529f44bde | 93a60a56-a3c8-11da-a746-0800200b9a66
Hexahydrophthalic anhydride | 85-42-7 | 85427 | 85427 | C8H10O3 |  | Mass | kg | emission | ground | https://ofmpub.epa.gov/sor_internet/registry/substreg/searchandretrieve/substancesearch/search.do?details=displayDetails&selectedSubstanceId=88466 | 1 | Chemicals | c08ca702-5f81-3c80-a850-a69ac99d429e | 9499238e-b0eb-35da-aef1-9114f54a0a44 | 20aadc24-a391-41cf-b340-3e4529f44bde | 93a60a56-a3c8-11da-a746-0800200b9a66
Tetrahydrophthalic anhydride | 85-43-8 | 85438 | 85438 | C8H8O3 |  | Mass | kg | emission | ground | https://ofmpub.epa.gov/sor_internet/registry/substreg/searchandretrieve/substancesearch/search.do?details=displayDetails&selectedSubstanceId=48854 | 1 | Chemicals | 5ea709dd-d6bb-3193-8510-9cf130c2a0bf | 9499238e-b0eb-35da-aef1-9114f54a0a44 | 20aadc24-a391-41cf-b340-3e4529f44bde | 93a60a56-a3c8-11da-a746-0800200b9a66
Phthalic anhydride | 85-44-9 | 85449 | 85449 | C8H4O3 |  | Mass | kg | emission | ground | https://ofmpub.epa.gov/sor_internet/registry/substreg/searchandretrieve/substancesearch/search.do?details=displayDetails&selectedSubstanceId=48853 | 1 | Chemicals | 53560f12-140f-3f4d-a187-f00db76afae2 | 9499238e-b0eb-35da-aef1-9114f54a0a44 | 20aadc24-a391-41cf-b340-3e4529f44bde | 93a60a56-a3c8-11da-a746-0800200b9a66
Benzoic acid, 2-(4-chlorobenzoyl)- | 85-56-3 | 85563 | 85563 | C14H9ClO3 |  | Mass | kg | emission | ground | https://ofmpub.epa.gov/sor_internet/registry/substreg/searchandretrieve/substancesearch/search.do?details=displayDetails&selectedSubstanceId=48848 | 1 | Chemicals | f19524e1-62dd-3822-ad0d-0e0747b31407 | 9499238e-b0eb-35da-aef1-9114f54a0a44 | 20aadc24-a391-41cf-b340-3e4529f44bde | 93a60a56-a3c8-11da-a746-0800200b9a66
Butyl benzyl phthalate | 85-68-7 | 85687 | 85687 | C19H20O4 |  | Mass | kg | emission | ground | https://ofmpub.epa.gov/sor_internet/registry/substreg/searchandretrieve/substancesearch/search.do?details=displayDetails&selectedSubstanceId=48846 | 1 | Chemicals | ea60ec4c-1aec-39bd-89bc-7b3f85913140 | 9499238e-b0eb-35da-aef1-9114f54a0a44 | 20aadc24-a391-41cf-b340-3e4529f44bde | 93a60a56-a3c8-11da-a746-0800200b9a66
2-Butoxy-2-oxoethyl butyl phthalate | 85-70-1 | 85701 | 85701 | C18H24O6 |  | Mass | kg | emission | ground | https://ofmpub.epa.gov/sor_internet/registry/substreg/searchandretrieve/substancesearch/search.do?details=displayDetails&selectedSubstanceId=48845 | 1 | Chemicals | 12c9c378-437a-3119-9c06-303653cbe5b6 | 9499238e-b0eb-35da-aef1-9114f54a0a44 | 20aadc24-a391-41cf-b340-3e4529f44bde | 93a60a56-a3c8-11da-a746-0800200b9a66
1-(Phenylazo)-2-naphthylamine | 85-84-7 | 85847 | 85847 | C16H13N3 |  | Mass | kg | emission | ground | https://ofmpub.epa.gov/sor_internet/registry/substreg/searchandretrieve/substancesearch/search.do?details=displayDetails&selectedSubstanceId=88455 | 1 | Chemicals | 21a0ccb6-60a3-30e7-aef8-956ae634265c | 9499238e-b0eb-35da-aef1-9114f54a0a44 | 20aadc24-a391-41cf-b340-3e4529f44bde | 93a60a56-a3c8-11da-a746-0800200b9a66
Primisulfuron-methyl | 86209-51-0 | 86209510 | 86209510 | C15H12F4N4O7S |  | Mass | kg | emission | ground | https://ofmpub.epa.gov/sor_internet/registry/substreg/searchandretrieve/substancesearch/search.do?details=displayDetails&selectedSubstanceId=86607 | 1 | Chemicals | 01e87ba5-3e31-3d71-bd98-cbfbfa386a85 | 9499238e-b0eb-35da-aef1-9114f54a0a44 | 20aadc24-a391-41cf-b340-3e4529f44bde | 93a60a56-a3c8-11da-a746-0800200b9a66
N-Nitrosodiphenylamine | 86-30-6 | 86306 | 86306 | C12H10N2O |  | Mass | kg | emission | ground | https://ofmpub.epa.gov/sor_internet/registry/substreg/searchandretrieve/substancesearch/search.do?details=displayDetails&selectedSubstanceId=48460 | 1 | Chemicals | eb7c12ac-9fe6-337b-ad69-2054020a4388 | 9499238e-b0eb-35da-aef1-9114f54a0a44 | 20aadc24-a391-41cf-b340-3e4529f44bde | 93a60a56-a3c8-11da-a746-0800200b9a66
3,6-Diamino-10-methylacridinium chloride | 86-40-8 | 86408 | 86408 | C14H14ClN3 |  | Mass | kg | emission | ground | https://ofmpub.epa.gov/sor_internet/registry/substreg/searchandretrieve/substancesearch/search.do?details=displayDetails&selectedSubstanceId=48457 | 1 | Chemicals | 6589f777-7e9b-3adc-b11e-b07d367fa57a | 9499238e-b0eb-35da-aef1-9114f54a0a44 | 20aadc24-a391-41cf-b340-3e4529f44bde | 93a60a56-a3c8-11da-a746-0800200b9a66
Azinphos-methyl | 86-50-0 | 86500 | 86500 | C10H12N3O3PS2 |  | Mass | kg | emission | ground | https://ofmpub.epa.gov/sor_internet/registry/substreg/searchandretrieve/substancesearch/search.do?details=displayDetails&selectedSubstanceId=48453 | 1 | Chemicals | 4fe91d69-c40b-340b-b4f2-3c92d8c48705 | 9499238e-b0eb-35da-aef1-9114f54a0a44 | 20aadc24-a391-41cf-b340-3e4529f44bde | 93a60a56-a3c8-11da-a746-0800200b9a66
1-Naphthalenecarbonitrile | 86-53-3 | 86533 | 86533 | C11H7N |  | Mass | kg | emission | ground | https://ofmpub.epa.gov/sor_internet/registry/substreg/searchandretrieve/substancesearch/search.do?details=displayDetails&selectedSubstanceId=48451 | 1 | Chemicals | f3097b1a-7064-3307-9628-eaadcd07894b | 9499238e-b0eb-35da-aef1-9114f54a0a44 | 20aadc24-a391-41cf-b340-3e4529f44bde | 93a60a56-a3c8-11da-a746-0800200b9a66
1-Nitronaphthalene | 86-57-7 | 86577 | 86577 | C10H7NO2 |  | Mass | kg | emission | ground | https://ofmpub.epa.gov/sor_internet/registry/substreg/searchandretrieve/substancesearch/search.do?details=displayDetails&selectedSubstanceId=48448 | 1 | Chemicals | 60d6036f-bd96-31ff-b415-7d19be48548f | 9499238e-b0eb-35da-aef1-9114f54a0a44 | 20aadc24-a391-41cf-b340-3e4529f44bde | 93a60a56-a3c8-11da-a746-0800200b9a66
Fluorene | 86-73-7 | 86737 | 86737 | C13H10 |  | Mass | kg | emission | ground | https://ofmpub.epa.gov/sor_internet/registry/substreg/searchandretrieve/substancesearch/search.do?details=displayDetails&selectedSubstanceId=48444 | 1 | Chemicals | 9083610a-a49c-3264-a918-255407282599 | 9499238e-b0eb-35da-aef1-9114f54a0a44 | 20aadc24-a391-41cf-b340-3e4529f44bde | 93a60a56-a3c8-11da-a746-0800200b9a66
Carbazole | 86-74-8 | 86748 | 86748 | C12H9N |  | Mass | kg | emission | ground | https://ofmpub.epa.gov/sor_internet/registry/substreg/searchandretrieve/substancesearch/search.do?details=displayDetails&selectedSubstanceId=48443 | 1 | Chemicals | b4f2be20-f074-3188-b8f6-2b96026a8d32 | 9499238e-b0eb-35da-aef1-9114f54a0a44 | 20aadc24-a391-41cf-b340-3e4529f44bde | 93a60a56-a3c8-11da-a746-0800200b9a66
1-Naphthaleneacetamide | 86-86-2 | 86862 | 86862 | C12H11NO |  | Mass | kg | emission | ground | https://ofmpub.epa.gov/sor_internet/registry/substreg/searchandretrieve/substancesearch/search.do?details=displayDetails&selectedSubstanceId=88290 | 1 | Chemicals | e4a12773-046b-3de3-8dcb-b59ea5ba0609 | 9499238e-b0eb-35da-aef1-9114f54a0a44 | 20aadc24-a391-41cf-b340-3e4529f44bde | 93a60a56-a3c8-11da-a746-0800200b9a66
1-Naphthaleneacetic acid | 86-87-3 | 86873 | 86873 | C12H10O2 |  | Mass | kg | emission | ground | https://ofmpub.epa.gov/sor_internet/registry/substreg/searchandretrieve/substancesearch/search.do?details=displayDetails&selectedSubstanceId=48440 | 1 | Chemicals | 061f598e-7102-3398-8c6c-590582d3c9d5 | 9499238e-b0eb-35da-aef1-9114f54a0a44 | 20aadc24-a391-41cf-b340-3e4529f44bde | 93a60a56-a3c8-11da-a746-0800200b9a66
2-Hydroxyethyl methacrylate | 868-77-9 | 868779 | 868779 | C6H10O3 |  | Mass | kg | emission | ground | https://ofmpub.epa.gov/sor_internet/registry/substreg/searchandretrieve/substancesearch/search.do?details=displayDetails&selectedSubstanceId=44070 | 1 | Chemicals | ce3df4cf-6757-332a-9ff3-414e586c956d | 9499238e-b0eb-35da-aef1-9114f54a0a44 | 20aadc24-a391-41cf-b340-3e4529f44bde | 93a60a56-a3c8-11da-a746-0800200b9a66
Dimethyl phosphite | 868-85-9 | 868859 | 868859 | C2H7O3P |  | Mass | kg | emission | ground | https://ofmpub.epa.gov/sor_internet/registry/substreg/searchandretrieve/substancesearch/search.do?details=displayDetails&selectedSubstanceId=44069 | 1 | Chemicals | 5b8ec7f0-e5c5-39c8-9737-61849ecd6bec | 9499238e-b0eb-35da-aef1-9114f54a0a44 | 20aadc24-a391-41cf-b340-3e4529f44bde | 93a60a56-a3c8-11da-a746-0800200b9a66
Salicylanilide | 87-17-2 | 87172 | 87172 | C13H11NO2 |  | Mass | kg | emission | ground | https://ofmpub.epa.gov/sor_internet/registry/substreg/searchandretrieve/substancesearch/search.do?details=displayDetails&selectedSubstanceId=48431 | 1 | Chemicals | 4a0b1556-96fa-301b-8b9e-07989cb59e1f | 9499238e-b0eb-35da-aef1-9114f54a0a44 | 20aadc24-a391-41cf-b340-3e4529f44bde | 93a60a56-a3c8-11da-a746-0800200b9a66
3-Bromothiophene | 872-31-1 | 872311 | 872311 | C4H3BrS |  | Mass | kg | emission | ground | https://ofmpub.epa.gov/sor_internet/registry/substreg/searchandretrieve/substancesearch/search.do?details=displayDetails&selectedSubstanceId=44053 | 1 | Chemicals | ce6bfabd-e434-3d2f-accf-92f78adf8dc9 | 9499238e-b0eb-35da-aef1-9114f54a0a44 | 20aadc24-a391-41cf-b340-3e4529f44bde | 93a60a56-a3c8-11da-a746-0800200b9a66
N-Methyl-2-pyrrolidone | 872-50-4 | 872504 | 872504 | C5H9NO |  | Mass | kg | emission | ground | https://ofmpub.epa.gov/sor_internet/registry/substreg/searchandretrieve/substancesearch/search.do?details=displayDetails&selectedSubstanceId=44051 | 1 | Chemicals | 6fabb874-5fe5-3171-96fa-8f8411928736 | 9499238e-b0eb-35da-aef1-9114f54a0a44 | 20aadc24-a391-41cf-b340-3e4529f44bde | 93a60a56-a3c8-11da-a746-0800200b9a66
4-Pyridinecarboxaldehyde | 872-85-5 | 872855 | 872855 | C6H5NO |  | Mass | kg | emission | ground | https://ofmpub.epa.gov/sor_internet/registry/substreg/searchandretrieve/substancesearch/search.do?details=displayDetails&selectedSubstanceId=44050 | 1 | Chemicals | bee73f7c-12cb-382a-8e2e-b44b25aacf23 | 9499238e-b0eb-35da-aef1-9114f54a0a44 | 20aadc24-a391-41cf-b340-3e4529f44bde | 93a60a56-a3c8-11da-a746-0800200b9a66
Cinnamyl anthranilate | 87-29-6 | 87296 | 87296 | C16H15NO2 |  | Mass | kg | emission | ground | https://ofmpub.epa.gov/sor_internet/registry/substreg/searchandretrieve/substancesearch/search.do?details=displayDetails&selectedSubstanceId=48426 | 1 | Chemicals | 78361724-c0d1-3060-94e2-10eb0f1eece5 | 9499238e-b0eb-35da-aef1-9114f54a0a44 | 20aadc24-a391-41cf-b340-3e4529f44bde | 93a60a56-a3c8-11da-a746-0800200b9a66
4-Chlorobenzenemethanol | 873-76-7 | 873767 | 873767 | C7H7ClO |  | Mass | kg | emission | ground | https://ofmpub.epa.gov/sor_internet/registry/substreg/searchandretrieve/substancesearch/search.do?details=displayDetails&selectedSubstanceId=82701 | 1 | Chemicals | c8d5e293-75a0-3a79-b6a3-ebb04fbc5d3d | 9499238e-b0eb-35da-aef1-9114f54a0a44 | 20aadc24-a391-41cf-b340-3e4529f44bde | 93a60a56-a3c8-11da-a746-0800200b9a66
S-Metolachlor | 87392-12-9 | 87392129 | 87392129 | C15H22ClNO2 |  | Mass | kg | emission | ground | https://ofmpub.epa.gov/sor_internet/registry/substreg/searchandretrieve/substancesearch/search.do?details=displayDetails&selectedSubstanceId=86338 | 1 | Chemicals | c77b3e53-e5a3-3532-814c-1b7d39399890 | 9499238e-b0eb-35da-aef1-9114f54a0a44 | 20aadc24-a391-41cf-b340-3e4529f44bde | 93a60a56-a3c8-11da-a746-0800200b9a66
Indole-3-acetic acid | 87-51-4 | 87514 | 87514 | C10H9NO2 |  | Mass | kg | emission | ground | https://ofmpub.epa.gov/sor_internet/registry/substreg/searchandretrieve/substancesearch/search.do?details=displayDetails&selectedSubstanceId=88265 | 1 | Chemicals | 9fe93441-6506-3d6c-9032-50f5368ef89e | 9499238e-b0eb-35da-aef1-9114f54a0a44 | 20aadc24-a391-41cf-b340-3e4529f44bde | 93a60a56-a3c8-11da-a746-0800200b9a66
Flumiclorac-pentyl | 87546-18-7 | 87546187 | 87546187 | C21H23ClFNO5 |  | Mass | kg | emission | ground | https://ofmpub.epa.gov/sor_internet/registry/substreg/searchandretrieve/substancesearch/search.do?details=displayDetails&selectedSubstanceId=86335 | 1 | Chemicals | 196afaaf-f147-35e0-8be7-f512e7920080 | 9499238e-b0eb-35da-aef1-9114f54a0a44 | 20aadc24-a391-41cf-b340-3e4529f44bde | 93a60a56-a3c8-11da-a746-0800200b9a66
2-Butenoic acid, 2,3-dichloro-4-oxo-, (2Z)- | 87-56-9 | 87569 | 87569 | C4H2Cl2O3 |  | Mass | kg | emission | ground | https://ofmpub.epa.gov/sor_internet/registry/substreg/searchandretrieve/substancesearch/search.do?details=displayDetails&selectedSubstanceId=48421 | 1 | Chemicals | 150fa6c3-bc2b-37a7-ae36-3d81cbab1516 | 9499238e-b0eb-35da-aef1-9114f54a0a44 | 20aadc24-a391-41cf-b340-3e4529f44bde | 93a60a56-a3c8-11da-a746-0800200b9a66
2,3-Dimethylaniline | 87-59-2 | 87592 | 87592 | C8H11N |  | Mass | kg | emission | ground | https://ofmpub.epa.gov/sor_internet/registry/substreg/searchandretrieve/substancesearch/search.do?details=displayDetails&selectedSubstanceId=88263 | 1 | Chemicals | f45ed371-3187-3152-98c6-48b9c8173dd5 | 9499238e-b0eb-35da-aef1-9114f54a0a44 | 20aadc24-a391-41cf-b340-3e4529f44bde | 93a60a56-a3c8-11da-a746-0800200b9a66
1,2,3-Trichlorobenzene | 87-61-6 | 87616 | 87616 | C6H3Cl3 |  | Mass | kg | emission | ground | https://ofmpub.epa.gov/sor_internet/registry/substreg/searchandretrieve/substancesearch/search.do?details=displayDetails&selectedSubstanceId=48419 | 1 | Chemicals | ad428cdd-9a8c-383f-8fe6-89e7882e1824 | 9499238e-b0eb-35da-aef1-9114f54a0a44 | 20aadc24-a391-41cf-b340-3e4529f44bde | 93a60a56-a3c8-11da-a746-0800200b9a66
2,6-Xylidine | 87-62-7 | 87627 | 87627 | C8H11N |  | Mass | kg | emission | ground | https://ofmpub.epa.gov/sor_internet/registry/substreg/searchandretrieve/substancesearch/search.do?details=displayDetails&selectedSubstanceId=48418 | 1 | Chemicals | 6839235c-64e6-363d-a8aa-4c80e95be4c6 | 9499238e-b0eb-35da-aef1-9114f54a0a44 | 20aadc24-a391-41cf-b340-3e4529f44bde | 93a60a56-a3c8-11da-a746-0800200b9a66
6-Chloro-o-cresol | 87-64-9 | 87649 | 87649 | C7H7ClO |  | Mass | kg | emission | ground | https://ofmpub.epa.gov/sor_internet/registry/substreg/searchandretrieve/substancesearch/search.do?details=displayDetails&selectedSubstanceId=98269 | 1 | Chemicals | 66028f7e-cb34-3582-b185-d9cfd4b694ab | 9499238e-b0eb-35da-aef1-9114f54a0a44 | 20aadc24-a391-41cf-b340-3e4529f44bde | 93a60a56-a3c8-11da-a746-0800200b9a66
2,6-Dichlorophenol | 87-65-0 | 87650 | 87650 | C6H4Cl2O |  | Mass | kg | emission | ground | https://ofmpub.epa.gov/sor_internet/registry/substreg/searchandretrieve/substancesearch/search.do?details=displayDetails&selectedSubstanceId=48417 | 1 | Chemicals | f1757bf9-d431-3486-9f93-9845525c0f0a | 9499238e-b0eb-35da-aef1-9114f54a0a44 | 20aadc24-a391-41cf-b340-3e4529f44bde | 93a60a56-a3c8-11da-a746-0800200b9a66
Dimethenamid | 87674-68-8 | 87674688 | 87674688 | C12H18ClNO2S |  | Mass | kg | emission | ground | https://ofmpub.epa.gov/sor_internet/registry/substreg/searchandretrieve/substancesearch/search.do?details=displayDetails&selectedSubstanceId=86332 | 1 | Chemicals | fa08492d-aa5e-3ee1-9789-05fc4cd1cfef | 9499238e-b0eb-35da-aef1-9114f54a0a44 | 20aadc24-a391-41cf-b340-3e4529f44bde | 93a60a56-a3c8-11da-a746-0800200b9a66
Hexachlorobutadiene | 87-68-3 | 87683 | 87683 | C4Cl6 |  | Mass | kg | emission | ground | https://ofmpub.epa.gov/sor_internet/registry/substreg/searchandretrieve/substancesearch/search.do?details=displayDetails&selectedSubstanceId=48415 | 1 | Chemicals | 112f2e1e-b88f-3a7b-a411-f146b0059ac3 | 9499238e-b0eb-35da-aef1-9114f54a0a44 | 20aadc24-a391-41cf-b340-3e4529f44bde | 93a60a56-a3c8-11da-a746-0800200b9a66
L-Arabinopyranose | 87-72-9 | 87729 | 87729 | C5H10O5 |  | Mass | kg | emission | ground | https://ofmpub.epa.gov/sor_internet/registry/substreg/searchandretrieve/substancesearch/search.do?details=displayDetails&selectedSubstanceId=88257 | 1 | Chemicals | 2819242a-2ae2-321d-bf1d-5b6d85b6321d | 9499238e-b0eb-35da-aef1-9114f54a0a44 | 20aadc24-a391-41cf-b340-3e4529f44bde | 93a60a56-a3c8-11da-a746-0800200b9a66
Quinoline, 2,6-dimethyl- | 877-43-0 | 877430 | 877430 | C11H11N |  | Mass | kg | emission | ground | https://ofmpub.epa.gov/sor_internet/registry/substreg/searchandretrieve/substancesearch/search.do?details=displayDetails&selectedSubstanceId=44033 | 1 | Chemicals | 6a2b8af4-d862-3b56-a566-60359690e4d3 | 9499238e-b0eb-35da-aef1-9114f54a0a44 | 20aadc24-a391-41cf-b340-3e4529f44bde | 93a60a56-a3c8-11da-a746-0800200b9a66
4-(1,1-Dimethylethyl)benzenemethanol | 877-65-6 | 877656 | 877656 | C11H16O |  | Mass | kg | emission | ground | https://ofmpub.epa.gov/sor_internet/registry/substreg/searchandretrieve/substancesearch/search.do?details=displayDetails&selectedSubstanceId=44032 | 1 | Chemicals | ff159d19-854e-3235-8172-8114bc0b1c18 | 9499238e-b0eb-35da-aef1-9114f54a0a44 | 20aadc24-a391-41cf-b340-3e4529f44bde | 93a60a56-a3c8-11da-a746-0800200b9a66
Tralkoxydim | 87820-88-0 | 87820880 | 87820880 | C20H27NO3 |  | Mass | kg | emission | ground | https://ofmpub.epa.gov/sor_internet/registry/substreg/searchandretrieve/substancesearch/search.do?details=displayDetails&selectedSubstanceId=81589 | 1 | Chemicals | 17287bcd-10b8-35d1-832b-3eedc14ffb53 | 9499238e-b0eb-35da-aef1-9114f54a0a44 | 20aadc24-a391-41cf-b340-3e4529f44bde | 93a60a56-a3c8-11da-a746-0800200b9a66
Hexabromobenzene | 87-82-1 | 87821 | 87821 | C6Br6 |  | Mass | kg | emission | ground | https://ofmpub.epa.gov/sor_internet/registry/substreg/searchandretrieve/substancesearch/search.do?details=displayDetails&selectedSubstanceId=88255 | 1 | Chemicals | ee7a26e7-7ae0-3f28-9a2e-51ff658195c5 | 9499238e-b0eb-35da-aef1-9114f54a0a44 | 20aadc24-a391-41cf-b340-3e4529f44bde | 93a60a56-a3c8-11da-a746-0800200b9a66
Pentachlorophenol | 87-86-5 | 87865 | 87865 | C6HCl5O |  | Mass | kg | emission | ground | https://ofmpub.epa.gov/sor_internet/registry/substreg/searchandretrieve/substancesearch/search.do?details=displayDetails&selectedSubstanceId=48409 | 1 | Chemicals | 819fa0ce-781c-334f-8096-ad82d9cfba35 | 9499238e-b0eb-35da-aef1-9114f54a0a44 | 20aadc24-a391-41cf-b340-3e4529f44bde | 93a60a56-a3c8-11da-a746-0800200b9a66
4-Chloro-3,5-dimethylphenol | 88-04-0 | 88040 | 88040 | C8H9ClO |  | Mass | kg | emission | ground | https://ofmpub.epa.gov/sor_internet/registry/substreg/searchandretrieve/substancesearch/search.do?details=displayDetails&selectedSubstanceId=48403 | 1 | Chemicals | 06969735-7d36-3029-bd57-82595c979382 | 9499238e-b0eb-35da-aef1-9114f54a0a44 | 20aadc24-a391-41cf-b340-3e4529f44bde | 93a60a56-a3c8-11da-a746-0800200b9a66
2,4,6-Trichlorophenol | 88-06-2 | 88062 | 88062 | C6H3Cl3O |  | Mass | kg | emission | ground | https://ofmpub.epa.gov/sor_internet/registry/substreg/searchandretrieve/substancesearch/search.do?details=displayDetails&selectedSubstanceId=48401 | 1 | Chemicals | 76444171-ad8b-392a-b82c-83d0e934cd69 | 9499238e-b0eb-35da-aef1-9114f54a0a44 | 20aadc24-a391-41cf-b340-3e4529f44bde | 93a60a56-a3c8-11da-a746-0800200b9a66
2-Ethylbutyric acid | 88-09-5 | 88095 | 88095 | C6H12O2 |  | Mass | kg | emission | ground | https://ofmpub.epa.gov/sor_internet/registry/substreg/searchandretrieve/substancesearch/search.do?details=displayDetails&selectedSubstanceId=48400 | 1 | Chemicals | b56a4a19-52ae-39c7-8c9c-b5ecd2a19a42 | 9499238e-b0eb-35da-aef1-9114f54a0a44 | 20aadc24-a391-41cf-b340-3e4529f44bde | 93a60a56-a3c8-11da-a746-0800200b9a66
N-Vinyl-2-pyrrolidone | 88-12-0 | 88120 | 88120 | C6H9NO |  | Mass | kg | emission | ground | https://ofmpub.epa.gov/sor_internet/registry/substreg/searchandretrieve/substancesearch/search.do?details=displayDetails&selectedSubstanceId=48398 | 1 | Chemicals | 6197e674-5e47-3e28-a6c3-bcfd29002ff3 | 9499238e-b0eb-35da-aef1-9114f54a0a44 | 20aadc24-a391-41cf-b340-3e4529f44bde | 93a60a56-a3c8-11da-a746-0800200b9a66
2-tert-Butylphenol | 88-18-6 | 88186 | 88186 | C10H14O |  | Mass | kg | emission | ground | https://ofmpub.epa.gov/sor_internet/registry/substreg/searchandretrieve/substancesearch/search.do?details=displayDetails&selectedSubstanceId=48393 | 1 | Chemicals | 8fe9c62c-415e-3f82-8450-0ee82633b6ff | 9499238e-b0eb-35da-aef1-9114f54a0a44 | 20aadc24-a391-41cf-b340-3e4529f44bde | 93a60a56-a3c8-11da-a746-0800200b9a66
Benzenesulfonamide, 2-methyl- | 88-19-7 | 88197 | 88197 | C7H9NO2S |  | Mass | kg | emission | ground | https://ofmpub.epa.gov/sor_internet/registry/substreg/searchandretrieve/substancesearch/search.do?details=displayDetails&selectedSubstanceId=48392 | 1 | Chemicals | b5945267-bca0-35ee-9f61-2587941228f4 | 9499238e-b0eb-35da-aef1-9114f54a0a44 | 20aadc24-a391-41cf-b340-3e4529f44bde | 93a60a56-a3c8-11da-a746-0800200b9a66
Diphenyl disulfide | 882-33-7 | 882337 | 882337 | C12H10S2 |  | Mass | kg | emission | ground | https://ofmpub.epa.gov/sor_internet/registry/substreg/searchandretrieve/substancesearch/search.do?details=displayDetails&selectedSubstanceId=88247 | 1 | Chemicals | 88e26624-96e3-3de4-b031-7a10f170d81d | 9499238e-b0eb-35da-aef1-9114f54a0a44 | 20aadc24-a391-41cf-b340-3e4529f44bde | 93a60a56-a3c8-11da-a746-0800200b9a66
Pyrifenox | 88283-41-4 | 88283414 | 88283414 | C14H12Cl2N2O |  | Mass | kg | emission | ground | https://ofmpub.epa.gov/sor_internet/registry/substreg/searchandretrieve/substancesearch/search.do?details=displayDetails&selectedSubstanceId=88140 | 1 | Chemicals | 8036398c-de17-383a-8262-e03de3674139 | 9499238e-b0eb-35da-aef1-9114f54a0a44 | 20aadc24-a391-41cf-b340-3e4529f44bde | 93a60a56-a3c8-11da-a746-0800200b9a66
3-Trifluoromethyl-4-nitrophenol | 88-30-2 | 88302 | 88302 | C7H4F3NO3 |  | Mass | kg | emission | ground | https://ofmpub.epa.gov/sor_internet/registry/substreg/searchandretrieve/substancesearch/search.do?details=displayDetails&selectedSubstanceId=48385 | 1 | Chemicals | 539856b1-fe76-3524-acce-5ec7849a7951 | 9499238e-b0eb-35da-aef1-9114f54a0a44 | 20aadc24-a391-41cf-b340-3e4529f44bde | 93a60a56-a3c8-11da-a746-0800200b9a66
4-Aminotoluene-3-sulfonic acid | 88-44-8 | 88448 | 88448 | C7H9NO3S |  | Mass | kg | emission | ground | https://ofmpub.epa.gov/sor_internet/registry/substreg/searchandretrieve/substancesearch/search.do?details=displayDetails&selectedSubstanceId=48380 | 1 | Chemicals | 7a050c82-d964-3232-b654-98e6c3878ab9 | 9499238e-b0eb-35da-aef1-9114f54a0a44 | 20aadc24-a391-41cf-b340-3e4529f44bde | 93a60a56-a3c8-11da-a746-0800200b9a66
Terbutryn | 886-50-0 | 886500 | 886500 | C10H19N5S |  | Mass | kg | emission | ground | https://ofmpub.epa.gov/sor_internet/registry/substreg/searchandretrieve/substancesearch/search.do?details=displayDetails&selectedSubstanceId=43966 | 1 | Chemicals | 7476367f-8f66-3db7-aa9f-ba0b53fd458d | 9499238e-b0eb-35da-aef1-9114f54a0a44 | 20aadc24-a391-41cf-b340-3e4529f44bde | 93a60a56-a3c8-11da-a746-0800200b9a66
Myclobutanil | 88671-89-0 | 88671890 | 88671890 | C15H17ClN4 |  | Mass | kg | emission | ground | https://ofmpub.epa.gov/sor_internet/registry/substreg/searchandretrieve/substancesearch/search.do?details=displayDetails&selectedSubstanceId=86172 | 1 | Chemicals | 43553876-27d6-3e17-815a-2acaadc56ef9 | 9499238e-b0eb-35da-aef1-9114f54a0a44 | 20aadc24-a391-41cf-b340-3e4529f44bde | 93a60a56-a3c8-11da-a746-0800200b9a66
Anthranilamide | 88-68-6 | 88686 | 88686 | C7H8N2O |  | Mass | kg | emission | ground | https://ofmpub.epa.gov/sor_internet/registry/substreg/searchandretrieve/substancesearch/search.do?details=displayDetails&selectedSubstanceId=48370 | 1 | Chemicals | 74208c94-295c-338d-bbfa-aaea86a72afa | 9499238e-b0eb-35da-aef1-9114f54a0a44 | 20aadc24-a391-41cf-b340-3e4529f44bde | 93a60a56-a3c8-11da-a746-0800200b9a66
Benzoic acid, 3-amino-, ethyl ester, methanesulfonate | 886-86-2 | 886862 | 886862 | C10H15NO5S |  | Mass | kg | emission | ground | https://ofmpub.epa.gov/sor_internet/registry/substreg/searchandretrieve/substancesearch/search.do?details=displayDetails&selectedSubstanceId=43964 | 1 | Chemicals | 5402aab2-bdcc-3369-8136-d5fb25617784 | 9499238e-b0eb-35da-aef1-9114f54a0a44 | 20aadc24-a391-41cf-b340-3e4529f44bde | 93a60a56-a3c8-11da-a746-0800200b9a66
o-Nitrotoluene | 88-72-2 | 88722 | 88722 | C7H7NO2 |  | Mass | kg | emission | ground | https://ofmpub.epa.gov/sor_internet/registry/substreg/searchandretrieve/substancesearch/search.do?details=displayDetails&selectedSubstanceId=88125 | 1 | Chemicals | 53c1ec7d-effc-3e1f-be56-21c121fd5585 | 9499238e-b0eb-35da-aef1-9114f54a0a44 | 20aadc24-a391-41cf-b340-3e4529f44bde | 93a60a56-a3c8-11da-a746-0800200b9a66
o-Chloronitrobenzene | 88-73-3 | 88733 | 88733 | C6H4ClNO2 |  | Mass | kg | emission | ground | https://ofmpub.epa.gov/sor_internet/registry/substreg/searchandretrieve/substancesearch/search.do?details=displayDetails&selectedSubstanceId=48368 | 1 | Chemicals | 1ab80aad-da47-31f6-a98a-a5dc054df431 | 9499238e-b0eb-35da-aef1-9114f54a0a44 | 20aadc24-a391-41cf-b340-3e4529f44bde | 93a60a56-a3c8-11da-a746-0800200b9a66
o-Nitroaniline | 88-74-4 | 88744 | 88744 | C6H6N2O2 |  | Mass | kg | emission | ground | https://ofmpub.epa.gov/sor_internet/registry/substreg/searchandretrieve/substancesearch/search.do?details=displayDetails&selectedSubstanceId=48367 | 1 | Chemicals | d6dfda78-438a-37dd-8df4-3ccc38666d2e | 9499238e-b0eb-35da-aef1-9114f54a0a44 | 20aadc24-a391-41cf-b340-3e4529f44bde | 93a60a56-a3c8-11da-a746-0800200b9a66
o-Nitrophenol | 88-75-5 | 88755 | 88755 | C6H5NO3 |  | Mass | kg | emission | ground | https://ofmpub.epa.gov/sor_internet/registry/substreg/searchandretrieve/substancesearch/search.do?details=displayDetails&selectedSubstanceId=88124 | 1 | Chemicals | 70d32242-fe3b-3056-9e88-16f7ab3daab9 | 9499238e-b0eb-35da-aef1-9114f54a0a44 | 20aadc24-a391-41cf-b340-3e4529f44bde | 93a60a56-a3c8-11da-a746-0800200b9a66
Dinoseb | 88-85-7 | 88857 | 88857 | C10H12N2O5 |  | Mass | kg | emission | ground | https://ofmpub.epa.gov/sor_internet/registry/substreg/searchandretrieve/substancesearch/search.do?details=displayDetails&selectedSubstanceId=88121 | 1 | Chemicals | f7688f42-735f-3fa1-928f-e9e8f4d2c4bb | 9499238e-b0eb-35da-aef1-9114f54a0a44 | 20aadc24-a391-41cf-b340-3e4529f44bde | 93a60a56-a3c8-11da-a746-0800200b9a66
Picric acid | 88-89-1 | 88891 | 88891 | C6H3N3O7 |  | Mass | kg | emission | ground | https://ofmpub.epa.gov/sor_internet/registry/substreg/searchandretrieve/substancesearch/search.do?details=displayDetails&selectedSubstanceId=88120 | 1 | Chemicals | 08d66320-5ed1-3f15-b4f7-d41eafebc8d3 | 9499238e-b0eb-35da-aef1-9114f54a0a44 | 20aadc24-a391-41cf-b340-3e4529f44bde | 93a60a56-a3c8-11da-a746-0800200b9a66
Phthalic acid | 88-99-3 | 88993 | 88993 | C8H6O4 |  | Mass | kg | emission | ground | https://ofmpub.epa.gov/sor_internet/registry/substreg/searchandretrieve/substancesearch/search.do?details=displayDetails&selectedSubstanceId=48359 | 1 | Chemicals | 3ae6118c-5b09-387c-802a-0b1cd520811c | 9499238e-b0eb-35da-aef1-9114f54a0a44 | 20aadc24-a391-41cf-b340-3e4529f44bde | 93a60a56-a3c8-11da-a746-0800200b9a66
Benzene, 4-chloro-1-methyl-2-nitro- | 89-59-8 | 89598 | 89598 | C7H6ClNO2 |  | Mass | kg | emission | ground | https://ofmpub.epa.gov/sor_internet/registry/substreg/searchandretrieve/substancesearch/search.do?details=displayDetails&selectedSubstanceId=48333 | 1 | Chemicals | 9e9a320a-a9af-32aa-b422-c03fadcc7b45 | 9499238e-b0eb-35da-aef1-9114f54a0a44 | 20aadc24-a391-41cf-b340-3e4529f44bde | 93a60a56-a3c8-11da-a746-0800200b9a66
Benzene, 1-chloro-4-methyl-2-nitro- | 89-60-1 | 89601 | 89601 | C7H6ClNO2 |  | Mass | kg | emission | ground | https://ofmpub.epa.gov/sor_internet/registry/substreg/searchandretrieve/substancesearch/search.do?details=displayDetails&selectedSubstanceId=48332 | 1 | Chemicals | b3c879a8-e42e-37c2-9952-f4c4a9f1e85d | 9499238e-b0eb-35da-aef1-9114f54a0a44 | 20aadc24-a391-41cf-b340-3e4529f44bde | 93a60a56-a3c8-11da-a746-0800200b9a66
2,5-Dichloronitrobenzene | 89-61-2 | 89612 | 89612 | C6H3Cl2NO2 |  | Mass | kg | emission | ground | https://ofmpub.epa.gov/sor_internet/registry/substreg/searchandretrieve/substancesearch/search.do?details=displayDetails&selectedSubstanceId=88103 | 1 | Chemicals | b4ca9a76-10aa-3cd3-819d-b40c3262d750 | 9499238e-b0eb-35da-aef1-9114f54a0a44 | 20aadc24-a391-41cf-b340-3e4529f44bde | 93a60a56-a3c8-11da-a746-0800200b9a66
4-Methyl-2-nitroaniline | 89-62-3 | 89623 | 89623 | C7H8N2O2 |  | Mass | kg | emission | ground | https://ofmpub.epa.gov/sor_internet/registry/substreg/searchandretrieve/substancesearch/search.do?details=displayDetails&selectedSubstanceId=48331 | 1 | Chemicals | 0aea4cb9-713b-375b-a213-cbcd91170070 | 9499238e-b0eb-35da-aef1-9114f54a0a44 | 20aadc24-a391-41cf-b340-3e4529f44bde | 93a60a56-a3c8-11da-a746-0800200b9a66
4-Chloro-2-nitroaniline | 89-63-4 | 89634 | 89634 | C6H5ClN2O2 |  | Mass | kg | emission | ground | https://ofmpub.epa.gov/sor_internet/registry/substreg/searchandretrieve/substancesearch/search.do?details=displayDetails&selectedSubstanceId=88102 | 1 | Chemicals | 5f811617-9b43-388f-8978-74486a965dbe | 9499238e-b0eb-35da-aef1-9114f54a0a44 | 20aadc24-a391-41cf-b340-3e4529f44bde | 93a60a56-a3c8-11da-a746-0800200b9a66
6-Chlorothymol | 89-68-9 | 89689 | 89689 | C10H13ClO |  | Mass | kg | emission | ground | https://ofmpub.epa.gov/sor_internet/registry/substreg/searchandretrieve/substancesearch/search.do?details=displayDetails&selectedSubstanceId=88101 | 1 | Chemicals | 7be4e810-e445-301d-9b9a-5e9f8818d69c | 9499238e-b0eb-35da-aef1-9114f54a0a44 | 20aadc24-a391-41cf-b340-3e4529f44bde | 93a60a56-a3c8-11da-a746-0800200b9a66
o-sec-Butylphenol | 89-72-5 | 89725 | 89725 | C10H14O |  | Mass | kg | emission | ground | https://ofmpub.epa.gov/sor_internet/registry/substreg/searchandretrieve/substancesearch/search.do?details=displayDetails&selectedSubstanceId=88100 | 1 | Chemicals | e53369a5-c0f5-3539-8949-05d738452ab0 | 9499238e-b0eb-35da-aef1-9114f54a0a44 | 20aadc24-a391-41cf-b340-3e4529f44bde | 93a60a56-a3c8-11da-a746-0800200b9a66
d-Pulegone | 89-82-7 | 89827 | 89827 | C10H16O |  | Mass | kg | emission | ground | https://ofmpub.epa.gov/sor_internet/registry/substreg/searchandretrieve/substancesearch/search.do?details=displayDetails&selectedSubstanceId=48322 | 1 | Chemicals | 212da590-3879-3c27-a3ca-7d9322fbee2f | 9499238e-b0eb-35da-aef1-9114f54a0a44 | 20aadc24-a391-41cf-b340-3e4529f44bde | 93a60a56-a3c8-11da-a746-0800200b9a66
Thymol | 89-83-8 | 89838 | 89838 | C10H14O |  | Mass | kg | emission | ground | https://ofmpub.epa.gov/sor_internet/registry/substreg/searchandretrieve/substancesearch/search.do?details=displayDetails&selectedSubstanceId=88096 | 1 | Chemicals | cf0cdd5c-4b03-371c-a55a-4c7c7a74f94a | 9499238e-b0eb-35da-aef1-9114f54a0a44 | 20aadc24-a391-41cf-b340-3e4529f44bde | 93a60a56-a3c8-11da-a746-0800200b9a66
2-Chlorobenzaldehyde | 89-98-5 | 89985 | 89985 | C7H5ClO |  | Mass | kg | emission | ground | https://ofmpub.epa.gov/sor_internet/registry/substreg/searchandretrieve/substancesearch/search.do?details=displayDetails&selectedSubstanceId=48315 | 1 | Chemicals | e12edf25-7161-3abf-8034-1a45fa92f00c | 9499238e-b0eb-35da-aef1-9114f54a0a44 | 20aadc24-a391-41cf-b340-3e4529f44bde | 93a60a56-a3c8-11da-a746-0800200b9a66
Salicylaldehyde | 90-02-8 | 90028 | 90028 | C7H6O2 |  | Mass | kg | emission | ground | https://ofmpub.epa.gov/sor_internet/registry/substreg/searchandretrieve/substancesearch/search.do?details=displayDetails&selectedSubstanceId=48312 | 1 | Chemicals | 4465cc7b-cfe3-318b-92bf-83c7437c6c4e | 9499238e-b0eb-35da-aef1-9114f54a0a44 | 20aadc24-a391-41cf-b340-3e4529f44bde | 93a60a56-a3c8-11da-a746-0800200b9a66
Octoxynol 9 | 9002-93-1 | 9002931 | 9002931 | - |  | Mass | kg | emission | ground | https://ofmpub.epa.gov/sor_internet/registry/substreg/searchandretrieve/substancesearch/search.do?details=displayDetails&selectedSubstanceId=37690 | 1 | Chemicals | 27a3c3a9-58ad-3bd5-aee2-9bd850c2b334 | 9499238e-b0eb-35da-aef1-9114f54a0a44 | 20aadc24-a391-41cf-b340-3e4529f44bde | 93a60a56-a3c8-11da-a746-0800200b9a66
o-(Chloromercuri)phenol | 90-03-9 | 90039 | 90039 | C6H5ClHgO |  | Mass | kg | emission | ground | https://ofmpub.epa.gov/sor_internet/registry/substreg/searchandretrieve/substancesearch/search.do?details=displayDetails&selectedSubstanceId=87996 | 1 | Chemicals | 0f949b57-b46f-30eb-8cc5-eafb53b7e422 | 9499238e-b0eb-35da-aef1-9114f54a0a44 | 20aadc24-a391-41cf-b340-3e4529f44bde | 93a60a56-a3c8-11da-a746-0800200b9a66
o-Anisidine | 90-04-0 | 90040 | 90040 | C7H9NO |  | Mass | kg | emission | ground | https://ofmpub.epa.gov/sor_internet/registry/substreg/searchandretrieve/substancesearch/search.do?details=displayDetails&selectedSubstanceId=48311 | 1 | Chemicals | 63e1ce3c-7c17-30dc-afe8-e75a91a4be33 | 9499238e-b0eb-35da-aef1-9114f54a0a44 | 20aadc24-a391-41cf-b340-3e4529f44bde | 93a60a56-a3c8-11da-a746-0800200b9a66
Nitrocellulose | 9004-70-0 | 9004700 | 9004700 | - |  | Mass | kg | emission | ground | https://ofmpub.epa.gov/sor_internet/registry/substreg/searchandretrieve/substancesearch/search.do?details=displayDetails&selectedSubstanceId=37451 | 1 | Chemicals | 43caaf3b-5d00-3dfb-a564-887cb66a0d10 | 9499238e-b0eb-35da-aef1-9114f54a0a44 | 20aadc24-a391-41cf-b340-3e4529f44bde | 93a60a56-a3c8-11da-a746-0800200b9a66
Sodium lauryl ether sulfate | 9004-82-4 | 9004824 | 9004824 | - |  | Mass | kg | emission | ground | https://ofmpub.epa.gov/sor_internet/registry/substreg/searchandretrieve/substancesearch/search.do?details=displayDetails&selectedSubstanceId=37444 | 1 | Chemicals | 69cd5559-c03b-3c09-9d3c-fe835dd0682e | 9499238e-b0eb-35da-aef1-9114f54a0a44 | 20aadc24-a391-41cf-b340-3e4529f44bde | 93a60a56-a3c8-11da-a746-0800200b9a66
Guaiacol | 90-05-1 | 90051 | 90051 | C7H8O2 |  | Mass | kg | emission | ground | https://ofmpub.epa.gov/sor_internet/registry/substreg/searchandretrieve/substancesearch/search.do?details=displayDetails&selectedSubstanceId=48310 | 1 | Chemicals | 3b412fb6-4ce9-361d-97db-3af5421c95f1 | 9499238e-b0eb-35da-aef1-9114f54a0a44 | 20aadc24-a391-41cf-b340-3e4529f44bde | 93a60a56-a3c8-11da-a746-0800200b9a66
Metiram | 9006-42-2 | 9006422 | 9006422 | - |  | Mass | kg | emission | ground | https://ofmpub.epa.gov/sor_internet/registry/substreg/searchandretrieve/substancesearch/search.do?details=displayDetails&selectedSubstanceId=37286 | 1 | Chemicals | 82fbd0aa-829a-387a-a148-ef6b62d1557f | 9499238e-b0eb-35da-aef1-9114f54a0a44 | 20aadc24-a391-41cf-b340-3e4529f44bde | 93a60a56-a3c8-11da-a746-0800200b9a66
Copper resinate | 9007-39-0 | 9007390 | 9007390 | - |  | Mass | kg | emission | ground | https://ofmpub.epa.gov/sor_internet/registry/substreg/searchandretrieve/substancesearch/search.do?details=displayDetails&selectedSubstanceId=16159 | 1 | Chemicals | e78bad93-fe07-3bd1-88a8-39b23d897bbc | 9499238e-b0eb-35da-aef1-9114f54a0a44 | 20aadc24-a391-41cf-b340-3e4529f44bde | 93a60a56-a3c8-11da-a746-0800200b9a66
Fentin acetate | 900-95-8 | 900958 | 900958 | C20H18O2Sn |  | Mass | kg | emission | ground | https://ofmpub.epa.gov/sor_internet/registry/substreg/searchandretrieve/substancesearch/search.do?details=displayDetails&selectedSubstanceId=87994 | 1 | Chemicals | 21e43bda-951d-321a-9cd5-1ccdbd6508bc | 9499238e-b0eb-35da-aef1-9114f54a0a44 | 20aadc24-a391-41cf-b340-3e4529f44bde | 93a60a56-a3c8-11da-a746-0800200b9a66
1-Methylnaphthalene | 90-12-0 | 90120 | 90120 | C11H10 |  | Mass | kg | emission | ground | https://ofmpub.epa.gov/sor_internet/registry/substreg/searchandretrieve/substancesearch/search.do?details=displayDetails&selectedSubstanceId=48309 | 1 | Chemicals | 9ad60267-6798-36dd-9429-95216d604253 | 9499238e-b0eb-35da-aef1-9114f54a0a44 | 20aadc24-a391-41cf-b340-3e4529f44bde | 93a60a56-a3c8-11da-a746-0800200b9a66
1-Chloronaphthalene | 90-13-1 | 90131 | 90131 | C10H7Cl |  | Mass | kg | emission | ground | https://ofmpub.epa.gov/sor_internet/registry/substreg/searchandretrieve/substancesearch/search.do?details=displayDetails&selectedSubstanceId=48308 | 1 | Chemicals | 032494c2-d238-36b8-b87c-73344988446e | 9499238e-b0eb-35da-aef1-9114f54a0a44 | 20aadc24-a391-41cf-b340-3e4529f44bde | 93a60a56-a3c8-11da-a746-0800200b9a66
1-Naphthol | 90-15-3 | 90153 | 90153 | C10H8O |  | Mass | kg | emission | ground | https://ofmpub.epa.gov/sor_internet/registry/substreg/searchandretrieve/substancesearch/search.do?details=displayDetails&selectedSubstanceId=48307 | 1 | Chemicals | da292dc9-e478-372e-931a-deb84bbe5f64 | 9499238e-b0eb-35da-aef1-9114f54a0a44 | 20aadc24-a391-41cf-b340-3e4529f44bde | 93a60a56-a3c8-11da-a746-0800200b9a66
Benzeneacetic acid, .alpha.-ethyl- | 90-27-7 | 90277 | 90277 | C10H12O2 |  | Mass | kg | emission | ground | https://ofmpub.epa.gov/sor_internet/registry/substreg/searchandretrieve/substancesearch/search.do?details=displayDetails&selectedSubstanceId=48304 | 1 | Chemicals | f07fb6d7-cd3e-3085-ae03-3df5e466a6bf | 9499238e-b0eb-35da-aef1-9114f54a0a44 | 20aadc24-a391-41cf-b340-3e4529f44bde | 93a60a56-a3c8-11da-a746-0800200b9a66
2-Phenylphenol | 90-43-7 | 90437 | 90437 | C12H10O |  | Mass | kg | emission | ground | https://ofmpub.epa.gov/sor_internet/registry/substreg/searchandretrieve/substancesearch/search.do?details=displayDetails&selectedSubstanceId=48299 | 1 | Chemicals | 23de66c7-e327-3d05-b37e-90b7d3566183 | 9499238e-b0eb-35da-aef1-9114f54a0a44 | 20aadc24-a391-41cf-b340-3e4529f44bde | 93a60a56-a3c8-11da-a746-0800200b9a66
9-Aminoacridine | 90-45-9 | 90459 | 90459 | C13H10N2 |  | Mass | kg | emission | ground | https://ofmpub.epa.gov/sor_internet/registry/substreg/searchandretrieve/substancesearch/search.do?details=displayDetails&selectedSubstanceId=78102 | 1 | Chemicals | 56cd9524-9344-3501-9073-7f12a52eff90 | 9499238e-b0eb-35da-aef1-9114f54a0a44 | 20aadc24-a391-41cf-b340-3e4529f44bde | 93a60a56-a3c8-11da-a746-0800200b9a66
9H-Xanthen-9-one | 90-47-1 | 90471 | 90471 | C13H8O2 |  | Mass | kg | emission | ground | https://ofmpub.epa.gov/sor_internet/registry/substreg/searchandretrieve/substancesearch/search.do?details=displayDetails&selectedSubstanceId=48297 | 1 | Chemicals | 981cd45d-11b4-362b-8766-b83391a035a4 | 9499238e-b0eb-35da-aef1-9114f54a0a44 | 20aadc24-a391-41cf-b340-3e4529f44bde | 93a60a56-a3c8-11da-a746-0800200b9a66
Quinmerac | 90717-03-6 | 90717036 | 90717036 | C11H8ClNO2 |  | Mass | kg | emission | ground | https://ofmpub.epa.gov/sor_internet/registry/substreg/searchandretrieve/substancesearch/search.do?details=displayDetails&selectedSubstanceId=80817 | 1 | Chemicals | 6dc17829-39f5-343b-88d5-9c11c5176259 | 9499238e-b0eb-35da-aef1-9114f54a0a44 | 20aadc24-a391-41cf-b340-3e4529f44bde | 93a60a56-a3c8-11da-a746-0800200b9a66
Michler's ketone | 90-94-8 | 90948 | 90948 | C17H20N2O |  | Mass | kg | emission | ground | https://ofmpub.epa.gov/sor_internet/registry/substreg/searchandretrieve/substancesearch/search.do?details=displayDetails&selectedSubstanceId=48285 | 1 | Chemicals | a715603a-953b-342f-850f-092d29fdb63e | 9499238e-b0eb-35da-aef1-9114f54a0a44 | 20aadc24-a391-41cf-b340-3e4529f44bde | 93a60a56-a3c8-11da-a746-0800200b9a66
Chlorimuron-ethyl | 90982-32-4 | 90982324 | 90982324 | C15H15ClN4O6S |  | Mass | kg | emission | ground | https://ofmpub.epa.gov/sor_internet/registry/substreg/searchandretrieve/substancesearch/search.do?details=displayDetails&selectedSubstanceId=87979 | 1 | Chemicals | 63b30c5b-b942-395d-acea-7c906fabd304 | 9499238e-b0eb-35da-aef1-9114f54a0a44 | 20aadc24-a391-41cf-b340-3e4529f44bde | 93a60a56-a3c8-11da-a746-0800200b9a66
1,2-Benzenedicarbonitrile | 91-15-6 | 91156 | 91156 | C8H4N2 |  | Mass | kg | emission | ground | https://ofmpub.epa.gov/sor_internet/registry/substreg/searchandretrieve/substancesearch/search.do?details=displayDetails&selectedSubstanceId=87975 | 1 | Chemicals | 9b5dff23-b612-38a5-8787-1497b88fdb21 | 9499238e-b0eb-35da-aef1-9114f54a0a44 | 20aadc24-a391-41cf-b340-3e4529f44bde | 93a60a56-a3c8-11da-a746-0800200b9a66
Decahydronaphthalene | 91-17-8 | 91178 | 91178 | C10H18 |  | Mass | kg | emission | ground | https://ofmpub.epa.gov/sor_internet/registry/substreg/searchandretrieve/substancesearch/search.do?details=displayDetails&selectedSubstanceId=48274 | 1 | Chemicals | dec7a9a5-6942-32c7-b75a-90a7ed7cdb76 | 9499238e-b0eb-35da-aef1-9114f54a0a44 | 20aadc24-a391-41cf-b340-3e4529f44bde | 93a60a56-a3c8-11da-a746-0800200b9a66
Naphthalene | 91-20-3 | 91203 | 91203 | C10H8 |  | Mass | kg | emission | ground | https://ofmpub.epa.gov/sor_internet/registry/substreg/searchandretrieve/substancesearch/search.do?details=displayDetails&selectedSubstanceId=48273 | 1 | Chemicals | 8d70c8f5-db5c-3e06-a49a-935c4d44f45e | 9499238e-b0eb-35da-aef1-9114f54a0a44 | 20aadc24-a391-41cf-b340-3e4529f44bde | 93a60a56-a3c8-11da-a746-0800200b9a66
Quinoline | 91-22-5 | 91225 | 91225 | C9H7N |  | Mass | kg | emission | ground | https://ofmpub.epa.gov/sor_internet/registry/substreg/searchandretrieve/substancesearch/search.do?details=displayDetails&selectedSubstanceId=87972 | 1 | Chemicals | e1d5e108-082c-3d24-bbe9-9505d4d7e703 | 9499238e-b0eb-35da-aef1-9114f54a0a44 | 20aadc24-a391-41cf-b340-3e4529f44bde | 93a60a56-a3c8-11da-a746-0800200b9a66
o-Nitroanisole | 91-23-6 | 91236 | 91236 | C7H7NO3 |  | Mass | kg | emission | ground | https://ofmpub.epa.gov/sor_internet/registry/substreg/searchandretrieve/substancesearch/search.do?details=displayDetails&selectedSubstanceId=48271 | 1 | Chemicals | e4060ce6-5ef3-31de-a05f-7b3028bf4d2c | 9499238e-b0eb-35da-aef1-9114f54a0a44 | 20aadc24-a391-41cf-b340-3e4529f44bde | 93a60a56-a3c8-11da-a746-0800200b9a66
.lambda.-Cyhalothrin | 91465-08-6 | 91465086 | 91465086 | C23H19ClF3NO3 |  | Mass | kg | emission | ground | https://ofmpub.epa.gov/sor_internet/registry/substreg/searchandretrieve/substancesearch/search.do?details=displayDetails&selectedSubstanceId=85786 | 1 | Chemicals | 210b1d20-ac12-339e-810c-18eeac883785 | 9499238e-b0eb-35da-aef1-9114f54a0a44 | 20aadc24-a391-41cf-b340-3e4529f44bde | 93a60a56-a3c8-11da-a746-0800200b9a66
Ethoxyquin | 91-53-2 | 91532 | 91532 | C14H19NO |  | Mass | kg | emission | ground | https://ofmpub.epa.gov/sor_internet/registry/substreg/searchandretrieve/substancesearch/search.do?details=displayDetails&selectedSubstanceId=87966 | 1 | Chemicals | 80cb2e43-e8bf-3010-9e7a-6cce620b265f | 9499238e-b0eb-35da-aef1-9114f54a0a44 | 20aadc24-a391-41cf-b340-3e4529f44bde | 93a60a56-a3c8-11da-a746-0800200b9a66
C.I. Acid Red 27, trisodium salt | 915-67-3 | 915673 | 915673 | C20H11N2Na3O10S3 |  | Mass | kg | emission | ground | https://ofmpub.epa.gov/sor_internet/registry/substreg/searchandretrieve/substancesearch/search.do?details=displayDetails&selectedSubstanceId=87965 | 1 | Chemicals | 5f634163-473d-33d9-baa2-3a5c568e11a3 | 9499238e-b0eb-35da-aef1-9114f54a0a44 | 20aadc24-a391-41cf-b340-3e4529f44bde | 93a60a56-a3c8-11da-a746-0800200b9a66
2-Methylnaphthalene | 91-57-6 | 91576 | 91576 | C11H10 |  | Mass | kg | emission | ground | https://ofmpub.epa.gov/sor_internet/registry/substreg/searchandretrieve/substancesearch/search.do?details=displayDetails&selectedSubstanceId=87964 | 1 | Chemicals | 9d8ed994-0ae7-3238-9ee3-a740eecd13a6 | 9499238e-b0eb-35da-aef1-9114f54a0a44 | 20aadc24-a391-41cf-b340-3e4529f44bde | 93a60a56-a3c8-11da-a746-0800200b9a66
2-Naphthalenamine | 91-59-8 | 91598 | 91598 | C10H9N |  | Mass | kg | emission | ground | https://ofmpub.epa.gov/sor_internet/registry/substreg/searchandretrieve/substancesearch/search.do?details=displayDetails&selectedSubstanceId=48259 | 1 | Chemicals | 0bc08b66-2265-3d38-ab63-1aa77b5c9104 | 9499238e-b0eb-35da-aef1-9114f54a0a44 | 20aadc24-a391-41cf-b340-3e4529f44bde | 93a60a56-a3c8-11da-a746-0800200b9a66
Quinaldine | 91-63-4 | 91634 | 91634 | C10H9N |  | Mass | kg | emission | ground | https://ofmpub.epa.gov/sor_internet/registry/substreg/searchandretrieve/substancesearch/search.do?details=displayDetails&selectedSubstanceId=87962 | 1 | Chemicals | f13167ed-7538-30fa-81ea-0ea4b10b8ed4 | 9499238e-b0eb-35da-aef1-9114f54a0a44 | 20aadc24-a391-41cf-b340-3e4529f44bde | 93a60a56-a3c8-11da-a746-0800200b9a66
Coumarin | 91-64-5 | 91645 | 91645 | C9H6O2 |  | Mass | kg | emission | ground | https://ofmpub.epa.gov/sor_internet/registry/substreg/searchandretrieve/substancesearch/search.do?details=displayDetails&selectedSubstanceId=48256 | 1 | Chemicals | 614cbb84-bcc7-3237-afe3-8bb38a1c27ec | 9499238e-b0eb-35da-aef1-9114f54a0a44 | 20aadc24-a391-41cf-b340-3e4529f44bde | 93a60a56-a3c8-11da-a746-0800200b9a66
N,N-Diethylcyclohexylamine | 91-65-6 | 91656 | 91656 | C10H21N |  | Mass | kg | emission | ground | https://ofmpub.epa.gov/sor_internet/registry/substreg/searchandretrieve/substancesearch/search.do?details=displayDetails&selectedSubstanceId=48255 | 1 | Chemicals | daa47cb8-b2c9-3b9e-a2eb-ce0cdef2cb32 | 9499238e-b0eb-35da-aef1-9114f54a0a44 | 20aadc24-a391-41cf-b340-3e4529f44bde | 93a60a56-a3c8-11da-a746-0800200b9a66
N,N-Diethylaniline | 91-66-7 | 91667 | 91667 | C10H15N |  | Mass | kg | emission | ground | https://ofmpub.epa.gov/sor_internet/registry/substreg/searchandretrieve/substancesearch/search.do?details=displayDetails&selectedSubstanceId=87961 | 1 | Chemicals | 4cd4f0a6-ce08-32ab-9a91-04afa1b67411 | 9499238e-b0eb-35da-aef1-9114f54a0a44 | 20aadc24-a391-41cf-b340-3e4529f44bde | 93a60a56-a3c8-11da-a746-0800200b9a66
m-(Diethylamino)phenol | 91-68-9 | 91689 | 91689 | C10H15NO |  | Mass | kg | emission | ground | https://ofmpub.epa.gov/sor_internet/registry/substreg/searchandretrieve/substancesearch/search.do?details=displayDetails&selectedSubstanceId=48253 | 1 | Chemicals | fc8ac282-5f3d-3504-b481-3df561c272e0 | 9499238e-b0eb-35da-aef1-9114f54a0a44 | 20aadc24-a391-41cf-b340-3e4529f44bde | 93a60a56-a3c8-11da-a746-0800200b9a66
2-(N-Ethyl-m-toluidino)ethanol | 91-88-3 | 91883 | 91883 | C11H17NO |  | Mass | kg | emission | ground | https://ofmpub.epa.gov/sor_internet/registry/substreg/searchandretrieve/substancesearch/search.do?details=displayDetails&selectedSubstanceId=87953 | 1 | Chemicals | 82795cdf-ddfc-34d8-a611-a03f4a0f6cd1 | 9499238e-b0eb-35da-aef1-9114f54a0a44 | 20aadc24-a391-41cf-b340-3e4529f44bde | 93a60a56-a3c8-11da-a746-0800200b9a66
3,3'-Dimethoxybenzidine-4,4'-diisocyanate | 91-93-0 | 91930 | 91930 | C16H12N2O4 |  | Mass | kg | emission | ground | https://ofmpub.epa.gov/sor_internet/registry/substreg/searchandretrieve/substancesearch/search.do?details=displayDetails&selectedSubstanceId=48247 | 1 | Chemicals | 11fc3b8e-b440-34a4-a8a1-484e0f03f2c0 | 9499238e-b0eb-35da-aef1-9114f54a0a44 | 20aadc24-a391-41cf-b340-3e4529f44bde | 93a60a56-a3c8-11da-a746-0800200b9a66
3,3'-Dichlorobenzidine | 91-94-1 | 91941 | 91941 | C12H10Cl2N2 |  | Mass | kg | emission | ground | https://ofmpub.epa.gov/sor_internet/registry/substreg/searchandretrieve/substancesearch/search.do?details=displayDetails&selectedSubstanceId=48246 | 1 | Chemicals | 05851cee-9130-301b-8353-9002439702d1 | 9499238e-b0eb-35da-aef1-9114f54a0a44 | 20aadc24-a391-41cf-b340-3e4529f44bde | 93a60a56-a3c8-11da-a746-0800200b9a66
Demeton-S-methyl | 919-86-8 | 919868 | 919868 | C6H15O3PS2 |  | Mass | kg | emission | ground | https://ofmpub.epa.gov/sor_internet/registry/substreg/searchandretrieve/substancesearch/search.do?details=displayDetails&selectedSubstanceId=43939 | 1 | Chemicals | a0f22346-b932-3541-a6a7-769e1f138b78 | 9499238e-b0eb-35da-aef1-9114f54a0a44 | 20aadc24-a391-41cf-b340-3e4529f44bde | 93a60a56-a3c8-11da-a746-0800200b9a66
1,1,1,3,3,3-Hexafluoro-2-propanol | 920-66-1 | 920661 | 920661 | C3H2F6O |  | Mass | kg | emission | ground | https://ofmpub.epa.gov/sor_internet/registry/substreg/searchandretrieve/substancesearch/search.do?details=displayDetails&selectedSubstanceId=43935 | 1 | Chemicals | 02279d49-59ec-3186-9835-7d7e6445eb3c | 9499238e-b0eb-35da-aef1-9114f54a0a44 | 20aadc24-a391-41cf-b340-3e4529f44bde | 93a60a56-a3c8-11da-a746-0800200b9a66
N-Nitrosodi-n-butylamine | 924-16-3 | 924163 | 924163 | C8H18N2O |  | Mass | kg | emission | ground | https://ofmpub.epa.gov/sor_internet/registry/substreg/searchandretrieve/substancesearch/search.do?details=displayDetails&selectedSubstanceId=43926 | 1 | Chemicals | 84241e0f-0beb-353c-8147-2ec5429a7efc | 9499238e-b0eb-35da-aef1-9114f54a0a44 | 20aadc24-a391-41cf-b340-3e4529f44bde | 93a60a56-a3c8-11da-a746-0800200b9a66
N-Methylolacrylamide | 924-42-5 | 924425 | 924425 | C4H7NO2 |  | Mass | kg | emission | ground | https://ofmpub.epa.gov/sor_internet/registry/substreg/searchandretrieve/substancesearch/search.do?details=displayDetails&selectedSubstanceId=43925 | 1 | Chemicals | 8ce83d41-5eff-3793-be01-631e66cbdd18 | 9499238e-b0eb-35da-aef1-9114f54a0a44 | 20aadc24-a391-41cf-b340-3e4529f44bde | 93a60a56-a3c8-11da-a746-0800200b9a66
1,1'-Bicyclohexyl | 92-51-3 | 92513 | 92513 | C12H22 |  | Mass | kg | emission | ground | https://ofmpub.epa.gov/sor_internet/registry/substreg/searchandretrieve/substancesearch/search.do?details=displayDetails&selectedSubstanceId=48215 | 1 | Chemicals | 4b6d8ad5-cbd0-326c-8a6e-66331ff2152c | 9499238e-b0eb-35da-aef1-9114f54a0a44 | 20aadc24-a391-41cf-b340-3e4529f44bde | 93a60a56-a3c8-11da-a746-0800200b9a66
Biphenyl | 92-52-4 | 92524 | 92524 | C12H10 |  | Mass | kg | emission | ground | https://ofmpub.epa.gov/sor_internet/registry/substreg/searchandretrieve/substancesearch/search.do?details=displayDetails&selectedSubstanceId=48214 | 1 | Chemicals | a749fe16-d881-30c6-9540-8e1d704b35af | 9499238e-b0eb-35da-aef1-9114f54a0a44 | 20aadc24-a391-41cf-b340-3e4529f44bde | 93a60a56-a3c8-11da-a746-0800200b9a66
4-Aminobiphenyl | 92-67-1 | 92671 | 92671 | C12H11N |  | Mass | kg | emission | ground | https://ofmpub.epa.gov/sor_internet/registry/substreg/searchandretrieve/substancesearch/search.do?details=displayDetails&selectedSubstanceId=87829 | 1 | Chemicals | bc62f205-fc13-39d6-aa62-a2b30fe77182 | 9499238e-b0eb-35da-aef1-9114f54a0a44 | 20aadc24-a391-41cf-b340-3e4529f44bde | 93a60a56-a3c8-11da-a746-0800200b9a66
4-Phenylphenol | 92-69-3 | 92693 | 92693 | C12H10O |  | Mass | kg | emission | ground | https://ofmpub.epa.gov/sor_internet/registry/substreg/searchandretrieve/substancesearch/search.do?details=displayDetails&selectedSubstanceId=48205 | 1 | Chemicals | eec67df2-03f8-3ba5-8f38-cfb7ddf535ef | 9499238e-b0eb-35da-aef1-9114f54a0a44 | 20aadc24-a391-41cf-b340-3e4529f44bde | 93a60a56-a3c8-11da-a746-0800200b9a66
3-Butyn-1-ol | 927-74-2 | 927742 | 927742 | C4H6O |  | Mass | kg | emission | ground | https://ofmpub.epa.gov/sor_internet/registry/substreg/searchandretrieve/substancesearch/search.do?details=displayDetails&selectedSubstanceId=77727 | 1 | Chemicals | 93a2fe6e-d252-3e38-91a6-96bb23550dcb | 9499238e-b0eb-35da-aef1-9114f54a0a44 | 20aadc24-a391-41cf-b340-3e4529f44bde | 93a60a56-a3c8-11da-a746-0800200b9a66
Phenazine | 92-82-0 | 92820 | 92820 | C12H8N2 |  | Mass | kg | emission | ground | https://ofmpub.epa.gov/sor_internet/registry/substreg/searchandretrieve/substancesearch/search.do?details=displayDetails&selectedSubstanceId=48198 | 1 | Chemicals | 2cc4cfa4-35da-379f-bbb5-255997c38d14 | 9499238e-b0eb-35da-aef1-9114f54a0a44 | 20aadc24-a391-41cf-b340-3e4529f44bde | 93a60a56-a3c8-11da-a746-0800200b9a66
9H-Xanthene | 92-83-1 | 92831 | 92831 | C13H10O |  | Mass | kg | emission | ground | https://ofmpub.epa.gov/sor_internet/registry/substreg/searchandretrieve/substancesearch/search.do?details=displayDetails&selectedSubstanceId=87819 | 1 | Chemicals | 1fd3d1d6-2fb0-300c-8487-b1976fa29650 | 9499238e-b0eb-35da-aef1-9114f54a0a44 | 20aadc24-a391-41cf-b340-3e4529f44bde | 93a60a56-a3c8-11da-a746-0800200b9a66
2-Heptanone, 6-methyl- | 928-68-7 | 928687 | 928687 | C8H16O |  | Mass | kg | emission | ground | https://ofmpub.epa.gov/sor_internet/registry/substreg/searchandretrieve/substancesearch/search.do?details=displayDetails&selectedSubstanceId=43900 | 1 | Chemicals | 8bbc9847-686d-3ad7-99cc-361f9453cc83 | 9499238e-b0eb-35da-aef1-9114f54a0a44 | 20aadc24-a391-41cf-b340-3e4529f44bde | 93a60a56-a3c8-11da-a746-0800200b9a66
Benzidine | 92-87-5 | 92875 | 92875 | C12H12N2 |  | Mass | kg | emission | ground | https://ofmpub.epa.gov/sor_internet/registry/substreg/searchandretrieve/substancesearch/search.do?details=displayDetails&selectedSubstanceId=48195 | 1 | Chemicals | e033fab9-eda7-314f-ad95-43ae4933a5ee | 9499238e-b0eb-35da-aef1-9114f54a0a44 | 20aadc24-a391-41cf-b340-3e4529f44bde | 93a60a56-a3c8-11da-a746-0800200b9a66
4,4'-Biphenyldiol | 92-88-6 | 92886 | 92886 | C12H10O2 |  | Mass | kg | emission | ground | https://ofmpub.epa.gov/sor_internet/registry/substreg/searchandretrieve/substancesearch/search.do?details=displayDetails&selectedSubstanceId=48194 | 1 | Chemicals | ec648b4c-2363-38f4-862d-d520767e3438 | 9499238e-b0eb-35da-aef1-9114f54a0a44 | 20aadc24-a391-41cf-b340-3e4529f44bde | 93a60a56-a3c8-11da-a746-0800200b9a66
(Z)-3-Hexen-1-ol | 928-96-1 | 928961 | 928961 | C6H12O |  | Mass | kg | emission | ground | https://ofmpub.epa.gov/sor_internet/registry/substreg/searchandretrieve/substancesearch/search.do?details=displayDetails&selectedSubstanceId=43893 | 1 | Chemicals | 997538bb-35e5-37a4-a7aa-0642ff223884 | 9499238e-b0eb-35da-aef1-9114f54a0a44 | 20aadc24-a391-41cf-b340-3e4529f44bde | 93a60a56-a3c8-11da-a746-0800200b9a66
2-(2-Aminoethoxy)ethanol | 929-06-6 | 929066 | 929066 | C4H11NO2 |  | Mass | kg | emission | ground | https://ofmpub.epa.gov/sor_internet/registry/substreg/searchandretrieve/substancesearch/search.do?details=displayDetails&selectedSubstanceId=43892 | 1 | Chemicals | 11d7121d-640e-3714-8290-bc3211f2fd8d | 9499238e-b0eb-35da-aef1-9114f54a0a44 | 20aadc24-a391-41cf-b340-3e4529f44bde | 93a60a56-a3c8-11da-a746-0800200b9a66
Naphthalene, 2-methoxy- | 93-04-9 | 93049 | 93049 | C11H10O |  | Mass | kg | emission | ground | https://ofmpub.epa.gov/sor_internet/registry/substreg/searchandretrieve/substancesearch/search.do?details=displayDetails&selectedSubstanceId=87807 | 1 | Chemicals | c1fd69e7-d17b-3635-a434-8a8a973f98e9 | 9499238e-b0eb-35da-aef1-9114f54a0a44 | 20aadc24-a391-41cf-b340-3e4529f44bde | 93a60a56-a3c8-11da-a746-0800200b9a66
N-Nitrosopyrrolidine | 930-55-2 | 930552 | 930552 | C4H8N2O |  | Mass | kg | emission | ground | https://ofmpub.epa.gov/sor_internet/registry/substreg/searchandretrieve/substancesearch/search.do?details=displayDetails&selectedSubstanceId=43884 | 1 | Chemicals | 97cbfdc7-f3f0-3657-9dcc-4f2aae0f0679 | 9499238e-b0eb-35da-aef1-9114f54a0a44 | 20aadc24-a391-41cf-b340-3e4529f44bde | 93a60a56-a3c8-11da-a746-0800200b9a66
2'-Acetonaphthone | 93-08-3 | 93083 | 93083 | C12H10O |  | Mass | kg | emission | ground | https://ofmpub.epa.gov/sor_internet/registry/substreg/searchandretrieve/substancesearch/search.do?details=displayDetails&selectedSubstanceId=87710 | 1 | Chemicals | 459110ab-2864-35c3-965e-ea9bd0a34ff9 | 9499238e-b0eb-35da-aef1-9114f54a0a44 | 20aadc24-a391-41cf-b340-3e4529f44bde | 93a60a56-a3c8-11da-a746-0800200b9a66
Methyleugenol | 93-15-2 | 93152 | 93152 | C11H14O2 |  | Mass | kg | emission | ground | https://ofmpub.epa.gov/sor_internet/registry/substreg/searchandretrieve/substancesearch/search.do?details=displayDetails&selectedSubstanceId=48180 | 1 | Chemicals | dd99d2e5-3bdc-3459-b6b7-44f543977425 | 9499238e-b0eb-35da-aef1-9114f54a0a44 | 20aadc24-a391-41cf-b340-3e4529f44bde | 93a60a56-a3c8-11da-a746-0800200b9a66
2,3,6-Trichlorophenol | 933-75-5 | 933755 | 933755 | C6H3Cl3O |  | Mass | kg | emission | ground | https://ofmpub.epa.gov/sor_internet/registry/substreg/searchandretrieve/substancesearch/search.do?details=displayDetails&selectedSubstanceId=43863 | 1 | Chemicals | 1dc6c195-b3a9-3d82-a4a4-05bf3b11a118 | 9499238e-b0eb-35da-aef1-9114f54a0a44 | 20aadc24-a391-41cf-b340-3e4529f44bde | 93a60a56-a3c8-11da-a746-0800200b9a66
2,3,5-Trichlorophenol | 933-78-8 | 933788 | 933788 | C6H3Cl3O |  | Mass | kg | emission | ground | https://ofmpub.epa.gov/sor_internet/registry/substreg/searchandretrieve/substancesearch/search.do?details=displayDetails&selectedSubstanceId=43862 | 1 | Chemicals | 45d2466e-7d88-34d6-8b2b-921829c8f0b6 | 9499238e-b0eb-35da-aef1-9114f54a0a44 | 20aadc24-a391-41cf-b340-3e4529f44bde | 93a60a56-a3c8-11da-a746-0800200b9a66
2-Aminobenzimidazole | 934-32-7 | 934327 | 934327 | C7H7N3 |  | Mass | kg | emission | ground | https://ofmpub.epa.gov/sor_internet/registry/substreg/searchandretrieve/substancesearch/search.do?details=displayDetails&selectedSubstanceId=43860 | 1 | Chemicals | 62679775-3bd7-3d39-94ac-979e8f24c532 | 9499238e-b0eb-35da-aef1-9114f54a0a44 | 20aadc24-a391-41cf-b340-3e4529f44bde | 93a60a56-a3c8-11da-a746-0800200b9a66
Phenol, 2-methoxy-4-methyl- | 93-51-6 | 93516 | 93516 | C8H10O2 |  | Mass | kg | emission | ground | https://ofmpub.epa.gov/sor_internet/registry/substreg/searchandretrieve/substancesearch/search.do?details=displayDetails&selectedSubstanceId=48162 | 1 | Chemicals | 81648165-4818-3929-8773-082085d4c58d | 9499238e-b0eb-35da-aef1-9114f54a0a44 | 20aadc24-a391-41cf-b340-3e4529f44bde | 93a60a56-a3c8-11da-a746-0800200b9a66
2,5-Cyclohexadiene-1,4-dione, 2,3,5-trimethyl- | 935-92-2 | 935922 | 935922 | C9H10O2 |  | Mass | kg | emission | ground | https://ofmpub.epa.gov/sor_internet/registry/substreg/searchandretrieve/substancesearch/search.do?details=displayDetails&selectedSubstanceId=87698 | 1 | Chemicals | f40328f6-c4c7-320c-9117-586e203ecd4d | 9499238e-b0eb-35da-aef1-9114f54a0a44 | 20aadc24-a391-41cf-b340-3e4529f44bde | 93a60a56-a3c8-11da-a746-0800200b9a66
2,3,5,6-Tetrachlorophenol | 935-95-5 | 935955 | 935955 | C6H2Cl4O |  | Mass | kg | emission | ground | https://ofmpub.epa.gov/sor_internet/registry/substreg/searchandretrieve/substancesearch/search.do?details=displayDetails&selectedSubstanceId=43854 | 1 | Chemicals | 0c5ee410-9154-3220-bea0-e96b81fd174b | 9499238e-b0eb-35da-aef1-9114f54a0a44 | 20aadc24-a391-41cf-b340-3e4529f44bde | 93a60a56-a3c8-11da-a746-0800200b9a66
Mecoprop | 93-65-2 | 93652 | 93652 | C10H11ClO3 |  | Mass | kg | emission | ground | https://ofmpub.epa.gov/sor_internet/registry/substreg/searchandretrieve/substancesearch/search.do?details=displayDetails&selectedSubstanceId=48156 | 1 | Chemicals | a4078a4c-0b54-302d-a049-c80650850641 | 9499238e-b0eb-35da-aef1-9114f54a0a44 | 20aadc24-a391-41cf-b340-3e4529f44bde | 93a60a56-a3c8-11da-a746-0800200b9a66
Allidochlor | 93-71-0 | 93710 | 93710 | C8H12ClNO |  | Mass | kg | emission | ground | https://ofmpub.epa.gov/sor_internet/registry/substreg/searchandretrieve/substancesearch/search.do?details=displayDetails&selectedSubstanceId=48154 | 1 | Chemicals | be537cec-2956-3c7e-914c-a705bd8fbf29 | 9499238e-b0eb-35da-aef1-9114f54a0a44 | 20aadc24-a391-41cf-b340-3e4529f44bde | 93a60a56-a3c8-11da-a746-0800200b9a66
Silvex | 93-72-1 | 93721 | 93721 | C9H7Cl3O3 |  | Mass | kg | emission | ground | https://ofmpub.epa.gov/sor_internet/registry/substreg/searchandretrieve/substancesearch/search.do?details=displayDetails&selectedSubstanceId=48153 | 1 | Chemicals | 0dd8267d-1126-3866-9096-b6f18d2d9823 | 9499238e-b0eb-35da-aef1-9114f54a0a44 | 20aadc24-a391-41cf-b340-3e4529f44bde | 93a60a56-a3c8-11da-a746-0800200b9a66
2,4,5-T | 93-76-5 | 93765 | 93765 | C8H5Cl3O3 |  | Mass | kg | emission | ground | https://ofmpub.epa.gov/sor_internet/registry/substreg/searchandretrieve/substancesearch/search.do?details=displayDetails&selectedSubstanceId=87689 | 1 | Chemicals | 4c427708-7efc-36db-9695-6bdc06b68051 | 9499238e-b0eb-35da-aef1-9114f54a0a44 | 20aadc24-a391-41cf-b340-3e4529f44bde | 93a60a56-a3c8-11da-a746-0800200b9a66
2,4,5-T isopropyl ester | 93-78-7 | 93787 | 93787 | C11H11Cl3O3 |  | Mass | kg | emission | ground | https://ofmpub.epa.gov/sor_internet/registry/substreg/searchandretrieve/substancesearch/search.do?details=displayDetails&selectedSubstanceId=81269 | 1 | Chemicals | 3768c28c-17a5-3ba6-832b-fad8a071bfd3 | 9499238e-b0eb-35da-aef1-9114f54a0a44 | 20aadc24-a391-41cf-b340-3e4529f44bde | 93a60a56-a3c8-11da-a746-0800200b9a66
2,4,5-T butyl ester | 93-79-8 | 93798 | 93798 | C12H13Cl3O3 |  | Mass | kg | emission | ground | https://ofmpub.epa.gov/sor_internet/registry/substreg/searchandretrieve/substancesearch/search.do?details=displayDetails&selectedSubstanceId=48151 | 1 | Chemicals | 266ae71b-daf1-3c94-8282-30e3a2d3ddcf | 9499238e-b0eb-35da-aef1-9114f54a0a44 | 20aadc24-a391-41cf-b340-3e4529f44bde | 93a60a56-a3c8-11da-a746-0800200b9a66
Ethenzamide | 938-73-8 | 938738 | 938738 | C9H11NO2 |  | Mass | kg | emission | ground | https://ofmpub.epa.gov/sor_internet/registry/substreg/searchandretrieve/substancesearch/search.do?details=displayDetails&selectedSubstanceId=43846 | 1 | Chemicals | 14ae2c5a-cb53-30d8-83e8-2c42ca1a4c39 | 9499238e-b0eb-35da-aef1-9114f54a0a44 | 20aadc24-a391-41cf-b340-3e4529f44bde | 93a60a56-a3c8-11da-a746-0800200b9a66
Benzoic acid, ethyl ester | 93-89-0 | 93890 | 93890 | C9H10O2 |  | Mass | kg | emission | ground | https://ofmpub.epa.gov/sor_internet/registry/substreg/searchandretrieve/substancesearch/search.do?details=displayDetails&selectedSubstanceId=87683 | 1 | Chemicals | 22c54cf2-09da-3d67-b6e6-e07cf2002a2d | 9499238e-b0eb-35da-aef1-9114f54a0a44 | 20aadc24-a391-41cf-b340-3e4529f44bde | 93a60a56-a3c8-11da-a746-0800200b9a66
1,3-Butanedione, 1-phenyl- | 93-91-4 | 93914 | 93914 | C10H10O2 |  | Mass | kg | emission | ground | https://ofmpub.epa.gov/sor_internet/registry/substreg/searchandretrieve/substancesearch/search.do?details=displayDetails&selectedSubstanceId=48511 | 1 | Chemicals | e5b538c0-ed9d-3d97-a39f-95d7da6463f3 | 9499238e-b0eb-35da-aef1-9114f54a0a44 | 20aadc24-a391-41cf-b340-3e4529f44bde | 93a60a56-a3c8-11da-a746-0800200b9a66
4-Phenylpyridine | 939-23-1 | 939231 | 939231 | C11H9N |  | Mass | kg | emission | ground | https://ofmpub.epa.gov/sor_internet/registry/substreg/searchandretrieve/substancesearch/search.do?details=displayDetails&selectedSubstanceId=87681 | 1 | Chemicals | 13c9d8da-9fb5-3092-9569-6185e8aa7be3 | 9499238e-b0eb-35da-aef1-9114f54a0a44 | 20aadc24-a391-41cf-b340-3e4529f44bde | 93a60a56-a3c8-11da-a746-0800200b9a66
Benzocaine | 94-09-7 | 94097 | 94097 | C9H11NO2 |  | Mass | kg | emission | ground | https://ofmpub.epa.gov/sor_internet/registry/substreg/searchandretrieve/substancesearch/search.do?details=displayDetails&selectedSubstanceId=48504 | 1 | Chemicals | 06a759d8-9785-3f41-8a03-fb947627f4e5 | 9499238e-b0eb-35da-aef1-9114f54a0a44 | 20aadc24-a391-41cf-b340-3e4529f44bde | 93a60a56-a3c8-11da-a746-0800200b9a66
2,4-D isopropyl ester | 94-11-1 | 94111 | 94111 | C11H12Cl2O3 |  | Mass | kg | emission | ground | https://ofmpub.epa.gov/sor_internet/registry/substreg/searchandretrieve/substancesearch/search.do?details=displayDetails&selectedSubstanceId=87668 | 1 | Chemicals | c0e57dcf-ec21-3b1d-b962-eafbbf1d5af1 | 9499238e-b0eb-35da-aef1-9114f54a0a44 | 20aadc24-a391-41cf-b340-3e4529f44bde | 93a60a56-a3c8-11da-a746-0800200b9a66
Prosulfuron | 94125-34-5 | 94125345 | 94125345 | C15H16F3N5O4S |  | Mass | kg | emission | ground | https://ofmpub.epa.gov/sor_internet/registry/substreg/searchandretrieve/substancesearch/search.do?details=displayDetails&selectedSubstanceId=62869 | 1 | Chemicals | d8e44b07-12fd-30e0-9a6a-66de637b4837 | 9499238e-b0eb-35da-aef1-9114f54a0a44 | 20aadc24-a391-41cf-b340-3e4529f44bde | 93a60a56-a3c8-11da-a746-0800200b9a66
Ethanone, 1-(1-naphthalenyl)- | 941-98-0 | 941980 | 941980 | C12H10O |  | Mass | kg | emission | ground | https://ofmpub.epa.gov/sor_internet/registry/substreg/searchandretrieve/substancesearch/search.do?details=displayDetails&selectedSubstanceId=43837 | 1 | Chemicals | 4b222a77-be1d-37ee-b2c6-48e11ec14769 | 9499238e-b0eb-35da-aef1-9114f54a0a44 | 20aadc24-a391-41cf-b340-3e4529f44bde | 93a60a56-a3c8-11da-a746-0800200b9a66
Cyproconazole | 94361-06-5 | 94361065 | 94361065 | C15H18ClN3O |  | Mass | kg | emission | ground | https://ofmpub.epa.gov/sor_internet/registry/substreg/searchandretrieve/substancesearch/search.do?details=displayDetails&selectedSubstanceId=87566 | 1 | Chemicals | a51128ec-47b6-38a8-9f9b-f65ec7c9fdc8 | 9499238e-b0eb-35da-aef1-9114f54a0a44 | 20aadc24-a391-41cf-b340-3e4529f44bde | 93a60a56-a3c8-11da-a746-0800200b9a66
2-Propen-1-one, 1,3-diphenyl- | 94-41-7 | 94417 | 94417 | C15H12O |  | Mass | kg | emission | ground | https://ofmpub.epa.gov/sor_internet/registry/substreg/searchandretrieve/substancesearch/search.do?details=displayDetails&selectedSubstanceId=48494 | 1 | Chemicals | c5a803af-d32c-3c97-80cc-7c038871e2ce | 9499238e-b0eb-35da-aef1-9114f54a0a44 | 20aadc24-a391-41cf-b340-3e4529f44bde | 93a60a56-a3c8-11da-a746-0800200b9a66
Fonofos | 944-22-9 | 944229 | 944229 | C10H15OPS2 |  | Mass | kg | emission | ground | https://ofmpub.epa.gov/sor_internet/registry/substreg/searchandretrieve/substancesearch/search.do?details=displayDetails&selectedSubstanceId=43833 | 1 | Chemicals | 131788fa-ae88-340c-a3ff-d32f90f6f9d7 | 9499238e-b0eb-35da-aef1-9114f54a0a44 | 20aadc24-a391-41cf-b340-3e4529f44bde | 93a60a56-a3c8-11da-a746-0800200b9a66
5-Nitrobenzimidazole | 94-52-0 | 94520 | 94520 | C7H5N3O2 |  | Mass | kg | emission | ground | https://ofmpub.epa.gov/sor_internet/registry/substreg/searchandretrieve/substancesearch/search.do?details=displayDetails&selectedSubstanceId=87559 | 1 | Chemicals | 8e5137b7-79e3-30c7-be2c-ea10d48062e0 | 9499238e-b0eb-35da-aef1-9114f54a0a44 | 20aadc24-a391-41cf-b340-3e4529f44bde | 93a60a56-a3c8-11da-a746-0800200b9a66
Benzene, 1,1'-sulfinylbis- | 945-51-7 | 945517 | 945517 | C12H10OS |  | Mass | kg | emission | ground | https://ofmpub.epa.gov/sor_internet/registry/substreg/searchandretrieve/substancesearch/search.do?details=displayDetails&selectedSubstanceId=43832 | 1 | Chemicals | e508b551-54f0-3555-96c5-f7aced5c5beb | 9499238e-b0eb-35da-aef1-9114f54a0a44 | 20aadc24-a391-41cf-b340-3e4529f44bde | 93a60a56-a3c8-11da-a746-0800200b9a66
Dihydrosafrole | 94-58-6 | 94586 | 94586 | C10H12O2 |  | Mass | kg | emission | ground | https://ofmpub.epa.gov/sor_internet/registry/substreg/searchandretrieve/substancesearch/search.do?details=displayDetails&selectedSubstanceId=48488 | 1 | Chemicals | af562089-68d0-37fc-947c-9749ddecfe69 | 9499238e-b0eb-35da-aef1-9114f54a0a44 | 20aadc24-a391-41cf-b340-3e4529f44bde | 93a60a56-a3c8-11da-a746-0800200b9a66
Safrole | 94-59-7 | 94597 | 94597 | C10H10O2 |  | Mass | kg | emission | ground | https://ofmpub.epa.gov/sor_internet/registry/substreg/searchandretrieve/substancesearch/search.do?details=displayDetails&selectedSubstanceId=48487 | 1 | Chemicals | 9775f5a8-e191-3fff-a7e5-deb362bb28c8 | 9499238e-b0eb-35da-aef1-9114f54a0a44 | 20aadc24-a391-41cf-b340-3e4529f44bde | 93a60a56-a3c8-11da-a746-0800200b9a66
Benzaldehyde, 2-hydroxy-, oxime | 94-67-7 | 94677 | 94677 | C7H7NO2 |  | Mass | kg | emission | ground | https://ofmpub.epa.gov/sor_internet/registry/substreg/searchandretrieve/substancesearch/search.do?details=displayDetails&selectedSubstanceId=48481 | 1 | Chemicals | 5089ba8f-b850-33df-833d-ff1e54f4babf | 9499238e-b0eb-35da-aef1-9114f54a0a44 | 20aadc24-a391-41cf-b340-3e4529f44bde | 93a60a56-a3c8-11da-a746-0800200b9a66
N-Ethyl-2-methylaniline | 94-68-8 | 94688 | 94688 | C9H13N |  | Mass | kg | emission | ground | https://ofmpub.epa.gov/sor_internet/registry/substreg/searchandretrieve/substancesearch/search.do?details=displayDetails&selectedSubstanceId=48480 | 1 | Chemicals | 983396ae-5dba-3ac6-84c3-912054cf3f01 | 9499238e-b0eb-35da-aef1-9114f54a0a44 | 20aadc24-a391-41cf-b340-3e4529f44bde | 93a60a56-a3c8-11da-a746-0800200b9a66
Phosfolan | 947-02-4 | 947024 | 947024 | C7H14NO3PS2 |  | Mass | kg | emission | ground | https://ofmpub.epa.gov/sor_internet/registry/substreg/searchandretrieve/substancesearch/search.do?details=displayDetails&selectedSubstanceId=43831 | 1 | Chemicals | a9220611-18a7-3884-8203-aa37aa7d624c | 9499238e-b0eb-35da-aef1-9114f54a0a44 | 20aadc24-a391-41cf-b340-3e4529f44bde | 93a60a56-a3c8-11da-a746-0800200b9a66
Azacyclotridecan-2-one | 947-04-6 | 947046 | 947046 | C12H23NO |  | Mass | kg | emission | ground | https://ofmpub.epa.gov/sor_internet/registry/substreg/searchandretrieve/substancesearch/search.do?details=displayDetails&selectedSubstanceId=43830 | 1 | Chemicals | 2cb6043b-147f-35a3-9e92-baf75d14a829 | 9499238e-b0eb-35da-aef1-9114f54a0a44 | 20aadc24-a391-41cf-b340-3e4529f44bde | 93a60a56-a3c8-11da-a746-0800200b9a66
MCPA | 94-74-6 | 94746 | 94746 | C9H9ClO3 |  | Mass | kg | emission | ground | https://ofmpub.epa.gov/sor_internet/registry/substreg/searchandretrieve/substancesearch/search.do?details=displayDetails&selectedSubstanceId=48476 | 1 | Chemicals | 3104fc59-b870-3225-926a-2086e25ed487 | 9499238e-b0eb-35da-aef1-9114f54a0a44 | 20aadc24-a391-41cf-b340-3e4529f44bde | 93a60a56-a3c8-11da-a746-0800200b9a66
2,4-D | 94-75-7 | 94757 | 94757 | C8H6Cl2O3 |  | Mass | kg | emission | ground | https://ofmpub.epa.gov/sor_internet/registry/substreg/searchandretrieve/substancesearch/search.do?details=displayDetails&selectedSubstanceId=48475 | 1 | Chemicals | ceed1089-f5e7-3927-bec7-1196933f0f58 | 9499238e-b0eb-35da-aef1-9114f54a0a44 | 20aadc24-a391-41cf-b340-3e4529f44bde | 93a60a56-a3c8-11da-a746-0800200b9a66
2,4-D butyl ester | 94-80-4 | 94804 | 94804 | C12H14Cl2O3 |  | Mass | kg | emission | ground | https://ofmpub.epa.gov/sor_internet/registry/substreg/searchandretrieve/substancesearch/search.do?details=displayDetails&selectedSubstanceId=48472 | 1 | Chemicals | 847df083-2544-3258-9615-e71c86d34411 | 9499238e-b0eb-35da-aef1-9114f54a0a44 | 20aadc24-a391-41cf-b340-3e4529f44bde | 93a60a56-a3c8-11da-a746-0800200b9a66
MCPB | 94-81-5 | 94815 | 94815 | C11H13ClO3 |  | Mass | kg | emission | ground | https://ofmpub.epa.gov/sor_internet/registry/substreg/searchandretrieve/substancesearch/search.do?details=displayDetails&selectedSubstanceId=48471 | 1 | Chemicals | 2ad63a79-0ca6-30a5-9a45-d5cdff78f66f | 9499238e-b0eb-35da-aef1-9114f54a0a44 | 20aadc24-a391-41cf-b340-3e4529f44bde | 93a60a56-a3c8-11da-a746-0800200b9a66
2,4-DB | 94-82-6 | 94826 | 94826 | C10H10Cl2O3 |  | Mass | kg | emission | ground | https://ofmpub.epa.gov/sor_internet/registry/substreg/searchandretrieve/substancesearch/search.do?details=displayDetails&selectedSubstanceId=48470 | 1 | Chemicals | 907d287b-8e45-3fbd-8629-ab9a36d498d7 | 9499238e-b0eb-35da-aef1-9114f54a0a44 | 20aadc24-a391-41cf-b340-3e4529f44bde | 93a60a56-a3c8-11da-a746-0800200b9a66
2-Ethyl-1,3-hexanediol | 94-96-2 | 94962 | 94962 | C8H18O2 |  | Mass | kg | emission | ground | https://ofmpub.epa.gov/sor_internet/registry/substreg/searchandretrieve/substancesearch/search.do?details=displayDetails&selectedSubstanceId=48464 | 1 | Chemicals | d2c96bbc-96ee-3bbf-8df7-cca45cc4d1d2 | 9499238e-b0eb-35da-aef1-9114f54a0a44 | 20aadc24-a391-41cf-b340-3e4529f44bde | 93a60a56-a3c8-11da-a746-0800200b9a66
Methyl paraoxon | 950-35-6 | 950356 | 950356 | C8H10NO6P |  | Mass | kg | emission | ground | https://ofmpub.epa.gov/sor_internet/registry/substreg/searchandretrieve/substancesearch/search.do?details=displayDetails&selectedSubstanceId=87548 | 1 | Chemicals | a965cb9e-5908-38fc-9a6b-126d175f2e2b | 9499238e-b0eb-35da-aef1-9114f54a0a44 | 20aadc24-a391-41cf-b340-3e4529f44bde | 93a60a56-a3c8-11da-a746-0800200b9a66
Methidathion | 950-37-8 | 950378 | 950378 | C6H11N2O4PS3 |  | Mass | kg | emission | ground | https://ofmpub.epa.gov/sor_internet/registry/substreg/searchandretrieve/substancesearch/search.do?details=displayDetails&selectedSubstanceId=43820 | 1 | Chemicals | 43b82934-2e20-3ec9-b388-d8376253f1ed | 9499238e-b0eb-35da-aef1-9114f54a0a44 | 20aadc24-a391-41cf-b340-3e4529f44bde | 93a60a56-a3c8-11da-a746-0800200b9a66
Sulfallate | 95-06-7 | 95067 | 95067 | C8H14ClNS2 |  | Mass | kg | emission | ground | https://ofmpub.epa.gov/sor_internet/registry/substreg/searchandretrieve/substancesearch/search.do?details=displayDetails&selectedSubstanceId=87547 | 1 | Chemicals | c6d14597-d56b-35f7-9836-64aa936d8338 | 9499238e-b0eb-35da-aef1-9114f54a0a44 | 20aadc24-a391-41cf-b340-3e4529f44bde | 93a60a56-a3c8-11da-a746-0800200b9a66
Benzo[b]thiophene | 95-15-8 | 95158 | 95158 | C8H6S |  | Mass | kg | emission | ground | https://ofmpub.epa.gov/sor_internet/registry/substreg/searchandretrieve/substancesearch/search.do?details=displayDetails&selectedSubstanceId=87545 | 1 | Chemicals | 2ec90f66-b28c-31d8-9e36-f8a8c1c05f13 | 9499238e-b0eb-35da-aef1-9114f54a0a44 | 20aadc24-a391-41cf-b340-3e4529f44bde | 93a60a56-a3c8-11da-a746-0800200b9a66
Benzothiazole | 95-16-9 | 95169 | 95169 | C7H5NS |  | Mass | kg | emission | ground | https://ofmpub.epa.gov/sor_internet/registry/substreg/searchandretrieve/substancesearch/search.do?details=displayDetails&selectedSubstanceId=47766 | 1 | Chemicals | 3cd1c582-6b56-3aaa-84a4-b1a262f6c604 | 9499238e-b0eb-35da-aef1-9114f54a0a44 | 20aadc24-a391-41cf-b340-3e4529f44bde | 93a60a56-a3c8-11da-a746-0800200b9a66
Trinexapac-ethyl | 95266-40-3 | 95266403 | 95266403 | C13H16O5 |  | Mass | kg | emission | ground | https://ofmpub.epa.gov/sor_internet/registry/substreg/searchandretrieve/substancesearch/search.do?details=displayDetails&selectedSubstanceId=62727 | 1 | Chemicals | 17990d5c-98c8-3a95-a338-3d2138f4f3ff | 9499238e-b0eb-35da-aef1-9114f54a0a44 | 20aadc24-a391-41cf-b340-3e4529f44bde | 93a60a56-a3c8-11da-a746-0800200b9a66
Carbophenothion-methyl | 953-17-3 | 953173 | 953173 | C9H12ClO2PS3 |  | Mass | kg | emission | ground | https://ofmpub.epa.gov/sor_internet/registry/substreg/searchandretrieve/substancesearch/search.do?details=displayDetails&selectedSubstanceId=87540 | 1 | Chemicals | aed805fa-9437-3258-8a91-b3e12bf4a97b | 9499238e-b0eb-35da-aef1-9114f54a0a44 | 20aadc24-a391-41cf-b340-3e4529f44bde | 93a60a56-a3c8-11da-a746-0800200b9a66
N-Cyclohexyl-2-benzothiazolesulfenamide | 95-33-0 | 95330 | 95330 | C13H16N2S2 |  | Mass | kg | emission | ground | https://ofmpub.epa.gov/sor_internet/registry/substreg/searchandretrieve/substancesearch/search.do?details=displayDetails&selectedSubstanceId=87539 | 1 | Chemicals | 6f81187b-dc89-3a64-9f74-e792d4a22633 | 9499238e-b0eb-35da-aef1-9114f54a0a44 | 20aadc24-a391-41cf-b340-3e4529f44bde | 93a60a56-a3c8-11da-a746-0800200b9a66
o-Xylene | 95-47-6 | 95476 | 95476 | C8H10 |  | Mass | kg | emission | ground | https://ofmpub.epa.gov/sor_internet/registry/substreg/searchandretrieve/substancesearch/search.do?details=displayDetails&selectedSubstanceId=87536 | 1 | Chemicals | ae234110-b2b0-386f-bba3-73be00524a11 | 9499238e-b0eb-35da-aef1-9114f54a0a44 | 20aadc24-a391-41cf-b340-3e4529f44bde | 93a60a56-a3c8-11da-a746-0800200b9a66
o-Cresol | 95-48-7 | 95487 | 95487 | C7H8O |  | Mass | kg | emission | ground | https://ofmpub.epa.gov/sor_internet/registry/substreg/searchandretrieve/substancesearch/search.do?details=displayDetails&selectedSubstanceId=47752 | 1 | Chemicals | fad5ec24-5a59-37b5-b8ef-447617b51660 | 9499238e-b0eb-35da-aef1-9114f54a0a44 | 20aadc24-a391-41cf-b340-3e4529f44bde | 93a60a56-a3c8-11da-a746-0800200b9a66
o-Chlorotoluene | 95-49-8 | 95498 | 95498 | C7H7Cl |  | Mass | kg | emission | ground | https://ofmpub.epa.gov/sor_internet/registry/substreg/searchandretrieve/substancesearch/search.do?details=displayDetails&selectedSubstanceId=47751 | 1 | Chemicals | f44802d8-4180-3710-b06a-118d8ed4d40f | 9499238e-b0eb-35da-aef1-9114f54a0a44 | 20aadc24-a391-41cf-b340-3e4529f44bde | 93a60a56-a3c8-11da-a746-0800200b9a66
o-Dichlorobenzene | 95-50-1 | 95501 | 95501 | C6H4Cl2 |  | Mass | kg | emission | ground | https://ofmpub.epa.gov/sor_internet/registry/substreg/searchandretrieve/substancesearch/search.do?details=displayDetails&selectedSubstanceId=47750 | 1 | Chemicals | 810c87b5-7544-3553-ae21-a2264a0a2e82 | 9499238e-b0eb-35da-aef1-9114f54a0a44 | 20aadc24-a391-41cf-b340-3e4529f44bde | 93a60a56-a3c8-11da-a746-0800200b9a66
o-Chloroaniline | 95-51-2 | 95512 | 95512 | C6H6ClN |  | Mass | kg | emission | ground | https://ofmpub.epa.gov/sor_internet/registry/substreg/searchandretrieve/substancesearch/search.do?details=displayDetails&selectedSubstanceId=87534 | 1 | Chemicals | b5d95d3e-54f2-38fa-b753-b9009db913a4 | 9499238e-b0eb-35da-aef1-9114f54a0a44 | 20aadc24-a391-41cf-b340-3e4529f44bde | 93a60a56-a3c8-11da-a746-0800200b9a66
o-Fluorotoluene | 95-52-3 | 95523 | 95523 | C7H7F |  | Mass | kg | emission | ground | https://ofmpub.epa.gov/sor_internet/registry/substreg/searchandretrieve/substancesearch/search.do?details=displayDetails&selectedSubstanceId=47749 | 1 | Chemicals | bf05373a-5970-3f0f-ae4a-608361d83c70 | 9499238e-b0eb-35da-aef1-9114f54a0a44 | 20aadc24-a391-41cf-b340-3e4529f44bde | 93a60a56-a3c8-11da-a746-0800200b9a66
o-Toluidine | 95-53-4 | 95534 | 95534 | C7H9N |  | Mass | kg | emission | ground | https://ofmpub.epa.gov/sor_internet/registry/substreg/searchandretrieve/substancesearch/search.do?details=displayDetails&selectedSubstanceId=47748 | 1 | Chemicals | e095ebb2-c24e-34ff-857c-36a6b3024eb9 | 9499238e-b0eb-35da-aef1-9114f54a0a44 | 20aadc24-a391-41cf-b340-3e4529f44bde | 93a60a56-a3c8-11da-a746-0800200b9a66
1,2-Phenylenediamine | 95-54-5 | 95545 | 95545 | C6H8N2 |  | Mass | kg | emission | ground | https://ofmpub.epa.gov/sor_internet/registry/substreg/searchandretrieve/substancesearch/search.do?details=displayDetails&selectedSubstanceId=47747 | 1 | Chemicals | 397ec76e-812d-3091-9c0b-be9acab8f443 | 9499238e-b0eb-35da-aef1-9114f54a0a44 | 20aadc24-a391-41cf-b340-3e4529f44bde | 93a60a56-a3c8-11da-a746-0800200b9a66
o-Bromophenol | 95-56-7 | 95567 | 95567 | C6H5BrO |  | Mass | kg | emission | ground | https://ofmpub.epa.gov/sor_internet/registry/substreg/searchandretrieve/substancesearch/search.do?details=displayDetails&selectedSubstanceId=47746 | 1 | Chemicals | 91fad1bf-5ebb-36a5-875f-aad0985f30c2 | 9499238e-b0eb-35da-aef1-9114f54a0a44 | 20aadc24-a391-41cf-b340-3e4529f44bde | 93a60a56-a3c8-11da-a746-0800200b9a66
o-Chlorophenol | 95-57-8 | 95578 | 95578 | C6H5ClO |  | Mass | kg | emission | ground | https://ofmpub.epa.gov/sor_internet/registry/substreg/searchandretrieve/substancesearch/search.do?details=displayDetails&selectedSubstanceId=47745 | 1 | Chemicals | 13c4db6e-cb7b-3541-90d2-1219e34265bc | 9499238e-b0eb-35da-aef1-9114f54a0a44 | 20aadc24-a391-41cf-b340-3e4529f44bde | 93a60a56-a3c8-11da-a746-0800200b9a66
1,2,4-Trimethylbenzene | 95-63-6 | 95636 | 95636 | C9H12 |  | Mass | kg | emission | ground | https://ofmpub.epa.gov/sor_internet/registry/substreg/searchandretrieve/substancesearch/search.do?details=displayDetails&selectedSubstanceId=47743 | 1 | Chemicals | 7c5a70ba-50e2-354f-bca9-37a0ba4c3023 | 9499238e-b0eb-35da-aef1-9114f54a0a44 | 20aadc24-a391-41cf-b340-3e4529f44bde | 93a60a56-a3c8-11da-a746-0800200b9a66
3,4-Dimethylaniline | 95-64-7 | 95647 | 95647 | C8H11N |  | Mass | kg | emission | ground | https://ofmpub.epa.gov/sor_internet/registry/substreg/searchandretrieve/substancesearch/search.do?details=displayDetails&selectedSubstanceId=87530 | 1 | Chemicals | e7f7e1b5-db30-3db5-9de1-6a4a25d434ef | 9499238e-b0eb-35da-aef1-9114f54a0a44 | 20aadc24-a391-41cf-b340-3e4529f44bde | 93a60a56-a3c8-11da-a746-0800200b9a66
3,4-Dimethylphenol | 95-65-8 | 95658 | 95658 | C8H10O |  | Mass | kg | emission | ground | https://ofmpub.epa.gov/sor_internet/registry/substreg/searchandretrieve/substancesearch/search.do?details=displayDetails&selectedSubstanceId=47742 | 1 | Chemicals | 68376dfa-e620-3707-8608-553208efccd6 | 9499238e-b0eb-35da-aef1-9114f54a0a44 | 20aadc24-a391-41cf-b340-3e4529f44bde | 93a60a56-a3c8-11da-a746-0800200b9a66
2,4-Dimethylaniline | 95-68-1 | 95681 | 95681 | C8H11N |  | Mass | kg | emission | ground | https://ofmpub.epa.gov/sor_internet/registry/substreg/searchandretrieve/substancesearch/search.do?details=displayDetails&selectedSubstanceId=47741 | 1 | Chemicals | b84ab275-66fd-36f9-89ee-1d25c095814d | 9499238e-b0eb-35da-aef1-9114f54a0a44 | 20aadc24-a391-41cf-b340-3e4529f44bde | 93a60a56-a3c8-11da-a746-0800200b9a66
Toluene-2,5-diamine | 95-70-5 | 95705 | 95705 | C7H10N2 |  | Mass | kg | emission | ground | https://ofmpub.epa.gov/sor_internet/registry/substreg/searchandretrieve/substancesearch/search.do?details=displayDetails&selectedSubstanceId=47739 | 1 | Chemicals | 39687db3-8480-3091-8246-1c00525a2d73 | 9499238e-b0eb-35da-aef1-9114f54a0a44 | 20aadc24-a391-41cf-b340-3e4529f44bde | 93a60a56-a3c8-11da-a746-0800200b9a66
Pyriproxyfen | 95737-68-1 | 95737681 | 95737681 | C20H19NO3 |  | Mass | kg | emission | ground | https://ofmpub.epa.gov/sor_internet/registry/substreg/searchandretrieve/substancesearch/search.do?details=displayDetails&selectedSubstanceId=86823 | 1 | Chemicals | 7d98371a-d63f-3bc3-8424-5bf7d5aca307 | 9499238e-b0eb-35da-aef1-9114f54a0a44 | 20aadc24-a391-41cf-b340-3e4529f44bde | 93a60a56-a3c8-11da-a746-0800200b9a66
3-Chloro-4-methylaniline | 95-74-9 | 95749 | 95749 | C7H8ClN |  | Mass | kg | emission | ground | https://ofmpub.epa.gov/sor_internet/registry/substreg/searchandretrieve/substancesearch/search.do?details=displayDetails&selectedSubstanceId=47735 | 1 | Chemicals | 6f9eefef-22c2-3739-a5cc-d32830ce67d1 | 9499238e-b0eb-35da-aef1-9114f54a0a44 | 20aadc24-a391-41cf-b340-3e4529f44bde | 93a60a56-a3c8-11da-a746-0800200b9a66
Benzene, 1,2-dichloro-4-methyl- | 95-75-0 | 95750 | 95750 | C7H6Cl2 |  | Mass | kg | emission | ground | https://ofmpub.epa.gov/sor_internet/registry/substreg/searchandretrieve/substancesearch/search.do?details=displayDetails&selectedSubstanceId=47734 | 1 | Chemicals | d9451db2-546d-3854-895d-ba777066c658 | 9499238e-b0eb-35da-aef1-9114f54a0a44 | 20aadc24-a391-41cf-b340-3e4529f44bde | 93a60a56-a3c8-11da-a746-0800200b9a66
Diphenamid | 957-51-7 | 957517 | 957517 | C16H17NO |  | Mass | kg | emission | ground | https://ofmpub.epa.gov/sor_internet/registry/substreg/searchandretrieve/substancesearch/search.do?details=displayDetails&selectedSubstanceId=43810 | 1 | Chemicals | 3390693d-4fa6-3736-b0ca-a1db29be919a | 9499238e-b0eb-35da-aef1-9114f54a0a44 | 20aadc24-a391-41cf-b340-3e4529f44bde | 93a60a56-a3c8-11da-a746-0800200b9a66
3,4-Dichloroaniline | 95-76-1 | 95761 | 95761 | C6H5Cl2N |  | Mass | kg | emission | ground | https://ofmpub.epa.gov/sor_internet/registry/substreg/searchandretrieve/substancesearch/search.do?details=displayDetails&selectedSubstanceId=47733 | 1 | Chemicals | 6dc1973d-641c-307b-a4e7-7e231ddd2718 | 9499238e-b0eb-35da-aef1-9114f54a0a44 | 20aadc24-a391-41cf-b340-3e4529f44bde | 93a60a56-a3c8-11da-a746-0800200b9a66
3,4-Dichlorophenol | 95-77-2 | 95772 | 95772 | C6H4Cl2O |  | Mass | kg | emission | ground | https://ofmpub.epa.gov/sor_internet/registry/substreg/searchandretrieve/substancesearch/search.do?details=displayDetails&selectedSubstanceId=47732 | 1 | Chemicals | 78572277-edad-35da-b9b2-12ec4da26fe7 | 9499238e-b0eb-35da-aef1-9114f54a0a44 | 20aadc24-a391-41cf-b340-3e4529f44bde | 93a60a56-a3c8-11da-a746-0800200b9a66
5-Chloro-2-methylaniline | 95-79-4 | 95794 | 95794 | C7H8ClN |  | Mass | kg | emission | ground | https://ofmpub.epa.gov/sor_internet/registry/substreg/searchandretrieve/substancesearch/search.do?details=displayDetails&selectedSubstanceId=47730 | 1 | Chemicals | 61f57bbb-f16b-32dd-8be8-b10a294f9aa0 | 9499238e-b0eb-35da-aef1-9114f54a0a44 | 20aadc24-a391-41cf-b340-3e4529f44bde | 93a60a56-a3c8-11da-a746-0800200b9a66
2,4-Toluenediamine | 95-80-7 | 95807 | 95807 | C7H10N2 |  | Mass | kg | emission | ground | https://ofmpub.epa.gov/sor_internet/registry/substreg/searchandretrieve/substancesearch/search.do?details=displayDetails&selectedSubstanceId=47729 | 1 | Chemicals | a41be71d-3ca6-3450-b3a5-c6ed4dc9a618 | 9499238e-b0eb-35da-aef1-9114f54a0a44 | 20aadc24-a391-41cf-b340-3e4529f44bde | 93a60a56-a3c8-11da-a746-0800200b9a66
2,5-Dichloroaniline | 95-82-9 | 95829 | 95829 | C6H5Cl2N |  | Mass | kg | emission | ground | https://ofmpub.epa.gov/sor_internet/registry/substreg/searchandretrieve/substancesearch/search.do?details=displayDetails&selectedSubstanceId=47728 | 1 | Chemicals | d05e586d-aa23-326d-a346-bfd72a579af4 | 9499238e-b0eb-35da-aef1-9114f54a0a44 | 20aadc24-a391-41cf-b340-3e4529f44bde | 93a60a56-a3c8-11da-a746-0800200b9a66
4-Chloro-1,2-phenylenediamine | 95-83-0 | 95830 | 95830 | C6H7ClN2 |  | Mass | kg | emission | ground | https://ofmpub.epa.gov/sor_internet/registry/substreg/searchandretrieve/substancesearch/search.do?details=displayDetails&selectedSubstanceId=47727 | 1 | Chemicals | 0fdb1a49-748a-354c-a48a-c2d380af342c | 9499238e-b0eb-35da-aef1-9114f54a0a44 | 20aadc24-a391-41cf-b340-3e4529f44bde | 93a60a56-a3c8-11da-a746-0800200b9a66
2-Amino-p-cresol | 95-84-1 | 95841 | 95841 | C7H9NO |  | Mass | kg | emission | ground | https://ofmpub.epa.gov/sor_internet/registry/substreg/searchandretrieve/substancesearch/search.do?details=displayDetails&selectedSubstanceId=47726 | 1 | Chemicals | a64e7006-0888-386e-b4ea-06951980f38f | 9499238e-b0eb-35da-aef1-9114f54a0a44 | 20aadc24-a391-41cf-b340-3e4529f44bde | 93a60a56-a3c8-11da-a746-0800200b9a66
2,5-Dimethylphenol | 95-87-4 | 95874 | 95874 | C8H10O |  | Mass | kg | emission | ground | https://ofmpub.epa.gov/sor_internet/registry/substreg/searchandretrieve/substancesearch/search.do?details=displayDetails&selectedSubstanceId=47724 | 1 | Chemicals | 7b57066b-f413-3a5c-ae74-a76984d2eff3 | 9499238e-b0eb-35da-aef1-9114f54a0a44 | 20aadc24-a391-41cf-b340-3e4529f44bde | 93a60a56-a3c8-11da-a746-0800200b9a66
4-Chlororesorcinol | 95-88-5 | 95885 | 95885 | C6H5ClO2 |  | Mass | kg | emission | ground | https://ofmpub.epa.gov/sor_internet/registry/substreg/searchandretrieve/substancesearch/search.do?details=displayDetails&selectedSubstanceId=47723 | 1 | Chemicals | 54bcbd2c-681a-3076-9be1-21e5c04de785 | 9499238e-b0eb-35da-aef1-9114f54a0a44 | 20aadc24-a391-41cf-b340-3e4529f44bde | 93a60a56-a3c8-11da-a746-0800200b9a66
Ethyl oxalate | 95-92-1 | 95921 | 95921 | C6H10O4 |  | Mass | kg | emission | ground | https://ofmpub.epa.gov/sor_internet/registry/substreg/searchandretrieve/substancesearch/search.do?details=displayDetails&selectedSubstanceId=47722 | 1 | Chemicals | 8707b0ef-4852-3e4d-9ee6-c8657134d772 | 9499238e-b0eb-35da-aef1-9114f54a0a44 | 20aadc24-a391-41cf-b340-3e4529f44bde | 93a60a56-a3c8-11da-a746-0800200b9a66
1,2,4,5-Tetramethylbenzene | 95-93-2 | 95932 | 95932 | C10H14 |  | Mass | kg | emission | ground | https://ofmpub.epa.gov/sor_internet/registry/substreg/searchandretrieve/substancesearch/search.do?details=displayDetails&selectedSubstanceId=47721 | 1 | Chemicals | e5c4e868-0cb5-3317-9f7a-7d22d4906a91 | 9499238e-b0eb-35da-aef1-9114f54a0a44 | 20aadc24-a391-41cf-b340-3e4529f44bde | 93a60a56-a3c8-11da-a746-0800200b9a66
1,2,4,5-Tetrachlorobenzene | 95-94-3 | 95943 | 95943 | C6H2Cl4 |  | Mass | kg | emission | ground | https://ofmpub.epa.gov/sor_internet/registry/substreg/searchandretrieve/substancesearch/search.do?details=displayDetails&selectedSubstanceId=47720 | 1 | Chemicals | e900ce8b-da90-3bff-b5e1-045bf15b7319 | 9499238e-b0eb-35da-aef1-9114f54a0a44 | 20aadc24-a391-41cf-b340-3e4529f44bde | 93a60a56-a3c8-11da-a746-0800200b9a66
2,4,5-Trichlorophenol | 95-95-4 | 95954 | 95954 | C6H3Cl3O |  | Mass | kg | emission | ground | https://ofmpub.epa.gov/sor_internet/registry/substreg/searchandretrieve/substancesearch/search.do?details=displayDetails&selectedSubstanceId=47719 | 1 | Chemicals | af457480-e334-3102-8579-499bd589f9d0 | 9499238e-b0eb-35da-aef1-9114f54a0a44 | 20aadc24-a391-41cf-b340-3e4529f44bde | 93a60a56-a3c8-11da-a746-0800200b9a66
.alpha.-Endosulfan | 959-98-8 | 959988 | 959988 | C9H6Cl6O3S |  | Mass | kg | emission | ground | https://ofmpub.epa.gov/sor_internet/registry/substreg/searchandretrieve/substancesearch/search.do?details=displayDetails&selectedSubstanceId=87422 | 1 | Chemicals | 1f51a5c6-3ee1-343b-bf32-0a7804588866 | 9499238e-b0eb-35da-aef1-9114f54a0a44 | 20aadc24-a391-41cf-b340-3e4529f44bde | 93a60a56-a3c8-11da-a746-0800200b9a66
Allyl methacrylate | 96-05-9 | 96059 | 96059 | C7H10O2 |  | Mass | kg | emission | ground | https://ofmpub.epa.gov/sor_internet/registry/substreg/searchandretrieve/substancesearch/search.do?details=displayDetails&selectedSubstanceId=87421 | 1 | Chemicals | 19a0cfc9-39a5-310f-a522-12a4f60c4ddd | 9499238e-b0eb-35da-aef1-9114f54a0a44 | 20aadc24-a391-41cf-b340-3e4529f44bde | 93a60a56-a3c8-11da-a746-0800200b9a66
Styrene oxide | 96-09-3 | 96093 | 96093 | C8H8O |  | Mass | kg | emission | ground | https://ofmpub.epa.gov/sor_internet/registry/substreg/searchandretrieve/substancesearch/search.do?details=displayDetails&selectedSubstanceId=48148 | 1 | Chemicals | 2a4ae267-f7c9-30fc-b3ce-c3d3b3d4dae0 | 9499238e-b0eb-35da-aef1-9114f54a0a44 | 20aadc24-a391-41cf-b340-3e4529f44bde | 93a60a56-a3c8-11da-a746-0800200b9a66
1,2-Dibromo-3-chloropropane | 96-12-8 | 96128 | 96128 | C3H5Br2Cl |  | Mass | kg | emission | ground | https://ofmpub.epa.gov/sor_internet/registry/substreg/searchandretrieve/substancesearch/search.do?details=displayDetails&selectedSubstanceId=48146 | 1 | Chemicals | c1536db6-e209-303d-a709-99868e18ea4b | 9499238e-b0eb-35da-aef1-9114f54a0a44 | 20aadc24-a391-41cf-b340-3e4529f44bde | 93a60a56-a3c8-11da-a746-0800200b9a66
2,3-Dibromopropanol | 96-13-9 | 96139 | 96139 | C3H6Br2O |  | Mass | kg | emission | ground | https://ofmpub.epa.gov/sor_internet/registry/substreg/searchandretrieve/substancesearch/search.do?details=displayDetails&selectedSubstanceId=87418 | 1 | Chemicals | 4e5a1173-1a56-32fb-857b-f28e4c70329b | 9499238e-b0eb-35da-aef1-9114f54a0a44 | 20aadc24-a391-41cf-b340-3e4529f44bde | 93a60a56-a3c8-11da-a746-0800200b9a66
2-Methylbutanal | 96-17-3 | 96173 | 96173 | C5H10O |  | Mass | kg | emission | ground | https://ofmpub.epa.gov/sor_internet/registry/substreg/searchandretrieve/substancesearch/search.do?details=displayDetails&selectedSubstanceId=87415 | 1 | Chemicals | 3ea94a73-6a39-3651-994e-ccc407816943 | 9499238e-b0eb-35da-aef1-9114f54a0a44 | 20aadc24-a391-41cf-b340-3e4529f44bde | 93a60a56-a3c8-11da-a746-0800200b9a66
Phostebupirim | 96182-53-5 | 96182535 | 96182535 | C13H23N2O3PS |  | Mass | kg | emission | ground | https://ofmpub.epa.gov/sor_internet/registry/substreg/searchandretrieve/substancesearch/search.do?details=displayDetails&selectedSubstanceId=86723 | 1 | Chemicals | 8281b51f-39b7-3151-8bbf-7a61e442a0fe | 9499238e-b0eb-35da-aef1-9114f54a0a44 | 20aadc24-a391-41cf-b340-3e4529f44bde | 93a60a56-a3c8-11da-a746-0800200b9a66
1,2,3-Trichloropropane | 96-18-4 | 96184 | 96184 | C3H5Cl3 |  | Mass | kg | emission | ground | https://ofmpub.epa.gov/sor_internet/registry/substreg/searchandretrieve/substancesearch/search.do?details=displayDetails&selectedSubstanceId=48142 | 1 | Chemicals | 7db25165-a36d-3016-ab04-e13e4938e849 | 9499238e-b0eb-35da-aef1-9114f54a0a44 | 20aadc24-a391-41cf-b340-3e4529f44bde | 93a60a56-a3c8-11da-a746-0800200b9a66
3-Pentanone | 96-22-0 | 96220 | 96220 | C5H10O |  | Mass | kg | emission | ground | https://ofmpub.epa.gov/sor_internet/registry/substreg/searchandretrieve/substancesearch/search.do?details=displayDetails&selectedSubstanceId=48139 | 1 | Chemicals | 7118adfa-446a-3d33-b4bf-911cc69781bd | 9499238e-b0eb-35da-aef1-9114f54a0a44 | 20aadc24-a391-41cf-b340-3e4529f44bde | 93a60a56-a3c8-11da-a746-0800200b9a66
1,3-Dichloro-2-propanol | 96-23-1 | 96231 | 96231 | C3H6Cl2O |  | Mass | kg | emission | ground | https://ofmpub.epa.gov/sor_internet/registry/substreg/searchandretrieve/substancesearch/search.do?details=displayDetails&selectedSubstanceId=48138 | 1 | Chemicals | b5a433e2-e8a9-3643-8e9e-ba358d5f2f3d | 9499238e-b0eb-35da-aef1-9114f54a0a44 | 20aadc24-a391-41cf-b340-3e4529f44bde | 93a60a56-a3c8-11da-a746-0800200b9a66
3-Chloro-1,2-propanediol | 96-24-2 | 96242 | 96242 | C3H7ClO2 |  | Mass | kg | emission | ground | https://ofmpub.epa.gov/sor_internet/registry/substreg/searchandretrieve/substancesearch/search.do?details=displayDetails&selectedSubstanceId=87413 | 1 | Chemicals | eb84832a-2570-3ab0-893c-94b128db5eed | 9499238e-b0eb-35da-aef1-9114f54a0a44 | 20aadc24-a391-41cf-b340-3e4529f44bde | 93a60a56-a3c8-11da-a746-0800200b9a66
Diazoxon | 962-58-3 | 962583 | 962583 | C12H21N2O4P |  | Mass | kg | emission | ground | https://ofmpub.epa.gov/sor_internet/registry/substreg/searchandretrieve/substancesearch/search.do?details=displayDetails&selectedSubstanceId=78859 | 1 | Chemicals | ce2ef642-48d2-37e8-bbbf-e169eab89328 | 9499238e-b0eb-35da-aef1-9114f54a0a44 | 20aadc24-a391-41cf-b340-3e4529f44bde | 93a60a56-a3c8-11da-a746-0800200b9a66
Methyl ethyl ketoxime | 96-29-7 | 96297 | 96297 | C4H9NO |  | Mass | kg | emission | ground | https://ofmpub.epa.gov/sor_internet/registry/substreg/searchandretrieve/substancesearch/search.do?details=displayDetails&selectedSubstanceId=48135 | 1 | Chemicals | e0e8de1f-6d71-353a-a43a-6a6cead1a75c | 9499238e-b0eb-35da-aef1-9114f54a0a44 | 20aadc24-a391-41cf-b340-3e4529f44bde | 93a60a56-a3c8-11da-a746-0800200b9a66
1,3-Dimethylurea | 96-31-1 | 96311 | 96311 | C3H8N2O |  | Mass | kg | emission | ground | https://ofmpub.epa.gov/sor_internet/registry/substreg/searchandretrieve/substancesearch/search.do?details=displayDetails&selectedSubstanceId=87412 | 1 | Chemicals | 1f04a780-79ee-334e-aca1-5d8bab0a7b9d | 9499238e-b0eb-35da-aef1-9114f54a0a44 | 20aadc24-a391-41cf-b340-3e4529f44bde | 93a60a56-a3c8-11da-a746-0800200b9a66
Methyl acrylate | 96-33-3 | 96333 | 96333 | C4H6O2 |  | Mass | kg | emission | ground | https://ofmpub.epa.gov/sor_internet/registry/substreg/searchandretrieve/substancesearch/search.do?details=displayDetails&selectedSubstanceId=48133 | 1 | Chemicals | d7b5db83-a4fd-334c-9cf8-7e02e282f933 | 9499238e-b0eb-35da-aef1-9114f54a0a44 | 20aadc24-a391-41cf-b340-3e4529f44bde | 93a60a56-a3c8-11da-a746-0800200b9a66
Cyclopentanol | 96-41-3 | 96413 | 96413 | C5H10O |  | Mass | kg | emission | ground | https://ofmpub.epa.gov/sor_internet/registry/substreg/searchandretrieve/substancesearch/search.do?details=displayDetails&selectedSubstanceId=48130 | 1 | Chemicals | 9785864e-c257-3e58-bb9e-d8e9d383212a | 9499238e-b0eb-35da-aef1-9114f54a0a44 | 20aadc24-a391-41cf-b340-3e4529f44bde | 93a60a56-a3c8-11da-a746-0800200b9a66
Ethylene thiourea | 96-45-7 | 96457 | 96457 | C3H6N2S |  | Mass | kg | emission | ground | https://ofmpub.epa.gov/sor_internet/registry/substreg/searchandretrieve/substancesearch/search.do?details=displayDetails&selectedSubstanceId=48129 | 1 | Chemicals | b39732ec-97e0-3a94-a6d7-7e5aaabe5c29 | 9499238e-b0eb-35da-aef1-9114f54a0a44 | 20aadc24-a391-41cf-b340-3e4529f44bde | 93a60a56-a3c8-11da-a746-0800200b9a66
.gamma.-Butyrolactone | 96-48-0 | 96480 | 96480 | C4H6O2 |  | Mass | kg | emission | ground | https://ofmpub.epa.gov/sor_internet/registry/substreg/searchandretrieve/substancesearch/search.do?details=displayDetails&selectedSubstanceId=87408 | 1 | Chemicals | ee4698c2-19c2-3426-81ec-f38beb70c808 | 9499238e-b0eb-35da-aef1-9114f54a0a44 | 20aadc24-a391-41cf-b340-3e4529f44bde | 93a60a56-a3c8-11da-a746-0800200b9a66
Pyridaben | 96489-71-3 | 96489713 | 96489713 | C19H25ClN2OS |  | Mass | kg | emission | ground | https://ofmpub.epa.gov/sor_internet/registry/substreg/searchandretrieve/substancesearch/search.do?details=displayDetails&selectedSubstanceId=86461 | 1 | Chemicals | a2a691da-5b97-3c4d-95bd-ffb3cbdcf105 | 9499238e-b0eb-35da-aef1-9114f54a0a44 | 20aadc24-a391-41cf-b340-3e4529f44bde | 93a60a56-a3c8-11da-a746-0800200b9a66
Picramic acid | 96-91-3 | 96913 | 96913 | C6H5N3O5 |  | Mass | kg | emission | ground | https://ofmpub.epa.gov/sor_internet/registry/substreg/searchandretrieve/substancesearch/search.do?details=displayDetails&selectedSubstanceId=78097 | 1 | Chemicals | 9403724d-6bb5-3c52-b574-9299de3e4a91 | 9499238e-b0eb-35da-aef1-9114f54a0a44 | 20aadc24-a391-41cf-b340-3e4529f44bde | 93a60a56-a3c8-11da-a746-0800200b9a66
2,4-Dinitrochlorobenzene | 97-00-7 | 97007 | 97007 | C6H3ClN2O4 |  | Mass | kg | emission | ground | https://ofmpub.epa.gov/sor_internet/registry/substreg/searchandretrieve/substancesearch/search.do?details=displayDetails&selectedSubstanceId=48111 | 1 | Chemicals | 164bb24d-673d-3eb1-b198-0a645fe14c6d | 9499238e-b0eb-35da-aef1-9114f54a0a44 | 20aadc24-a391-41cf-b340-3e4529f44bde | 93a60a56-a3c8-11da-a746-0800200b9a66
2,4-Dinitroaniline | 97-02-9 | 97029 | 97029 | C6H5N3O4 |  | Mass | kg | emission | ground | https://ofmpub.epa.gov/sor_internet/registry/substreg/searchandretrieve/substancesearch/search.do?details=displayDetails&selectedSubstanceId=48110 | 1 | Chemicals | 28590679-4571-3aa1-9527-4b374b4569ee | 9499238e-b0eb-35da-aef1-9114f54a0a44 | 20aadc24-a391-41cf-b340-3e4529f44bde | 93a60a56-a3c8-11da-a746-0800200b9a66
Cyclethrin | 97-11-0 | 97110 | 97110 | C21H28O3 |  | Mass | kg | emission | ground | https://ofmpub.epa.gov/sor_internet/registry/substreg/searchandretrieve/substancesearch/search.do?details=displayDetails&selectedSubstanceId=87397 | 1 | Chemicals | e3f24a20-aab0-3c95-b356-1e231ba91cbb | 9499238e-b0eb-35da-aef1-9114f54a0a44 | 20aadc24-a391-41cf-b340-3e4529f44bde | 93a60a56-a3c8-11da-a746-0800200b9a66
Dichlofenthion | 97-17-6 | 97176 | 97176 | C10H13Cl2O3PS |  | Mass | kg | emission | ground | https://ofmpub.epa.gov/sor_internet/registry/substreg/searchandretrieve/substancesearch/search.do?details=displayDetails&selectedSubstanceId=81267 | 1 | Chemicals | 064a0b88-4249-342c-a705-7161c40374a5 | 9499238e-b0eb-35da-aef1-9114f54a0a44 | 20aadc24-a391-41cf-b340-3e4529f44bde | 93a60a56-a3c8-11da-a746-0800200b9a66
Dichlorophene | 97-23-4 | 97234 | 97234 | C13H10Cl2O2 |  | Mass | kg | emission | ground | https://ofmpub.epa.gov/sor_internet/registry/substreg/searchandretrieve/substancesearch/search.do?details=displayDetails&selectedSubstanceId=48101 | 1 | Chemicals | 097e6e4b-3f81-3b7e-bee1-5f2340ce031d | 9499238e-b0eb-35da-aef1-9114f54a0a44 | 20aadc24-a391-41cf-b340-3e4529f44bde | 93a60a56-a3c8-11da-a746-0800200b9a66
Dinobuton | 973-21-7 | 973217 | 973217 | C14H18N2O7 |  | Mass | kg | emission | ground | https://ofmpub.epa.gov/sor_internet/registry/substreg/searchandretrieve/substancesearch/search.do?details=displayDetails&selectedSubstanceId=87395 | 1 | Chemicals | ea04cfc8-6337-370f-804c-e457e1bcc1c6 | 9499238e-b0eb-35da-aef1-9114f54a0a44 | 20aadc24-a391-41cf-b340-3e4529f44bde | 93a60a56-a3c8-11da-a746-0800200b9a66
Eugenol | 97-53-0 | 97530 | 97530 | C10H12O2 |  | Mass | kg | emission | ground | https://ofmpub.epa.gov/sor_internet/registry/substreg/searchandretrieve/substancesearch/search.do?details=displayDetails&selectedSubstanceId=48035 | 1 | Chemicals | 3dbfc45b-bcfc-3680-b6bb-5d73dea955cc | 9499238e-b0eb-35da-aef1-9114f54a0a44 | 20aadc24-a391-41cf-b340-3e4529f44bde | 93a60a56-a3c8-11da-a746-0800200b9a66
C.I. Solvent Yellow 3 | 97-56-3 | 97563 | 97563 | C14H15N3 |  | Mass | kg | emission | ground | https://ofmpub.epa.gov/sor_internet/registry/substreg/searchandretrieve/substancesearch/search.do?details=displayDetails&selectedSubstanceId=48034 | 1 | Chemicals | 474b70f7-2568-3a50-acae-3ba96a997c6e | 9499238e-b0eb-35da-aef1-9114f54a0a44 | 20aadc24-a391-41cf-b340-3e4529f44bde | 93a60a56-a3c8-11da-a746-0800200b9a66
Pentanoic acid, 2-methyl- | 97-61-0 | 97610 | 97610 | C6H12O2 |  | Mass | kg | emission | ground | https://ofmpub.epa.gov/sor_internet/registry/substreg/searchandretrieve/substancesearch/search.do?details=displayDetails&selectedSubstanceId=48032 | 1 | Chemicals | c1f4b508-7ed4-3fa3-9ea1-bdf694277df8 | 9499238e-b0eb-35da-aef1-9114f54a0a44 | 20aadc24-a391-41cf-b340-3e4529f44bde | 93a60a56-a3c8-11da-a746-0800200b9a66
Ethyl methacrylate | 97-63-2 | 97632 | 97632 | C6H10O2 |  | Mass | kg | emission | ground | https://ofmpub.epa.gov/sor_internet/registry/substreg/searchandretrieve/substancesearch/search.do?details=displayDetails&selectedSubstanceId=87386 | 1 | Chemicals | 1ccbab04-f9f3-34fb-a1bd-e69216d2f293 | 9499238e-b0eb-35da-aef1-9114f54a0a44 | 20aadc24-a391-41cf-b340-3e4529f44bde | 93a60a56-a3c8-11da-a746-0800200b9a66
Ethyl lactate | 97-64-3 | 97643 | 97643 | C5H10O3 |  | Mass | kg | emission | ground | https://ofmpub.epa.gov/sor_internet/registry/substreg/searchandretrieve/substancesearch/search.do?details=displayDetails&selectedSubstanceId=48030 | 1 | Chemicals | 0ba610b9-06a4-395e-84e8-339cf010d319 | 9499238e-b0eb-35da-aef1-9114f54a0a44 | 20aadc24-a391-41cf-b340-3e4529f44bde | 93a60a56-a3c8-11da-a746-0800200b9a66
Itaconic acid | 97-65-4 | 97654 | 97654 | C5H6O4 |  | Mass | kg | emission | ground | https://ofmpub.epa.gov/sor_internet/registry/substreg/searchandretrieve/substancesearch/search.do?details=displayDetails&selectedSubstanceId=48029 | 1 | Chemicals | 3149590c-ec55-381d-b7c5-52c5b0081a44 | 9499238e-b0eb-35da-aef1-9114f54a0a44 | 20aadc24-a391-41cf-b340-3e4529f44bde | 93a60a56-a3c8-11da-a746-0800200b9a66
Bis(dimethylthiocarbamoyl) sulfide | 97-74-5 | 97745 | 97745 | C6H12N2S3 |  | Mass | kg | emission | ground | https://ofmpub.epa.gov/sor_internet/registry/substreg/searchandretrieve/substancesearch/search.do?details=displayDetails&selectedSubstanceId=87383 | 1 | Chemicals | 668cbc5f-707e-3f54-9ea7-3664c02ea0d2 | 9499238e-b0eb-35da-aef1-9114f54a0a44 | 20aadc24-a391-41cf-b340-3e4529f44bde | 93a60a56-a3c8-11da-a746-0800200b9a66
Disulfiram | 97-77-8 | 97778 | 97778 | C10H20N2S4 |  | Mass | kg | emission | ground | https://ofmpub.epa.gov/sor_internet/registry/substreg/searchandretrieve/substancesearch/search.do?details=displayDetails&selectedSubstanceId=48026 | 1 | Chemicals | b8afc3b2-87dc-39e6-8bb8-32dc2ae149b4 | 9499238e-b0eb-35da-aef1-9114f54a0a44 | 20aadc24-a391-41cf-b340-3e4529f44bde | 93a60a56-a3c8-11da-a746-0800200b9a66
Isobutyl methacrylate | 97-86-9 | 97869 | 97869 | C8H14O2 |  | Mass | kg | emission | ground | https://ofmpub.epa.gov/sor_internet/registry/substreg/searchandretrieve/substancesearch/search.do?details=displayDetails&selectedSubstanceId=87381 | 1 | Chemicals | b66edbfb-a8b0-3e89-8722-9c608f324817 | 9499238e-b0eb-35da-aef1-9114f54a0a44 | 20aadc24-a391-41cf-b340-3e4529f44bde | 93a60a56-a3c8-11da-a746-0800200b9a66
Butyl methacrylate | 97-88-1 | 97881 | 97881 | C8H14O2 |  | Mass | kg | emission | ground | https://ofmpub.epa.gov/sor_internet/registry/substreg/searchandretrieve/substancesearch/search.do?details=displayDetails&selectedSubstanceId=48022 | 1 | Chemicals | b7d77df7-8f58-34f1-8cfe-e68eac31b015 | 9499238e-b0eb-35da-aef1-9114f54a0a44 | 20aadc24-a391-41cf-b340-3e4529f44bde | 93a60a56-a3c8-11da-a746-0800200b9a66
Dithiopyr | 97886-45-8 | 97886458 | 97886458 | C15H16F5NO2S2 |  | Mass | kg | emission | ground | https://ofmpub.epa.gov/sor_internet/registry/substreg/searchandretrieve/substancesearch/search.do?details=displayDetails&selectedSubstanceId=86003 | 1 | Chemicals | 97d1accf-89cc-3a29-8c14-7d260363acd2 | 9499238e-b0eb-35da-aef1-9114f54a0a44 | 20aadc24-a391-41cf-b340-3e4529f44bde | 93a60a56-a3c8-11da-a746-0800200b9a66
Tetrahydrofurfuryl alcohol | 97-99-4 | 97994 | 97994 | C5H10O2 |  | Mass | kg | emission | ground | https://ofmpub.epa.gov/sor_internet/registry/substreg/searchandretrieve/substancesearch/search.do?details=displayDetails&selectedSubstanceId=48016 | 1 | Chemicals | 3fb51668-6e85-36cd-9072-93eb204f3578 | 9499238e-b0eb-35da-aef1-9114f54a0a44 | 20aadc24-a391-41cf-b340-3e4529f44bde | 93a60a56-a3c8-11da-a746-0800200b9a66
2-Furanmethanol | 98-00-0 | 98000 | 98000 | C5H6O2 |  | Mass | kg | emission | ground | https://ofmpub.epa.gov/sor_internet/registry/substreg/searchandretrieve/substancesearch/search.do?details=displayDetails&selectedSubstanceId=48015 | 1 | Chemicals | 980c1e3a-c0c6-3a84-b525-2835d9df82a3 | 9499238e-b0eb-35da-aef1-9114f54a0a44 | 20aadc24-a391-41cf-b340-3e4529f44bde | 93a60a56-a3c8-11da-a746-0800200b9a66
Furfural | 98-01-1 | 98011 | 98011 | C5H4O2 |  | Mass | kg | emission | ground | https://ofmpub.epa.gov/sor_internet/registry/substreg/searchandretrieve/substancesearch/search.do?details=displayDetails&selectedSubstanceId=87376 | 1 | Chemicals | cedc7ea2-a500-3d08-af00-6deb8fca781a | 9499238e-b0eb-35da-aef1-9114f54a0a44 | 20aadc24-a391-41cf-b340-3e4529f44bde | 93a60a56-a3c8-11da-a746-0800200b9a66
Phenyltrimethylammonium iodide | 98-04-4 | 98044 | 98044 | C9H14IN |  | Mass | kg | emission | ground | https://ofmpub.epa.gov/sor_internet/registry/substreg/searchandretrieve/substancesearch/search.do?details=displayDetails&selectedSubstanceId=87375 | 1 | Chemicals | 13e79fee-845a-3ea0-ab5d-8d32693d5139 | 9499238e-b0eb-35da-aef1-9114f54a0a44 | 20aadc24-a391-41cf-b340-3e4529f44bde | 93a60a56-a3c8-11da-a746-0800200b9a66
Benzenearsonic acid | 98-05-5 | 98055 | 98055 | C6H7AsO3 |  | Mass | kg | emission | ground | https://ofmpub.epa.gov/sor_internet/registry/substreg/searchandretrieve/substancesearch/search.do?details=displayDetails&selectedSubstanceId=48012 | 1 | Chemicals | 26c5a4d8-7084-378b-92b7-e89dec2c0cba | 9499238e-b0eb-35da-aef1-9114f54a0a44 | 20aadc24-a391-41cf-b340-3e4529f44bde | 93a60a56-a3c8-11da-a746-0800200b9a66
tert-Butylbenzene | 98-06-6 | 98066 | 98066 | C10H14 |  | Mass | kg | emission | ground | https://ofmpub.epa.gov/sor_internet/registry/substreg/searchandretrieve/substancesearch/search.do?details=displayDetails&selectedSubstanceId=48011 | 1 | Chemicals | 6c182f52-6975-3a96-ab7a-d1a69b99e3cd | 9499238e-b0eb-35da-aef1-9114f54a0a44 | 20aadc24-a391-41cf-b340-3e4529f44bde | 93a60a56-a3c8-11da-a746-0800200b9a66
Benzotrichloride | 98-07-7 | 98077 | 98077 | C7H5Cl3 |  | Mass | kg | emission | ground | https://ofmpub.epa.gov/sor_internet/registry/substreg/searchandretrieve/substancesearch/search.do?details=displayDetails&selectedSubstanceId=87374 | 1 | Chemicals | 041ec665-4804-348b-8071-3d35111902e2 | 9499238e-b0eb-35da-aef1-9114f54a0a44 | 20aadc24-a391-41cf-b340-3e4529f44bde | 93a60a56-a3c8-11da-a746-0800200b9a66
Benzotrifluoride | 98-08-8 | 98088 | 98088 | C7H5F3 |  | Mass | kg | emission | ground | https://ofmpub.epa.gov/sor_internet/registry/substreg/searchandretrieve/substancesearch/search.do?details=displayDetails&selectedSubstanceId=48010 | 1 | Chemicals | a535047a-a8f7-3b75-9163-49d20d2fbf6e | 9499238e-b0eb-35da-aef1-9114f54a0a44 | 20aadc24-a391-41cf-b340-3e4529f44bde | 93a60a56-a3c8-11da-a746-0800200b9a66
Benzenesulfonyl chloride | 98-09-9 | 98099 | 98099 | C6H5ClO2S |  | Mass | kg | emission | ground | https://ofmpub.epa.gov/sor_internet/registry/substreg/searchandretrieve/substancesearch/search.do?details=displayDetails&selectedSubstanceId=48009 | 1 | Chemicals | 0f551245-e865-3680-9515-71c32e62984c | 9499238e-b0eb-35da-aef1-9114f54a0a44 | 20aadc24-a391-41cf-b340-3e4529f44bde | 93a60a56-a3c8-11da-a746-0800200b9a66
Benzenesulfonic acid | 98-11-3 | 98113 | 98113 | C6H6O3S |  | Mass | kg | emission | ground | https://ofmpub.epa.gov/sor_internet/registry/substreg/searchandretrieve/substancesearch/search.do?details=displayDetails&selectedSubstanceId=48008 | 1 | Chemicals | 61bfdca2-81dc-3f4d-8bc9-e5106be9b87b | 9499238e-b0eb-35da-aef1-9114f54a0a44 | 20aadc24-a391-41cf-b340-3e4529f44bde | 93a60a56-a3c8-11da-a746-0800200b9a66
Trichlorophenylsilane | 98-13-5 | 98135 | 98135 | C6H5Cl3Si |  | Mass | kg | emission | ground | https://ofmpub.epa.gov/sor_internet/registry/substreg/searchandretrieve/substancesearch/search.do?details=displayDetails&selectedSubstanceId=87371 | 1 | Chemicals | ab75b0cf-1c38-3aaf-994f-265c96564a6d | 9499238e-b0eb-35da-aef1-9114f54a0a44 | 20aadc24-a391-41cf-b340-3e4529f44bde | 93a60a56-a3c8-11da-a746-0800200b9a66
m-(Trifluoromethyl)aniline | 98-16-8 | 98168 | 98168 | C7H6F3N |  | Mass | kg | emission | ground | https://ofmpub.epa.gov/sor_internet/registry/substreg/searchandretrieve/substancesearch/search.do?details=displayDetails&selectedSubstanceId=48005 | 1 | Chemicals | 97d366de-f882-3e0e-98b9-fb13a5195c2d | 9499238e-b0eb-35da-aef1-9114f54a0a44 | 20aadc24-a391-41cf-b340-3e4529f44bde | 93a60a56-a3c8-11da-a746-0800200b9a66
3-(Trifluoromethyl)phenol | 98-17-9 | 98179 | 98179 | C7H5F3O |  | Mass | kg | emission | ground | https://ofmpub.epa.gov/sor_internet/registry/substreg/searchandretrieve/substancesearch/search.do?details=displayDetails&selectedSubstanceId=87287 | 1 | Chemicals | ef86a083-074d-3e7f-bcce-9f07155f246e | 9499238e-b0eb-35da-aef1-9114f54a0a44 | 20aadc24-a391-41cf-b340-3e4529f44bde | 93a60a56-a3c8-11da-a746-0800200b9a66
p-tert-Butyltoluene | 98-51-1 | 98511 | 98511 | C11H16 |  | Mass | kg | emission | ground | https://ofmpub.epa.gov/sor_internet/registry/substreg/searchandretrieve/substancesearch/search.do?details=displayDetails&selectedSubstanceId=87283 | 1 | Chemicals | dd5854c1-f0a7-30dc-b1f2-463503676d9d | 9499238e-b0eb-35da-aef1-9114f54a0a44 | 20aadc24-a391-41cf-b340-3e4529f44bde | 93a60a56-a3c8-11da-a746-0800200b9a66
Cyclohexanol, 4-(1,1-dimethylethyl)- | 98-52-2 | 98522 | 98522 | C10H20O |  | Mass | kg | emission | ground | https://ofmpub.epa.gov/sor_internet/registry/substreg/searchandretrieve/substancesearch/search.do?details=displayDetails&selectedSubstanceId=47983 | 1 | Chemicals | 6b7f5383-99ad-32bd-808d-ba66ce775d00 | 9499238e-b0eb-35da-aef1-9114f54a0a44 | 20aadc24-a391-41cf-b340-3e4529f44bde | 93a60a56-a3c8-11da-a746-0800200b9a66
p-tert-Butylphenol | 98-54-4 | 98544 | 98544 | C10H14O |  | Mass | kg | emission | ground | https://ofmpub.epa.gov/sor_internet/registry/substreg/searchandretrieve/substancesearch/search.do?details=displayDetails&selectedSubstanceId=87282 | 1 | Chemicals | 9f5132e1-183f-3454-b02a-2fb54a169a55 | 9499238e-b0eb-35da-aef1-9114f54a0a44 | 20aadc24-a391-41cf-b340-3e4529f44bde | 93a60a56-a3c8-11da-a746-0800200b9a66
p-tert-Butylbenzoic acid | 98-73-7 | 98737 | 98737 | C11H14O2 |  | Mass | kg | emission | ground | https://ofmpub.epa.gov/sor_internet/registry/substreg/searchandretrieve/substancesearch/search.do?details=displayDetails&selectedSubstanceId=47973 | 1 | Chemicals | 97246771-e8f0-3944-8af4-24e1c0ca42e4 | 9499238e-b0eb-35da-aef1-9114f54a0a44 | 20aadc24-a391-41cf-b340-3e4529f44bde | 93a60a56-a3c8-11da-a746-0800200b9a66
Cumene | 98-82-8 | 98828 | 98828 | C9H12 |  | Mass | kg | emission | ground | https://ofmpub.epa.gov/sor_internet/registry/substreg/searchandretrieve/substancesearch/search.do?details=displayDetails&selectedSubstanceId=47969 | 1 | Chemicals | 6819929d-ad70-3543-882c-217960dfd821 | 9499238e-b0eb-35da-aef1-9114f54a0a44 | 20aadc24-a391-41cf-b340-3e4529f44bde | 93a60a56-a3c8-11da-a746-0800200b9a66
.alpha.-Methylbenzenemethanol | 98-85-1 | 98851 | 98851 | C8H10O |  | Mass | kg | emission | ground | https://ofmpub.epa.gov/sor_internet/registry/substreg/searchandretrieve/substancesearch/search.do?details=displayDetails&selectedSubstanceId=47968 | 1 | Chemicals | 21e5d31a-52b8-3497-9c84-1da4982b3559 | 9499238e-b0eb-35da-aef1-9114f54a0a44 | 20aadc24-a391-41cf-b340-3e4529f44bde | 93a60a56-a3c8-11da-a746-0800200b9a66
Acetophenone | 98-86-2 | 98862 | 98862 | C8H8O |  | Mass | kg | emission | ground | https://ofmpub.epa.gov/sor_internet/registry/substreg/searchandretrieve/substancesearch/search.do?details=displayDetails&selectedSubstanceId=47967 | 1 | Chemicals | 9e5bac63-5138-33b8-8827-10a5466d7447 | 9499238e-b0eb-35da-aef1-9114f54a0a44 | 20aadc24-a391-41cf-b340-3e4529f44bde | 93a60a56-a3c8-11da-a746-0800200b9a66
Benzoyl chloride | 98-88-4 | 98884 | 98884 | C7H5ClO |  | Mass | kg | emission | ground | https://ofmpub.epa.gov/sor_internet/registry/substreg/searchandretrieve/substancesearch/search.do?details=displayDetails&selectedSubstanceId=47966 | 1 | Chemicals | a833b151-971b-37cb-b233-f30a9ea2e571 | 9499238e-b0eb-35da-aef1-9114f54a0a44 | 20aadc24-a391-41cf-b340-3e4529f44bde | 93a60a56-a3c8-11da-a746-0800200b9a66
Nicotinamide | 98-92-0 | 98920 | 98920 | C6H6N2O |  | Mass | kg | emission | ground | https://ofmpub.epa.gov/sor_internet/registry/substreg/searchandretrieve/substancesearch/search.do?details=displayDetails&selectedSubstanceId=47964 | 1 | Chemicals | 89b09b46-2a9f-3b8f-9bc5-611d4a8011a7 | 9499238e-b0eb-35da-aef1-9114f54a0a44 | 20aadc24-a391-41cf-b340-3e4529f44bde | 93a60a56-a3c8-11da-a746-0800200b9a66
N,N-Dimethylcyclohexylamine | 98-94-2 | 98942 | 98942 | C8H17N |  | Mass | kg | emission | ground | https://ofmpub.epa.gov/sor_internet/registry/substreg/searchandretrieve/substancesearch/search.do?details=displayDetails&selectedSubstanceId=47963 | 1 | Chemicals | d7b4287d-b6fe-3957-9209-0035f64aabfb | 9499238e-b0eb-35da-aef1-9114f54a0a44 | 20aadc24-a391-41cf-b340-3e4529f44bde | 93a60a56-a3c8-11da-a746-0800200b9a66
Nitrobenzene | 98-95-3 | 98953 | 98953 | C6H5NO2 |  | Mass | kg | emission | ground | https://ofmpub.epa.gov/sor_internet/registry/substreg/searchandretrieve/substancesearch/search.do?details=displayDetails&selectedSubstanceId=87268 | 1 | Chemicals | 107bbabd-1f2f-32e5-82c8-6475fffc0daa | 9499238e-b0eb-35da-aef1-9114f54a0a44 | 20aadc24-a391-41cf-b340-3e4529f44bde | 93a60a56-a3c8-11da-a746-0800200b9a66
Flumetsulam | 98967-40-9 | 98967409 | 98967409 | C12H9F2N5O2S |  | Mass | kg | emission | ground | https://ofmpub.epa.gov/sor_internet/registry/substreg/searchandretrieve/substancesearch/search.do?details=displayDetails&selectedSubstanceId=85870 | 1 | Chemicals | 9eb9ef31-1a28-3c81-ad4a-203aa9371aa1 | 9499238e-b0eb-35da-aef1-9114f54a0a44 | 20aadc24-a391-41cf-b340-3e4529f44bde | 93a60a56-a3c8-11da-a746-0800200b9a66
2-Pyridinecarboxylic acid | 98-98-6 | 98986 | 98986 | C6H5NO2 |  | Mass | kg | emission | ground | https://ofmpub.epa.gov/sor_internet/registry/substreg/searchandretrieve/substancesearch/search.do?details=displayDetails&selectedSubstanceId=47961 | 1 | Chemicals | 75fe387c-6c35-34c4-a614-56b3cb252e9d | 9499238e-b0eb-35da-aef1-9114f54a0a44 | 20aadc24-a391-41cf-b340-3e4529f44bde | 93a60a56-a3c8-11da-a746-0800200b9a66
m-Hydroxybenzoic acid | 99-06-9 | 99069 | 99069 | C7H6O3 |  | Mass | kg | emission | ground | https://ofmpub.epa.gov/sor_internet/registry/substreg/searchandretrieve/substancesearch/search.do?details=displayDetails&selectedSubstanceId=47958 | 1 | Chemicals | f2630971-5197-3be0-a36f-3506d2d2ab17 | 9499238e-b0eb-35da-aef1-9114f54a0a44 | 20aadc24-a391-41cf-b340-3e4529f44bde | 93a60a56-a3c8-11da-a746-0800200b9a66
m-Nitrotoluene | 99-08-1 | 99081 | 99081 | C7H7NO2 |  | Mass | kg | emission | ground | https://ofmpub.epa.gov/sor_internet/registry/substreg/searchandretrieve/substancesearch/search.do?details=displayDetails&selectedSubstanceId=87265 | 1 | Chemicals | a3cf23f1-7876-3e0e-8c66-8efc24481e04 | 9499238e-b0eb-35da-aef1-9114f54a0a44 | 20aadc24-a391-41cf-b340-3e4529f44bde | 93a60a56-a3c8-11da-a746-0800200b9a66
m-Nitroaniline | 99-09-2 | 99092 | 99092 | C6H6N2O2 |  | Mass | kg | emission | ground | https://ofmpub.epa.gov/sor_internet/registry/substreg/searchandretrieve/substancesearch/search.do?details=displayDetails&selectedSubstanceId=47956 | 1 | Chemicals | 0c6b6baa-d5b8-3bd2-abc4-ecb459e86a70 | 9499238e-b0eb-35da-aef1-9114f54a0a44 | 20aadc24-a391-41cf-b340-3e4529f44bde | 93a60a56-a3c8-11da-a746-0800200b9a66
Clethodim | 99129-21-2 | 99129212 | 99129212 | C17H26ClNO3S |  | Mass | kg | emission | ground | https://ofmpub.epa.gov/sor_internet/registry/substreg/searchandretrieve/substancesearch/search.do?details=displayDetails&selectedSubstanceId=85755 | 1 | Chemicals | f8df52bd-dd3b-356f-97f0-0cec5020bb4f | 9499238e-b0eb-35da-aef1-9114f54a0a44 | 20aadc24-a391-41cf-b340-3e4529f44bde | 93a60a56-a3c8-11da-a746-0800200b9a66
Dichloran | 99-30-9 | 99309 | 99309 | C6H4Cl2N2O2 |  | Mass | kg | emission | ground | https://ofmpub.epa.gov/sor_internet/registry/substreg/searchandretrieve/substancesearch/search.do?details=displayDetails&selectedSubstanceId=47948 | 1 | Chemicals | d5a9950b-798e-3805-83a9-fe7e22123296 | 9499238e-b0eb-35da-aef1-9114f54a0a44 | 20aadc24-a391-41cf-b340-3e4529f44bde | 93a60a56-a3c8-11da-a746-0800200b9a66
1,3,5-Trinitrobenzene | 99-35-4 | 99354 | 99354 | C6H3N3O6 |  | Mass | kg | emission | ground | https://ofmpub.epa.gov/sor_internet/registry/substreg/searchandretrieve/substancesearch/search.do?details=displayDetails&selectedSubstanceId=47945 | 1 | Chemicals | e1a81ea1-a3f7-366b-8d7c-6a2422b7ff98 | 9499238e-b0eb-35da-aef1-9114f54a0a44 | 20aadc24-a391-41cf-b340-3e4529f44bde | 93a60a56-a3c8-11da-a746-0800200b9a66
4-Nitro-o-xylene | 99-51-4 | 99514 | 99514 | C8H9NO2 |  | Mass | kg | emission | ground | https://ofmpub.epa.gov/sor_internet/registry/substreg/searchandretrieve/substancesearch/search.do?details=displayDetails&selectedSubstanceId=87245 | 1 | Chemicals | 3b36feb1-ae86-34d0-a83d-2cfb62fb3136 | 9499238e-b0eb-35da-aef1-9114f54a0a44 | 20aadc24-a391-41cf-b340-3e4529f44bde | 93a60a56-a3c8-11da-a746-0800200b9a66
2-Methyl-4-nitroaniline | 99-52-5 | 99525 | 99525 | C7H8N2O2 |  | Mass | kg | emission | ground | https://ofmpub.epa.gov/sor_internet/registry/substreg/searchandretrieve/substancesearch/search.do?details=displayDetails&selectedSubstanceId=47942 | 1 | Chemicals | 00a5fb3d-3ad1-3cbe-8136-502670ed36c8 | 9499238e-b0eb-35da-aef1-9114f54a0a44 | 20aadc24-a391-41cf-b340-3e4529f44bde | 93a60a56-a3c8-11da-a746-0800200b9a66
3,4-Dichloronitrobenzene | 99-54-7 | 99547 | 99547 | C6H3Cl2NO2 |  | Mass | kg | emission | ground | https://ofmpub.epa.gov/sor_internet/registry/substreg/searchandretrieve/substancesearch/search.do?details=displayDetails&selectedSubstanceId=47941 | 1 | Chemicals | 04c03d51-8371-3fe7-8469-fb42e80f6462 | 9499238e-b0eb-35da-aef1-9114f54a0a44 | 20aadc24-a391-41cf-b340-3e4529f44bde | 93a60a56-a3c8-11da-a746-0800200b9a66
2-Methyl-5-nitroaniline | 99-55-8 | 99558 | 99558 | C7H8N2O2 |  | Mass | kg | emission | ground | https://ofmpub.epa.gov/sor_internet/registry/substreg/searchandretrieve/substancesearch/search.do?details=displayDetails&selectedSubstanceId=87241 | 1 | Chemicals | f53da478-b4d0-3ef2-bcbe-0d9b3c20ecf2 | 9499238e-b0eb-35da-aef1-9114f54a0a44 | 20aadc24-a391-41cf-b340-3e4529f44bde | 93a60a56-a3c8-11da-a746-0800200b9a66
Nitro-o-phenylenediamine | 99-56-9 | 99569 | 99569 | C6H7N3O2 |  | Mass | kg | emission | ground | https://ofmpub.epa.gov/sor_internet/registry/substreg/searchandretrieve/substancesearch/search.do?details=displayDetails&selectedSubstanceId=47940 | 1 | Chemicals | bc783540-50eb-33ce-9490-f97c58211879 | 9499238e-b0eb-35da-aef1-9114f54a0a44 | 20aadc24-a391-41cf-b340-3e4529f44bde | 93a60a56-a3c8-11da-a746-0800200b9a66
2-Amino-4-nitrophenol | 99-57-0 | 99570 | 99570 | C6H6N2O3 |  | Mass | kg | emission | ground | https://ofmpub.epa.gov/sor_internet/registry/substreg/searchandretrieve/substancesearch/search.do?details=displayDetails&selectedSubstanceId=87240 | 1 | Chemicals | e3aeb6dd-12d5-3971-93c6-6bfb113ad297 | 9499238e-b0eb-35da-aef1-9114f54a0a44 | 20aadc24-a391-41cf-b340-3e4529f44bde | 93a60a56-a3c8-11da-a746-0800200b9a66
2-Methoxy-5-nitroaniline | 99-59-2 | 99592 | 99592 | C7H8N2O3 |  | Mass | kg | emission | ground | https://ofmpub.epa.gov/sor_internet/registry/substreg/searchandretrieve/substancesearch/search.do?details=displayDetails&selectedSubstanceId=47939 | 1 | Chemicals | 25b28b80-fa4d-3e2a-827d-6c6a961d73aa | 9499238e-b0eb-35da-aef1-9114f54a0a44 | 20aadc24-a391-41cf-b340-3e4529f44bde | 93a60a56-a3c8-11da-a746-0800200b9a66
Cloquintocet-mexyl | 99607-70-2 | 99607702 | 99607702 | C18H22ClNO3 |  | Mass | kg | emission | ground | https://ofmpub.epa.gov/sor_internet/registry/substreg/searchandretrieve/substancesearch/search.do?details=displayDetails&selectedSubstanceId=76926 | 1 | Chemicals | c8d7c295-276e-3be3-ba9e-07e34070960c | 9499238e-b0eb-35da-aef1-9114f54a0a44 | 20aadc24-a391-41cf-b340-3e4529f44bde | 93a60a56-a3c8-11da-a746-0800200b9a66
Benzaldehyde, 3-nitro- | 99-61-6 | 99616 | 99616 | C7H5NO3 |  | Mass | kg | emission | ground | https://ofmpub.epa.gov/sor_internet/registry/substreg/searchandretrieve/substancesearch/search.do?details=displayDetails&selectedSubstanceId=87156 | 1 | Chemicals | b8cc193b-e88e-3902-8b4c-9f998504dedd | 9499238e-b0eb-35da-aef1-9114f54a0a44 | 20aadc24-a391-41cf-b340-3e4529f44bde | 93a60a56-a3c8-11da-a746-0800200b9a66
m-Dinitrobenzene | 99-65-0 | 99650 | 99650 | C6H4N2O4 |  | Mass | kg | emission | ground | https://ofmpub.epa.gov/sor_internet/registry/substreg/searchandretrieve/substancesearch/search.do?details=displayDetails&selectedSubstanceId=47935 | 1 | Chemicals | 7e94a4ac-9bdf-35e8-9051-27741890020b | 9499238e-b0eb-35da-aef1-9114f54a0a44 | 20aadc24-a391-41cf-b340-3e4529f44bde | 93a60a56-a3c8-11da-a746-0800200b9a66
Valproic acid | 99-66-1 | 99661 | 99661 | C8H16O2 |  | Mass | kg | emission | ground | https://ofmpub.epa.gov/sor_internet/registry/substreg/searchandretrieve/substancesearch/search.do?details=displayDetails&selectedSubstanceId=82242 | 1 | Chemicals | 36c19426-3a10-33b4-9093-80ed4d8c7b05 | 9499238e-b0eb-35da-aef1-9114f54a0a44 | 20aadc24-a391-41cf-b340-3e4529f44bde | 93a60a56-a3c8-11da-a746-0800200b9a66
4-sec-Butylphenol | 99-71-8 | 99718 | 99718 | C10H14O |  | Mass | kg | emission | ground | https://ofmpub.epa.gov/sor_internet/registry/substreg/searchandretrieve/substancesearch/search.do?details=displayDetails&selectedSubstanceId=47933 | 1 | Chemicals | ef54a32f-0e25-3f49-8e4f-5040d441b2cc | 9499238e-b0eb-35da-aef1-9114f54a0a44 | 20aadc24-a391-41cf-b340-3e4529f44bde | 93a60a56-a3c8-11da-a746-0800200b9a66
p-Cymene | 99-87-6 | 99876 | 99876 | C10H14 |  | Mass | kg | emission | ground | https://ofmpub.epa.gov/sor_internet/registry/substreg/searchandretrieve/substancesearch/search.do?details=displayDetails&selectedSubstanceId=47926 | 1 | Chemicals | 0933cc7c-8e37-3b5e-b668-9c318a23ac45 | 9499238e-b0eb-35da-aef1-9114f54a0a44 | 20aadc24-a391-41cf-b340-3e4529f44bde | 93a60a56-a3c8-11da-a746-0800200b9a66
p-Isopropylphenol | 99-89-8 | 99898 | 99898 | C9H12O |  | Mass | kg | emission | ground | https://ofmpub.epa.gov/sor_internet/registry/substreg/searchandretrieve/substancesearch/search.do?details=displayDetails&selectedSubstanceId=87143 | 1 | Chemicals | bb161acd-3a84-3075-b130-bfd6ffa25376 | 9499238e-b0eb-35da-aef1-9114f54a0a44 | 20aadc24-a391-41cf-b340-3e4529f44bde | 93a60a56-a3c8-11da-a746-0800200b9a66
4'-Aminoacetophenone | 99-92-3 | 99923 | 99923 | C8H9NO |  | Mass | kg | emission | ground | https://ofmpub.epa.gov/sor_internet/registry/substreg/searchandretrieve/substancesearch/search.do?details=displayDetails&selectedSubstanceId=87141 | 1 | Chemicals | e2458e1d-590a-3fe6-b313-d5ed32826ccc | 9499238e-b0eb-35da-aef1-9114f54a0a44 | 20aadc24-a391-41cf-b340-3e4529f44bde | 93a60a56-a3c8-11da-a746-0800200b9a66
4-Hydroxyacetophenone | 99-93-4 | 99934 | 99934 | C8H8O2 |  | Mass | kg | emission | ground | https://ofmpub.epa.gov/sor_internet/registry/substreg/searchandretrieve/substancesearch/search.do?details=displayDetails&selectedSubstanceId=47923 | 1 | Chemicals | c598a5ac-e1da-3b25-8b6f-eced12046c8f | 9499238e-b0eb-35da-aef1-9114f54a0a44 | 20aadc24-a391-41cf-b340-3e4529f44bde | 93a60a56-a3c8-11da-a746-0800200b9a66
2-Hydroxypropyl acrylate | 999-61-1 | 999611 | 999611 | C6H10O3 |  | Mass | kg | emission | ground | https://ofmpub.epa.gov/sor_internet/registry/substreg/searchandretrieve/substancesearch/search.do?details=displayDetails&selectedSubstanceId=87140 | 1 | Chemicals | 33eaa144-7d02-3033-b4dd-6d33c098970c | 9499238e-b0eb-35da-aef1-9114f54a0a44 | 20aadc24-a391-41cf-b340-3e4529f44bde | 93a60a56-a3c8-11da-a746-0800200b9a66
p-Hydroxybenzoic acid | 99-96-7 | 99967 | 99967 | C7H6O3 |  | Mass | kg | emission | ground | https://ofmpub.epa.gov/sor_internet/registry/substreg/searchandretrieve/substancesearch/search.do?details=displayDetails&selectedSubstanceId=87139 | 1 | Chemicals | aa91fe76-f927-3ead-aeda-d21945606631 | 9499238e-b0eb-35da-aef1-9114f54a0a44 | 20aadc24-a391-41cf-b340-3e4529f44bde | 93a60a56-a3c8-11da-a746-0800200b9a66
N,N,4-Trimethylaniline | 99-97-8 | 99978 | 99978 | C9H13N |  | Mass | kg | emission | ground | https://ofmpub.epa.gov/sor_internet/registry/substreg/searchandretrieve/substancesearch/search.do?details=displayDetails&selectedSubstanceId=47921 | 1 | Chemicals | 27206c21-aaa1-3dfc-9728-d09567e852f9 | 9499238e-b0eb-35da-aef1-9114f54a0a44 | 20aadc24-a391-41cf-b340-3e4529f44bde | 93a60a56-a3c8-11da-a746-0800200b9a66
Chlormequat chloride | 999-81-5 | 999815 | 999815 | C5H13Cl2N |  | Mass | kg | emission | ground | https://ofmpub.epa.gov/sor_internet/registry/substreg/searchandretrieve/substancesearch/search.do?details=displayDetails&selectedSubstanceId=87138 | 1 | Chemicals | 86961fc3-d5f6-39c9-9d56-8880bb78a1b8 | 9499238e-b0eb-35da-aef1-9114f54a0a44 | 20aadc24-a391-41cf-b340-3e4529f44bde | 93a60a56-a3c8-11da-a746-0800200b9a66
p-Nitrotoluene | 99-99-0 | 99990 | 99990 | C7H7NO2 |  | Mass | kg | emission | ground | https://ofmpub.epa.gov/sor_internet/registry/substreg/searchandretrieve/substancesearch/search.do?details=displayDetails&selectedSubstanceId=87137 | 1 | Chemicals | 0ecab26e-134e-36d8-95a9-82a880be13c2 | 9499238e-b0eb-35da-aef1-9114f54a0a44 | 20aadc24-a391-41cf-b340-3e4529f44bde | 93a60a56-a3c8-11da-a746-0800200b9a66
Carbonodithioic acid, O-butyl ester | 110-50-9 | 110509 | 110509 | - |  | Mass | kg | emission | ground | https://ofmpub.epa.gov/sor_internet/registry/substreg/searchandretrieve/substancesearch/search.do?details=displayDetails&selectedSubstanceId=94363 | 1 | Chemicals | aad4517e-a9f9-3f5c-9b0d-62e4aae073ef | 9499238e-b0eb-35da-aef1-9114f54a0a44 | 20aadc24-a391-41cf-b340-3e4529f44bde | 93a60a56-a3c8-11da-a746-0800200b9a66
Copper, bis(acetato-.kappa.O)diammine- | 13822-80-5 | 13822805 | 13822805 | - |  | Mass | kg | emission | ground | https://ofmpub.epa.gov/sor_internet/registry/substreg/searchandretrieve/substancesearch/search.do?details=displayDetails&selectedSubstanceId=101084 | 1 | Chemicals | 3a788eb7-5e1b-3a43-ac4d-32a811ca3ad1 | 9499238e-b0eb-35da-aef1-9114f54a0a44 | 20aadc24-a391-41cf-b340-3e4529f44bde | 93a60a56-a3c8-11da-a746-0800200b9a66
Mercury, [.mu.-[[3,3'-methylenebis[2-naphthalenesulfonato-.kappa.O]](2-)]]diphenyldi- | 14235-86-0 | 14235860 | 14235860 | - |  | Mass | kg | emission | ground | https://ofmpub.epa.gov/sor_internet/registry/substreg/searchandretrieve/substancesearch/search.do?details=displayDetails&selectedSubstanceId=96883 | 1 | Chemicals | 494bcc15-e6b4-3892-9e65-0eca292c5a43 | 9499238e-b0eb-35da-aef1-9114f54a0a44 | 20aadc24-a391-41cf-b340-3e4529f44bde | 93a60a56-a3c8-11da-a746-0800200b9a66
8-Quinolinecarboxylic acid, 3,7-dichloro-, compd. with N-methylmethanamine (1:1) | 84087-48-9 | 84087489 | 84087489 | - |  | Mass | kg | emission | ground | https://ofmpub.epa.gov/sor_internet/registry/substreg/searchandretrieve/substancesearch/search.do?details=displayDetails&selectedSubstanceId=100935 | 1 | Chemicals | 80814030-9fb2-3918-8315-6f130cf14f50 | 9499238e-b0eb-35da-aef1-9114f54a0a44 | 20aadc24-a391-41cf-b340-3e4529f44bde | 93a60a56-a3c8-11da-a746-0800200b9a66
Sulfur dioxide | 2025884 | 2025884 | 2025884 | O2S |  | Mass | kg | emission | ground | https://ofmpub.epa.gov/sor_internet/registry/substreg/searchandretrieve/substancesearch/search.do?details=displayDetails&selectedSubstanceId=36802 | 1 | Chemicals | 2d29b7fe-f96b-3192-831f-85132e486d93 | 9499238e-b0eb-35da-aef1-9114f54a0a44 | 20aadc24-a391-41cf-b340-3e4529f44bde | 93a60a56-a3c8-11da-a746-0800200b9a66
Boron trifluoride | 2095581 | 2095581 | 2095581 | BF3 |  | Mass | kg | emission | ground | https://ofmpub.epa.gov/sor_internet/registry/substreg/searchandretrieve/substancesearch/search.do?details=displayDetails&selectedSubstanceId=38667 | 1 | Chemicals | 8a4e3cb8-cbc0-33a6-8445-3fd2ab75f463 | 9499238e-b0eb-35da-aef1-9114f54a0a44 | 20aadc24-a391-41cf-b340-3e4529f44bde | 93a60a56-a3c8-11da-a746-0800200b9a66
trans-1,3-Dichloropropene | 10061-02-6 | 10061026 | 10061026 | C3H4Cl2 |  | Mass | kg | emission | ground | https://ofmpub.epa.gov/sor_internet/registry/substreg/searchandretrieve/substancesearch/search.do?details=displayDetails&selectedSubstanceId=39275 | 1 | Chemicals | 9d3e5654-4f54-3f00-b303-ae088a6757ea | 9499238e-b0eb-35da-aef1-9114f54a0a44 | 20aadc24-a391-41cf-b340-3e4529f44bde | 93a60a56-a3c8-11da-a746-0800200b9a66
Nitric oxide | 10102-43-9 | 10102439 | 10102439 | NO |  | Mass | kg | emission | ground | https://ofmpub.epa.gov/sor_internet/registry/substreg/searchandretrieve/substancesearch/search.do?details=displayDetails&selectedSubstanceId=39234 | 1 | Chemicals | 5c075d1a-1dd6-379f-81df-f79ca148bf2e | 9499238e-b0eb-35da-aef1-9114f54a0a44 | 20aadc24-a391-41cf-b340-3e4529f44bde | 93a60a56-a3c8-11da-a746-0800200b9a66
Nitrogen dioxide | 10102-44-0 | 10102440 | 10102440 | NO2 |  | Mass | kg | emission | ground | https://ofmpub.epa.gov/sor_internet/registry/substreg/searchandretrieve/substancesearch/search.do?details=displayDetails&selectedSubstanceId=39233 | 1 | Chemicals | 88dca0a2-bf00-3778-8cc8-ddf90ee06f28 | 9499238e-b0eb-35da-aef1-9114f54a0a44 | 20aadc24-a391-41cf-b340-3e4529f44bde | 93a60a56-a3c8-11da-a746-0800200b9a66
Sodium dichromate | 10588-01-9 | 10588019 | 10588019 | Cr2Na2O7 |  | Mass | kg | emission | ground | https://ofmpub.epa.gov/sor_internet/registry/substreg/searchandretrieve/substancesearch/search.do?details=displayDetails&selectedSubstanceId=96962 | 1 | Chemicals | b20dff35-ca3c-3e8b-bf54-8ab893783ca7 | 9499238e-b0eb-35da-aef1-9114f54a0a44 | 20aadc24-a391-41cf-b340-3e4529f44bde | 93a60a56-a3c8-11da-a746-0800200b9a66
Butane | 106-97-8 | 106978 | 106978 | C4H10 |  | Mass | kg | emission | ground | https://ofmpub.epa.gov/sor_internet/registry/substreg/searchandretrieve/substancesearch/search.do?details=displayDetails&selectedSubstanceId=47492 | 1 | Chemicals | 2ea2e205-4e75-3dd7-88f6-b52d7c6d2b92 | 9499238e-b0eb-35da-aef1-9114f54a0a44 | 20aadc24-a391-41cf-b340-3e4529f44bde | 93a60a56-a3c8-11da-a746-0800200b9a66
2-Methylpentane | 107-83-5 | 107835 | 107835 | C6H14 |  | Mass | kg | emission | ground | https://ofmpub.epa.gov/sor_internet/registry/substreg/searchandretrieve/substancesearch/search.do?details=displayDetails&selectedSubstanceId=47443 | 1 | Chemicals | b446b4f1-7969-3d32-8c1b-c571b9293437 | 9499238e-b0eb-35da-aef1-9114f54a0a44 | 20aadc24-a391-41cf-b340-3e4529f44bde | 93a60a56-a3c8-11da-a746-0800200b9a66
trans-1,4-Dichloro-2-butene | 110-57-6 | 110576 | 110576 | C4H6Cl2 |  | Mass | kg | emission | ground | https://ofmpub.epa.gov/sor_internet/registry/substreg/searchandretrieve/substancesearch/search.do?details=displayDetails&selectedSubstanceId=96270 | 1 | Chemicals | d3c3f75b-b68d-350a-afa6-45f219b349f8 | 9499238e-b0eb-35da-aef1-9114f54a0a44 | 20aadc24-a391-41cf-b340-3e4529f44bde | 93a60a56-a3c8-11da-a746-0800200b9a66
Dodecane | 112-40-3 | 112403 | 112403 | C12H26 |  | Mass | kg | emission | ground | https://ofmpub.epa.gov/sor_internet/registry/substreg/searchandretrieve/substancesearch/search.do?details=displayDetails&selectedSubstanceId=47272 | 1 | Chemicals | 4ed0e78c-deb4-3bd1-85fd-7dec1cec8b1e | 9499238e-b0eb-35da-aef1-9114f54a0a44 | 20aadc24-a391-41cf-b340-3e4529f44bde | 93a60a56-a3c8-11da-a746-0800200b9a66
Eicosane | 112-95-8 | 112958 | 112958 | C20H42 |  | Mass | kg | emission | ground | https://ofmpub.epa.gov/sor_internet/registry/substreg/searchandretrieve/substancesearch/search.do?details=displayDetails&selectedSubstanceId=47183 | 1 | Chemicals | 9f2472e3-a161-3bc4-95d1-2f8b557fdd50 | 9499238e-b0eb-35da-aef1-9114f54a0a44 | 20aadc24-a391-41cf-b340-3e4529f44bde | 93a60a56-a3c8-11da-a746-0800200b9a66
Paraldehyde | 123-63-7 | 123637 | 123637 | C6H12O3 |  | Mass | kg | emission | ground | https://ofmpub.epa.gov/sor_internet/registry/substreg/searchandretrieve/substancesearch/search.do?details=displayDetails&selectedSubstanceId=94701 | 1 | Chemicals | bb221ea7-f44f-37b6-9ab1-147d8eaca5b5 | 9499238e-b0eb-35da-aef1-9114f54a0a44 | 20aadc24-a391-41cf-b340-3e4529f44bde | 93a60a56-a3c8-11da-a746-0800200b9a66
Diethylene glycol monobutyl ether acetate | 124-17-4 | 124174 | 124174 | C10H20O4 |  | Mass | kg | emission | ground | https://ofmpub.epa.gov/sor_internet/registry/substreg/searchandretrieve/substancesearch/search.do?details=displayDetails&selectedSubstanceId=46802 | 1 | Chemicals | 1c747e9a-1d76-3263-bffe-95e2ef5a0205 | 9499238e-b0eb-35da-aef1-9114f54a0a44 | 20aadc24-a391-41cf-b340-3e4529f44bde | 93a60a56-a3c8-11da-a746-0800200b9a66
Carbon dioxide | 124-38-9 | 124389 | 124389 | CO2 |  | Mass | kg | emission | ground | https://ofmpub.epa.gov/sor_internet/registry/substreg/searchandretrieve/substancesearch/search.do?details=displayDetails&selectedSubstanceId=46795 | 1 | Chemicals | 964dc8d4-c074-3636-92b6-3cb1e39e35ee | 9499238e-b0eb-35da-aef1-9114f54a0a44 | 20aadc24-a391-41cf-b340-3e4529f44bde | 93a60a56-a3c8-11da-a746-0800200b9a66
Phosphorus pentoxide | 1314-56-3 | 1314563 | 1314563 | O10P4 |  | Mass | kg | emission | ground | https://ofmpub.epa.gov/sor_internet/registry/substreg/searchandretrieve/substancesearch/search.do?details=displayDetails&selectedSubstanceId=42854 | 1 | Chemicals | 5c3c3f83-fa35-3d0f-9b00-f45cef5431bc | 9499238e-b0eb-35da-aef1-9114f54a0a44 | 20aadc24-a391-41cf-b340-3e4529f44bde | 93a60a56-a3c8-11da-a746-0800200b9a66
Nickel carbonyl | 13463-39-3 | 13463393 | 13463393 | C4NiO4 |  | Mass | kg | emission | ground | https://ofmpub.epa.gov/sor_internet/registry/substreg/searchandretrieve/substancesearch/search.do?details=displayDetails&selectedSubstanceId=60586 | 1 | Chemicals | a4ed2a00-8030-31fd-a591-9e3d26f30809 | 9499238e-b0eb-35da-aef1-9114f54a0a44 | 20aadc24-a391-41cf-b340-3e4529f44bde | 93a60a56-a3c8-11da-a746-0800200b9a66
sec-Butylbenzene | 135-98-8 | 135988 | 135988 | C10H14 |  | Mass | kg | emission | ground | https://ofmpub.epa.gov/sor_internet/registry/substreg/searchandretrieve/substancesearch/search.do?details=displayDetails&selectedSubstanceId=46586 | 1 | Chemicals | eb7fd246-1690-3ed1-9e0e-e393e0a00584 | 9499238e-b0eb-35da-aef1-9114f54a0a44 | 20aadc24-a391-41cf-b340-3e4529f44bde | 93a60a56-a3c8-11da-a746-0800200b9a66
Potassium-40 | 13966-00-2 | 13966002 | 13966002 | - |  | Mass | kg | emission | ground | https://ofmpub.epa.gov/sor_internet/registry/substreg/searchandretrieve/substancesearch/search.do?details=displayDetails&selectedSubstanceId=5247 | 1 | Chemicals | b01f5f81-0feb-3a4a-b0bb-064b685b1b26 | 9499238e-b0eb-35da-aef1-9114f54a0a44 | 20aadc24-a391-41cf-b340-3e4529f44bde | 93a60a56-a3c8-11da-a746-0800200b9a66
Polonium-210 | 13981-52-7 | 13981527 | 13981527 | - |  | Mass | kg | emission | ground | https://ofmpub.epa.gov/sor_internet/registry/substreg/searchandretrieve/substancesearch/search.do?details=displayDetails&selectedSubstanceId=5241 | 1 | Chemicals | eeb94ccf-73df-38a2-b1a2-081ff42d5dff | 9499238e-b0eb-35da-aef1-9114f54a0a44 | 20aadc24-a391-41cf-b340-3e4529f44bde | 93a60a56-a3c8-11da-a746-0800200b9a66
Radium-226 | 13982-63-3 | 13982633 | 13982633 | [226Ra] |  | Mass | kg | emission | ground | https://ofmpub.epa.gov/sor_internet/registry/substreg/searchandretrieve/substancesearch/search.do?details=displayDetails&selectedSubstanceId=5239 | 1 | Chemicals | c6a7c65a-ee0b-3923-80c2-d9331e2f416c | 9499238e-b0eb-35da-aef1-9114f54a0a44 | 20aadc24-a391-41cf-b340-3e4529f44bde | 93a60a56-a3c8-11da-a746-0800200b9a66
Lead-210 | 14255-04-0 | 14255040 | 14255040 | [210Pb] |  | Mass | kg | emission | ground | https://ofmpub.epa.gov/sor_internet/registry/substreg/searchandretrieve/substancesearch/search.do?details=displayDetails&selectedSubstanceId=5236 | 1 | Chemicals | 0b661fe0-345d-320d-bcfb-c476d4b3f82d | 9499238e-b0eb-35da-aef1-9114f54a0a44 | 20aadc24-a391-41cf-b340-3e4529f44bde | 93a60a56-a3c8-11da-a746-0800200b9a66
Orthophosphate | 14265-44-2 | 14265442 | 14265442 | O4P |  | Mass | kg | emission | ground | https://ofmpub.epa.gov/sor_internet/registry/substreg/searchandretrieve/substancesearch/search.do?details=displayDetails&selectedSubstanceId=60773 | 1 | Chemicals | c1e9eedd-b3a1-33e9-90e1-24f449babc43 | 9499238e-b0eb-35da-aef1-9114f54a0a44 | 20aadc24-a391-41cf-b340-3e4529f44bde | 93a60a56-a3c8-11da-a746-0800200b9a66
Thorium-230 | 14269-63-7 | 14269637 | 14269637 | [230Th] |  | Mass | kg | emission | ground | https://ofmpub.epa.gov/sor_internet/registry/substreg/searchandretrieve/substancesearch/search.do?details=displayDetails&selectedSubstanceId=5235 | 1 | Chemicals | 6dcf25a2-2d29-3fdf-be28-70fefa10b7dc | 9499238e-b0eb-35da-aef1-9114f54a0a44 | 20aadc24-a391-41cf-b340-3e4529f44bde | 93a60a56-a3c8-11da-a746-0800200b9a66
Ammonium | 14798-03-9 | 14798039 | 14798039 | H4N |  | Mass | kg | emission | ground | https://ofmpub.epa.gov/sor_internet/registry/substreg/searchandretrieve/substancesearch/search.do?details=displayDetails&selectedSubstanceId=59836 | 1 | Chemicals | 776fbd02-b8b2-3ac6-8090-00d5eda178b3 | 9499238e-b0eb-35da-aef1-9114f54a0a44 | 20aadc24-a391-41cf-b340-3e4529f44bde | 93a60a56-a3c8-11da-a746-0800200b9a66
HCFC-132b | 1649-08-7 | 1649087 | 1649087 | C2H2Cl2F2 |  | Mass | kg | emission | ground | https://ofmpub.epa.gov/sor_internet/registry/substreg/searchandretrieve/substancesearch/search.do?details=displayDetails&selectedSubstanceId=41379 | 1 | Chemicals | ebf6d280-4574-34dc-8b28-cc35676a1e9b | 9499238e-b0eb-35da-aef1-9114f54a0a44 | 20aadc24-a391-41cf-b340-3e4529f44bde | 93a60a56-a3c8-11da-a746-0800200b9a66
Dibenzo[a,i]pyrene | 189-55-9 | 189559 | 189559 | C24H14 |  | Mass | kg | emission | ground | https://ofmpub.epa.gov/sor_internet/registry/substreg/searchandretrieve/substancesearch/search.do?details=displayDetails&selectedSubstanceId=46354 | 1 | Chemicals | 47c77a23-8a55-3a02-aa9b-49331f760c52 | 9499238e-b0eb-35da-aef1-9114f54a0a44 | 20aadc24-a391-41cf-b340-3e4529f44bde | 93a60a56-a3c8-11da-a746-0800200b9a66
Dibenzo[a,h]pyrene | 189-64-0 | 189640 | 189640 | C24H14 |  | Mass | kg | emission | ground | https://ofmpub.epa.gov/sor_internet/registry/substreg/searchandretrieve/substancesearch/search.do?details=displayDetails&selectedSubstanceId=46353 | 1 | Chemicals | 6e6b3329-3900-3abc-8a5e-4895a5211b04 | 9499238e-b0eb-35da-aef1-9114f54a0a44 | 20aadc24-a391-41cf-b340-3e4529f44bde | 93a60a56-a3c8-11da-a746-0800200b9a66
Benzo[ghi]perylene | 191-24-2 | 191242 | 191242 | C22H12 |  | Mass | kg | emission | ground | https://ofmpub.epa.gov/sor_internet/registry/substreg/searchandretrieve/substancesearch/search.do?details=displayDetails&selectedSubstanceId=91912 | 1 | Chemicals | 8137e547-8e46-3796-bb49-4be2791af462 | 9499238e-b0eb-35da-aef1-9114f54a0a44 | 20aadc24-a391-41cf-b340-3e4529f44bde | 93a60a56-a3c8-11da-a746-0800200b9a66
Dibenzo[a,e]pyrene | 192-65-4 | 192654 | 192654 | C24H14 |  | Mass | kg | emission | ground | https://ofmpub.epa.gov/sor_internet/registry/substreg/searchandretrieve/substancesearch/search.do?details=displayDetails&selectedSubstanceId=46350 | 1 | Chemicals | b16d4ede-fa19-3bbe-aaa2-17efff75f65a | 9499238e-b0eb-35da-aef1-9114f54a0a44 | 20aadc24-a391-41cf-b340-3e4529f44bde | 93a60a56-a3c8-11da-a746-0800200b9a66
Indeno[1,2,3-cd]pyrene | 193-39-5 | 193395 | 193395 | C22H12 |  | Mass | kg | emission | ground | https://ofmpub.epa.gov/sor_internet/registry/substreg/searchandretrieve/substancesearch/search.do?details=displayDetails&selectedSubstanceId=46349 | 1 | Chemicals | dd804f62-fb91-3194-b985-6c54045888d0 | 9499238e-b0eb-35da-aef1-9114f54a0a44 | 20aadc24-a391-41cf-b340-3e4529f44bde | 93a60a56-a3c8-11da-a746-0800200b9a66
1,2,3,7,8,9-Hexachlorodibenzo-p-dioxin | 19408-74-3 | 19408743 | 19408743 | C12H2Cl6O2 |  | Mass | kg | emission | ground | https://ofmpub.epa.gov/sor_internet/registry/substreg/searchandretrieve/substancesearch/search.do?details=displayDetails&selectedSubstanceId=91728 | 1 | Chemicals | 5dfeb1de-7eaf-3814-8a40-7343a31892a9 | 9499238e-b0eb-35da-aef1-9114f54a0a44 | 20aadc24-a391-41cf-b340-3e4529f44bde | 93a60a56-a3c8-11da-a746-0800200b9a66
Perylene | 198-55-0 | 198550 | 198550 | C20H12 |  | Mass | kg | emission | ground | https://ofmpub.epa.gov/sor_internet/registry/substreg/searchandretrieve/substancesearch/search.do?details=displayDetails&selectedSubstanceId=46348 | 1 | Chemicals | d717efb7-d64b-3e71-9cba-869d16c308d2 | 9499238e-b0eb-35da-aef1-9114f54a0a44 | 20aadc24-a391-41cf-b340-3e4529f44bde | 93a60a56-a3c8-11da-a746-0800200b9a66
Decachlorobiphenyl | 2051-24-3 | 2051243 | 2051243 | C12Cl10 |  | Mass | kg | emission | ground | https://ofmpub.epa.gov/sor_internet/registry/substreg/searchandretrieve/substancesearch/search.do?details=displayDetails&selectedSubstanceId=93573 | 1 | Chemicals | 40008c83-c2fc-32f5-bac0-9d1250ca9122 | 9499238e-b0eb-35da-aef1-9114f54a0a44 | 20aadc24-a391-41cf-b340-3e4529f44bde | 93a60a56-a3c8-11da-a746-0800200b9a66
Benzo[j]fluoranthene | 205-82-3 | 205823 | 205823 | C20H12 |  | Mass | kg | emission | ground | https://ofmpub.epa.gov/sor_internet/registry/substreg/searchandretrieve/substancesearch/search.do?details=displayDetails&selectedSubstanceId=46346 | 1 | Chemicals | bb5bf94c-29c4-390b-84c1-238bbe6b7c95 | 9499238e-b0eb-35da-aef1-9114f54a0a44 | 20aadc24-a391-41cf-b340-3e4529f44bde | 93a60a56-a3c8-11da-a746-0800200b9a66
Benzo(b)fluoranthene | 205-99-2 | 205992 | 205992 | C20H12 |  | Mass | kg | emission | ground | https://ofmpub.epa.gov/sor_internet/registry/substreg/searchandretrieve/substancesearch/search.do?details=displayDetails&selectedSubstanceId=93562 | 1 | Chemicals | aa2723df-113f-3657-9a6c-acdfb41947bb | 9499238e-b0eb-35da-aef1-9114f54a0a44 | 20aadc24-a391-41cf-b340-3e4529f44bde | 93a60a56-a3c8-11da-a746-0800200b9a66
Benzo[k]fluoranthene | 207-08-9 | 207089 | 207089 | C20H12 |  | Mass | kg | emission | ground | https://ofmpub.epa.gov/sor_internet/registry/substreg/searchandretrieve/substancesearch/search.do?details=displayDetails&selectedSubstanceId=93556 | 1 | Chemicals | 65b6e2e0-d92a-36df-8069-5eb318364624 | 9499238e-b0eb-35da-aef1-9114f54a0a44 | 20aadc24-a391-41cf-b340-3e4529f44bde | 93a60a56-a3c8-11da-a746-0800200b9a66
Acenaphthylene | 208-96-8 | 208968 | 208968 | C12H8 |  | Mass | kg | emission | ground | https://ofmpub.epa.gov/sor_internet/registry/substreg/searchandretrieve/substancesearch/search.do?details=displayDetails&selectedSubstanceId=46344 | 1 | Chemicals | ef94e566-8b7f-33c4-9777-00ea6dea4ca5 | 9499238e-b0eb-35da-aef1-9114f54a0a44 | 20aadc24-a391-41cf-b340-3e4529f44bde | 93a60a56-a3c8-11da-a746-0800200b9a66
Chrysene | 218-01-9 | 218019 | 218019 | C18H12 |  | Mass | kg | emission | ground | https://ofmpub.epa.gov/sor_internet/registry/substreg/searchandretrieve/substancesearch/search.do?details=displayDetails&selectedSubstanceId=93021 | 1 | Chemicals | 2efd8032-807e-3ff2-87a7-54dacbbe058d | 9499238e-b0eb-35da-aef1-9114f54a0a44 | 20aadc24-a391-41cf-b340-3e4529f44bde | 93a60a56-a3c8-11da-a746-0800200b9a66
Dibenz[a,j]acridine | 224-42-0 | 224420 | 224420 | C21H13N |  | Mass | kg | emission | ground | https://ofmpub.epa.gov/sor_internet/registry/substreg/searchandretrieve/substancesearch/search.do?details=displayDetails&selectedSubstanceId=46342 | 1 | Chemicals | afd1cf61-cf41-3336-a785-8d180bfad912 | 9499238e-b0eb-35da-aef1-9114f54a0a44 | 20aadc24-a391-41cf-b340-3e4529f44bde | 93a60a56-a3c8-11da-a746-0800200b9a66
Dibenz[a,h]acridine | 226-36-8 | 226368 | 226368 | C21H13N |  | Mass | kg | emission | ground | https://ofmpub.epa.gov/sor_internet/registry/substreg/searchandretrieve/substancesearch/search.do?details=displayDetails&selectedSubstanceId=92639 | 1 | Chemicals | ebf75384-ad01-3a6d-8fcd-8871a77861d4 | 9499238e-b0eb-35da-aef1-9114f54a0a44 | 20aadc24-a391-41cf-b340-3e4529f44bde | 93a60a56-a3c8-11da-a746-0800200b9a66
Methylmercury(I) | 22967-92-6 | 22967926 | 22967926 | CH3Hg |  | Mass | kg | emission | ground | https://ofmpub.epa.gov/sor_internet/registry/substreg/searchandretrieve/substancesearch/search.do?details=displayDetails&selectedSubstanceId=56269 | 1 | Chemicals | 8fd920cf-23ef-3adf-af6a-4e1e821f8ac5 | 9499238e-b0eb-35da-aef1-9114f54a0a44 | 20aadc24-a391-41cf-b340-3e4529f44bde | 93a60a56-a3c8-11da-a746-0800200b9a66
Hexachlorobiphenyl | 26601-64-9 | 26601649 | 26601649 | - |  | Mass | kg | emission | ground | https://ofmpub.epa.gov/sor_internet/registry/substreg/searchandretrieve/substancesearch/search.do?details=displayDetails&selectedSubstanceId=56134 | 1 | Chemicals | 817d5f35-e107-349a-8027-76298d512229 | 9499238e-b0eb-35da-aef1-9114f54a0a44 | 20aadc24-a391-41cf-b340-3e4529f44bde | 93a60a56-a3c8-11da-a746-0800200b9a66
Tetrachlorobiphenyl | 26914-33-0 | 26914330 | 26914330 | - |  | Mass | kg | emission | ground | https://ofmpub.epa.gov/sor_internet/registry/substreg/searchandretrieve/substancesearch/search.do?details=displayDetails&selectedSubstanceId=93149 | 1 | Chemicals | 055318a6-68cc-346e-b017-d562107d1a50 | 9499238e-b0eb-35da-aef1-9114f54a0a44 | 20aadc24-a391-41cf-b340-3e4529f44bde | 93a60a56-a3c8-11da-a746-0800200b9a66
C.I. Direct Blue 218 | 28407-37-6 | 28407376 | 28407376 | C32H16Cu2N6Na4O16S4 |  | Mass | kg | emission | ground | https://ofmpub.epa.gov/sor_internet/registry/substreg/searchandretrieve/substancesearch/search.do?details=displayDetails&selectedSubstanceId=92583 | 1 | Chemicals | 697e886c-51c6-303d-9859-556d85141c6e | 9499238e-b0eb-35da-aef1-9114f54a0a44 | 20aadc24-a391-41cf-b340-3e4529f44bde | 93a60a56-a3c8-11da-a746-0800200b9a66
Octachlorostyrene | 29082-74-4 | 29082744 | 29082744 | C8Cl8 |  | Mass | kg | emission | ground | https://ofmpub.epa.gov/sor_internet/registry/substreg/searchandretrieve/substancesearch/search.do?details=displayDetails&selectedSubstanceId=59178 | 1 | Chemicals | d9096936-ea4d-37b3-ba70-d5124c04965c | 9499238e-b0eb-35da-aef1-9114f54a0a44 | 20aadc24-a391-41cf-b340-3e4529f44bde | 93a60a56-a3c8-11da-a746-0800200b9a66
1,2,3,4,6,7,8,9-Octachlorodibenzo-p-dioxin | 3268-87-9 | 3268879 | 3268879 | C12Cl8O2 |  | Mass | kg | emission | ground | https://ofmpub.epa.gov/sor_internet/registry/substreg/searchandretrieve/substancesearch/search.do?details=displayDetails&selectedSubstanceId=93296 | 1 | Chemicals | ab56d933-51ed-338d-b6ec-713a4d3e8af4 | 9499238e-b0eb-35da-aef1-9114f54a0a44 | 20aadc24-a391-41cf-b340-3e4529f44bde | 93a60a56-a3c8-11da-a746-0800200b9a66
Dichlorotrifluoroethane | 34077-87-7 | 34077877 | 34077877 | - |  | Mass | kg | emission | ground | https://ofmpub.epa.gov/sor_internet/registry/substreg/searchandretrieve/substancesearch/search.do?details=displayDetails&selectedSubstanceId=55071 | 1 | Chemicals | 8f9f86fa-5066-3d7f-aa39-d0a4148d7111 | 9499238e-b0eb-35da-aef1-9114f54a0a44 | 20aadc24-a391-41cf-b340-3e4529f44bde | 93a60a56-a3c8-11da-a746-0800200b9a66
Hexachlorodibenzo-p-dioxin | 34465-46-8 | 34465468 | 34465468 | - |  | Mass | kg | emission | ground | https://ofmpub.epa.gov/sor_internet/registry/substreg/searchandretrieve/substancesearch/search.do?details=displayDetails&selectedSubstanceId=54633 | 1 | Chemicals | 521f09fb-888c-3846-ae36-77bc0bbb46ef | 9499238e-b0eb-35da-aef1-9114f54a0a44 | 20aadc24-a391-41cf-b340-3e4529f44bde | 93a60a56-a3c8-11da-a746-0800200b9a66
HFC-125 | 354-33-6 | 354336 | 354336 | C2HF5 |  | Mass | kg | emission | ground | https://ofmpub.epa.gov/sor_internet/registry/substreg/searchandretrieve/substancesearch/search.do?details=displayDetails&selectedSubstanceId=46467 | 1 | Chemicals | 452dc78d-21af-3ee2-90bc-eb8235fac310 | 9499238e-b0eb-35da-aef1-9114f54a0a44 | 20aadc24-a391-41cf-b340-3e4529f44bde | 93a60a56-a3c8-11da-a746-0800200b9a66
1,2,3,4,6,7,8-Heptachlorodibenzo-p-dioxin | 35822-46-9 | 35822469 | 35822469 | C12HCl7O2 |  | Mass | kg | emission | ground | https://ofmpub.epa.gov/sor_internet/registry/substreg/searchandretrieve/substancesearch/search.do?details=displayDetails&selectedSubstanceId=92155 | 1 | Chemicals | db3bce71-b32e-3551-b64a-75b2d3649f95 | 9499238e-b0eb-35da-aef1-9114f54a0a44 | 20aadc24-a391-41cf-b340-3e4529f44bde | 93a60a56-a3c8-11da-a746-0800200b9a66
1,2,3,4,6,7,8,9-Octachlorodibenzofuran | 39001-02-0 | 39001020 | 39001020 | C12Cl8O |  | Mass | kg | emission | ground | https://ofmpub.epa.gov/sor_internet/registry/substreg/searchandretrieve/substancesearch/search.do?details=displayDetails&selectedSubstanceId=94109 | 1 | Chemicals | 386756bf-de06-3411-bb86-e08a3a4a5cfe | 9499238e-b0eb-35da-aef1-9114f54a0a44 | 20aadc24-a391-41cf-b340-3e4529f44bde | 93a60a56-a3c8-11da-a746-0800200b9a66
1,2,3,4,7,8-Hexachlorodibenzo-p-dioxin | 39227-28-6 | 39227286 | 39227286 | C12H2Cl6O2 |  | Mass | kg | emission | ground | https://ofmpub.epa.gov/sor_internet/registry/substreg/searchandretrieve/substancesearch/search.do?details=displayDetails&selectedSubstanceId=94099 | 1 | Chemicals | ff911c5c-6822-3d37-98b6-5e47300d1f96 | 9499238e-b0eb-35da-aef1-9114f54a0a44 | 20aadc24-a391-41cf-b340-3e4529f44bde | 93a60a56-a3c8-11da-a746-0800200b9a66
HFC-143a | 420-46-2 | 420462 | 420462 | C2H3F3 |  | Mass | kg | emission | ground | https://ofmpub.epa.gov/sor_internet/registry/substreg/searchandretrieve/substancesearch/search.do?details=displayDetails&selectedSubstanceId=45982 | 1 | Chemicals | 5c591fa0-6d91-3f98-b791-0dc885171b7e | 9499238e-b0eb-35da-aef1-9114f54a0a44 | 20aadc24-a391-41cf-b340-3e4529f44bde | 93a60a56-a3c8-11da-a746-0800200b9a66
Carbonyl sulfide | 463-58-1 | 463581 | 463581 | COS |  | Mass | kg | emission | ground | https://ofmpub.epa.gov/sor_internet/registry/substreg/searchandretrieve/substancesearch/search.do?details=displayDetails&selectedSubstanceId=45878 | 1 | Chemicals | 5b6dc62c-d5a4-39f1-977a-a403d073130e | 9499238e-b0eb-35da-aef1-9114f54a0a44 | 20aadc24-a391-41cf-b340-3e4529f44bde | 93a60a56-a3c8-11da-a746-0800200b9a66
1-Butoxy-2-propanol | 5131-66-8 | 5131668 | 5131668 | C7H16O2 |  | Mass | kg | emission | ground | https://ofmpub.epa.gov/sor_internet/registry/substreg/searchandretrieve/substancesearch/search.do?details=displayDetails&selectedSubstanceId=42282 | 1 | Chemicals | 297c5344-c4e6-3842-a89e-0185126ca510 | 9499238e-b0eb-35da-aef1-9114f54a0a44 | 20aadc24-a391-41cf-b340-3e4529f44bde | 93a60a56-a3c8-11da-a746-0800200b9a66
Famphur | 52-85-7 | 52857 | 52857 | C10H16NO5PS2 |  | Mass | kg | emission | ground | https://ofmpub.epa.gov/sor_internet/registry/substreg/searchandretrieve/substancesearch/search.do?details=displayDetails&selectedSubstanceId=89102 | 1 | Chemicals | edb8ca3a-106e-3cfd-bb72-f275a944d3c8 | 9499238e-b0eb-35da-aef1-9114f54a0a44 | 20aadc24-a391-41cf-b340-3e4529f44bde | 93a60a56-a3c8-11da-a746-0800200b9a66
Hexadecane | 544-76-3 | 544763 | 544763 | C16H34 |  | Mass | kg | emission | ground | https://ofmpub.epa.gov/sor_internet/registry/substreg/searchandretrieve/substancesearch/search.do?details=displayDetails&selectedSubstanceId=45463 | 1 | Chemicals | 5c442d5b-3a7e-3e27-9e1e-60389e0f3b0c | 9499238e-b0eb-35da-aef1-9114f54a0a44 | 20aadc24-a391-41cf-b340-3e4529f44bde | 93a60a56-a3c8-11da-a746-0800200b9a66
Lithium carbonate | 554-13-2 | 554132 | 554132 | CLi2O3 |  | Mass | kg | emission | ground | https://ofmpub.epa.gov/sor_internet/registry/substreg/searchandretrieve/substancesearch/search.do?details=displayDetails&selectedSubstanceId=90347 | 1 | Chemicals | b30c602d-b765-3029-90b4-718adafb2da9 | 9499238e-b0eb-35da-aef1-9114f54a0a44 | 20aadc24-a391-41cf-b340-3e4529f44bde | 93a60a56-a3c8-11da-a746-0800200b9a66
1,2,3,4,7,8,9-Heptachlorodibenzofuran | 55673-89-7 | 55673897 | 55673897 | C12HCl7O |  | Mass | kg | emission | ground | https://ofmpub.epa.gov/sor_internet/registry/substreg/searchandretrieve/substancesearch/search.do?details=displayDetails&selectedSubstanceId=49572 | 1 | Chemicals | 7f0c7e9f-4ab6-3ca4-9c6c-8a0c3b1a2b01 | 9499238e-b0eb-35da-aef1-9114f54a0a44 | 20aadc24-a391-41cf-b340-3e4529f44bde | 93a60a56-a3c8-11da-a746-0800200b9a66
2,3,4,7,8-Pentachlorodibenzofuran | 57117-31-4 | 57117314 | 57117314 | C12H3Cl5O |  | Mass | kg | emission | ground | https://ofmpub.epa.gov/sor_internet/registry/substreg/searchandretrieve/substancesearch/search.do?details=displayDetails&selectedSubstanceId=51072 | 1 | Chemicals | 9e455da2-c873-3347-9f24-75894a821bb1 | 9499238e-b0eb-35da-aef1-9114f54a0a44 | 20aadc24-a391-41cf-b340-3e4529f44bde | 93a60a56-a3c8-11da-a746-0800200b9a66
1,2,3,7,8-Pentachlorodibenzofuran | 57117-41-6 | 57117416 | 57117416 | C12H3Cl5O |  | Mass | kg | emission | ground | https://ofmpub.epa.gov/sor_internet/registry/substreg/searchandretrieve/substancesearch/search.do?details=displayDetails&selectedSubstanceId=89607 | 1 | Chemicals | 2cbe488a-c065-33fb-a98a-eba42111b789 | 9499238e-b0eb-35da-aef1-9114f54a0a44 | 20aadc24-a391-41cf-b340-3e4529f44bde | 93a60a56-a3c8-11da-a746-0800200b9a66
1,2,3,6,7,8-Hexachlorodibenzofuran | 57117-44-9 | 57117449 | 57117449 | C12H2Cl6O |  | Mass | kg | emission | ground | https://ofmpub.epa.gov/sor_internet/registry/substreg/searchandretrieve/substancesearch/search.do?details=displayDetails&selectedSubstanceId=51071 | 1 | Chemicals | 8a0cafd3-8026-3a5b-a25b-91aecc3a82ee | 9499238e-b0eb-35da-aef1-9114f54a0a44 | 20aadc24-a391-41cf-b340-3e4529f44bde | 93a60a56-a3c8-11da-a746-0800200b9a66
Cyanide | 57-12-5 | 57125 | 57125 | CN |  | Mass | kg | emission | ground | https://ofmpub.epa.gov/sor_internet/registry/substreg/searchandretrieve/substancesearch/search.do?details=displayDetails&selectedSubstanceId=89604 | 1 | Chemicals | 2f5efdc6-9861-3e55-b989-2eb4992e808a | 9499238e-b0eb-35da-aef1-9114f54a0a44 | 20aadc24-a391-41cf-b340-3e4529f44bde | 93a60a56-a3c8-11da-a746-0800200b9a66
3-Methylhexane | 589-34-4 | 589344 | 589344 | C7H16 |  | Mass | kg | emission | ground | https://ofmpub.epa.gov/sor_internet/registry/substreg/searchandretrieve/substancesearch/search.do?details=displayDetails&selectedSubstanceId=88878 | 1 | Chemicals | c55f42eb-c802-3f3e-a5b8-8d0a898b81d0 | 9499238e-b0eb-35da-aef1-9114f54a0a44 | 20aadc24-a391-41cf-b340-3e4529f44bde | 93a60a56-a3c8-11da-a746-0800200b9a66
Octadecane | 593-45-3 | 593453 | 593453 | C18H38 |  | Mass | kg | emission | ground | https://ofmpub.epa.gov/sor_internet/registry/substreg/searchandretrieve/substancesearch/search.do?details=displayDetails&selectedSubstanceId=45083 | 1 | Chemicals | 4825ed7c-f2ff-3897-abbb-b2faef245421 | 9499238e-b0eb-35da-aef1-9114f54a0a44 | 20aadc24-a391-41cf-b340-3e4529f44bde | 93a60a56-a3c8-11da-a746-0800200b9a66
2,3,4,6,7,8-Hexachlorodibenzofuran | 60851-34-5 | 60851345 | 60851345 | C12H2Cl6O |  | Mass | kg | emission | ground | https://ofmpub.epa.gov/sor_internet/registry/substreg/searchandretrieve/substancesearch/search.do?details=displayDetails&selectedSubstanceId=50784 | 1 | Chemicals | cefe95d6-1be1-3548-8c92-622f4e691607 | 9499238e-b0eb-35da-aef1-9114f54a0a44 | 20aadc24-a391-41cf-b340-3e4529f44bde | 93a60a56-a3c8-11da-a746-0800200b9a66
p-Ethyltoluene | 622-96-8 | 622968 | 622968 | C9H12 |  | Mass | kg | emission | ground | https://ofmpub.epa.gov/sor_internet/registry/substreg/searchandretrieve/substancesearch/search.do?details=displayDetails&selectedSubstanceId=89572 | 1 | Chemicals | 2cdac858-5dfa-3d81-ba0b-5f84b8f6d914 | 9499238e-b0eb-35da-aef1-9114f54a0a44 | 20aadc24-a391-41cf-b340-3e4529f44bde | 93a60a56-a3c8-11da-a746-0800200b9a66
Tetradecane | 629-59-4 | 629594 | 629594 | C14H30 |  | Mass | kg | emission | ground | https://ofmpub.epa.gov/sor_internet/registry/substreg/searchandretrieve/substancesearch/search.do?details=displayDetails&selectedSubstanceId=44586 | 1 | Chemicals | 4fce03c7-56f0-3bc6-a1b1-ba2daf256765 | 9499238e-b0eb-35da-aef1-9114f54a0a44 | 20aadc24-a391-41cf-b340-3e4529f44bde | 93a60a56-a3c8-11da-a746-0800200b9a66
Heptadecane | 629-78-7 | 629787 | 629787 | C17H36 |  | Mass | kg | emission | ground | https://ofmpub.epa.gov/sor_internet/registry/substreg/searchandretrieve/substancesearch/search.do?details=displayDetails&selectedSubstanceId=89028 | 1 | Chemicals | b7fc4f48-9ca0-3575-ab94-8ceaf130e417 | 9499238e-b0eb-35da-aef1-9114f54a0a44 | 20aadc24-a391-41cf-b340-3e4529f44bde | 93a60a56-a3c8-11da-a746-0800200b9a66
Docosane | 629-97-0 | 629970 | 629970 | C22H46 |  | Mass | kg | emission | ground | https://ofmpub.epa.gov/sor_internet/registry/substreg/searchandretrieve/substancesearch/search.do?details=displayDetails&selectedSubstanceId=89024 | 1 | Chemicals | e41d3a2d-c8b6-348e-960d-401449fd3cd9 | 9499238e-b0eb-35da-aef1-9114f54a0a44 | 20aadc24-a391-41cf-b340-3e4529f44bde | 93a60a56-a3c8-11da-a746-0800200b9a66
1,2,3,4,6,7,8-Heptachlorodibenzofuran | 67562-39-4 | 67562394 | 67562394 | C12HCl7O |  | Mass | kg | emission | ground | https://ofmpub.epa.gov/sor_internet/registry/substreg/searchandretrieve/substancesearch/search.do?details=displayDetails&selectedSubstanceId=73858 | 1 | Chemicals | dfa174ef-47fa-347c-be15-8f0c3f6c892b | 9499238e-b0eb-35da-aef1-9114f54a0a44 | 20aadc24-a391-41cf-b340-3e4529f44bde | 93a60a56-a3c8-11da-a746-0800200b9a66
1,2,3,4,7,8-Hexachlorodibenzofuran | 70648-26-9 | 70648269 | 70648269 | C12H2Cl6O |  | Mass | kg | emission | ground | https://ofmpub.epa.gov/sor_internet/registry/substreg/searchandretrieve/substancesearch/search.do?details=displayDetails&selectedSubstanceId=66666 | 1 | Chemicals | 900d46d2-c88a-3c56-bbbd-e2460948da8e | 9499238e-b0eb-35da-aef1-9114f54a0a44 | 20aadc24-a391-41cf-b340-3e4529f44bde | 93a60a56-a3c8-11da-a746-0800200b9a66
1,2,3,7,8,9-Hexachlorodibenzofuran | 72918-21-9 | 72918219 | 72918219 | C12H2Cl6O |  | Mass | kg | emission | ground | https://ofmpub.epa.gov/sor_internet/registry/substreg/searchandretrieve/substancesearch/search.do?details=displayDetails&selectedSubstanceId=64281 | 1 | Chemicals | 1a665795-729e-346d-beb4-ee2ad700a0e9 | 9499238e-b0eb-35da-aef1-9114f54a0a44 | 20aadc24-a391-41cf-b340-3e4529f44bde | 93a60a56-a3c8-11da-a746-0800200b9a66
Thallium | 7440-28-0 | 7440280 | 7440280 | Tl |  | Mass | kg | emission | ground | https://ofmpub.epa.gov/sor_internet/registry/substreg/searchandretrieve/substancesearch/search.do?details=displayDetails&selectedSubstanceId=36981 | 1 | Chemicals | 8d5f9faf-700b-38ad-a574-dad134f2f8fc | 9499238e-b0eb-35da-aef1-9114f54a0a44 | 20aadc24-a391-41cf-b340-3e4529f44bde | 93a60a56-a3c8-11da-a746-0800200b9a66
Thorium-232 | 7440-29-1 | 7440291 | 7440291 | Th |  | Mass | kg | emission | ground | https://ofmpub.epa.gov/sor_internet/registry/substreg/searchandretrieve/substancesearch/search.do?details=displayDetails&selectedSubstanceId=5256 | 1 | Chemicals | 7109a974-998f-366a-99e8-2872b550377f | 9499238e-b0eb-35da-aef1-9114f54a0a44 | 20aadc24-a391-41cf-b340-3e4529f44bde | 93a60a56-a3c8-11da-a746-0800200b9a66
Titanium | 7440-32-6 | 7440326 | 7440326 | Ti |  | Mass | kg | emission | ground | https://ofmpub.epa.gov/sor_internet/registry/substreg/searchandretrieve/substancesearch/search.do?details=displayDetails&selectedSubstanceId=36978 | 1 | Chemicals | b406ae18-e533-3b6e-ae85-5f45dd8f2adb | 9499238e-b0eb-35da-aef1-9114f54a0a44 | 20aadc24-a391-41cf-b340-3e4529f44bde | 93a60a56-a3c8-11da-a746-0800200b9a66
Beryllium | 7440-41-7 | 7440417 | 7440417 | Be |  | Mass | kg | emission | ground | https://ofmpub.epa.gov/sor_internet/registry/substreg/searchandretrieve/substancesearch/search.do?details=displayDetails&selectedSubstanceId=36837 | 1 | Chemicals | 85909e37-2802-3fff-9bf3-7cff158b6f8c | 9499238e-b0eb-35da-aef1-9114f54a0a44 | 20aadc24-a391-41cf-b340-3e4529f44bde | 93a60a56-a3c8-11da-a746-0800200b9a66
Carbon | 7440-44-0 | 7440440 | 7440440 | C |  | Mass | kg | emission | ground | https://ofmpub.epa.gov/sor_internet/registry/substreg/searchandretrieve/substancesearch/search.do?details=displayDetails&selectedSubstanceId=36834 | 1 | Chemicals | a7a536b3-07d3-3633-a67b-d2ec9272e669 | 9499238e-b0eb-35da-aef1-9114f54a0a44 | 20aadc24-a391-41cf-b340-3e4529f44bde | 93a60a56-a3c8-11da-a746-0800200b9a66
Uranium | 7440-61-1 | 7440611 | 7440611 | U |  | Mass | kg | emission | ground | https://ofmpub.epa.gov/sor_internet/registry/substreg/searchandretrieve/substancesearch/search.do?details=displayDetails&selectedSubstanceId=5255 | 1 | Chemicals | aa69407e-54cd-3601-b61e-7b98b1d63e1f | 9499238e-b0eb-35da-aef1-9114f54a0a44 | 20aadc24-a391-41cf-b340-3e4529f44bde | 93a60a56-a3c8-11da-a746-0800200b9a66
Methane | 74-82-8 | 74828 | 74828 | CH4 |  | Mass | kg | emission | ground | https://ofmpub.epa.gov/sor_internet/registry/substreg/searchandretrieve/substancesearch/search.do?details=displayDetails&selectedSubstanceId=48548 | 1 | Chemicals | 23248002-a06a-321c-80c7-b756187df6a3 | 9499238e-b0eb-35da-aef1-9114f54a0a44 | 20aadc24-a391-41cf-b340-3e4529f44bde | 93a60a56-a3c8-11da-a746-0800200b9a66
Methyl iodide | 74-88-4 | 74884 | 74884 | CH3I |  | Mass | kg | emission | ground | https://ofmpub.epa.gov/sor_internet/registry/substreg/searchandretrieve/substancesearch/search.do?details=displayDetails&selectedSubstanceId=48542 | 1 | Chemicals | a2d20866-36ab-3580-874a-7de66ccb185c | 9499238e-b0eb-35da-aef1-9114f54a0a44 | 20aadc24-a391-41cf-b340-3e4529f44bde | 93a60a56-a3c8-11da-a746-0800200b9a66
Dibromomethane | 74-95-3 | 74953 | 74953 | CH2Br2 |  | Mass | kg | emission | ground | https://ofmpub.epa.gov/sor_internet/registry/substreg/searchandretrieve/substancesearch/search.do?details=displayDetails&selectedSubstanceId=48537 | 1 | Chemicals | 8be51464-2041-322a-992a-88615cfb3781 | 9499238e-b0eb-35da-aef1-9114f54a0a44 | 20aadc24-a391-41cf-b340-3e4529f44bde | 93a60a56-a3c8-11da-a746-0800200b9a66
Propane | 74-98-6 | 74986 | 74986 | C3H8 |  | Mass | kg | emission | ground | https://ofmpub.epa.gov/sor_internet/registry/substreg/searchandretrieve/substancesearch/search.do?details=displayDetails&selectedSubstanceId=48534 | 1 | Chemicals | f30d386b-0ad0-3e9a-a38f-814b90f20410 | 9499238e-b0eb-35da-aef1-9114f54a0a44 | 20aadc24-a391-41cf-b340-3e4529f44bde | 93a60a56-a3c8-11da-a746-0800200b9a66
HFC-32 | 75-10-5 | 75105 | 75105 | CH2F2 |  | Mass | kg | emission | ground | https://ofmpub.epa.gov/sor_internet/registry/substreg/searchandretrieve/substancesearch/search.do?details=displayDetails&selectedSubstanceId=87907 | 1 | Chemicals | 514e6ff7-4b4a-3ab9-855c-17b0a97c9afd | 9499238e-b0eb-35da-aef1-9114f54a0a44 | 20aadc24-a391-41cf-b340-3e4529f44bde | 93a60a56-a3c8-11da-a746-0800200b9a66
1,1-Dichloroethane | 75-34-3 | 75343 | 75343 | C2H4Cl2 |  | Mass | kg | emission | ground | https://ofmpub.epa.gov/sor_internet/registry/substreg/searchandretrieve/substancesearch/search.do?details=displayDetails&selectedSubstanceId=48932 | 1 | Chemicals | 364033b0-9b9d-3c18-962e-dcdee305f043 | 9499238e-b0eb-35da-aef1-9114f54a0a44 | 20aadc24-a391-41cf-b340-3e4529f44bde | 93a60a56-a3c8-11da-a746-0800200b9a66
HFC-152a | 75-37-6 | 75376 | 75376 | C2H4F2 |  | Mass | kg | emission | ground | https://ofmpub.epa.gov/sor_internet/registry/substreg/searchandretrieve/substancesearch/search.do?details=displayDetails&selectedSubstanceId=48930 | 1 | Chemicals | 85d54b87-fc0a-3885-bd2a-d2741986359d | 9499238e-b0eb-35da-aef1-9114f54a0a44 | 20aadc24-a391-41cf-b340-3e4529f44bde | 93a60a56-a3c8-11da-a746-0800200b9a66
HCFC-21 | 75-43-4 | 75434 | 75434 | CHCl2F |  | Mass | kg | emission | ground | https://ofmpub.epa.gov/sor_internet/registry/substreg/searchandretrieve/substancesearch/search.do?details=displayDetails&selectedSubstanceId=48928 | 1 | Chemicals | d5f64d65-24e6-3930-82bf-d3a49a10b308 | 9499238e-b0eb-35da-aef1-9114f54a0a44 | 20aadc24-a391-41cf-b340-3e4529f44bde | 93a60a56-a3c8-11da-a746-0800200b9a66
HCFC-142b | 75-68-3 | 75683 | 75683 | C2H3ClF2 |  | Mass | kg | emission | ground | https://ofmpub.epa.gov/sor_internet/registry/substreg/searchandretrieve/substancesearch/search.do?details=displayDetails&selectedSubstanceId=48914 | 1 | Chemicals | bdeb1fef-d355-362f-9dcc-6c9d94658cb7 | 9499238e-b0eb-35da-aef1-9114f54a0a44 | 20aadc24-a391-41cf-b340-3e4529f44bde | 93a60a56-a3c8-11da-a746-0800200b9a66
CFC-115 | 76-15-3 | 76153 | 76153 | C2ClF5 |  | Mass | kg | emission | ground | https://ofmpub.epa.gov/sor_internet/registry/substreg/searchandretrieve/substancesearch/search.do?details=displayDetails&selectedSubstanceId=87758 | 1 | Chemicals | 5e351d92-c386-324f-957f-aa20db400963 | 9499238e-b0eb-35da-aef1-9114f54a0a44 | 20aadc24-a391-41cf-b340-3e4529f44bde | 93a60a56-a3c8-11da-a746-0800200b9a66
Camphor | 76-22-2 | 76222 | 76222 | C10H16O |  | Mass | kg | emission | ground | https://ofmpub.epa.gov/sor_internet/registry/substreg/searchandretrieve/substancesearch/search.do?details=displayDetails&selectedSubstanceId=48828 | 1 | Chemicals | 98c14073-f4ff-345d-91d8-f32a4c3f5f70 | 9499238e-b0eb-35da-aef1-9114f54a0a44 | 20aadc24-a391-41cf-b340-3e4529f44bde | 93a60a56-a3c8-11da-a746-0800200b9a66
Phosphoric acid | 7664-38-2 | 7664382 | 7664382 | H3O4P |  | Mass | kg | emission | ground | https://ofmpub.epa.gov/sor_internet/registry/substreg/searchandretrieve/substancesearch/search.do?details=displayDetails&selectedSubstanceId=38645 | 1 | Chemicals | 264137e6-d01f-37d5-a3dd-e4faf29f289c | 9499238e-b0eb-35da-aef1-9114f54a0a44 | 20aadc24-a391-41cf-b340-3e4529f44bde | 93a60a56-a3c8-11da-a746-0800200b9a66
Potassium permanganate | 7722-64-7 | 7722647 | 7722647 | KMnO4 |  | Mass | kg | emission | ground | https://ofmpub.epa.gov/sor_internet/registry/substreg/searchandretrieve/substancesearch/search.do?details=displayDetails&selectedSubstanceId=38484 | 1 | Chemicals | a42c1276-3af1-39a1-a239-2659e04f9513 | 9499238e-b0eb-35da-aef1-9114f54a0a44 | 20aadc24-a391-41cf-b340-3e4529f44bde | 93a60a56-a3c8-11da-a746-0800200b9a66
Nitrogen | 7727-37-9 | 7727379 | 7727379 | N2 |  | Mass | kg | emission | ground | https://ofmpub.epa.gov/sor_internet/registry/substreg/searchandretrieve/substancesearch/search.do?details=displayDetails&selectedSubstanceId=38472 | 1 | Chemicals | 11f48647-3835-348d-a54a-a50416a0cfcc | 9499238e-b0eb-35da-aef1-9114f54a0a44 | 20aadc24-a391-41cf-b340-3e4529f44bde | 93a60a56-a3c8-11da-a746-0800200b9a66
Propane, 2,2-dimethoxy- | 77-76-9 | 77769 | 77769 | C5H12O2 |  | Mass | kg | emission | ground | https://ofmpub.epa.gov/sor_internet/registry/substreg/searchandretrieve/substancesearch/search.do?details=displayDetails&selectedSubstanceId=48800 | 1 | Chemicals | a008e80e-8b05-393c-aece-58d33a31cb69 | 9499238e-b0eb-35da-aef1-9114f54a0a44 | 20aadc24-a391-41cf-b340-3e4529f44bde | 93a60a56-a3c8-11da-a746-0800200b9a66
Fluorine | 7782-41-4 | 7782414 | 7782414 | F2 |  | Mass | kg | emission | ground | https://ofmpub.epa.gov/sor_internet/registry/substreg/searchandretrieve/substancesearch/search.do?details=displayDetails&selectedSubstanceId=38148 | 1 | Chemicals | cea456a5-738a-369b-956c-572302b289a0 | 9499238e-b0eb-35da-aef1-9114f54a0a44 | 20aadc24-a391-41cf-b340-3e4529f44bde | 93a60a56-a3c8-11da-a746-0800200b9a66
Nitrous acid | 7782-77-6 | 7782776 | 7782776 | HNO2 |  | Mass | kg | emission | ground | https://ofmpub.epa.gov/sor_internet/registry/substreg/searchandretrieve/substancesearch/search.do?details=displayDetails&selectedSubstanceId=38139 | 1 | Chemicals | 343b14ec-d263-3c66-a5d8-bb36449e9c31 | 9499238e-b0eb-35da-aef1-9114f54a0a44 | 20aadc24-a391-41cf-b340-3e4529f44bde | 93a60a56-a3c8-11da-a746-0800200b9a66
Phosphine | 7803-51-2 | 7803512 | 7803512 | H3P |  | Mass | kg | emission | ground | https://ofmpub.epa.gov/sor_internet/registry/substreg/searchandretrieve/substancesearch/search.do?details=displayDetails&selectedSubstanceId=37301 | 1 | Chemicals | 1b379722-0e68-3924-9685-94f013aa1247 | 9499238e-b0eb-35da-aef1-9114f54a0a44 | 20aadc24-a391-41cf-b340-3e4529f44bde | 93a60a56-a3c8-11da-a746-0800200b9a66
Toluene-2,6-diisocyanate | 91-08-7 | 91087 | 91087 | C9H6N2O2 |  | Mass | kg | emission | ground | https://ofmpub.epa.gov/sor_internet/registry/substreg/searchandretrieve/substancesearch/search.do?details=displayDetails&selectedSubstanceId=48278 | 1 | Chemicals | cde1f72a-30ad-3933-aa77-0ac34446b6d4 | 9499238e-b0eb-35da-aef1-9114f54a0a44 | 20aadc24-a391-41cf-b340-3e4529f44bde | 93a60a56-a3c8-11da-a746-0800200b9a66
2-Chloronaphthalene | 91-58-7 | 91587 | 91587 | C10H7Cl |  | Mass | kg | emission | ground | https://ofmpub.epa.gov/sor_internet/registry/substreg/searchandretrieve/substancesearch/search.do?details=displayDetails&selectedSubstanceId=48260 | 1 | Chemicals | 00dcd3cf-b6ea-3355-97e3-5af5ad970f4a | 9499238e-b0eb-35da-aef1-9114f54a0a44 | 20aadc24-a391-41cf-b340-3e4529f44bde | 93a60a56-a3c8-11da-a746-0800200b9a66
Indene | 95-13-6 | 95136 | 95136 | C9H8 |  | Mass | kg | emission | ground | https://ofmpub.epa.gov/sor_internet/registry/substreg/searchandretrieve/substancesearch/search.do?details=displayDetails&selectedSubstanceId=47768 | 1 | Chemicals | 832c3c16-be4a-3f7b-aff6-eb6f8c19715a | 9499238e-b0eb-35da-aef1-9114f54a0a44 | 20aadc24-a391-41cf-b340-3e4529f44bde | 93a60a56-a3c8-11da-a746-0800200b9a66
3-Methylpentane | 96-14-0 | 96140 | 96140 | C6H14 |  | Mass | kg | emission | ground | https://ofmpub.epa.gov/sor_internet/registry/substreg/searchandretrieve/substancesearch/search.do?details=displayDetails&selectedSubstanceId=48145 | 1 | Chemicals | bba3110f-c935-3674-a439-95bb3c20912e | 9499238e-b0eb-35da-aef1-9114f54a0a44 | 20aadc24-a391-41cf-b340-3e4529f44bde | 93a60a56-a3c8-11da-a746-0800200b9a66
Methylcyclopentane | 96-37-7 | 96377 | 96377 | C6H12 |  | Mass | kg | emission | ground | https://ofmpub.epa.gov/sor_internet/registry/substreg/searchandretrieve/substancesearch/search.do?details=displayDetails&selectedSubstanceId=48131 | 1 | Chemicals | 0944e166-8e5c-3014-a9ed-9bc1fac21db2 | 9499238e-b0eb-35da-aef1-9114f54a0a44 | 20aadc24-a391-41cf-b340-3e4529f44bde | 93a60a56-a3c8-11da-a746-0800200b9a66
.alpha.-Terpineol | 98-55-5 | 98555 | 98555 | C10H18O |  | Mass | kg | emission | ground | https://ofmpub.epa.gov/sor_internet/registry/substreg/searchandretrieve/substancesearch/search.do?details=displayDetails&selectedSubstanceId=47981 | 1 | Chemicals | 405468fd-2159-305b-97dc-62990dc1cf47 | 9499238e-b0eb-35da-aef1-9114f54a0a44 | 20aadc24-a391-41cf-b340-3e4529f44bde | 93a60a56-a3c8-11da-a746-0800200b9a66
p-Chlorobenzotrifluoride | 98-56-6 | 98566 | 98566 | C7H4ClF3 |  | Mass | kg | emission | ground | https://ofmpub.epa.gov/sor_internet/registry/substreg/searchandretrieve/substancesearch/search.do?details=displayDetails&selectedSubstanceId=87281 | 1 | Chemicals | 3c5e53f3-f64f-3e79-8839-7ea8ebfda051 | 9499238e-b0eb-35da-aef1-9114f54a0a44 | 20aadc24-a391-41cf-b340-3e4529f44bde | 93a60a56-a3c8-11da-a746-0800200b9a66
.alpha.-Methylstyrene | 98-83-9 | 98839 | 98839 | C9H10 |  | Mass | kg | emission | ground | https://ofmpub.epa.gov/sor_internet/registry/substreg/searchandretrieve/substancesearch/search.do?details=displayDetails&selectedSubstanceId=87273 | 1 | Chemicals | 265d8b5b-eb2e-3890-abbc-b181c1357194 | 9499238e-b0eb-35da-aef1-9114f54a0a44 | 20aadc24-a391-41cf-b340-3e4529f44bde | 93a60a56-a3c8-11da-a746-0800200b9a66
tert-Amyl methyl ether | 994-05-8 | 994058 | 994058 | C6H14O |  | Mass | kg | emission | ground | https://ofmpub.epa.gov/sor_internet/registry/substreg/searchandretrieve/substancesearch/search.do?details=displayDetails&selectedSubstanceId=43785 | 1 | Chemicals | d7863188-3881-3591-935b-4ff7dfc6ce70 | 9499238e-b0eb-35da-aef1-9114f54a0a44 | 20aadc24-a391-41cf-b340-3e4529f44bde | 93a60a56-a3c8-11da-a746-0800200b9a66
Perfluorohexanesulfonate | 108427-53-8 | 108427538 | 108427538 | C6F13O3S |  | Mass | kg | emission | ground | https://ofmpub.epa.gov/sor_internet/registry/substreg/searchandretrieve/substancesearch/search.do?details=displayDetails&selectedSubstanceId=101731 | 1 | Chemicals | 450d7594-0406-3312-a6b9-296507eb2c28 | 9499238e-b0eb-35da-aef1-9114f54a0a44 | 20aadc24-a391-41cf-b340-3e4529f44bde | 93a60a56-a3c8-11da-a746-0800200b9a66
Selenate | 14124-68-6 | 14124686 | 14124686 | O4Se |  | Mass | kg | emission | ground | https://ofmpub.epa.gov/sor_internet/registry/substreg/searchandretrieve/substancesearch/search.do?details=displayDetails&selectedSubstanceId=96889 | 1 | Chemicals | 015f90ca-68ab-3472-8ba2-f23cc10acfd2 | 9499238e-b0eb-35da-aef1-9114f54a0a44 | 20aadc24-a391-41cf-b340-3e4529f44bde | 93a60a56-a3c8-11da-a746-0800200b9a66
N-Ethyl-N-(2-hydroxyethyl)perfluorooctanesulfonamide | 1691-99-2 | 1691992 | 1691992 | C12H10F17NO3S |  | Mass | kg | emission | ground | https://ofmpub.epa.gov/sor_internet/registry/substreg/searchandretrieve/substancesearch/search.do?details=displayDetails&selectedSubstanceId=93059 | 1 | Chemicals | c1d3c513-ffca-3d29-a9cd-a99f69112ee0 | 9499238e-b0eb-35da-aef1-9114f54a0a44 | 20aadc24-a391-41cf-b340-3e4529f44bde | 93a60a56-a3c8-11da-a746-0800200b9a66
Perfluoroundecanoic acid | 2058-94-8 | 2058948 | 2058948 | C11HF21O2 |  | Mass | kg | emission | ground | https://ofmpub.epa.gov/sor_internet/registry/substreg/searchandretrieve/substancesearch/search.do?details=displayDetails&selectedSubstanceId=101631 | 1 | Chemicals | a20bd029-7504-3473-a157-25b99f21fa48 | 9499238e-b0eb-35da-aef1-9114f54a0a44 | 20aadc24-a391-41cf-b340-3e4529f44bde | 93a60a56-a3c8-11da-a746-0800200b9a66
2-(N-Methylperfluorooctanesulfonamido)acetic acid | 2355-31-9 | 2355319 | 2355319 | C11H6F17NO4S |  | Mass | kg | emission | ground | https://ofmpub.epa.gov/sor_internet/registry/substreg/searchandretrieve/substancesearch/search.do?details=displayDetails&selectedSubstanceId=102997 | 1 | Chemicals | 6d250e8e-5379-388d-92e1-d42aca4944be | 9499238e-b0eb-35da-aef1-9114f54a0a44 | 20aadc24-a391-41cf-b340-3e4529f44bde | 93a60a56-a3c8-11da-a746-0800200b9a66
Perfluorotridecanoic acid | 72629-94-8 | 72629948 | 72629948 | C13HF25O2 |  | Mass | kg | emission | ground | https://ofmpub.epa.gov/sor_internet/registry/substreg/searchandretrieve/substancesearch/search.do?details=displayDetails&selectedSubstanceId=101749 | 1 | Chemicals | e66cd0da-6cb2-39c6-8227-c290be19db44 | 9499238e-b0eb-35da-aef1-9114f54a0a44 | 20aadc24-a391-41cf-b340-3e4529f44bde | 93a60a56-a3c8-11da-a746-0800200b9a66
Dimethyldithiocarbamic acid | 79-45-8 | 79458 | 79458 | C3H7NS2 |  | Mass | kg | emission | ground | https://ofmpub.epa.gov/sor_internet/registry/substreg/searchandretrieve/substancesearch/search.do?details=displayDetails&selectedSubstanceId=100634 | 1 | Chemicals | d4615595-ee2c-3c6a-9da6-80237b5cd26c | 9499238e-b0eb-35da-aef1-9114f54a0a44 | 20aadc24-a391-41cf-b340-3e4529f44bde | 93a60a56-a3c8-11da-a746-0800200b9a66
Tetrahydrocannabinol | 26514 | 26514 | 26514 | C21H30O2 |  | Mass | kg | emission | ground | https://ofmpub.epa.gov/sor_internet/registry/substreg/searchandretrieve/substancesearch/search.do?details=displayDetails&selectedSubstanceId=77948 | 1 | Chemicals | d44697a8-bdc8-323b-9d0e-79289ca2cdbc | 9499238e-b0eb-35da-aef1-9114f54a0a44 | 20aadc24-a391-41cf-b340-3e4529f44bde | 93a60a56-a3c8-11da-a746-0800200b9a66
Niobium | 2023505 | 2023505 | 2023505 | Nb |  | Mass | kg | emission | ground | https://ofmpub.epa.gov/sor_internet/registry/substreg/searchandretrieve/substancesearch/search.do?details=displayDetails&selectedSubstanceId=37002 | 1 | Chemicals | 3e54e5f9-bf3f-39f6-8f3e-e8e1ceb9ec1a | 9499238e-b0eb-35da-aef1-9114f54a0a44 | 20aadc24-a391-41cf-b340-3e4529f44bde | 93a60a56-a3c8-11da-a746-0800200b9a66
Palladium | 2023568 | 2023568 | 2023568 | Pd |  | Mass | kg | emission | ground | https://ofmpub.epa.gov/sor_internet/registry/substreg/searchandretrieve/substancesearch/search.do?details=displayDetails&selectedSubstanceId=37000 | 1 | Chemicals | d512d0fe-9258-353c-981f-6808d25fce0d | 9499238e-b0eb-35da-aef1-9114f54a0a44 | 20aadc24-a391-41cf-b340-3e4529f44bde | 93a60a56-a3c8-11da-a746-0800200b9a66
Platinum | 2023600 | 2023600 | 2023600 | Pt |  | Mass | kg | emission | ground | https://ofmpub.epa.gov/sor_internet/registry/substreg/searchandretrieve/substancesearch/search.do?details=displayDetails&selectedSubstanceId=36999 | 1 | Chemicals | 93338a08-9701-389c-98c2-606183fefcdf | 9499238e-b0eb-35da-aef1-9114f54a0a44 | 20aadc24-a391-41cf-b340-3e4529f44bde | 93a60a56-a3c8-11da-a746-0800200b9a66
Polonium | 2023663 | 2023663 | 2023663 | Po |  | Mass | kg | emission | ground | https://ofmpub.epa.gov/sor_internet/registry/substreg/searchandretrieve/substancesearch/search.do?details=displayDetails&selectedSubstanceId=36997 | 1 | Chemicals | 2cd21566-161e-3467-b82a-397a8b177e3d | 9499238e-b0eb-35da-aef1-9114f54a0a44 | 20aadc24-a391-41cf-b340-3e4529f44bde | 93a60a56-a3c8-11da-a746-0800200b9a66
Potassium | 2023695 | 2023695 | 2023695 | K |  | Mass | kg | emission | ground | https://ofmpub.epa.gov/sor_internet/registry/substreg/searchandretrieve/substancesearch/search.do?details=displayDetails&selectedSubstanceId=36996 | 1 | Chemicals | 621d79aa-e2d2-3297-8270-4ae40d140bf5 | 9499238e-b0eb-35da-aef1-9114f54a0a44 | 20aadc24-a391-41cf-b340-3e4529f44bde | 93a60a56-a3c8-11da-a746-0800200b9a66
Petroleum | 2228840 | 2228840 | 2228840 | - |  | Mass | kg | emission | ground | https://ofmpub.epa.gov/sor_internet/registry/substreg/searchandretrieve/substancesearch/search.do?details=displayDetails&selectedSubstanceId=16136 | 1 | Chemicals | 6eb8af34-dc35-3622-9bbd-4dc3b244e579 | 9499238e-b0eb-35da-aef1-9114f54a0a44 | 20aadc24-a391-41cf-b340-3e4529f44bde | 93a60a56-a3c8-11da-a746-0800200b9a66
Polyacrylic acid | 2594322 | 2594322 | 2594322 | - |  | Mass | kg | emission | ground | https://ofmpub.epa.gov/sor_internet/registry/substreg/searchandretrieve/substancesearch/search.do?details=displayDetails&selectedSubstanceId=37686 | 1 | Chemicals | 6b5509bf-4582-323f-a01d-dd7aea187da8 | 9499238e-b0eb-35da-aef1-9114f54a0a44 | 20aadc24-a391-41cf-b340-3e4529f44bde | 93a60a56-a3c8-11da-a746-0800200b9a66
Sodium polyacrylate | 2594415 | 2594415 | 2594415 | - |  | Mass | kg | emission | ground | https://ofmpub.epa.gov/sor_internet/registry/substreg/searchandretrieve/substancesearch/search.do?details=displayDetails&selectedSubstanceId=37684 | 1 | Chemicals | d96c3bf1-007a-3e17-b198-11f2707ef71a | 9499238e-b0eb-35da-aef1-9114f54a0a44 | 20aadc24-a391-41cf-b340-3e4529f44bde | 93a60a56-a3c8-11da-a746-0800200b9a66
XC Polymer | 2610242 | 2610242 | 2610242 | - |  | Mass | kg | emission | ground | https://ofmpub.epa.gov/sor_internet/registry/substreg/searchandretrieve/substancesearch/search.do?details=displayDetails&selectedSubstanceId=78786 | 1 | Chemicals | 581a5c34-321f-3f89-9181-0042dd80c421 | 9499238e-b0eb-35da-aef1-9114f54a0a44 | 20aadc24-a391-41cf-b340-3e4529f44bde | 93a60a56-a3c8-11da-a746-0800200b9a66
Tritium | 10028-17-8 | 10028178 | 10028178 | T2 |  | Mass | kg | emission | ground | https://ofmpub.epa.gov/sor_internet/registry/substreg/searchandretrieve/substancesearch/search.do?details=displayDetails&selectedSubstanceId=5260 | 1 | Chemicals | 01d1e94b-daf8-35fc-a608-00470ee3c8d0 | 9499238e-b0eb-35da-aef1-9114f54a0a44 | 20aadc24-a391-41cf-b340-3e4529f44bde | 93a60a56-a3c8-11da-a746-0800200b9a66
3-Isothiazolone | 1003-07-2 | 1003072 | 1003072 | C3H3NOS |  | Mass | kg | emission | ground | https://ofmpub.epa.gov/sor_internet/registry/substreg/searchandretrieve/substancesearch/search.do?details=displayDetails&selectedSubstanceId=78858 | 1 | Chemicals | 9ad67510-5436-3795-9dfc-5afd71edc867 | 9499238e-b0eb-35da-aef1-9114f54a0a44 | 20aadc24-a391-41cf-b340-3e4529f44bde | 93a60a56-a3c8-11da-a746-0800200b9a66
Aluminum sulfate | 10043-01-3 | 10043013 | 10043013 | Al2O12S3 |  | Mass | kg | emission | ground | https://ofmpub.epa.gov/sor_internet/registry/substreg/searchandretrieve/substancesearch/search.do?details=displayDetails&selectedSubstanceId=39309 | 1 | Chemicals | c1e92437-6b4d-33a7-9f2e-f05602eaca7e | 9499238e-b0eb-35da-aef1-9114f54a0a44 | 20aadc24-a391-41cf-b340-3e4529f44bde | 93a60a56-a3c8-11da-a746-0800200b9a66
Orthoboric acid | 10043-35-3 | 10043353 | 10043353 | BH3O3 |  | Mass | kg | emission | ground | https://ofmpub.epa.gov/sor_internet/registry/substreg/searchandretrieve/substancesearch/search.do?details=displayDetails&selectedSubstanceId=39305 | 1 | Chemicals | 05447f9b-c851-32ff-a881-31b9c6d7fc9a | 9499238e-b0eb-35da-aef1-9114f54a0a44 | 20aadc24-a391-41cf-b340-3e4529f44bde | 93a60a56-a3c8-11da-a746-0800200b9a66
Calcium chloride | 10043-52-4 | 10043524 | 10043524 | CaCl2 |  | Mass | kg | emission | ground | https://ofmpub.epa.gov/sor_internet/registry/substreg/searchandretrieve/substancesearch/search.do?details=displayDetails&selectedSubstanceId=39304 | 1 | Chemicals | 3b02d5ee-53a9-39fc-97f8-62932a9cf51d | 9499238e-b0eb-35da-aef1-9114f54a0a44 | 20aadc24-a391-41cf-b340-3e4529f44bde | 93a60a56-a3c8-11da-a746-0800200b9a66
Radon | 10043-92-2 | 10043922 | 10043922 | - |  | Mass | kg | emission | ground | https://ofmpub.epa.gov/sor_internet/registry/substreg/searchandretrieve/substancesearch/search.do?details=displayDetails&selectedSubstanceId=39299 | 1 | Chemicals | f1fd9d6f-5f88-3042-a557-43e79870ace9 | 9499238e-b0eb-35da-aef1-9114f54a0a44 | 20aadc24-a391-41cf-b340-3e4529f44bde | 93a60a56-a3c8-11da-a746-0800200b9a66
Cesium-137 | 10045-97-3 | 10045973 | 10045973 | [137Cs] |  | Mass | kg | emission | ground | https://ofmpub.epa.gov/sor_internet/registry/substreg/searchandretrieve/substancesearch/search.do?details=displayDetails&selectedSubstanceId=5259 | 1 | Chemicals | 220d812b-e8de-3e95-aca4-06461bbb1a41 | 9499238e-b0eb-35da-aef1-9114f54a0a44 | 20aadc24-a391-41cf-b340-3e4529f44bde | 93a60a56-a3c8-11da-a746-0800200b9a66
Strontium-90 | 10098-97-2 | 10098972 | 10098972 | [90Sr] |  | Mass | kg | emission | ground | https://ofmpub.epa.gov/sor_internet/registry/substreg/searchandretrieve/substancesearch/search.do?details=displayDetails&selectedSubstanceId=5258 | 1 | Chemicals | 7b1b62c2-6c82-32b2-973e-329a0672fbf7 | 9499238e-b0eb-35da-aef1-9114f54a0a44 | 20aadc24-a391-41cf-b340-3e4529f44bde | 93a60a56-a3c8-11da-a746-0800200b9a66
Sodium hexametaphosphate | 10124-56-8 | 10124568 | 10124568 | Na6O18P6 |  | Mass | kg | emission | ground | https://ofmpub.epa.gov/sor_internet/registry/substreg/searchandretrieve/substancesearch/search.do?details=displayDetails&selectedSubstanceId=39188 | 1 | Chemicals | 2eef18a3-bdd1-31a9-81fb-4766f415083b | 9499238e-b0eb-35da-aef1-9114f54a0a44 | 20aadc24-a391-41cf-b340-3e4529f44bde | 93a60a56-a3c8-11da-a746-0800200b9a66
.beta.-Nitrostyrene | 102-96-5 | 102965 | 102965 | C8H7NO2 |  | Mass | kg | emission | ground | https://ofmpub.epa.gov/sor_internet/registry/substreg/searchandretrieve/substancesearch/search.do?details=displayDetails&selectedSubstanceId=76568 | 1 | Chemicals | 19084873-523e-300c-a3c3-146bbf69bd6b | 9499238e-b0eb-35da-aef1-9114f54a0a44 | 20aadc24-a391-41cf-b340-3e4529f44bde | 93a60a56-a3c8-11da-a746-0800200b9a66
1-Bromo-2-chloroethane | 107-04-0 | 107040 | 107040 | C2H4BrCl |  | Mass | kg | emission | ground | https://ofmpub.epa.gov/sor_internet/registry/substreg/searchandretrieve/substancesearch/search.do?details=displayDetails&selectedSubstanceId=47487 | 1 | Chemicals | fe1d1676-89d4-3c80-857c-9bb7ad08cde6 | 9499238e-b0eb-35da-aef1-9114f54a0a44 | 20aadc24-a391-41cf-b340-3e4529f44bde | 93a60a56-a3c8-11da-a746-0800200b9a66
Chlorophyll c | 11003-45-5 | 11003455 | 11003455 | - |  | Mass | kg | emission | ground | https://ofmpub.epa.gov/sor_internet/registry/substreg/searchandretrieve/substancesearch/search.do?details=displayDetails&selectedSubstanceId=38839 | 1 | Chemicals | 6988e0a3-5830-3f84-9283-940ebc648d19 | 9499238e-b0eb-35da-aef1-9114f54a0a44 | 20aadc24-a391-41cf-b340-3e4529f44bde | 93a60a56-a3c8-11da-a746-0800200b9a66
Dichlorobutene | 11069-19-5 | 11069195 | 11069195 | C4H6Cl2 |  | Mass | kg | emission | ground | https://ofmpub.epa.gov/sor_internet/registry/substreg/searchandretrieve/substancesearch/search.do?details=displayDetails&selectedSubstanceId=83538 | 1 | Chemicals | c14a2e75-86af-3043-ad02-67f9cb649153 | 9499238e-b0eb-35da-aef1-9114f54a0a44 | 20aadc24-a391-41cf-b340-3e4529f44bde | 93a60a56-a3c8-11da-a746-0800200b9a66
Piperidine | 110-89-4 | 110894 | 110894 | C5H11N |  | Mass | kg | emission | ground | https://ofmpub.epa.gov/sor_internet/registry/substreg/searchandretrieve/substancesearch/search.do?details=displayDetails&selectedSubstanceId=46946 | 1 | Chemicals | 0e97654c-05f2-39fd-b3c1-e40203c192da | 9499238e-b0eb-35da-aef1-9114f54a0a44 | 20aadc24-a391-41cf-b340-3e4529f44bde | 93a60a56-a3c8-11da-a746-0800200b9a66
Aroclor 1268 | 11100-14-4 | 11100144 | 11100144 | - |  | Mass | kg | emission | ground | https://ofmpub.epa.gov/sor_internet/registry/substreg/searchandretrieve/substancesearch/search.do?details=displayDetails&selectedSubstanceId=38810 | 1 | Chemicals | 4912d3d1-9fdf-36fa-b46b-28c7cc30510c | 9499238e-b0eb-35da-aef1-9114f54a0a44 | 20aadc24-a391-41cf-b340-3e4529f44bde | 93a60a56-a3c8-11da-a746-0800200b9a66
1,2-Bis(2-chloroethoxy)ethane | 112-26-5 | 112265 | 112265 | C6H12Cl2O2 |  | Mass | kg | emission | ground | https://ofmpub.epa.gov/sor_internet/registry/substreg/searchandretrieve/substancesearch/search.do?details=displayDetails&selectedSubstanceId=47281 | 1 | Chemicals | b755b34a-c2a6-3e81-8ebe-dca0e66e9748 | 9499238e-b0eb-35da-aef1-9114f54a0a44 | 20aadc24-a391-41cf-b340-3e4529f44bde | 93a60a56-a3c8-11da-a746-0800200b9a66
3,3'-Dimethoxybenzidine | 119-90-4 | 119904 | 119904 | C14H16N2O2 |  | Mass | kg | emission | ground | https://ofmpub.epa.gov/sor_internet/registry/substreg/searchandretrieve/substancesearch/search.do?details=displayDetails&selectedSubstanceId=47040 | 1 | Chemicals | be5465a5-21ef-321a-a128-27ff8124903f | 9499238e-b0eb-35da-aef1-9114f54a0a44 | 20aadc24-a391-41cf-b340-3e4529f44bde | 93a60a56-a3c8-11da-a746-0800200b9a66
Chrysotile | 12001-29-5 | 12001295 | 12001295 | - |  | Mass | kg | emission | ground | https://ofmpub.epa.gov/sor_internet/registry/substreg/searchandretrieve/substancesearch/search.do?details=displayDetails&selectedSubstanceId=62303 | 1 | Chemicals | 6c5dc7b8-0cc8-3512-870a-bbbe3dc5445e | 9499238e-b0eb-35da-aef1-9114f54a0a44 | 20aadc24-a391-41cf-b340-3e4529f44bde | 93a60a56-a3c8-11da-a746-0800200b9a66
Isosafrole | 120-58-1 | 120581 | 120581 | C10H10O2 |  | Mass | kg | emission | ground | https://ofmpub.epa.gov/sor_internet/registry/substreg/searchandretrieve/substancesearch/search.do?details=displayDetails&selectedSubstanceId=47016 | 1 | Chemicals | 45d9c312-94c4-39ed-9df7-a891c14b63a6 | 9499238e-b0eb-35da-aef1-9114f54a0a44 | 20aadc24-a391-41cf-b340-3e4529f44bde | 93a60a56-a3c8-11da-a746-0800200b9a66
2,4-Di-tert-amylphenol | 120-95-6 | 120956 | 120956 | C16H26O |  | Mass | kg | emission | ground | https://ofmpub.epa.gov/sor_internet/registry/substreg/searchandretrieve/substancesearch/search.do?details=displayDetails&selectedSubstanceId=94930 | 1 | Chemicals | 07d8df6d-dc5d-3c1a-927f-c0610f20b6de | 9499238e-b0eb-35da-aef1-9114f54a0a44 | 20aadc24-a391-41cf-b340-3e4529f44bde | 93a60a56-a3c8-11da-a746-0800200b9a66
Potassium oxide | 12136-45-7 | 12136457 | 12136457 | K2O |  | Mass | kg | emission | ground | https://ofmpub.epa.gov/sor_internet/registry/substreg/searchandretrieve/substancesearch/search.do?details=displayDetails&selectedSubstanceId=60190 | 1 | Chemicals | be1d9810-07a6-3117-af35-bafcef1ce132 | 9499238e-b0eb-35da-aef1-9114f54a0a44 | 20aadc24-a391-41cf-b340-3e4529f44bde | 93a60a56-a3c8-11da-a746-0800200b9a66
Attapulgite | 12174-11-7 | 12174117 | 12174117 | - |  | Mass | kg | emission | ground | https://ofmpub.epa.gov/sor_internet/registry/substreg/searchandretrieve/substancesearch/search.do?details=displayDetails&selectedSubstanceId=59952 | 1 | Chemicals | e7d217a7-c6e2-3705-b92a-91ecbea62ea1 | 9499238e-b0eb-35da-aef1-9114f54a0a44 | 20aadc24-a391-41cf-b340-3e4529f44bde | 93a60a56-a3c8-11da-a746-0800200b9a66
Phenoxyacetic acid | 122-59-8 | 122598 | 122598 | C8H8O3 |  | Mass | kg | emission | ground | https://ofmpub.epa.gov/sor_internet/registry/substreg/searchandretrieve/substancesearch/search.do?details=displayDetails&selectedSubstanceId=47251 | 1 | Chemicals | 3da5a28b-675b-3bf4-8464-a3e314bc4f5a | 9499238e-b0eb-35da-aef1-9114f54a0a44 | 20aadc24-a391-41cf-b340-3e4529f44bde | 93a60a56-a3c8-11da-a746-0800200b9a66
Hydrogen ion | 12408-02-5 | 12408025 | 12408025 | - |  | Mass | kg | emission | ground | https://ofmpub.epa.gov/sor_internet/registry/substreg/searchandretrieve/substancesearch/search.do?details=displayDetails&selectedSubstanceId=62233 | 1 | Chemicals | bb6c6948-7581-3000-8f94-38508728819b | 9499238e-b0eb-35da-aef1-9114f54a0a44 | 20aadc24-a391-41cf-b340-3e4529f44bde | 93a60a56-a3c8-11da-a746-0800200b9a66
Tetrachlorobenzene | 12408-10-5 | 12408105 | 12408105 | - |  | Mass | kg | emission | ground | https://ofmpub.epa.gov/sor_internet/registry/substreg/searchandretrieve/substancesearch/search.do?details=displayDetails&selectedSubstanceId=83524 | 1 | Chemicals | 5df26e0b-c887-34f2-a301-3180d2b3ce24 | 9499238e-b0eb-35da-aef1-9114f54a0a44 | 20aadc24-a391-41cf-b340-3e4529f44bde | 93a60a56-a3c8-11da-a746-0800200b9a66
Tetrakis(hydroxymethyl)phosphonium chloride | 124-64-1 | 124641 | 124641 | C4H12ClO4P |  | Mass | kg | emission | ground | https://ofmpub.epa.gov/sor_internet/registry/substreg/searchandretrieve/substancesearch/search.do?details=displayDetails&selectedSubstanceId=46790 | 1 | Chemicals | f53dddcf-8729-3bb7-938a-2e0d0b7d95f9 | 9499238e-b0eb-35da-aef1-9114f54a0a44 | 20aadc24-a391-41cf-b340-3e4529f44bde | 93a60a56-a3c8-11da-a746-0800200b9a66
Alpha particle | 12587-46-1 | 12587461 | 12587461 | He |  | Mass | kg | emission | ground | https://ofmpub.epa.gov/sor_internet/registry/substreg/searchandretrieve/substancesearch/search.do?details=displayDetails&selectedSubstanceId=62199 | 1 | Chemicals | b9939e33-8fdf-31c9-80b0-23c5051aa77e | 9499238e-b0eb-35da-aef1-9114f54a0a44 | 20aadc24-a391-41cf-b340-3e4529f44bde | 93a60a56-a3c8-11da-a746-0800200b9a66
Beta particle | 12587-47-2 | 12587472 | 12587472 | - |  | Mass | kg | emission | ground | https://ofmpub.epa.gov/sor_internet/registry/substreg/searchandretrieve/substancesearch/search.do?details=displayDetails&selectedSubstanceId=62198 | 1 | Chemicals | 4065e2ab-6dc7-3c1d-925b-4ae934124ce8 | 9499238e-b0eb-35da-aef1-9114f54a0a44 | 20aadc24-a391-41cf-b340-3e4529f44bde | 93a60a56-a3c8-11da-a746-0800200b9a66
2-Ethyl-2-methyl-1,3-dioxolane | 126-39-6 | 126396 | 126396 | C6H12O2 |  | Mass | kg | emission | ground | https://ofmpub.epa.gov/sor_internet/registry/substreg/searchandretrieve/substancesearch/search.do?details=displayDetails&selectedSubstanceId=94465 | 1 | Chemicals | 207353e3-950c-38a5-862f-fca8400f50c6 | 9499238e-b0eb-35da-aef1-9114f54a0a44 | 20aadc24-a391-41cf-b340-3e4529f44bde | 93a60a56-a3c8-11da-a746-0800200b9a66
O,O,O-Triethyl phosphorothioate | 126-68-1 | 126681 | 126681 | C6H15O3PS |  | Mass | kg | emission | ground | https://ofmpub.epa.gov/sor_internet/registry/substreg/searchandretrieve/substancesearch/search.do?details=displayDetails&selectedSubstanceId=46769 | 1 | Chemicals | 706f0afd-8faf-3f34-9548-d67f8702c2f3 | 9499238e-b0eb-35da-aef1-9114f54a0a44 | 20aadc24-a391-41cf-b340-3e4529f44bde | 93a60a56-a3c8-11da-a746-0800200b9a66
Clam-trol CT 1 | 126851-28-3 | 126851283 | 126851283 | - |  | Mass | kg | emission | ground | https://ofmpub.epa.gov/sor_internet/registry/substreg/searchandretrieve/substancesearch/search.do?details=displayDetails&selectedSubstanceId=80389 | 1 | Chemicals | 9c7e2075-4939-36a0-9c00-e5f132d36b30 | 9499238e-b0eb-35da-aef1-9114f54a0a44 | 20aadc24-a391-41cf-b340-3e4529f44bde | 93a60a56-a3c8-11da-a746-0800200b9a66
2,4,7,9-Tetramethyl-5-decyne-4,7-diol | 126-86-3 | 126863 | 126863 | C14H26O2 |  | Mass | kg | emission | ground | https://ofmpub.epa.gov/sor_internet/registry/substreg/searchandretrieve/substancesearch/search.do?details=displayDetails&selectedSubstanceId=46763 | 1 | Chemicals | 990d859d-d727-38ca-ab1a-b0245ca938cd | 9499238e-b0eb-35da-aef1-9114f54a0a44 | 20aadc24-a391-41cf-b340-3e4529f44bde | 93a60a56-a3c8-11da-a746-0800200b9a66
Diphenylsulfone | 127-63-9 | 127639 | 127639 | C12H10O2S |  | Mass | kg | emission | ground | https://ofmpub.epa.gov/sor_internet/registry/substreg/searchandretrieve/substancesearch/search.do?details=displayDetails&selectedSubstanceId=94453 | 1 | Chemicals | a5c96df4-7604-31fb-be51-0c9b3d24598c | 9499238e-b0eb-35da-aef1-9114f54a0a44 | 20aadc24-a391-41cf-b340-3e4529f44bde | 93a60a56-a3c8-11da-a746-0800200b9a66
Sulfabenzamide | 127-71-9 | 127719 | 127719 | C13H12N2O3S |  | Mass | kg | emission | ground | https://ofmpub.epa.gov/sor_internet/registry/substreg/searchandretrieve/substancesearch/search.do?details=displayDetails&selectedSubstanceId=94451 | 1 | Chemicals | 37d6fc86-ef79-3cc9-be4a-0c893b565eb6 | 9499238e-b0eb-35da-aef1-9114f54a0a44 | 20aadc24-a391-41cf-b340-3e4529f44bde | 93a60a56-a3c8-11da-a746-0800200b9a66
Calcium oxide | 1305-78-8 | 1305788 | 1305788 | CaO |  | Mass | kg | emission | ground | https://ofmpub.epa.gov/sor_internet/registry/substreg/searchandretrieve/substancesearch/search.do?details=displayDetails&selectedSubstanceId=43618 | 1 | Chemicals | 081394ec-add5-37b4-a79e-720c45bf59c1 | 9499238e-b0eb-35da-aef1-9114f54a0a44 | 20aadc24-a391-41cf-b340-3e4529f44bde | 93a60a56-a3c8-11da-a746-0800200b9a66
Ammonium picrate | 131-74-8 | 131748 | 131748 | C6H6N4O7 |  | Mass | kg | emission | ground | https://ofmpub.epa.gov/sor_internet/registry/substreg/searchandretrieve/substancesearch/search.do?details=displayDetails&selectedSubstanceId=46662 | 1 | Chemicals | 2892a7d0-458b-3608-909d-ff8f1d34bf21 | 9499238e-b0eb-35da-aef1-9114f54a0a44 | 20aadc24-a391-41cf-b340-3e4529f44bde | 93a60a56-a3c8-11da-a746-0800200b9a66
Hematite | 1317-60-8 | 1317608 | 1317608 | - |  | Mass | kg | emission | ground | https://ofmpub.epa.gov/sor_internet/registry/substreg/searchandretrieve/substancesearch/search.do?details=displayDetails&selectedSubstanceId=43243 | 1 | Chemicals | baa0cc2b-8b45-3dae-89b7-4490abcd0298 | 9499238e-b0eb-35da-aef1-9114f54a0a44 | 20aadc24-a391-41cf-b340-3e4529f44bde | 93a60a56-a3c8-11da-a746-0800200b9a66
Chrysotile asbestos | 132207-32-0 | 132207320 | 132207320 | - |  | Mass | kg | emission | ground | https://ofmpub.epa.gov/sor_internet/registry/substreg/searchandretrieve/substancesearch/search.do?details=displayDetails&selectedSubstanceId=76803 | 1 | Chemicals | efe2ffbc-cab8-3bf4-a424-85c0d6948375 | 9499238e-b0eb-35da-aef1-9114f54a0a44 | 20aadc24-a391-41cf-b340-3e4529f44bde | 93a60a56-a3c8-11da-a746-0800200b9a66
Chlorpheniramine | 132-22-9 | 132229 | 132229 | C16H19ClN2 |  | Mass | kg | emission | ground | https://ofmpub.epa.gov/sor_internet/registry/substreg/searchandretrieve/substancesearch/search.do?details=displayDetails&selectedSubstanceId=46657 | 1 | Chemicals | f140e1ce-903b-3fe7-a47d-e64f14ce5f7f | 9499238e-b0eb-35da-aef1-9114f54a0a44 | 20aadc24-a391-41cf-b340-3e4529f44bde | 93a60a56-a3c8-11da-a746-0800200b9a66
Radium-224 | 13233-32-4 | 13233324 | 13233324 | - |  | Mass | kg | emission | ground | https://ofmpub.epa.gov/sor_internet/registry/substreg/searchandretrieve/substancesearch/search.do?details=displayDetails&selectedSubstanceId=5237 | 1 | Chemicals | 19c3d254-0728-321c-8b4b-730d08915c1e | 9499238e-b0eb-35da-aef1-9114f54a0a44 | 20aadc24-a391-41cf-b340-3e4529f44bde | 93a60a56-a3c8-11da-a746-0800200b9a66
ar,ar'-Dimethoxybenzidine | 1331-53-9 | 1331539 | 1331539 | - |  | Mass | kg | emission | ground | https://ofmpub.epa.gov/sor_internet/registry/substreg/searchandretrieve/substancesearch/search.do?details=displayDetails&selectedSubstanceId=43028 | 1 | Chemicals | c2b890ab-9166-3f56-bd76-409072c2bb31 | 9499238e-b0eb-35da-aef1-9114f54a0a44 | 20aadc24-a391-41cf-b340-3e4529f44bde | 93a60a56-a3c8-11da-a746-0800200b9a66
Methyl ethyl ketone peroxide | 1338-23-4 | 1338234 | 1338234 | C8H18O6 |  | Mass | kg | emission | ground | https://ofmpub.epa.gov/sor_internet/registry/substreg/searchandretrieve/substancesearch/search.do?details=displayDetails&selectedSubstanceId=42969 | 1 | Chemicals | ee2396a6-5d03-3dec-95c1-ed905548f821 | 9499238e-b0eb-35da-aef1-9114f54a0a44 | 20aadc24-a391-41cf-b340-3e4529f44bde | 93a60a56-a3c8-11da-a746-0800200b9a66
Ferricyanide | 13408-62-3 | 13408623 | 13408623 | - |  | Mass | kg | emission | ground | https://ofmpub.epa.gov/sor_internet/registry/substreg/searchandretrieve/substancesearch/search.do?details=displayDetails&selectedSubstanceId=81068 | 1 | Chemicals | d0ec252b-a317-3196-8d22-8370a7d7b498 | 9499238e-b0eb-35da-aef1-9114f54a0a44 | 20aadc24-a391-41cf-b340-3e4529f44bde | 93a60a56-a3c8-11da-a746-0800200b9a66
Ferrocyanide | 13408-63-4 | 13408634 | 13408634 | C6FeN6 |  | Mass | kg | emission | ground | https://ofmpub.epa.gov/sor_internet/registry/substreg/searchandretrieve/substancesearch/search.do?details=displayDetails&selectedSubstanceId=61028 | 1 | Chemicals | a4ef21e2-1fc2-356f-82da-65cb5c6d8b69 | 9499238e-b0eb-35da-aef1-9114f54a0a44 | 20aadc24-a391-41cf-b340-3e4529f44bde | 93a60a56-a3c8-11da-a746-0800200b9a66
Ephedrine sulfate | 134-72-5 | 134725 | 134725 | C20H32N2O6S |  | Mass | kg | emission | ground | https://ofmpub.epa.gov/sor_internet/registry/substreg/searchandretrieve/substancesearch/search.do?details=displayDetails&selectedSubstanceId=46616 | 1 | Chemicals | 5adf0271-b73e-33ca-93ec-4dade43f9a9f | 9499238e-b0eb-35da-aef1-9114f54a0a44 | 20aadc24-a391-41cf-b340-3e4529f44bde | 93a60a56-a3c8-11da-a746-0800200b9a66
Tellurium | 13494-80-9 | 13494809 | 13494809 | Te |  | Mass | kg | emission | ground | https://ofmpub.epa.gov/sor_internet/registry/substreg/searchandretrieve/substancesearch/search.do?details=displayDetails&selectedSubstanceId=60326 | 1 | Chemicals | 867588b0-27af-39be-95c8-ac3ee0ecddb7 | 9499238e-b0eb-35da-aef1-9114f54a0a44 | 20aadc24-a391-41cf-b340-3e4529f44bde | 93a60a56-a3c8-11da-a746-0800200b9a66
Bis(hexachlorocyclopentadieno)cyclooctane | 13560-89-9 | 13560899 | 13560899 | C18H12Cl12 |  | Mass | kg | emission | ground | https://ofmpub.epa.gov/sor_internet/registry/substreg/searchandretrieve/substancesearch/search.do?details=displayDetails&selectedSubstanceId=97858 | 1 | Chemicals | 851f105b-150a-3445-b39c-b8f5edc6f5f7 | 9499238e-b0eb-35da-aef1-9114f54a0a44 | 20aadc24-a391-41cf-b340-3e4529f44bde | 93a60a56-a3c8-11da-a746-0800200b9a66
Bromine chloride | 13863-41-7 | 13863417 | 13863417 | BrCl |  | Mass | kg | emission | ground | https://ofmpub.epa.gov/sor_internet/registry/substreg/searchandretrieve/substancesearch/search.do?details=displayDetails&selectedSubstanceId=61670 | 1 | Chemicals | 7ca04501-78cc-3670-826a-d674fcaa72ac | 9499238e-b0eb-35da-aef1-9114f54a0a44 | 20aadc24-a391-41cf-b340-3e4529f44bde | 93a60a56-a3c8-11da-a746-0800200b9a66
Uranium-236 | 13982-70-2 | 13982702 | 13982702 | [236U] |  | Mass | kg | emission | ground | https://ofmpub.epa.gov/sor_internet/registry/substreg/searchandretrieve/substancesearch/search.do?details=displayDetails&selectedSubstanceId=5238 | 1 | Chemicals | 0aef5faf-436e-323f-b4eb-603cb115fac6 | 9499238e-b0eb-35da-aef1-9114f54a0a44 | 20aadc24-a391-41cf-b340-3e4529f44bde | 93a60a56-a3c8-11da-a746-0800200b9a66
Selenite | 14124-67-5 | 14124675 | 14124675 | O3Se |  | Mass | kg | emission | ground | https://ofmpub.epa.gov/sor_internet/registry/substreg/searchandretrieve/substancesearch/search.do?details=displayDetails&selectedSubstanceId=96890 | 1 | Chemicals | 77d494ea-edb3-3962-92b4-8cd91a613cdd | 9499238e-b0eb-35da-aef1-9114f54a0a44 | 20aadc24-a391-41cf-b340-3e4529f44bde | 93a60a56-a3c8-11da-a746-0800200b9a66
Technetium-99 | 14133-76-7 | 14133767 | 14133767 | [99Tc] |  | Mass | kg | emission | ground | https://ofmpub.epa.gov/sor_internet/registry/substreg/searchandretrieve/substancesearch/search.do?details=displayDetails&selectedSubstanceId=5144 | 1 | Chemicals | 864b92fb-365b-3db3-890d-c48d5473aa4e | 9499238e-b0eb-35da-aef1-9114f54a0a44 | 20aadc24-a391-41cf-b340-3e4529f44bde | 93a60a56-a3c8-11da-a746-0800200b9a66
Pentafluorobutane | 141529-32-0 | 141529320 | 141529320 | - |  | Mass | kg | emission | ground | https://ofmpub.epa.gov/sor_internet/registry/substreg/searchandretrieve/substancesearch/search.do?details=displayDetails&selectedSubstanceId=80667 | 1 | Chemicals | c03d0071-6247-33a9-9213-ab7ca60f53b2 | 9499238e-b0eb-35da-aef1-9114f54a0a44 | 20aadc24-a391-41cf-b340-3e4529f44bde | 93a60a56-a3c8-11da-a746-0800200b9a66
Sulfite | 14265-45-3 | 14265453 | 14265453 | O3S |  | Mass | kg | emission | ground | https://ofmpub.epa.gov/sor_internet/registry/substreg/searchandretrieve/substancesearch/search.do?details=displayDetails&selectedSubstanceId=97716 | 1 | Chemicals | c8e2fe6b-91f1-3593-829b-04b38aec44ab | 9499238e-b0eb-35da-aef1-9114f54a0a44 | 20aadc24-a391-41cf-b340-3e4529f44bde | 93a60a56-a3c8-11da-a746-0800200b9a66
Hydroxide | 14280-30-9 | 14280309 | 14280309 | HO |  | Mass | kg | emission | ground | https://ofmpub.epa.gov/sor_internet/registry/substreg/searchandretrieve/substancesearch/search.do?details=displayDetails&selectedSubstanceId=85321 | 1 | Chemicals | c17beaef-45ce-390b-9abf-e8979451f829 | 9499238e-b0eb-35da-aef1-9114f54a0a44 | 20aadc24-a391-41cf-b340-3e4529f44bde | 93a60a56-a3c8-11da-a746-0800200b9a66
Azide | 14343-69-2 | 14343692 | 14343692 | N3 |  | Mass | kg | emission | ground | https://ofmpub.epa.gov/sor_internet/registry/substreg/searchandretrieve/substancesearch/search.do?details=displayDetails&selectedSubstanceId=81032 | 1 | Chemicals | 0c37bbda-e403-3e84-8121-bf9d1d6f2276 | 9499238e-b0eb-35da-aef1-9114f54a0a44 | 20aadc24-a391-41cf-b340-3e4529f44bde | 93a60a56-a3c8-11da-a746-0800200b9a66
Thiosulfate | 14383-50-7 | 14383507 | 14383507 | - |  | Mass | kg | emission | ground | https://ofmpub.epa.gov/sor_internet/registry/substreg/searchandretrieve/substancesearch/search.do?details=displayDetails&selectedSubstanceId=60534 | 1 | Chemicals | ae38ad90-a6c1-3748-b7ca-940530e27e86 | 9499238e-b0eb-35da-aef1-9114f54a0a44 | 20aadc24-a391-41cf-b340-3e4529f44bde | 93a60a56-a3c8-11da-a746-0800200b9a66
Trimethyl orthoacetate | 1445-45-0 | 1445450 | 1445450 | C5H12O3 |  | Mass | kg | emission | ground | https://ofmpub.epa.gov/sor_internet/registry/substreg/searchandretrieve/substancesearch/search.do?details=displayDetails&selectedSubstanceId=43192 | 1 | Chemicals | 75e63495-1311-3814-a01f-a66016c974f7 | 9499238e-b0eb-35da-aef1-9114f54a0a44 | 20aadc24-a391-41cf-b340-3e4529f44bde | 93a60a56-a3c8-11da-a746-0800200b9a66
Sodium bicarbonate | 144-55-8 | 144558 | 144558 | CHNaO3 |  | Mass | kg | emission | ground | https://ofmpub.epa.gov/sor_internet/registry/substreg/searchandretrieve/substancesearch/search.do?details=displayDetails&selectedSubstanceId=97682 | 1 | Chemicals | 4ca33630-7247-3ac7-b0ac-70621e751384 | 9499238e-b0eb-35da-aef1-9114f54a0a44 | 20aadc24-a391-41cf-b340-3e4529f44bde | 93a60a56-a3c8-11da-a746-0800200b9a66
Sulfacetamide | 144-80-9 | 144809 | 144809 | C8H10N2O3S |  | Mass | kg | emission | ground | https://ofmpub.epa.gov/sor_internet/registry/substreg/searchandretrieve/substancesearch/search.do?details=displayDetails&selectedSubstanceId=46487 | 1 | Chemicals | f435a087-d850-3841-a4c6-3ced4f1f6785 | 9499238e-b0eb-35da-aef1-9114f54a0a44 | 20aadc24-a391-41cf-b340-3e4529f44bde | 93a60a56-a3c8-11da-a746-0800200b9a66
Phosphorus-32 | 14596-37-3 | 14596373 | 14596373 | - |  | Mass | kg | emission | ground | https://ofmpub.epa.gov/sor_internet/registry/substreg/searchandretrieve/substancesearch/search.do?details=displayDetails&selectedSubstanceId=5233 | 1 | Chemicals | 63a53446-4063-3c6f-b8d5-52b3c430bce0 | 9499238e-b0eb-35da-aef1-9114f54a0a44 | 20aadc24-a391-41cf-b340-3e4529f44bde | 93a60a56-a3c8-11da-a746-0800200b9a66
Nitrite | 14797-65-0 | 14797650 | 14797650 | NO2 |  | Mass | kg | emission | ground | https://ofmpub.epa.gov/sor_internet/registry/substreg/searchandretrieve/substancesearch/search.do?details=displayDetails&selectedSubstanceId=59837 | 1 | Chemicals | 750535db-82c8-39e6-b638-63e4e4b18856 | 9499238e-b0eb-35da-aef1-9114f54a0a44 | 20aadc24-a391-41cf-b340-3e4529f44bde | 93a60a56-a3c8-11da-a746-0800200b9a66
Perchlorate | 14797-73-0 | 14797730 | 14797730 | ClO4 |  | Mass | kg | emission | ground | https://ofmpub.epa.gov/sor_internet/registry/substreg/searchandretrieve/substancesearch/search.do?details=displayDetails&selectedSubstanceId=81029 | 1 | Chemicals | 8fe4a978-d064-3c0e-b1c9-06b59cf50012 | 9499238e-b0eb-35da-aef1-9114f54a0a44 | 20aadc24-a391-41cf-b340-3e4529f44bde | 93a60a56-a3c8-11da-a746-0800200b9a66
Sulfate | 14808-79-8 | 14808798 | 14808798 | O4S |  | Mass | kg | emission | ground | https://ofmpub.epa.gov/sor_internet/registry/substreg/searchandretrieve/substancesearch/search.do?details=displayDetails&selectedSubstanceId=59829 | 1 | Chemicals | 8f971d92-f6d1-322f-a6a1-98781ef5c3b7 | 9499238e-b0eb-35da-aef1-9114f54a0a44 | 20aadc24-a391-41cf-b340-3e4529f44bde | 93a60a56-a3c8-11da-a746-0800200b9a66
Phenylpropanolamine | 14838-15-4 | 14838154 | 14838154 | C9H13NO |  | Mass | kg | emission | ground | https://ofmpub.epa.gov/sor_internet/registry/substreg/searchandretrieve/substancesearch/search.do?details=displayDetails&selectedSubstanceId=97622 | 1 | Chemicals | 3d966177-9c0e-3d3f-ae49-48fe2abb94ee | 9499238e-b0eb-35da-aef1-9114f54a0a44 | 20aadc24-a391-41cf-b340-3e4529f44bde | 93a60a56-a3c8-11da-a746-0800200b9a66
Actinium-227 | 14952-40-0 | 14952400 | 14952400 | [227Ac] |  | Mass | kg | emission | ground | https://ofmpub.epa.gov/sor_internet/registry/substreg/searchandretrieve/substancesearch/search.do?details=displayDetails&selectedSubstanceId=5229 | 1 | Chemicals | 420a24ef-b8eb-380f-807e-3c06191f6cb1 | 9499238e-b0eb-35da-aef1-9114f54a0a44 | 20aadc24-a391-41cf-b340-3e4529f44bde | 93a60a56-a3c8-11da-a746-0800200b9a66
Trimethoxymethane | 149-73-5 | 149735 | 149735 | C4H10O3 |  | Mass | kg | emission | ground | https://ofmpub.epa.gov/sor_internet/registry/substreg/searchandretrieve/substancesearch/search.do?details=displayDetails&selectedSubstanceId=97602 | 1 | Chemicals | 09efabe7-c787-393c-b72d-ad95190b4934 | 9499238e-b0eb-35da-aef1-9114f54a0a44 | 20aadc24-a391-41cf-b340-3e4529f44bde | 93a60a56-a3c8-11da-a746-0800200b9a66
Chlorite | 14998-27-7 | 14998277 | 14998277 | ClO2 |  | Mass | kg | emission | ground | https://ofmpub.epa.gov/sor_internet/registry/substreg/searchandretrieve/substancesearch/search.do?details=displayDetails&selectedSubstanceId=59596 | 1 | Chemicals | 756c61b9-0728-3899-8938-5a97fc88098b | 9499238e-b0eb-35da-aef1-9114f54a0a44 | 20aadc24-a391-41cf-b340-3e4529f44bde | 93a60a56-a3c8-11da-a746-0800200b9a66
Iodine-129 | 15046-84-1 | 15046841 | 15046841 | C7H6Br2O |  | Mass | kg | emission | ground | https://ofmpub.epa.gov/sor_internet/registry/substreg/searchandretrieve/substancesearch/search.do?details=displayDetails&selectedSubstanceId=5228 | 1 | Chemicals | 8711098a-4554-3213-b437-d189bbd10746 | 9499238e-b0eb-35da-aef1-9114f54a0a44 | 20aadc24-a391-41cf-b340-3e4529f44bde | 93a60a56-a3c8-11da-a746-0800200b9a66
Uranium-235 | 15117-96-1 | 15117961 | 15117961 | - |  | Mass | kg | emission | ground | https://ofmpub.epa.gov/sor_internet/registry/substreg/searchandretrieve/substancesearch/search.do?details=displayDetails&selectedSubstanceId=5251 | 1 | Chemicals | 7eee1530-e9de-30a5-b209-a7d78555848f | 9499238e-b0eb-35da-aef1-9114f54a0a44 | 20aadc24-a391-41cf-b340-3e4529f44bde | 93a60a56-a3c8-11da-a746-0800200b9a66
Radium-228 | 15262-20-1 | 15262201 | 15262201 | [228Ra] |  | Mass | kg | emission | ground | https://ofmpub.epa.gov/sor_internet/registry/substreg/searchandretrieve/substancesearch/search.do?details=displayDetails&selectedSubstanceId=5250 | 1 | Chemicals | 97042d79-c946-30ed-8f06-f73eb3e1e808 | 9499238e-b0eb-35da-aef1-9114f54a0a44 | 20aadc24-a391-41cf-b340-3e4529f44bde | 93a60a56-a3c8-11da-a746-0800200b9a66
Iron(II) | 15438-31-0 | 15438310 | 15438310 | Fe |  | Mass | kg | emission | ground | https://ofmpub.epa.gov/sor_internet/registry/substreg/searchandretrieve/substancesearch/search.do?details=displayDetails&selectedSubstanceId=62083 | 1 | Chemicals | dfebd863-c709-3e55-a697-b94c4f497cae | 9499238e-b0eb-35da-aef1-9114f54a0a44 | 20aadc24-a391-41cf-b340-3e4529f44bde | 93a60a56-a3c8-11da-a746-0800200b9a66
Bromate | 15541-45-4 | 15541454 | 15541454 | BrO3 |  | Mass | kg | emission | ground | https://ofmpub.epa.gov/sor_internet/registry/substreg/searchandretrieve/substancesearch/search.do?details=displayDetails&selectedSubstanceId=82602 | 1 | Chemicals | 906d4455-4450-3c43-b910-d8fdf9c48bd2 | 9499238e-b0eb-35da-aef1-9114f54a0a44 | 20aadc24-a391-41cf-b340-3e4529f44bde | 93a60a56-a3c8-11da-a746-0800200b9a66
Radium-223 | 15623-45-7 | 15623457 | 15623457 | - |  | Mass | kg | emission | ground | https://ofmpub.epa.gov/sor_internet/registry/substreg/searchandretrieve/substancesearch/search.do?details=displayDetails&selectedSubstanceId=5249 | 1 | Chemicals | 5f3d8de9-220a-3be3-b840-f3bbc2864732 | 9499238e-b0eb-35da-aef1-9114f54a0a44 | 20aadc24-a391-41cf-b340-3e4529f44bde | 93a60a56-a3c8-11da-a746-0800200b9a66
cis-1,2-Dichloroethylene | 156-59-2 | 156592 | 156592 | C2H2Cl2 |  | Mass | kg | emission | ground | https://ofmpub.epa.gov/sor_internet/registry/substreg/searchandretrieve/substancesearch/search.do?details=displayDetails&selectedSubstanceId=46363 | 1 | Chemicals | 6630dd5e-4d0e-3192-a48a-4dc8efd0ebb2 | 9499238e-b0eb-35da-aef1-9114f54a0a44 | 20aadc24-a391-41cf-b340-3e4529f44bde | 93a60a56-a3c8-11da-a746-0800200b9a66
2,3-Dichloro-1,3-butadiene | 1653-19-6 | 1653196 | 1653196 | C4H4Cl2 |  | Mass | kg | emission | ground | https://ofmpub.epa.gov/sor_internet/registry/substreg/searchandretrieve/substancesearch/search.do?details=displayDetails&selectedSubstanceId=41377 | 1 | Chemicals | 5b507dae-da9f-3be0-9f20-cae5b1e2daf7 | 9499238e-b0eb-35da-aef1-9114f54a0a44 | 20aadc24-a391-41cf-b340-3e4529f44bde | 93a60a56-a3c8-11da-a746-0800200b9a66
Fluoroboric acid | 16872-11-0 | 16872110 | 16872110 | BF4H |  | Mass | kg | emission | ground | https://ofmpub.epa.gov/sor_internet/registry/substreg/searchandretrieve/substancesearch/search.do?details=displayDetails&selectedSubstanceId=59796 | 1 | Chemicals | 5d05cfda-3389-3ee8-970c-550d45d164b7 | 9499238e-b0eb-35da-aef1-9114f54a0a44 | 20aadc24-a391-41cf-b340-3e4529f44bde | 93a60a56-a3c8-11da-a746-0800200b9a66
Chloride | 16887-00-6 | 16887006 | 16887006 | Cl |  | Mass | kg | emission | ground | https://ofmpub.epa.gov/sor_internet/registry/substreg/searchandretrieve/substancesearch/search.do?details=displayDetails&selectedSubstanceId=59791 | 1 | Chemicals | e72aa4e2-96f9-3f90-a54d-7553caac8805 | 9499238e-b0eb-35da-aef1-9114f54a0a44 | 20aadc24-a391-41cf-b340-3e4529f44bde | 93a60a56-a3c8-11da-a746-0800200b9a66
Fluoride | 16984-48-8 | 16984488 | 16984488 | F |  | Mass | kg | emission | ground | https://ofmpub.epa.gov/sor_internet/registry/substreg/searchandretrieve/substancesearch/search.do?details=displayDetails&selectedSubstanceId=36307 | 1 | Chemicals | 984eea78-dd2c-3659-8104-cdf99ce8a827 | 9499238e-b0eb-35da-aef1-9114f54a0a44 | 20aadc24-a391-41cf-b340-3e4529f44bde | 93a60a56-a3c8-11da-a746-0800200b9a66
Diphosphite | 17101-36-9 | 17101369 | 17101369 | - |  | Mass | kg | emission | ground | https://ofmpub.epa.gov/sor_internet/registry/substreg/searchandretrieve/substancesearch/search.do?details=displayDetails&selectedSubstanceId=78782 | 1 | Chemicals | c77aa758-b134-3b27-b26a-8cc4ffaee4ac | 9499238e-b0eb-35da-aef1-9114f54a0a44 | 20aadc24-a391-41cf-b340-3e4529f44bde | 93a60a56-a3c8-11da-a746-0800200b9a66
2,4-D isobutyl ester | 1713-15-1 | 1713151 | 1713151 | C12H14Cl2O3 |  | Mass | kg | emission | ground | https://ofmpub.epa.gov/sor_internet/registry/substreg/searchandretrieve/substancesearch/search.do?details=displayDetails&selectedSubstanceId=92879 | 1 | Chemicals | 0e378316-bfa1-3fb7-83a4-cf0649826c87 | 9499238e-b0eb-35da-aef1-9114f54a0a44 | 20aadc24-a391-41cf-b340-3e4529f44bde | 93a60a56-a3c8-11da-a746-0800200b9a66
Dehydroabietic acid | 1740-19-8 | 1740198 | 1740198 | C20H28O2 |  | Mass | kg | emission | ground | https://ofmpub.epa.gov/sor_internet/registry/substreg/searchandretrieve/substancesearch/search.do?details=displayDetails&selectedSubstanceId=40781 | 1 | Chemicals | 5c564254-28cc-317f-b39e-51970c5a4cdd | 9499238e-b0eb-35da-aef1-9114f54a0a44 | 20aadc24-a391-41cf-b340-3e4529f44bde | 93a60a56-a3c8-11da-a746-0800200b9a66
1,1,2,2-Tetrahydroperfluorododecyl acrylate | 17741-60-5 | 17741605 | 17741605 | C15H7F21O2 |  | Mass | kg | emission | ground | https://ofmpub.epa.gov/sor_internet/registry/substreg/searchandretrieve/substancesearch/search.do?details=displayDetails&selectedSubstanceId=92512 | 1 | Chemicals | 3eb8b6c3-7033-3a74-bbd2-3a13fb5e50c6 | 9499238e-b0eb-35da-aef1-9114f54a0a44 | 20aadc24-a391-41cf-b340-3e4529f44bde | 93a60a56-a3c8-11da-a746-0800200b9a66
Sulfide | 18496-25-8 | 18496258 | 18496258 | S |  | Mass | kg | emission | ground | https://ofmpub.epa.gov/sor_internet/registry/substreg/searchandretrieve/substancesearch/search.do?details=displayDetails&selectedSubstanceId=62534 | 1 | Chemicals | 9997a2dc-d144-30a8-835f-979728dfb603 | 9499238e-b0eb-35da-aef1-9114f54a0a44 | 20aadc24-a391-41cf-b340-3e4529f44bde | 93a60a56-a3c8-11da-a746-0800200b9a66
Clam-trol CT-2 | 193700-05-9 | 193700059 | 193700059 | - |  | Mass | kg | emission | ground | https://ofmpub.epa.gov/sor_internet/registry/substreg/searchandretrieve/substancesearch/search.do?details=displayDetails&selectedSubstanceId=78767 | 1 | Chemicals | 9a5fc414-eb97-3bb8-9f1d-6aacfbc2f62b | 9499238e-b0eb-35da-aef1-9114f54a0a44 | 20aadc24-a391-41cf-b340-3e4529f44bde | 93a60a56-a3c8-11da-a746-0800200b9a66
4-Amino-2,6-dinitrotoluene | 19406-51-0 | 19406510 | 19406510 | C7H7N3O4 |  | Mass | kg | emission | ground | https://ofmpub.epa.gov/sor_internet/registry/substreg/searchandretrieve/substancesearch/search.do?details=displayDetails&selectedSubstanceId=81018 | 1 | Chemicals | 7c06f39f-e9be-38d6-9c05-6bf2745749a9 | 9499238e-b0eb-35da-aef1-9114f54a0a44 | 20aadc24-a391-41cf-b340-3e4529f44bde | 93a60a56-a3c8-11da-a746-0800200b9a66
Iodide | 20461-54-5 | 20461545 | 20461545 | - |  | Mass | kg | emission | ground | https://ofmpub.epa.gov/sor_internet/registry/substreg/searchandretrieve/substancesearch/search.do?details=displayDetails&selectedSubstanceId=58034 | 1 | Chemicals | cb7aeeb4-358e-35a2-b9f4-d2b65f7f30fa | 9499238e-b0eb-35da-aef1-9114f54a0a44 | 20aadc24-a391-41cf-b340-3e4529f44bde | 93a60a56-a3c8-11da-a746-0800200b9a66
Uranyl(III) | 220861-62-1 | 220861621 | 220861621 | - |  | Mass | kg | emission | ground | https://ofmpub.epa.gov/sor_internet/registry/substreg/searchandretrieve/substancesearch/search.do?details=displayDetails&selectedSubstanceId=80648 | 1 | Chemicals | dc6153f6-3e96-328c-9c78-b9c06645d81e | 9499238e-b0eb-35da-aef1-9114f54a0a44 | 20aadc24-a391-41cf-b340-3e4529f44bde | 93a60a56-a3c8-11da-a746-0800200b9a66
Aluminum(III) | 22537-23-1 | 22537231 | 22537231 | - |  | Mass | kg | emission | ground | https://ofmpub.epa.gov/sor_internet/registry/substreg/searchandretrieve/substancesearch/search.do?details=displayDetails&selectedSubstanceId=78781 | 1 | Chemicals | a9dc6113-66f9-3549-a323-0949658f5b02 | 9499238e-b0eb-35da-aef1-9114f54a0a44 | 20aadc24-a391-41cf-b340-3e4529f44bde | 93a60a56-a3c8-11da-a746-0800200b9a66
Bendiocarb phenol | 22961-82-6 | 22961826 | 22961826 | C9H10O3 |  | Mass | kg | emission | ground | https://ofmpub.epa.gov/sor_internet/registry/substreg/searchandretrieve/substancesearch/search.do?details=displayDetails&selectedSubstanceId=56440 | 1 | Chemicals | d971ff40-7e13-3c31-bdf4-34ad956e684c | 9499238e-b0eb-35da-aef1-9114f54a0a44 | 20aadc24-a391-41cf-b340-3e4529f44bde | 93a60a56-a3c8-11da-a746-0800200b9a66
9,10-Epoxystearic acid | 2443-39-2 | 2443392 | 2443392 | - |  | Mass | kg | emission | ground | https://ofmpub.epa.gov/sor_internet/registry/substreg/searchandretrieve/substancesearch/search.do?details=displayDetails&selectedSubstanceId=81121 | 1 | Chemicals | dc299dd8-4efd-3ec4-8ddb-8cdc3a49289f | 9499238e-b0eb-35da-aef1-9114f54a0a44 | 20aadc24-a391-41cf-b340-3e4529f44bde | 93a60a56-a3c8-11da-a746-0800200b9a66
1-Octanesulfonamide, 1,1,2,2,3,3,4,4,5,5,6,6,7,7,8,8,8-heptadecafluoro-N-(2-hydroxyethyl)-N-methyl- | 24448-09-7 | 24448097 | 24448097 | C11H8F17NO3S |  | Mass | kg | emission | ground | https://ofmpub.epa.gov/sor_internet/registry/substreg/searchandretrieve/substancesearch/search.do?details=displayDetails&selectedSubstanceId=91879 | 1 | Chemicals | 93e95eda-0935-3e7d-8100-540cd4321a89 | 9499238e-b0eb-35da-aef1-9114f54a0a44 | 20aadc24-a391-41cf-b340-3e4529f44bde | 93a60a56-a3c8-11da-a746-0800200b9a66
Chloroethylene bisthiocyanate | 24689-89-2 | 24689892 | 24689892 | C4H3ClN2S2 |  | Mass | kg | emission | ground | https://ofmpub.epa.gov/sor_internet/registry/substreg/searchandretrieve/substancesearch/search.do?details=displayDetails&selectedSubstanceId=58218 | 1 | Chemicals | 0785db97-77b5-3484-b0dd-045f6b3b1d9b | 9499238e-b0eb-35da-aef1-9114f54a0a44 | 20aadc24-a391-41cf-b340-3e4529f44bde | 93a60a56-a3c8-11da-a746-0800200b9a66
Bromide | 24959-67-9 | 24959679 | 24959679 | Br |  | Mass | kg | emission | ground | https://ofmpub.epa.gov/sor_internet/registry/substreg/searchandretrieve/substancesearch/search.do?details=displayDetails&selectedSubstanceId=57984 | 1 | Chemicals | 0d8a97d5-0652-329a-8b6b-b8bab272708e | 9499238e-b0eb-35da-aef1-9114f54a0a44 | 20aadc24-a391-41cf-b340-3e4529f44bde | 93a60a56-a3c8-11da-a746-0800200b9a66
Methacrylic acid homopolymer | 25087-26-7 | 25087267 | 25087267 | - |  | Mass | kg | emission | ground | https://ofmpub.epa.gov/sor_internet/registry/substreg/searchandretrieve/substancesearch/search.do?details=displayDetails&selectedSubstanceId=57286 | 1 | Chemicals | 7e03e12a-ba04-3965-8b01-8b9b2ea0af4c | 9499238e-b0eb-35da-aef1-9114f54a0a44 | 20aadc24-a391-41cf-b340-3e4529f44bde | 93a60a56-a3c8-11da-a746-0800200b9a66
Chloronitrobenzene | 25167-93-5 | 25167935 | 25167935 | C6H4ClNO2 |  | Mass | kg | emission | ground | https://ofmpub.epa.gov/sor_internet/registry/substreg/searchandretrieve/substancesearch/search.do?details=displayDetails&selectedSubstanceId=56852 | 1 | Chemicals | 7cf244cc-2e26-3865-8ffb-4fc797c5490b | 9499238e-b0eb-35da-aef1-9114f54a0a44 | 20aadc24-a391-41cf-b340-3e4529f44bde | 93a60a56-a3c8-11da-a746-0800200b9a66
Chlorotoluene | 25168-05-2 | 25168052 | 25168052 | C7H7Cl |  | Mass | kg | emission | ground | https://ofmpub.epa.gov/sor_internet/registry/substreg/searchandretrieve/substancesearch/search.do?details=displayDetails&selectedSubstanceId=91514 | 1 | Chemicals | 3c7e6436-c8b9-3592-9d7b-934217c0c30b | 9499238e-b0eb-35da-aef1-9114f54a0a44 | 20aadc24-a391-41cf-b340-3e4529f44bde | 93a60a56-a3c8-11da-a746-0800200b9a66
Dipropylene glycol | 25265-71-8 | 25265718 | 25265718 | - |  | Mass | kg | emission | ground | https://ofmpub.epa.gov/sor_internet/registry/substreg/searchandretrieve/substancesearch/search.do?details=displayDetails&selectedSubstanceId=56434 | 1 | Chemicals | 830ce281-3ad3-36d4-84f8-25c0eed63e90 | 9499238e-b0eb-35da-aef1-9114f54a0a44 | 20aadc24-a391-41cf-b340-3e4529f44bde | 93a60a56-a3c8-11da-a746-0800200b9a66
Polyethylene glycol | 25322-68-3 | 25322683 | 25322683 | - |  | Mass | kg | emission | ground | https://ofmpub.epa.gov/sor_internet/registry/substreg/searchandretrieve/substancesearch/search.do?details=displayDetails&selectedSubstanceId=56396 | 1 | Chemicals | 55972ee5-ab30-37b0-96de-0760f2b8274f | 9499238e-b0eb-35da-aef1-9114f54a0a44 | 20aadc24-a391-41cf-b340-3e4529f44bde | 93a60a56-a3c8-11da-a746-0800200b9a66
Dichloroethylene | 25323-30-2 | 25323302 | 25323302 | - |  | Mass | kg | emission | ground | https://ofmpub.epa.gov/sor_internet/registry/substreg/searchandretrieve/substancesearch/search.do?details=displayDetails&selectedSubstanceId=56391 | 1 | Chemicals | d55c18bd-ec62-3bf3-80cd-51c285c10d5d | 9499238e-b0eb-35da-aef1-9114f54a0a44 | 20aadc24-a391-41cf-b340-3e4529f44bde | 93a60a56-a3c8-11da-a746-0800200b9a66
Diethylbenzene | 25340-17-4 | 25340174 | 25340174 | - |  | Mass | kg | emission | ground | https://ofmpub.epa.gov/sor_internet/registry/substreg/searchandretrieve/substancesearch/search.do?details=displayDetails&selectedSubstanceId=56209 | 1 | Chemicals | c3596379-2b93-3dde-b994-29a47977b534 | 9499238e-b0eb-35da-aef1-9114f54a0a44 | 20aadc24-a391-41cf-b340-3e4529f44bde | 93a60a56-a3c8-11da-a746-0800200b9a66
Dodecene | 25378-22-7 | 25378227 | 25378227 | - |  | Mass | kg | emission | ground | https://ofmpub.epa.gov/sor_internet/registry/substreg/searchandretrieve/substancesearch/search.do?details=displayDetails&selectedSubstanceId=56184 | 1 | Chemicals | 80d1897c-e8c0-32c2-9766-f68df4742090 | 9499238e-b0eb-35da-aef1-9114f54a0a44 | 20aadc24-a391-41cf-b340-3e4529f44bde | 93a60a56-a3c8-11da-a746-0800200b9a66
Chlorohexane | 25495-90-3 | 25495903 | 25495903 | - |  | Mass | kg | emission | ground | https://ofmpub.epa.gov/sor_internet/registry/substreg/searchandretrieve/substancesearch/search.do?details=displayDetails&selectedSubstanceId=81002 | 1 | Chemicals | 81a0bfad-1c31-3b17-8012-5e82e789887e | 9499238e-b0eb-35da-aef1-9114f54a0a44 | 20aadc24-a391-41cf-b340-3e4529f44bde | 93a60a56-a3c8-11da-a746-0800200b9a66
Ethyltoluene | 25550-14-5 | 25550145 | 25550145 | - |  | Mass | kg | emission | ground | https://ofmpub.epa.gov/sor_internet/registry/substreg/searchandretrieve/substancesearch/search.do?details=displayDetails&selectedSubstanceId=36003 | 1 | Chemicals | 1a1a7cd4-f3da-35b8-8ce8-954144a4b0f7 | 9499238e-b0eb-35da-aef1-9114f54a0a44 | 20aadc24-a391-41cf-b340-3e4529f44bde | 93a60a56-a3c8-11da-a746-0800200b9a66
Tetramethylbenzene | 25619-60-7 | 25619607 | 25619607 | - |  | Mass | kg | emission | ground | https://ofmpub.epa.gov/sor_internet/registry/substreg/searchandretrieve/substancesearch/search.do?details=displayDetails&selectedSubstanceId=58603 | 1 | Chemicals | 5e9dc6ed-e156-3986-ace5-85c9afbaa26b | 9499238e-b0eb-35da-aef1-9114f54a0a44 | 20aadc24-a391-41cf-b340-3e4529f44bde | 93a60a56-a3c8-11da-a746-0800200b9a66
Isopropylbiphenyl | 25640-78-2 | 25640782 | 25640782 | - |  | Mass | kg | emission | ground | https://ofmpub.epa.gov/sor_internet/registry/substreg/searchandretrieve/substancesearch/search.do?details=displayDetails&selectedSubstanceId=94272 | 1 | Chemicals | 35e9d4a1-83ec-37aa-a9b1-ca4766f9647e | 9499238e-b0eb-35da-aef1-9114f54a0a44 | 20aadc24-a391-41cf-b340-3e4529f44bde | 93a60a56-a3c8-11da-a746-0800200b9a66
Povidone-iodine | 25655-41-8 | 25655418 | 25655418 | - |  | Mass | kg | emission | ground | https://ofmpub.epa.gov/sor_internet/registry/substreg/searchandretrieve/substancesearch/search.do?details=displayDetails&selectedSubstanceId=58573 | 1 | Chemicals | 0e95ee75-435f-3b79-9ae4-c5deb0cfb8d9 | 9499238e-b0eb-35da-aef1-9114f54a0a44 | 20aadc24-a391-41cf-b340-3e4529f44bde | 93a60a56-a3c8-11da-a746-0800200b9a66
Trichloropropane | 25735-29-9 | 25735299 | 25735299 | - |  | Mass | kg | emission | ground | https://ofmpub.epa.gov/sor_internet/registry/substreg/searchandretrieve/substancesearch/search.do?details=displayDetails&selectedSubstanceId=82117 | 1 | Chemicals | 4a006945-9774-3c3a-b0d7-269f8c70f67c | 9499238e-b0eb-35da-aef1-9114f54a0a44 | 20aadc24-a391-41cf-b340-3e4529f44bde | 93a60a56-a3c8-11da-a746-0800200b9a66
N-Formylpiperidine | 2591-86-8 | 2591868 | 2591868 | C6H11NO |  | Mass | kg | emission | ground | https://ofmpub.epa.gov/sor_internet/registry/substreg/searchandretrieve/substancesearch/search.do?details=displayDetails&selectedSubstanceId=39852 | 1 | Chemicals | 23511562-a7f5-353b-8b77-f6528810697e | 9499238e-b0eb-35da-aef1-9114f54a0a44 | 20aadc24-a391-41cf-b340-3e4529f44bde | 93a60a56-a3c8-11da-a746-0800200b9a66
Chlorobenzoic acid | 26264-09-5 | 26264095 | 26264095 | - |  | Mass | kg | emission | ground | https://ofmpub.epa.gov/sor_internet/registry/substreg/searchandretrieve/substancesearch/search.do?details=displayDetails&selectedSubstanceId=80999 | 1 | Chemicals | 1bb0c12d-4392-35fe-b0ae-916ad7283a2c | 9499238e-b0eb-35da-aef1-9114f54a0a44 | 20aadc24-a391-41cf-b340-3e4529f44bde | 93a60a56-a3c8-11da-a746-0800200b9a66
Propanediol | 26264-14-2 | 26264142 | 26264142 | C3H8O2 |  | Mass | kg | emission | ground | https://ofmpub.epa.gov/sor_internet/registry/substreg/searchandretrieve/substancesearch/search.do?details=displayDetails&selectedSubstanceId=78780 | 1 | Chemicals | 9519ee93-61ca-3bb4-b8c3-23ad88b43314 | 9499238e-b0eb-35da-aef1-9114f54a0a44 | 20aadc24-a391-41cf-b340-3e4529f44bde | 93a60a56-a3c8-11da-a746-0800200b9a66
Trichlorotrifluoroethane | 26523-64-8 | 26523648 | 26523648 | - |  | Mass | kg | emission | ground | https://ofmpub.epa.gov/sor_internet/registry/substreg/searchandretrieve/substancesearch/search.do?details=displayDetails&selectedSubstanceId=56367 | 1 | Chemicals | 44b2a1b9-c6dd-394a-b4a1-29140ea54b9d | 9499238e-b0eb-35da-aef1-9114f54a0a44 | 20aadc24-a391-41cf-b340-3e4529f44bde | 93a60a56-a3c8-11da-a746-0800200b9a66
Isooctane | 26635-64-3 | 26635643 | 26635643 | - |  | Mass | kg | emission | ground | https://ofmpub.epa.gov/sor_internet/registry/substreg/searchandretrieve/substancesearch/search.do?details=displayDetails&selectedSubstanceId=56112 | 1 | Chemicals | d0e6491b-88f3-3921-9be4-8ed0faac5bd3 | 9499238e-b0eb-35da-aef1-9114f54a0a44 | 20aadc24-a391-41cf-b340-3e4529f44bde | 93a60a56-a3c8-11da-a746-0800200b9a66
Chloroneb | 2675-77-6 | 2675776 | 2675776 | C8H8Cl2O2 |  | Mass | kg | emission | ground | https://ofmpub.epa.gov/sor_internet/registry/substreg/searchandretrieve/substancesearch/search.do?details=displayDetails&selectedSubstanceId=93167 | 1 | Chemicals | ec21f20c-d4af-3118-9f33-a53e208a5a4f | 9499238e-b0eb-35da-aef1-9114f54a0a44 | 20aadc24-a391-41cf-b340-3e4529f44bde | 93a60a56-a3c8-11da-a746-0800200b9a66
Toluidine | 26915-12-8 | 26915128 | 26915128 | - |  | Mass | kg | emission | ground | https://ofmpub.epa.gov/sor_internet/registry/substreg/searchandretrieve/substancesearch/search.do?details=displayDetails&selectedSubstanceId=58127 | 1 | Chemicals | 5decea19-ba82-346c-89d3-ff1bc4deb4b2 | 9499238e-b0eb-35da-aef1-9114f54a0a44 | 20aadc24-a391-41cf-b340-3e4529f44bde | 93a60a56-a3c8-11da-a746-0800200b9a66
m-Cresol, p-cresol, formaldehyde polymer | 27029-76-1 | 27029761 | 27029761 | - |  | Mass | kg | emission | ground | https://ofmpub.epa.gov/sor_internet/registry/substreg/searchandretrieve/substancesearch/search.do?details=displayDetails&selectedSubstanceId=57892 | 1 | Chemicals | 8e22a328-2ed7-32df-8b6c-012fce06c945 | 9499238e-b0eb-35da-aef1-9114f54a0a44 | 20aadc24-a391-41cf-b340-3e4529f44bde | 93a60a56-a3c8-11da-a746-0800200b9a66
Perfluorovaleric acid | 2706-90-3 | 2706903 | 2706903 | C5HF9O2 |  | Mass | kg | emission | ground | https://ofmpub.epa.gov/sor_internet/registry/substreg/searchandretrieve/substancesearch/search.do?details=displayDetails&selectedSubstanceId=93138 | 1 | Chemicals | 2f179f49-36d1-3fd0-9c89-c35d3f41ab1d | 9499238e-b0eb-35da-aef1-9114f54a0a44 | 20aadc24-a391-41cf-b340-3e4529f44bde | 93a60a56-a3c8-11da-a746-0800200b9a66
Hexachlorocyclohexane | 27154-44-5 | 27154445 | 27154445 | - |  | Mass | kg | emission | ground | https://ofmpub.epa.gov/sor_internet/registry/substreg/searchandretrieve/substancesearch/search.do?details=displayDetails&selectedSubstanceId=57648 | 1 | Chemicals | 9ea5e2b3-97e7-3d4d-8990-b0907dbf9d9a | 9499238e-b0eb-35da-aef1-9114f54a0a44 | 20aadc24-a391-41cf-b340-3e4529f44bde | 93a60a56-a3c8-11da-a746-0800200b9a66
Phenol, (1,1-dimethylethyl)- | 27178-34-3 | 27178343 | 27178343 | - |  | Mass | kg | emission | ground | https://ofmpub.epa.gov/sor_internet/registry/substreg/searchandretrieve/substancesearch/search.do?details=displayDetails&selectedSubstanceId=92985 | 1 | Chemicals | 5570dc5a-b9c4-31f2-b7a3-c6fa21aa44be | 9499238e-b0eb-35da-aef1-9114f54a0a44 | 20aadc24-a391-41cf-b340-3e4529f44bde | 93a60a56-a3c8-11da-a746-0800200b9a66
(1,1,3,3-Tetramethylbutyl)phenol | 27193-28-8 | 27193288 | 27193288 | - |  | Mass | kg | emission | ground | https://ofmpub.epa.gov/sor_internet/registry/substreg/searchandretrieve/substancesearch/search.do?details=displayDetails&selectedSubstanceId=92981 | 1 | Chemicals | 0d739282-be52-39b9-b81c-2eed502fb1b1 | 9499238e-b0eb-35da-aef1-9114f54a0a44 | 20aadc24-a391-41cf-b340-3e4529f44bde | 93a60a56-a3c8-11da-a746-0800200b9a66
1,2-Benzisothiazole | 272-16-2 | 272162 | 272162 | C7H5NS |  | Mass | kg | emission | ground | https://ofmpub.epa.gov/sor_internet/registry/substreg/searchandretrieve/substancesearch/search.do?details=displayDetails&selectedSubstanceId=81255 | 1 | Chemicals | 26f53cbb-d083-33ae-9340-cec4745e4297 | 9499238e-b0eb-35da-aef1-9114f54a0a44 | 20aadc24-a391-41cf-b340-3e4529f44bde | 93a60a56-a3c8-11da-a746-0800200b9a66
1,1,2,2-Tetrahydroperfluorodecyl acrylate | 27905-45-9 | 27905459 | 27905459 | C13H7F17O2 |  | Mass | kg | emission | ground | https://ofmpub.epa.gov/sor_internet/registry/substreg/searchandretrieve/substancesearch/search.do?details=displayDetails&selectedSubstanceId=56716 | 1 | Chemicals | 4e068ad2-7f2e-3828-8982-402f59e588b8 | 9499238e-b0eb-35da-aef1-9114f54a0a44 | 20aadc24-a391-41cf-b340-3e4529f44bde | 93a60a56-a3c8-11da-a746-0800200b9a66
Tolyl triazole | 29385-43-1 | 29385431 | 29385431 | C7H7N3 |  | Mass | kg | emission | ground | https://ofmpub.epa.gov/sor_internet/registry/substreg/searchandretrieve/substancesearch/search.do?details=displayDetails&selectedSubstanceId=59086 | 1 | Chemicals | 5eeac96f-4459-3291-8326-599f41250efe | 9499238e-b0eb-35da-aef1-9114f54a0a44 | 20aadc24-a391-41cf-b340-3e4529f44bde | 93a60a56-a3c8-11da-a746-0800200b9a66
Dichlorotoluene | 29797-40-8 | 29797408 | 29797408 | - |  | Mass | kg | emission | ground | https://ofmpub.epa.gov/sor_internet/registry/substreg/searchandretrieve/substancesearch/search.do?details=displayDetails&selectedSubstanceId=58945 | 1 | Chemicals | 92d216f4-673a-3d29-b0ca-b0b3341a206f | 9499238e-b0eb-35da-aef1-9114f54a0a44 | 20aadc24-a391-41cf-b340-3e4529f44bde | 93a60a56-a3c8-11da-a746-0800200b9a66
Glycine, N-ethyl-N-[(heptadecafluorooctyl)sulfonyl]- | 2991-50-6 | 2991506 | 2991506 | C12H8F17NO4S |  | Mass | kg | emission | ground | https://ofmpub.epa.gov/sor_internet/registry/substreg/searchandretrieve/substancesearch/search.do?details=displayDetails&selectedSubstanceId=41079 | 1 | Chemicals | 791e4dc3-977e-3f2b-b61d-1fdb70fca4bf | 9499238e-b0eb-35da-aef1-9114f54a0a44 | 20aadc24-a391-41cf-b340-3e4529f44bde | 93a60a56-a3c8-11da-a746-0800200b9a66
Trimethylolethane trinitrate | 3032-55-1 | 3032551 | 3032551 | C5H9N3O9 |  | Mass | kg | emission | ground | https://ofmpub.epa.gov/sor_internet/registry/substreg/searchandretrieve/substancesearch/search.do?details=displayDetails&selectedSubstanceId=40861 | 1 | Chemicals | b917110e-eadf-3d55-9b61-de2680d5e4f0 | 9499238e-b0eb-35da-aef1-9114f54a0a44 | 20aadc24-a391-41cf-b340-3e4529f44bde | 93a60a56-a3c8-11da-a746-0800200b9a66
Dichlorobenzotrifluoride | 30498-35-2 | 30498352 | 30498352 | - |  | Mass | kg | emission | ground | https://ofmpub.epa.gov/sor_internet/registry/substreg/searchandretrieve/substancesearch/search.do?details=displayDetails&selectedSubstanceId=78777 | 1 | Chemicals | ddf7b21f-478b-3e90-839f-a0869d239da1 | 9499238e-b0eb-35da-aef1-9114f54a0a44 | 20aadc24-a391-41cf-b340-3e4529f44bde | 93a60a56-a3c8-11da-a746-0800200b9a66
Trichlorotoluene | 30583-33-6 | 30583336 | 30583336 | - |  | Mass | kg | emission | ground | https://ofmpub.epa.gov/sor_internet/registry/substreg/searchandretrieve/substancesearch/search.do?details=displayDetails&selectedSubstanceId=58742 | 1 | Chemicals | d455ecb7-452e-3f71-af96-8c73fb903a82 | 9499238e-b0eb-35da-aef1-9114f54a0a44 | 20aadc24-a391-41cf-b340-3e4529f44bde | 93a60a56-a3c8-11da-a746-0800200b9a66
Perfluorohexanoic acid | 307-24-4 | 307244 | 307244 | C6HF11O2 |  | Mass | kg | emission | ground | https://ofmpub.epa.gov/sor_internet/registry/substreg/searchandretrieve/substancesearch/search.do?details=displayDetails&selectedSubstanceId=46263 | 1 | Chemicals | fc9f358d-16de-3699-80d5-5d97636b2c66 | 9499238e-b0eb-35da-aef1-9114f54a0a44 | 20aadc24-a391-41cf-b340-3e4529f44bde | 93a60a56-a3c8-11da-a746-0800200b9a66
Perfluorolauric acid | 307-55-1 | 307551 | 307551 | C12HF23O2 |  | Mass | kg | emission | ground | https://ofmpub.epa.gov/sor_internet/registry/substreg/searchandretrieve/substancesearch/search.do?details=displayDetails&selectedSubstanceId=91633 | 1 | Chemicals | eac30a15-20b1-38e1-b410-c6a2cffc742e | 9499238e-b0eb-35da-aef1-9114f54a0a44 | 20aadc24-a391-41cf-b340-3e4529f44bde | 93a60a56-a3c8-11da-a746-0800200b9a66
2,3',4,4',5-Pentachlorobiphenyl | 31508-00-6 | 31508006 | 31508006 | C12H5Cl5 |  | Mass | kg | emission | ground | https://ofmpub.epa.gov/sor_internet/registry/substreg/searchandretrieve/substancesearch/search.do?details=displayDetails&selectedSubstanceId=83018 | 1 | Chemicals | 8632b88b-0d44-3aa4-801d-1d78b7e1376d | 9499238e-b0eb-35da-aef1-9114f54a0a44 | 20aadc24-a391-41cf-b340-3e4529f44bde | 93a60a56-a3c8-11da-a746-0800200b9a66
3,4,6-Trichlorocatechol | 32139-72-3 | 32139723 | 32139723 | - |  | Mass | kg | emission | ground | https://ofmpub.epa.gov/sor_internet/registry/substreg/searchandretrieve/substancesearch/search.do?details=displayDetails&selectedSubstanceId=82090 | 1 | Chemicals | 9eaeb9ab-eb47-33cd-bb7a-5bc08d712ece | 9499238e-b0eb-35da-aef1-9114f54a0a44 | 20aadc24-a391-41cf-b340-3e4529f44bde | 93a60a56-a3c8-11da-a746-0800200b9a66
Poly(iminoimidocarbonyliminoimidocarbonyliminohexamethylene) hydrochloride | 32289-58-0 | 32289580 | 32289580 | - |  | Mass | kg | emission | ground | https://ofmpub.epa.gov/sor_internet/registry/substreg/searchandretrieve/substancesearch/search.do?details=displayDetails&selectedSubstanceId=53599 | 1 | Chemicals | 67b87839-4732-31d2-8cf2-b1cab6a1aeaf | 9499238e-b0eb-35da-aef1-9114f54a0a44 | 20aadc24-a391-41cf-b340-3e4529f44bde | 93a60a56-a3c8-11da-a746-0800200b9a66
Silvex isooctyl ester | 32534-95-5 | 32534955 | 32534955 | - |  | Mass | kg | emission | ground | https://ofmpub.epa.gov/sor_internet/registry/substreg/searchandretrieve/substancesearch/search.do?details=displayDetails&selectedSubstanceId=53378 | 1 | Chemicals | e17e26e2-0c33-3889-b5c7-a5f5bc0bcdf1 | 9499238e-b0eb-35da-aef1-9114f54a0a44 | 20aadc24-a391-41cf-b340-3e4529f44bde | 93a60a56-a3c8-11da-a746-0800200b9a66
2,3,3',4,4'-Pentachlorobiphenyl | 32598-14-4 | 32598144 | 32598144 | C12H5Cl5 |  | Mass | kg | emission | ground | https://ofmpub.epa.gov/sor_internet/registry/substreg/searchandretrieve/substancesearch/search.do?details=displayDetails&selectedSubstanceId=83011 | 1 | Chemicals | 12c9fca4-fd33-39b8-a86c-8a7c8a51049e | 9499238e-b0eb-35da-aef1-9114f54a0a44 | 20aadc24-a391-41cf-b340-3e4529f44bde | 93a60a56-a3c8-11da-a746-0800200b9a66
3,3',4,4',5,5'-Hexachlorobiphenyl | 32774-16-6 | 32774166 | 32774166 | C12H4Cl6 |  | Mass | kg | emission | ground | https://ofmpub.epa.gov/sor_internet/registry/substreg/searchandretrieve/substancesearch/search.do?details=displayDetails&selectedSubstanceId=82835 | 1 | Chemicals | cedeace1-677a-398d-9121-8fb62daf8d28 | 9499238e-b0eb-35da-aef1-9114f54a0a44 | 20aadc24-a391-41cf-b340-3e4529f44bde | 93a60a56-a3c8-11da-a746-0800200b9a66
O,O-Diethyl S-methyl dithiophosphate | 3288-58-2 | 3288582 | 3288582 | C5H13O2PS2 |  | Mass | kg | emission | ground | https://ofmpub.epa.gov/sor_internet/registry/substreg/searchandretrieve/substancesearch/search.do?details=displayDetails&selectedSubstanceId=39814 | 1 | Chemicals | 1d6d0e24-905b-31a4-9b64-28825ac902f7 | 9499238e-b0eb-35da-aef1-9114f54a0a44 | 20aadc24-a391-41cf-b340-3e4529f44bde | 93a60a56-a3c8-11da-a746-0800200b9a66
Perfluorooctanoic acid | 335-67-1 | 335671 | 335671 | C8HF15O2 |  | Mass | kg | emission | ground | https://ofmpub.epa.gov/sor_internet/registry/substreg/searchandretrieve/substancesearch/search.do?details=displayDetails&selectedSubstanceId=46198 | 1 | Chemicals | 5dea60fe-b6d7-399a-8eec-15943da09c20 | 9499238e-b0eb-35da-aef1-9114f54a0a44 | 20aadc24-a391-41cf-b340-3e4529f44bde | 93a60a56-a3c8-11da-a746-0800200b9a66
Perfluorodecanoic acid | 335-76-2 | 335762 | 335762 | C10HF19O2 |  | Mass | kg | emission | ground | https://ofmpub.epa.gov/sor_internet/registry/substreg/searchandretrieve/substancesearch/search.do?details=displayDetails&selectedSubstanceId=46196 | 1 | Chemicals | 210d7ddf-e18d-3c07-aae4-f652fec106d0 | 9499238e-b0eb-35da-aef1-9114f54a0a44 | 20aadc24-a391-41cf-b340-3e4529f44bde | 93a60a56-a3c8-11da-a746-0800200b9a66
CFC-113a | 354-58-5 | 354585 | 354585 | C2Cl3F3 |  | Mass | kg | emission | ground | https://ofmpub.epa.gov/sor_internet/registry/substreg/searchandretrieve/substancesearch/search.do?details=displayDetails&selectedSubstanceId=46464 | 1 | Chemicals | 9fb49b9f-0c42-39af-bde7-3a714c988943 | 9499238e-b0eb-35da-aef1-9114f54a0a44 | 20aadc24-a391-41cf-b340-3e4529f44bde | 93a60a56-a3c8-11da-a746-0800200b9a66
2-Amino-4,6-dinitrotoluene | 35572-78-2 | 35572782 | 35572782 | C7H7N3O4 |  | Mass | kg | emission | ground | https://ofmpub.epa.gov/sor_internet/registry/substreg/searchandretrieve/substancesearch/search.do?details=displayDetails&selectedSubstanceId=92178 | 1 | Chemicals | 9c92658b-bcc9-3b68-8c82-bf2b4fc103f3 | 9499238e-b0eb-35da-aef1-9114f54a0a44 | 20aadc24-a391-41cf-b340-3e4529f44bde | 93a60a56-a3c8-11da-a746-0800200b9a66
N-Butylbenzenesulfonamide | 3622-84-2 | 3622842 | 3622842 | C10H15NO2S |  | Mass | kg | emission | ground | https://ofmpub.epa.gov/sor_internet/registry/substreg/searchandretrieve/substancesearch/search.do?details=displayDetails&selectedSubstanceId=41635 | 1 | Chemicals | acfdc875-3590-392b-9d8b-bb9a80d47350 | 9499238e-b0eb-35da-aef1-9114f54a0a44 | 20aadc24-a391-41cf-b340-3e4529f44bde | 93a60a56-a3c8-11da-a746-0800200b9a66
5-Butyl-1H-benzotriazole | 3663-24-9 | 3663249 | 3663249 | C10H13N3 |  | Mass | kg | emission | ground | https://ofmpub.epa.gov/sor_internet/registry/substreg/searchandretrieve/substancesearch/search.do?details=displayDetails&selectedSubstanceId=78765 | 1 | Chemicals | a4fd4bdd-3dcd-3561-974f-a140efa2e90c | 9499238e-b0eb-35da-aef1-9114f54a0a44 | 20aadc24-a391-41cf-b340-3e4529f44bde | 93a60a56-a3c8-11da-a746-0800200b9a66
Diethylhydroxylamine | 3710-84-7 | 3710847 | 3710847 | C4H11NO |  | Mass | kg | emission | ground | https://ofmpub.epa.gov/sor_internet/registry/substreg/searchandretrieve/substancesearch/search.do?details=displayDetails&selectedSubstanceId=41241 | 1 | Chemicals | 2f690f58-9086-3501-a69a-b4a26a29ef4f | 9499238e-b0eb-35da-aef1-9114f54a0a44 | 20aadc24-a391-41cf-b340-3e4529f44bde | 93a60a56-a3c8-11da-a746-0800200b9a66
Rhodamine WT | 37299-86-8 | 37299868 | 37299868 | - |  | Mass | kg | emission | ground | https://ofmpub.epa.gov/sor_internet/registry/substreg/searchandretrieve/substancesearch/search.do?details=displayDetails&selectedSubstanceId=83596 | 1 | Chemicals | d3c936f5-009c-32fd-b129-fd3c42a621be | 9499238e-b0eb-35da-aef1-9114f54a0a44 | 20aadc24-a391-41cf-b340-3e4529f44bde | 93a60a56-a3c8-11da-a746-0800200b9a66
Aroclor 1262 | 37324-23-5 | 37324235 | 37324235 | - |  | Mass | kg | emission | ground | https://ofmpub.epa.gov/sor_internet/registry/substreg/searchandretrieve/substancesearch/search.do?details=displayDetails&selectedSubstanceId=55008 | 1 | Chemicals | 9c013ead-143c-3481-9dad-5e0a46317212 | 9499238e-b0eb-35da-aef1-9114f54a0a44 | 20aadc24-a391-41cf-b340-3e4529f44bde | 93a60a56-a3c8-11da-a746-0800200b9a66
CFC-114a | 374-07-2 | 374072 | 374072 | C2Cl2F4 |  | Mass | kg | emission | ground | https://ofmpub.epa.gov/sor_internet/registry/substreg/searchandretrieve/substancesearch/search.do?details=displayDetails&selectedSubstanceId=46035 | 1 | Chemicals | f3627606-cd14-3bfe-9056-aa4a8e30466b | 9499238e-b0eb-35da-aef1-9114f54a0a44 | 20aadc24-a391-41cf-b340-3e4529f44bde | 93a60a56-a3c8-11da-a746-0800200b9a66
Perfluoroheptanoic acid | 375-85-9 | 375859 | 375859 | C7HF13O2 |  | Mass | kg | emission | ground | https://ofmpub.epa.gov/sor_internet/registry/substreg/searchandretrieve/substancesearch/search.do?details=displayDetails&selectedSubstanceId=46028 | 1 | Chemicals | b637d9ca-80ac-32d2-81d6-8cbd7424e283 | 9499238e-b0eb-35da-aef1-9114f54a0a44 | 20aadc24-a391-41cf-b340-3e4529f44bde | 93a60a56-a3c8-11da-a746-0800200b9a66
Perfluorononanoic acid | 375-95-1 | 375951 | 375951 | C9HF17O2 |  | Mass | kg | emission | ground | https://ofmpub.epa.gov/sor_internet/registry/substreg/searchandretrieve/substancesearch/search.do?details=displayDetails&selectedSubstanceId=46025 | 1 | Chemicals | d0653433-22d3-3338-a176-06c107b25ffa | 9499238e-b0eb-35da-aef1-9114f54a0a44 | 20aadc24-a391-41cf-b340-3e4529f44bde | 93a60a56-a3c8-11da-a746-0800200b9a66
Perfluoromyristic acid | 376-06-7 | 376067 | 376067 | C14HF27O2 |  | Mass | kg | emission | ground | https://ofmpub.epa.gov/sor_internet/registry/substreg/searchandretrieve/substancesearch/search.do?details=displayDetails&selectedSubstanceId=46024 | 1 | Chemicals | fceb64cb-d911-3806-8b9c-743836d44651 | 9499238e-b0eb-35da-aef1-9114f54a0a44 | 20aadc24-a391-41cf-b340-3e4529f44bde | 93a60a56-a3c8-11da-a746-0800200b9a66
Carbonate | 3812-32-6 | 3812326 | 3812326 | CO3 |  | Mass | kg | emission | ground | https://ofmpub.epa.gov/sor_internet/registry/substreg/searchandretrieve/substancesearch/search.do?details=displayDetails&selectedSubstanceId=41008 | 1 | Chemicals | c383c73d-51d9-323f-95de-b302002fc580 | 9499238e-b0eb-35da-aef1-9114f54a0a44 | 20aadc24-a391-41cf-b340-3e4529f44bde | 93a60a56-a3c8-11da-a746-0800200b9a66
Ammonium perfluorooctanoate | 3825-26-1 | 3825261 | 3825261 | C8H4F15NO2 |  | Mass | kg | emission | ground | https://ofmpub.epa.gov/sor_internet/registry/substreg/searchandretrieve/substancesearch/search.do?details=displayDetails&selectedSubstanceId=41002 | 1 | Chemicals | 805935e1-1eed-3f24-8a1a-f1a2c80e20d2 | 9499238e-b0eb-35da-aef1-9114f54a0a44 | 20aadc24-a391-41cf-b340-3e4529f44bde | 93a60a56-a3c8-11da-a746-0800200b9a66
2,3,3',4,4',5-Hexachlorobiphenyl | 38380-08-4 | 38380084 | 38380084 | C12H4Cl6 |  | Mass | kg | emission | ground | https://ofmpub.epa.gov/sor_internet/registry/substreg/searchandretrieve/substancesearch/search.do?details=displayDetails&selectedSubstanceId=82894 | 1 | Chemicals | b821b351-086e-34ac-a887-a1af8f1f218a | 9499238e-b0eb-35da-aef1-9114f54a0a44 | 20aadc24-a391-41cf-b340-3e4529f44bde | 93a60a56-a3c8-11da-a746-0800200b9a66
N-Isopropyl-2-butanonimine | 38836-39-4 | 38836394 | 38836394 | - |  | Mass | kg | emission | ground | https://ofmpub.epa.gov/sor_internet/registry/substreg/searchandretrieve/substancesearch/search.do?details=displayDetails&selectedSubstanceId=78776 | 1 | Chemicals | 68fa13be-ce3c-36d2-af95-1e616332580e | 9499238e-b0eb-35da-aef1-9114f54a0a44 | 20aadc24-a391-41cf-b340-3e4529f44bde | 93a60a56-a3c8-11da-a746-0800200b9a66
Neptune Blue | 39409-45-5 | 39409455 | 39409455 | - |  | Mass | kg | emission | ground | https://ofmpub.epa.gov/sor_internet/registry/substreg/searchandretrieve/substancesearch/search.do?details=displayDetails&selectedSubstanceId=78775 | 1 | Chemicals | 80e3089a-622a-3766-8a0a-69e33aa3b7ab | 9499238e-b0eb-35da-aef1-9114f54a0a44 | 20aadc24-a391-41cf-b340-3e4529f44bde | 93a60a56-a3c8-11da-a746-0800200b9a66
Isoxsuprine | 395-28-8 | 395288 | 395288 | C18H23NO3 |  | Mass | kg | emission | ground | https://ofmpub.epa.gov/sor_internet/registry/substreg/searchandretrieve/substancesearch/search.do?details=displayDetails&selectedSubstanceId=46001 | 1 | Chemicals | 47567f3b-2335-3b80-bb98-0c1d6a10eed4 | 9499238e-b0eb-35da-aef1-9114f54a0a44 | 20aadc24-a391-41cf-b340-3e4529f44bde | 93a60a56-a3c8-11da-a746-0800200b9a66
2,3,3',4,4',5,5'-Heptachlorobiphenyl | 39635-31-9 | 39635319 | 39635319 | C12H3Cl7 |  | Mass | kg | emission | ground | https://ofmpub.epa.gov/sor_internet/registry/substreg/searchandretrieve/substancesearch/search.do?details=displayDetails&selectedSubstanceId=82817 | 1 | Chemicals | 043d6e26-4d9c-337c-bfd1-cf625e04d50b | 9499238e-b0eb-35da-aef1-9114f54a0a44 | 20aadc24-a391-41cf-b340-3e4529f44bde | 93a60a56-a3c8-11da-a746-0800200b9a66
Bis(2-chloroisopropyl) ether | 39638-32-9 | 39638329 | 39638329 | C6H12Cl2O |  | Mass | kg | emission | ground | https://ofmpub.epa.gov/sor_internet/registry/substreg/searchandretrieve/substancesearch/search.do?details=displayDetails&selectedSubstanceId=53058 | 1 | Chemicals | 5de25c71-d8bd-3046-8f9c-35b38a6db912 | 9499238e-b0eb-35da-aef1-9114f54a0a44 | 20aadc24-a391-41cf-b340-3e4529f44bde | 93a60a56-a3c8-11da-a746-0800200b9a66
3-Methoxy-1,2-benzisothiazole | 40991-38-6 | 40991386 | 40991386 | C8H7NOS |  | Mass | kg | emission | ground | https://ofmpub.epa.gov/sor_internet/registry/substreg/searchandretrieve/substancesearch/search.do?details=displayDetails&selectedSubstanceId=78774 | 1 | Chemicals | 794c7399-594f-33ea-9cf6-16ee7f947524 | 9499238e-b0eb-35da-aef1-9114f54a0a44 | 20aadc24-a391-41cf-b340-3e4529f44bde | 93a60a56-a3c8-11da-a746-0800200b9a66
4-Nitro-N-methylphthalimide | 41663-84-7 | 41663847 | 41663847 | C9H6N2O4 |  | Mass | kg | emission | ground | https://ofmpub.epa.gov/sor_internet/registry/substreg/searchandretrieve/substancesearch/search.do?details=displayDetails&selectedSubstanceId=54509 | 1 | Chemicals | 9560c476-e3ca-3479-b36c-8572bdda5782 | 9499238e-b0eb-35da-aef1-9114f54a0a44 | 20aadc24-a391-41cf-b340-3e4529f44bde | 93a60a56-a3c8-11da-a746-0800200b9a66
Ethanone, 1-phenyl-, monohydroxy deriv. | 41903-50-8 | 41903508 | 41903508 | - |  | Mass | kg | emission | ground | https://ofmpub.epa.gov/sor_internet/registry/substreg/searchandretrieve/substancesearch/search.do?details=displayDetails&selectedSubstanceId=80930 | 1 | Chemicals | 02b01776-2f1c-3175-bf1b-e1925cf6954b | 9499238e-b0eb-35da-aef1-9114f54a0a44 | 20aadc24-a391-41cf-b340-3e4529f44bde | 93a60a56-a3c8-11da-a746-0800200b9a66
Benzenesulfonic acid, alkyl derivs. | 42615-29-2 | 42615292 | 42615292 | (CH2)y(CH2)xC7H8O3S |  | Mass | kg | emission | ground | https://ofmpub.epa.gov/sor_internet/registry/substreg/searchandretrieve/substancesearch/search.do?details=displayDetails&selectedSubstanceId=53882 | 1 | Chemicals | e86773e8-9022-3628-8478-f9bba4a51b93 | 9499238e-b0eb-35da-aef1-9114f54a0a44 | 20aadc24-a391-41cf-b340-3e4529f44bde | 93a60a56-a3c8-11da-a746-0800200b9a66
HCFC-132 | 431-06-1 | 431061 | 431061 | - |  | Mass | kg | emission | ground | https://ofmpub.epa.gov/sor_internet/registry/substreg/searchandretrieve/substancesearch/search.do?details=displayDetails&selectedSubstanceId=82194 | 1 | Chemicals | 5efbaaa5-3f81-3c3c-9d0e-85ee77a782fc | 9499238e-b0eb-35da-aef1-9114f54a0a44 | 20aadc24-a391-41cf-b340-3e4529f44bde | 93a60a56-a3c8-11da-a746-0800200b9a66
Carbamodithioic acid(I) | 4384-82-1 | 4384821 | 4384821 | - |  | Mass | kg | emission | ground | https://ofmpub.epa.gov/sor_internet/registry/substreg/searchandretrieve/substancesearch/search.do?details=displayDetails&selectedSubstanceId=81107 | 1 | Chemicals | 642c44a5-5860-3e93-9778-7a4cda11615b | 9499238e-b0eb-35da-aef1-9114f54a0a44 | 20aadc24-a391-41cf-b340-3e4529f44bde | 93a60a56-a3c8-11da-a746-0800200b9a66
Perfluorobutanesulfonate | 45187-15-3 | 45187153 | 45187153 | C4F9O3S |  | Mass | kg | emission | ground | https://ofmpub.epa.gov/sor_internet/registry/substreg/searchandretrieve/substancesearch/search.do?details=displayDetails&selectedSubstanceId=101476 | 1 | Chemicals | 733b0165-3327-342d-b94a-2e69f1eec389 | 9499238e-b0eb-35da-aef1-9114f54a0a44 | 20aadc24-a391-41cf-b340-3e4529f44bde | 93a60a56-a3c8-11da-a746-0800200b9a66
Linolenic acid | 463-40-1 | 463401 | 463401 | C18H30O2 |  | Mass | kg | emission | ground | https://ofmpub.epa.gov/sor_internet/registry/substreg/searchandretrieve/substancesearch/search.do?details=displayDetails&selectedSubstanceId=93650 | 1 | Chemicals | 2b38346b-6954-3290-a77f-a648d26356bb | 9499238e-b0eb-35da-aef1-9114f54a0a44 | 20aadc24-a391-41cf-b340-3e4529f44bde | 93a60a56-a3c8-11da-a746-0800200b9a66
1-Chloro-3-phenoxy-2-propanol | 4769-73-7 | 4769737 | 4769737 | - |  | Mass | kg | emission | ground | https://ofmpub.epa.gov/sor_internet/registry/substreg/searchandretrieve/substancesearch/search.do?details=displayDetails&selectedSubstanceId=42430 | 1 | Chemicals | 65ca61c8-374e-375d-b842-7e20ccd37945 | 9499238e-b0eb-35da-aef1-9114f54a0a44 | 20aadc24-a391-41cf-b340-3e4529f44bde | 93a60a56-a3c8-11da-a746-0800200b9a66
o-Methallyloxyphenol | 4790-71-0 | 4790710 | 4790710 | C10H12O2 |  | Mass | kg | emission | ground | https://ofmpub.epa.gov/sor_internet/registry/substreg/searchandretrieve/substancesearch/search.do?details=displayDetails&selectedSubstanceId=82623 | 1 | Chemicals | d47c5720-1982-3ce5-a690-f1d5aaffe9f3 | 9499238e-b0eb-35da-aef1-9114f54a0a44 | 20aadc24-a391-41cf-b340-3e4529f44bde | 93a60a56-a3c8-11da-a746-0800200b9a66
Dyphylline | 479-18-5 | 479185 | 479185 | C10H14N4O4 |  | Mass | kg | emission | ground | https://ofmpub.epa.gov/sor_internet/registry/substreg/searchandretrieve/substancesearch/search.do?details=displayDetails&selectedSubstanceId=45841 | 1 | Chemicals | c8a49743-1052-384d-a419-d32542aacf94 | 9499238e-b0eb-35da-aef1-9114f54a0a44 | 20aadc24-a391-41cf-b340-3e4529f44bde | 93a60a56-a3c8-11da-a746-0800200b9a66
Tetryl | 479-45-8 | 479458 | 479458 | C7H5N5O8 |  | Mass | kg | emission | ground | https://ofmpub.epa.gov/sor_internet/registry/substreg/searchandretrieve/substancesearch/search.do?details=displayDetails&selectedSubstanceId=90584 | 1 | Chemicals | a92c89c5-0a75-3bf6-b055-0bfb9f5e6083 | 9499238e-b0eb-35da-aef1-9114f54a0a44 | 20aadc24-a391-41cf-b340-3e4529f44bde | 93a60a56-a3c8-11da-a746-0800200b9a66
Chlorophyll a | 479-61-8 | 479618 | 479618 | C55H72MgN4O5 |  | Mass | kg | emission | ground | https://ofmpub.epa.gov/sor_internet/registry/substreg/searchandretrieve/substancesearch/search.do?details=displayDetails&selectedSubstanceId=90583 | 1 | Chemicals | 045da55d-1cac-3cb7-8546-daef73a37c15 | 9499238e-b0eb-35da-aef1-9114f54a0a44 | 20aadc24-a391-41cf-b340-3e4529f44bde | 93a60a56-a3c8-11da-a746-0800200b9a66
Carbohydrazide | 497-18-7 | 497187 | 497187 | CH6N4O |  | Mass | kg | emission | ground | https://ofmpub.epa.gov/sor_internet/registry/substreg/searchandretrieve/substancesearch/search.do?details=displayDetails&selectedSubstanceId=45773 | 1 | Chemicals | 594a406c-f92a-3a03-9153-a90769c96739 | 9499238e-b0eb-35da-aef1-9114f54a0a44 | 20aadc24-a391-41cf-b340-3e4529f44bde | 93a60a56-a3c8-11da-a746-0800200b9a66
2-Methyl-1,3-dioxolane | 497-26-7 | 497267 | 497267 | C4H8O2 |  | Mass | kg | emission | ground | https://ofmpub.epa.gov/sor_internet/registry/substreg/searchandretrieve/substancesearch/search.do?details=displayDetails&selectedSubstanceId=45772 | 1 | Chemicals | e4f36a12-f092-3949-baf4-97c24f2484b3 | 9499238e-b0eb-35da-aef1-9114f54a0a44 | 20aadc24-a391-41cf-b340-3e4529f44bde | 93a60a56-a3c8-11da-a746-0800200b9a66
Aspirin | 50-78-2 | 50782 | 50782 | C9H8O4 |  | Mass | kg | emission | ground | https://ofmpub.epa.gov/sor_internet/registry/substreg/searchandretrieve/substancesearch/search.do?details=displayDetails&selectedSubstanceId=49184 | 1 | Chemicals | 5c15db75-c404-3b9a-8573-c08e796607bf | 9499238e-b0eb-35da-aef1-9114f54a0a44 | 20aadc24-a391-41cf-b340-3e4529f44bde | 93a60a56-a3c8-11da-a746-0800200b9a66
Potassium N-hydroxymethyl-N-methyldithiocarbamate | 51026-28-9 | 51026289 | 51026289 | C3H6KNOS2 |  | Mass | kg | emission | ground | https://ofmpub.epa.gov/sor_internet/registry/substreg/searchandretrieve/substancesearch/search.do?details=displayDetails&selectedSubstanceId=55747 | 1 | Chemicals | bf4e0427-ecea-3c83-ba7c-85be2388e98a | 9499238e-b0eb-35da-aef1-9114f54a0a44 | 20aadc24-a391-41cf-b340-3e4529f44bde | 93a60a56-a3c8-11da-a746-0800200b9a66
N-Methylbenzenesulfonamide | 5183-78-8 | 5183788 | 5183788 | C7H9NO2S |  | Mass | kg | emission | ground | https://ofmpub.epa.gov/sor_internet/registry/substreg/searchandretrieve/substancesearch/search.do?details=displayDetails&selectedSubstanceId=42256 | 1 | Chemicals | b4e57f92-cdbf-3266-8cde-6133f84aefc9 | 9499238e-b0eb-35da-aef1-9114f54a0a44 | 20aadc24-a391-41cf-b340-3e4529f44bde | 93a60a56-a3c8-11da-a746-0800200b9a66
Chlorophyll b | 519-62-0 | 519620 | 519620 | C55H70MgN4O6 |  | Mass | kg | emission | ground | https://ofmpub.epa.gov/sor_internet/registry/substreg/searchandretrieve/substancesearch/search.do?details=displayDetails&selectedSubstanceId=45310 | 1 | Chemicals | 95b6408b-b83d-3951-bc80-14490d8beac7 | 9499238e-b0eb-35da-aef1-9114f54a0a44 | 20aadc24-a391-41cf-b340-3e4529f44bde | 93a60a56-a3c8-11da-a746-0800200b9a66
2,3',4,4',5,5'-Hexachlorobiphenyl | 52663-72-6 | 52663726 | 52663726 | C12H4Cl6 |  | Mass | kg | emission | ground | https://ofmpub.epa.gov/sor_internet/registry/substreg/searchandretrieve/substancesearch/search.do?details=displayDetails&selectedSubstanceId=82655 | 1 | Chemicals | 41d7b12e-800a-35cf-b189-e0bc7c055377 | 9499238e-b0eb-35da-aef1-9114f54a0a44 | 20aadc24-a391-41cf-b340-3e4529f44bde | 93a60a56-a3c8-11da-a746-0800200b9a66
o,p'-DDD | 53-19-0 | 53190 | 53190 | C14H10Cl4 |  | Mass | kg | emission | ground | https://ofmpub.epa.gov/sor_internet/registry/substreg/searchandretrieve/substancesearch/search.do?details=displayDetails&selectedSubstanceId=84992 | 1 | Chemicals | 3a489cfd-4988-3cf2-adfe-6998270a5a2f | 9499238e-b0eb-35da-aef1-9114f54a0a44 | 20aadc24-a391-41cf-b340-3e4529f44bde | 93a60a56-a3c8-11da-a746-0800200b9a66
Methocarbamol | 532-03-6 | 532036 | 532036 | C11H15NO5 |  | Mass | kg | emission | ground | https://ofmpub.epa.gov/sor_internet/registry/substreg/searchandretrieve/substancesearch/search.do?details=displayDetails&selectedSubstanceId=88920 | 1 | Chemicals | 1ced88ed-fd99-357e-902f-943f53d1b1e4 | 9499238e-b0eb-35da-aef1-9114f54a0a44 | 20aadc24-a391-41cf-b340-3e4529f44bde | 93a60a56-a3c8-11da-a746-0800200b9a66
2-Chloro-4-tert-amylphenol | 5323-65-9 | 5323659 | 5323659 | - |  | Mass | kg | emission | ground | https://ofmpub.epa.gov/sor_internet/registry/substreg/searchandretrieve/substancesearch/search.do?details=displayDetails&selectedSubstanceId=78790 | 1 | Chemicals | 0cb474b7-52e7-3458-a0ce-f8e0238dd335 | 9499238e-b0eb-35da-aef1-9114f54a0a44 | 20aadc24-a391-41cf-b340-3e4529f44bde | 93a60a56-a3c8-11da-a746-0800200b9a66
3-Methoxypropylamine | 5332-73-0 | 5332730 | 5332730 | C4H11NO |  | Mass | kg | emission | ground | https://ofmpub.epa.gov/sor_internet/registry/substreg/searchandretrieve/substancesearch/search.do?details=displayDetails&selectedSubstanceId=42183 | 1 | Chemicals | e79f5c7f-5107-3709-a378-094797fa4cd0 | 9499238e-b0eb-35da-aef1-9114f54a0a44 | 20aadc24-a391-41cf-b340-3e4529f44bde | 93a60a56-a3c8-11da-a746-0800200b9a66
Bromacil, lithium salt | 53404-19-6 | 53404196 | 53404196 | C9H12BrLiN2O2 |  | Mass | kg | emission | ground | https://ofmpub.epa.gov/sor_internet/registry/substreg/searchandretrieve/substancesearch/search.do?details=displayDetails&selectedSubstanceId=88755 | 1 | Chemicals | 10660c21-6f10-38a9-bfea-1bd5004df194 | 9499238e-b0eb-35da-aef1-9114f54a0a44 | 20aadc24-a391-41cf-b340-3e4529f44bde | 93a60a56-a3c8-11da-a746-0800200b9a66
Endrin ketone | 53494-70-5 | 53494705 | 53494705 | C12H8Cl6O |  | Mass | kg | emission | ground | https://ofmpub.epa.gov/sor_internet/registry/substreg/searchandretrieve/substancesearch/search.do?details=displayDetails&selectedSubstanceId=51342 | 1 | Chemicals | d97796d4-22a7-3d8a-8939-5d8992b56333 | 9499238e-b0eb-35da-aef1-9114f54a0a44 | 20aadc24-a391-41cf-b340-3e4529f44bde | 93a60a56-a3c8-11da-a746-0800200b9a66
1,2,3,4-Tetrahydro-8-methyldibenzothiophene | 54889-44-0 | 54889440 | 54889440 | - |  | Mass | kg | emission | ground | https://ofmpub.epa.gov/sor_internet/registry/substreg/searchandretrieve/substancesearch/search.do?details=displayDetails&selectedSubstanceId=78749 | 1 | Chemicals | f94850a2-090c-3dba-a361-ffe319ae3469 | 9499238e-b0eb-35da-aef1-9114f54a0a44 | 20aadc24-a391-41cf-b340-3e4529f44bde | 93a60a56-a3c8-11da-a746-0800200b9a66
2,2,4,5,6,7,8,8-Octachloro-2,3,3a,4,7,7a-hexahydro-4,7-methano-1H-indene | 5566-34-7 | 5566347 | 5566347 | C10H6Cl8 |  | Mass | kg | emission | ground | https://ofmpub.epa.gov/sor_internet/registry/substreg/searchandretrieve/substancesearch/search.do?details=displayDetails&selectedSubstanceId=38598 | 1 | Chemicals | 269c10fe-1993-3d81-9649-25a5cf36d260 | 9499238e-b0eb-35da-aef1-9114f54a0a44 | 20aadc24-a391-41cf-b340-3e4529f44bde | 93a60a56-a3c8-11da-a746-0800200b9a66
Nitroguanidine | 556-88-7 | 556887 | 556887 | CH4N4O2 |  | Mass | kg | emission | ground | https://ofmpub.epa.gov/sor_internet/registry/substreg/searchandretrieve/substancesearch/search.do?details=displayDetails&selectedSubstanceId=45382 | 1 | Chemicals | 9ca056e2-57c7-3934-bf5e-5b03b6b87b2f | 9499238e-b0eb-35da-aef1-9114f54a0a44 | 20aadc24-a391-41cf-b340-3e4529f44bde | 93a60a56-a3c8-11da-a746-0800200b9a66
1,2-Dichloropropene | 563-54-2 | 563542 | 563542 | C3H4Cl2 |  | Mass | kg | emission | ground | https://ofmpub.epa.gov/sor_internet/registry/substreg/searchandretrieve/substancesearch/search.do?details=displayDetails&selectedSubstanceId=89951 | 1 | Chemicals | e3b41d7a-400e-31f3-a734-2c84d98d2d5e | 9499238e-b0eb-35da-aef1-9114f54a0a44 | 20aadc24-a391-41cf-b340-3e4529f44bde | 93a60a56-a3c8-11da-a746-0800200b9a66
1,1-Dichloropropene | 563-58-6 | 563586 | 563586 | C3H4Cl2 |  | Mass | kg | emission | ground | https://ofmpub.epa.gov/sor_internet/registry/substreg/searchandretrieve/substancesearch/search.do?details=displayDetails&selectedSubstanceId=45664 | 1 | Chemicals | f92178ee-6e03-3ba2-b8f4-a5e6ef46a218 | 9499238e-b0eb-35da-aef1-9114f54a0a44 | 20aadc24-a391-41cf-b340-3e4529f44bde | 93a60a56-a3c8-11da-a746-0800200b9a66
Chlorhexidine diacetate | 56-95-1 | 56951 | 56951 | C26H38Cl2N10O4 |  | Mass | kg | emission | ground | https://ofmpub.epa.gov/sor_internet/registry/substreg/searchandretrieve/substancesearch/search.do?details=displayDetails&selectedSubstanceId=89625 | 1 | Chemicals | ef7aacea-a9d3-3a50-8f3b-b9359d3c84e9 | 9499238e-b0eb-35da-aef1-9114f54a0a44 | 20aadc24-a391-41cf-b340-3e4529f44bde | 93a60a56-a3c8-11da-a746-0800200b9a66
Monochlorodehydroabietic acid | 57055-38-6 | 57055386 | 57055386 | C20H27ClO2 |  | Mass | kg | emission | ground | https://ofmpub.epa.gov/sor_internet/registry/substreg/searchandretrieve/substancesearch/search.do?details=displayDetails&selectedSubstanceId=89614 | 1 | Chemicals | 6adb4452-57d1-3cf0-9afe-1001d3f71a3c | 9499238e-b0eb-35da-aef1-9114f54a0a44 | 20aadc24-a391-41cf-b340-3e4529f44bde | 93a60a56-a3c8-11da-a746-0800200b9a66
Dichlorodehydroabietic acid | 57055-39-7 | 57055397 | 57055397 | C20H26Cl2O2 |  | Mass | kg | emission | ground | https://ofmpub.epa.gov/sor_internet/registry/substreg/searchandretrieve/substancesearch/search.do?details=displayDetails&selectedSubstanceId=82528 | 1 | Chemicals | 1d46b270-df95-3568-ba39-8dc222a48b36 | 9499238e-b0eb-35da-aef1-9114f54a0a44 | 20aadc24-a391-41cf-b340-3e4529f44bde | 93a60a56-a3c8-11da-a746-0800200b9a66
3,3',4,4',5-Pentachlorobiphenyl | 57465-28-8 | 57465288 | 57465288 | C12H5Cl5 |  | Mass | kg | emission | ground | https://ofmpub.epa.gov/sor_internet/registry/substreg/searchandretrieve/substancesearch/search.do?details=displayDetails&selectedSubstanceId=82641 | 1 | Chemicals | ae65cff4-cc86-39fe-aebd-d32d9ba119f0 | 9499238e-b0eb-35da-aef1-9114f54a0a44 | 20aadc24-a391-41cf-b340-3e4529f44bde | 93a60a56-a3c8-11da-a746-0800200b9a66
9,10-Dichlorostearic acid | 5829-48-1 | 5829481 | 5829481 | C18H34Cl2O2 |  | Mass | kg | emission | ground | https://ofmpub.epa.gov/sor_internet/registry/substreg/searchandretrieve/substancesearch/search.do?details=displayDetails&selectedSubstanceId=76827 | 1 | Chemicals | 7805e33a-ea52-3cf4-93aa-3c27b3918338 | 9499238e-b0eb-35da-aef1-9114f54a0a44 | 20aadc24-a391-41cf-b340-3e4529f44bde | 93a60a56-a3c8-11da-a746-0800200b9a66
Theophylline | 58-55-9 | 58559 | 58559 | C7H8N4O2 |  | Mass | kg | emission | ground | https://ofmpub.epa.gov/sor_internet/registry/substreg/searchandretrieve/substancesearch/search.do?details=displayDetails&selectedSubstanceId=49125 | 1 | Chemicals | acf0c63b-f066-3a93-ba2e-969a0efb6d1c | 9499238e-b0eb-35da-aef1-9114f54a0a44 | 20aadc24-a391-41cf-b340-3e4529f44bde | 93a60a56-a3c8-11da-a746-0800200b9a66
Dibromodichloromethane | 594-18-3 | 594183 | 594183 | CBr2Cl2 |  | Mass | kg | emission | ground | https://ofmpub.epa.gov/sor_internet/registry/substreg/searchandretrieve/substancesearch/search.do?details=displayDetails&selectedSubstanceId=45064 | 1 | Chemicals | 2c3ef26c-f849-3fd4-9a8b-8fb879565e07 | 9499238e-b0eb-35da-aef1-9114f54a0a44 | 20aadc24-a391-41cf-b340-3e4529f44bde | 93a60a56-a3c8-11da-a746-0800200b9a66
Pheophytin a | 603-17-8 | 603178 | 603178 | C55H74N4O5 |  | Mass | kg | emission | ground | https://ofmpub.epa.gov/sor_internet/registry/substreg/searchandretrieve/substancesearch/search.do?details=displayDetails&selectedSubstanceId=44996 | 1 | Chemicals | 7ce45c03-fb75-3aea-a268-e654f91f0843 | 9499238e-b0eb-35da-aef1-9114f54a0a44 | 20aadc24-a391-41cf-b340-3e4529f44bde | 93a60a56-a3c8-11da-a746-0800200b9a66
Linoleic acid | 60-33-3 | 60333 | 60333 | C18H32O2 |  | Mass | kg | emission | ground | https://ofmpub.epa.gov/sor_internet/registry/substreg/searchandretrieve/substancesearch/search.do?details=displayDetails&selectedSubstanceId=90648 | 1 | Chemicals | 23434d1f-1a6e-3957-8a70-badfadbc056f | 9499238e-b0eb-35da-aef1-9114f54a0a44 | 20aadc24-a391-41cf-b340-3e4529f44bde | 93a60a56-a3c8-11da-a746-0800200b9a66
3,4,6-Trichloroguaiacol | 60712-44-9 | 60712449 | 60712449 | C7H5Cl3O2 |  | Mass | kg | emission | ground | https://ofmpub.epa.gov/sor_internet/registry/substreg/searchandretrieve/substancesearch/search.do?details=displayDetails&selectedSubstanceId=83840 | 1 | Chemicals | 55cb1468-4a23-329e-8c8f-dd9b9731911c | 9499238e-b0eb-35da-aef1-9114f54a0a44 | 20aadc24-a391-41cf-b340-3e4529f44bde | 93a60a56-a3c8-11da-a746-0800200b9a66
2,3-Dichloroaniline | 608-27-5 | 608275 | 608275 | C6H5Cl2N |  | Mass | kg | emission | ground | https://ofmpub.epa.gov/sor_internet/registry/substreg/searchandretrieve/substancesearch/search.do?details=displayDetails&selectedSubstanceId=90461 | 1 | Chemicals | 9adfaf61-1e56-3579-bff9-143f6e6390a7 | 9499238e-b0eb-35da-aef1-9114f54a0a44 | 20aadc24-a391-41cf-b340-3e4529f44bde | 93a60a56-a3c8-11da-a746-0800200b9a66
2-Chlorobenzyl chloride | 611-19-8 | 611198 | 611198 | C7H6Cl2 |  | Mass | kg | emission | ground | https://ofmpub.epa.gov/sor_internet/registry/substreg/searchandretrieve/substancesearch/search.do?details=displayDetails&selectedSubstanceId=45286 | 1 | Chemicals | 407854d8-74cc-3b52-ae28-db2773fcef38 | 9499238e-b0eb-35da-aef1-9114f54a0a44 | 20aadc24-a391-41cf-b340-3e4529f44bde | 93a60a56-a3c8-11da-a746-0800200b9a66
Amoxicillin trihydrate | 61336-70-7 | 61336707 | 61336707 | C16H25N3O8S |  | Mass | kg | emission | ground | https://ofmpub.epa.gov/sor_internet/registry/substreg/searchandretrieve/substancesearch/search.do?details=displayDetails&selectedSubstanceId=86949 | 1 | Chemicals | 3c906fb9-496f-38dd-a101-0df2f9e7b274 | 9499238e-b0eb-35da-aef1-9114f54a0a44 | 20aadc24-a391-41cf-b340-3e4529f44bde | 93a60a56-a3c8-11da-a746-0800200b9a66
2-(Methylthio)benzothiazole | 615-22-5 | 615225 | 615225 | C8H7NS2 |  | Mass | kg | emission | ground | https://ofmpub.epa.gov/sor_internet/registry/substreg/searchandretrieve/substancesearch/search.do?details=displayDetails&selectedSubstanceId=44512 | 1 | Chemicals | f66ef0bd-2111-3d5a-9952-36afc892f261 | 9499238e-b0eb-35da-aef1-9114f54a0a44 | 20aadc24-a391-41cf-b340-3e4529f44bde | 93a60a56-a3c8-11da-a746-0800200b9a66
Sodium 2-biphenylate tetrahydrate | 6152-33-6 | 6152336 | 6152336 | C12H17NaO5 |  | Mass | kg | emission | ground | https://ofmpub.epa.gov/sor_internet/registry/substreg/searchandretrieve/substancesearch/search.do?details=displayDetails&selectedSubstanceId=78788 | 1 | Chemicals | 4d36f9b3-688e-3d7b-a80d-79bda31429bf | 9499238e-b0eb-35da-aef1-9114f54a0a44 | 20aadc24-a391-41cf-b340-3e4529f44bde | 93a60a56-a3c8-11da-a746-0800200b9a66
1,1-Dichloro-2,2-diethoxyethane | 619-33-0 | 619330 | 619330 | C6H12Cl2O2 |  | Mass | kg | emission | ground | https://ofmpub.epa.gov/sor_internet/registry/substreg/searchandretrieve/substancesearch/search.do?details=displayDetails&selectedSubstanceId=44882 | 1 | Chemicals | a8dae32c-8a9e-3659-8c3a-094f3fe1246e | 9499238e-b0eb-35da-aef1-9114f54a0a44 | 20aadc24-a391-41cf-b340-3e4529f44bde | 93a60a56-a3c8-11da-a746-0800200b9a66
Trichloroguaiacol | 61966-36-7 | 61966367 | 61966367 | - |  | Mass | kg | emission | ground | https://ofmpub.epa.gov/sor_internet/registry/substreg/searchandretrieve/substancesearch/search.do?details=displayDetails&selectedSubstanceId=76809 | 1 | Chemicals | a29765c6-21d2-3c51-b4cd-6bbe0cdb2026 | 9499238e-b0eb-35da-aef1-9114f54a0a44 | 20aadc24-a391-41cf-b340-3e4529f44bde | 93a60a56-a3c8-11da-a746-0800200b9a66
Tripropyl orthoformate | 621-76-1 | 621761 | 621761 | C10H22O3 |  | Mass | kg | emission | ground | https://ofmpub.epa.gov/sor_internet/registry/substreg/searchandretrieve/substancesearch/search.do?details=displayDetails&selectedSubstanceId=44781 | 1 | Chemicals | f3a9ed31-9207-304e-acfd-6d8031bd126e | 9499238e-b0eb-35da-aef1-9114f54a0a44 | 20aadc24-a391-41cf-b340-3e4529f44bde | 93a60a56-a3c8-11da-a746-0800200b9a66
Ethyl methyl sulfide | 624-89-5 | 624895 | 624895 | C3H8S |  | Mass | kg | emission | ground | https://ofmpub.epa.gov/sor_internet/registry/substreg/searchandretrieve/substancesearch/search.do?details=displayDetails&selectedSubstanceId=44701 | 1 | Chemicals | 885a2394-ffc3-384a-a519-a37d741bed9d | 9499238e-b0eb-35da-aef1-9114f54a0a44 | 20aadc24-a391-41cf-b340-3e4529f44bde | 93a60a56-a3c8-11da-a746-0800200b9a66
Methyl disulfide | 624-92-0 | 624920 | 624920 | C2H6S2 |  | Mass | kg | emission | ground | https://ofmpub.epa.gov/sor_internet/registry/substreg/searchandretrieve/substancesearch/search.do?details=displayDetails&selectedSubstanceId=44699 | 1 | Chemicals | 437e17c0-9a3c-3de4-8da4-f019d13b0c00 | 9499238e-b0eb-35da-aef1-9114f54a0a44 | 20aadc24-a391-41cf-b340-3e4529f44bde | 93a60a56-a3c8-11da-a746-0800200b9a66
Ethyl methanesulfonate | 62-50-0 | 62500 | 62500 | C3H8O3S |  | Mass | kg | emission | ground | https://ofmpub.epa.gov/sor_internet/registry/substreg/searchandretrieve/substancesearch/search.do?details=displayDetails&selectedSubstanceId=49068 | 1 | Chemicals | 90c75000-e208-3ec6-afda-2e50fd99e4d5 | 9499238e-b0eb-35da-aef1-9114f54a0a44 | 20aadc24-a391-41cf-b340-3e4529f44bde | 93a60a56-a3c8-11da-a746-0800200b9a66
1-Ethoxy-2-methylpropane | 627-02-1 | 627021 | 627021 | C6H14O |  | Mass | kg | emission | ground | https://ofmpub.epa.gov/sor_internet/registry/substreg/searchandretrieve/substancesearch/search.do?details=displayDetails&selectedSubstanceId=78860 | 1 | Chemicals | d447176d-4a0f-332c-b6f8-33c712f97923 | 9499238e-b0eb-35da-aef1-9114f54a0a44 | 20aadc24-a391-41cf-b340-3e4529f44bde | 93a60a56-a3c8-11da-a746-0800200b9a66
Ethylene glycol dinitrate | 628-96-6 | 628966 | 628966 | C2H4N2O6 |  | Mass | kg | emission | ground | https://ofmpub.epa.gov/sor_internet/registry/substreg/searchandretrieve/substancesearch/search.do?details=displayDetails&selectedSubstanceId=89174 | 1 | Chemicals | 77ca36b6-b0cc-386f-a9c0-46422081f1c2 | 9499238e-b0eb-35da-aef1-9114f54a0a44 | 20aadc24-a391-41cf-b340-3e4529f44bde | 93a60a56-a3c8-11da-a746-0800200b9a66
Hexacosane | 630-01-3 | 630013 | 630013 | C26H54 |  | Mass | kg | emission | ground | https://ofmpub.epa.gov/sor_internet/registry/substreg/searchandretrieve/substancesearch/search.do?details=displayDetails&selectedSubstanceId=89022 | 1 | Chemicals | 56fa648e-3b1b-38cc-ab21-08d8626de5b6 | 9499238e-b0eb-35da-aef1-9114f54a0a44 | 20aadc24-a391-41cf-b340-3e4529f44bde | 93a60a56-a3c8-11da-a746-0800200b9a66
Aluminum stearate | 637-12-7 | 637127 | 637127 | C54H105AlO6 |  | Mass | kg | emission | ground | https://ofmpub.epa.gov/sor_internet/registry/substreg/searchandretrieve/substancesearch/search.do?details=displayDetails&selectedSubstanceId=90436 | 1 | Chemicals | cb8e3830-26d1-3cdc-9353-ece3d15647cf | 9499238e-b0eb-35da-aef1-9114f54a0a44 | 20aadc24-a391-41cf-b340-3e4529f44bde | 93a60a56-a3c8-11da-a746-0800200b9a66
2,3',4,4',5'-Pentachlorobiphenyl | 65510-44-3 | 65510443 | 65510443 | C12H5Cl5 |  | Mass | kg | emission | ground | https://ofmpub.epa.gov/sor_internet/registry/substreg/searchandretrieve/substancesearch/search.do?details=displayDetails&selectedSubstanceId=89143 | 1 | Chemicals | 1a6aba0b-69fb-3b71-8221-a11f31a95b4c | 9499238e-b0eb-35da-aef1-9114f54a0a44 | 20aadc24-a391-41cf-b340-3e4529f44bde | 93a60a56-a3c8-11da-a746-0800200b9a66
Cyanate | 661-20-1 | 661201 | 661201 | - |  | Mass | kg | emission | ground | https://ofmpub.epa.gov/sor_internet/registry/substreg/searchandretrieve/substancesearch/search.do?details=displayDetails&selectedSubstanceId=44378 | 1 | Chemicals | 6e79ae21-bf02-3bea-a65d-552920a34180 | 9499238e-b0eb-35da-aef1-9114f54a0a44 | 20aadc24-a391-41cf-b340-3e4529f44bde | 93a60a56-a3c8-11da-a746-0800200b9a66
Octylphenol | 67554-50-1 | 67554501 | 67554501 | - |  | Mass | kg | emission | ground | https://ofmpub.epa.gov/sor_internet/registry/substreg/searchandretrieve/substancesearch/search.do?details=displayDetails&selectedSubstanceId=81344 | 1 | Chemicals | c3d041c6-7318-3ed3-bb24-bd28a5b99f5c | 9499238e-b0eb-35da-aef1-9114f54a0a44 | 20aadc24-a391-41cf-b340-3e4529f44bde | 93a60a56-a3c8-11da-a746-0800200b9a66
1-Decanol, 3,3,4,4,5,5,6,6,7,7,8,8,9,9,10,10,10-heptadecafluoro- | 678-39-7 | 678397 | 678397 | C10H5F17O |  | Mass | kg | emission | ground | https://ofmpub.epa.gov/sor_internet/registry/substreg/searchandretrieve/substancesearch/search.do?details=displayDetails&selectedSubstanceId=91205 | 1 | Chemicals | 5bd81f0e-5c19-323f-80d5-b6c67ed13681 | 9499238e-b0eb-35da-aef1-9114f54a0a44 | 20aadc24-a391-41cf-b340-3e4529f44bde | 93a60a56-a3c8-11da-a746-0800200b9a66
2-Bromo-1,1-dichloroethane | 683-53-4 | 683534 | 683534 | C2H3BrCl2 |  | Mass | kg | emission | ground | https://ofmpub.epa.gov/sor_internet/registry/substreg/searchandretrieve/substancesearch/search.do?details=displayDetails&selectedSubstanceId=44339 | 1 | Chemicals | ac9b62cf-1cc3-3803-9afb-886cf9c24bbd | 9499238e-b0eb-35da-aef1-9114f54a0a44 | 20aadc24-a391-41cf-b340-3e4529f44bde | 93a60a56-a3c8-11da-a746-0800200b9a66
Cocamides diethanolamines | 68603-42-9 | 68603429 | 68603429 | - |  | Mass | kg | emission | ground | https://ofmpub.epa.gov/sor_internet/registry/substreg/searchandretrieve/substancesearch/search.do?details=displayDetails&selectedSubstanceId=11132 | 1 | Chemicals | d076398a-2b95-359b-b2b5-8672e065f8b3 | 9499238e-b0eb-35da-aef1-9114f54a0a44 | 20aadc24-a391-41cf-b340-3e4529f44bde | 93a60a56-a3c8-11da-a746-0800200b9a66
Hydroxyzine | 68-88-2 | 68882 | 68882 | C21H27ClN2O2 |  | Mass | kg | emission | ground | https://ofmpub.epa.gov/sor_internet/registry/substreg/searchandretrieve/substancesearch/search.do?details=displayDetails&selectedSubstanceId=87804 | 1 | Chemicals | d6c0a94b-43b1-3a29-9cc0-3bd214dd984a | 9499238e-b0eb-35da-aef1-9114f54a0a44 | 20aadc24-a391-41cf-b340-3e4529f44bde | 93a60a56-a3c8-11da-a746-0800200b9a66
2,3,3',4,4',5'-Hexachlorobiphenyl | 69782-90-7 | 69782907 | 69782907 | C12H4Cl6 |  | Mass | kg | emission | ground | https://ofmpub.epa.gov/sor_internet/registry/substreg/searchandretrieve/substancesearch/search.do?details=displayDetails&selectedSubstanceId=83089 | 1 | Chemicals | e3d0666d-4ba0-31fd-8f7a-623925b6017d | 9499238e-b0eb-35da-aef1-9114f54a0a44 | 20aadc24-a391-41cf-b340-3e4529f44bde | 93a60a56-a3c8-11da-a746-0800200b9a66
3,4,4',5-Tetrachlorobiphenyl | 70362-50-4 | 70362504 | 70362504 | C12H6Cl4 |  | Mass | kg | emission | ground | https://ofmpub.epa.gov/sor_internet/registry/substreg/searchandretrieve/substancesearch/search.do?details=displayDetails&selectedSubstanceId=83081 | 1 | Chemicals | 2d45ee15-b875-337f-978c-cb84efd8bcce | 9499238e-b0eb-35da-aef1-9114f54a0a44 | 20aadc24-a391-41cf-b340-3e4529f44bde | 93a60a56-a3c8-11da-a746-0800200b9a66
Octachlorocyclopentene | 706-78-5 | 706785 | 706785 | C5Cl8 |  | Mass | kg | emission | ground | https://ofmpub.epa.gov/sor_internet/registry/substreg/searchandretrieve/substancesearch/search.do?details=displayDetails&selectedSubstanceId=87209 | 1 | Chemicals | 73b479b3-a123-3249-8d6b-cfd5c38aeb39 | 9499238e-b0eb-35da-aef1-9114f54a0a44 | 20aadc24-a391-41cf-b340-3e4529f44bde | 93a60a56-a3c8-11da-a746-0800200b9a66
Acetate ion | 71-50-1 | 71501 | 71501 | C2H3O2 |  | Mass | kg | emission | ground | https://ofmpub.epa.gov/sor_internet/registry/substreg/searchandretrieve/substancesearch/search.do?details=displayDetails&selectedSubstanceId=98371 | 1 | Chemicals | 2ec5e67d-8b02-39b2-8c66-d22cc8ef9ce1 | 9499238e-b0eb-35da-aef1-9114f54a0a44 | 20aadc24-a391-41cf-b340-3e4529f44bde | 93a60a56-a3c8-11da-a746-0800200b9a66
Bicarbonate | 71-52-3 | 71523 | 71523 | CHO3 |  | Mass | kg | emission | ground | https://ofmpub.epa.gov/sor_internet/registry/substreg/searchandretrieve/substancesearch/search.do?details=displayDetails&selectedSubstanceId=48568 | 1 | Chemicals | 7168ee0c-bbc2-3ecd-a839-53f91bcd3cce | 9499238e-b0eb-35da-aef1-9114f54a0a44 | 20aadc24-a391-41cf-b340-3e4529f44bde | 93a60a56-a3c8-11da-a746-0800200b9a66
Sulfathiazole | 72-14-0 | 72140 | 72140 | C9H9N3O2S2 |  | Mass | kg | emission | ground | https://ofmpub.epa.gov/sor_internet/registry/substreg/searchandretrieve/substancesearch/search.do?details=displayDetails&selectedSubstanceId=48564 | 1 | Chemicals | afe71753-3c26-3069-ade5-b6b48214d06c | 9499238e-b0eb-35da-aef1-9114f54a0a44 | 20aadc24-a391-41cf-b340-3e4529f44bde | 93a60a56-a3c8-11da-a746-0800200b9a66
Ethylenediaminetetraacetic acid ammonium salt | 7379-26-2 | 7379262 | 7379262 | - |  | Mass | kg | emission | ground | https://ofmpub.epa.gov/sor_internet/registry/substreg/searchandretrieve/substancesearch/search.do?details=displayDetails&selectedSubstanceId=88043 | 1 | Chemicals | 9097cd35-8b80-3e21-ad4a-ee4cf94a20a5 | 9499238e-b0eb-35da-aef1-9114f54a0a44 | 20aadc24-a391-41cf-b340-3e4529f44bde | 93a60a56-a3c8-11da-a746-0800200b9a66
Endrin aldehyde | 7421-93-4 | 7421934 | 7421934 | C12H8Cl6O |  | Mass | kg | emission | ground | https://ofmpub.epa.gov/sor_internet/registry/substreg/searchandretrieve/substancesearch/search.do?details=displayDetails&selectedSubstanceId=37030 | 1 | Chemicals | 0825cb2a-7217-3e0a-8f56-a21597f2bd99 | 9499238e-b0eb-35da-aef1-9114f54a0a44 | 20aadc24-a391-41cf-b340-3e4529f44bde | 93a60a56-a3c8-11da-a746-0800200b9a66
Iron | 7439-89-6 | 7439896 | 7439896 | Fe |  | Mass | kg | emission | ground | https://ofmpub.epa.gov/sor_internet/registry/substreg/searchandretrieve/substancesearch/search.do?details=displayDetails&selectedSubstanceId=37015 | 1 | Chemicals | 83abf51c-d119-330b-9520-84adde0abb71 | 9499238e-b0eb-35da-aef1-9114f54a0a44 | 20aadc24-a391-41cf-b340-3e4529f44bde | 93a60a56-a3c8-11da-a746-0800200b9a66
Lanthanum | 7439-91-0 | 7439910 | 7439910 | La |  | Mass | kg | emission | ground | https://ofmpub.epa.gov/sor_internet/registry/substreg/searchandretrieve/substancesearch/search.do?details=displayDetails&selectedSubstanceId=37013 | 1 | Chemicals | d7b7e776-60d0-3db2-ae61-fd5e61222acb | 9499238e-b0eb-35da-aef1-9114f54a0a44 | 20aadc24-a391-41cf-b340-3e4529f44bde | 93a60a56-a3c8-11da-a746-0800200b9a66
Lithium | 7439-93-2 | 7439932 | 7439932 | Li |  | Mass | kg | emission | ground | https://ofmpub.epa.gov/sor_internet/registry/substreg/searchandretrieve/substancesearch/search.do?details=displayDetails&selectedSubstanceId=37011 | 1 | Chemicals | 4335b0a0-9c7d-3bb7-8e48-d185c3068fbd | 9499238e-b0eb-35da-aef1-9114f54a0a44 | 20aadc24-a391-41cf-b340-3e4529f44bde | 93a60a56-a3c8-11da-a746-0800200b9a66
Magnesium | 7439-95-4 | 7439954 | 7439954 | Mg |  | Mass | kg | emission | ground | https://ofmpub.epa.gov/sor_internet/registry/substreg/searchandretrieve/substancesearch/search.do?details=displayDetails&selectedSubstanceId=37009 | 1 | Chemicals | c4ea235f-ab21-3410-b999-37e74f694010 | 9499238e-b0eb-35da-aef1-9114f54a0a44 | 20aadc24-a391-41cf-b340-3e4529f44bde | 93a60a56-a3c8-11da-a746-0800200b9a66
Molybdenum | 7439-98-7 | 7439987 | 7439987 | Mo |  | Mass | kg | emission | ground | https://ofmpub.epa.gov/sor_internet/registry/substreg/searchandretrieve/substancesearch/search.do?details=displayDetails&selectedSubstanceId=37006 | 1 | Chemicals | 524e9c93-6734-349e-b6e2-be848882f533 | 9499238e-b0eb-35da-aef1-9114f54a0a44 | 20aadc24-a391-41cf-b340-3e4529f44bde | 93a60a56-a3c8-11da-a746-0800200b9a66
Rhenium | 7440-15-5 | 7440155 | 7440155 | Re |  | Mass | kg | emission | ground | https://ofmpub.epa.gov/sor_internet/registry/substreg/searchandretrieve/substancesearch/search.do?details=displayDetails&selectedSubstanceId=36993 | 1 | Chemicals | 0e062c41-f882-3618-acae-8453340c968b | 9499238e-b0eb-35da-aef1-9114f54a0a44 | 20aadc24-a391-41cf-b340-3e4529f44bde | 93a60a56-a3c8-11da-a746-0800200b9a66
Rhodium | 7440-16-6 | 7440166 | 7440166 | Rh |  | Mass | kg | emission | ground | https://ofmpub.epa.gov/sor_internet/registry/substreg/searchandretrieve/substancesearch/search.do?details=displayDetails&selectedSubstanceId=36992 | 1 | Chemicals | 9dff9616-5d4e-38aa-84c7-e9f531e7b4a5 | 9499238e-b0eb-35da-aef1-9114f54a0a44 | 20aadc24-a391-41cf-b340-3e4529f44bde | 93a60a56-a3c8-11da-a746-0800200b9a66
Rubidium | 7440-17-7 | 7440177 | 7440177 | Rb |  | Mass | kg | emission | ground | https://ofmpub.epa.gov/sor_internet/registry/substreg/searchandretrieve/substancesearch/search.do?details=displayDetails&selectedSubstanceId=36991 | 1 | Chemicals | 05ec9cc9-0ede-3553-b347-c6b731bae4a8 | 9499238e-b0eb-35da-aef1-9114f54a0a44 | 20aadc24-a391-41cf-b340-3e4529f44bde | 93a60a56-a3c8-11da-a746-0800200b9a66
Ruthenium | 7440-18-8 | 7440188 | 7440188 | Ru |  | Mass | kg | emission | ground | https://ofmpub.epa.gov/sor_internet/registry/substreg/searchandretrieve/substancesearch/search.do?details=displayDetails&selectedSubstanceId=36990 | 1 | Chemicals | b88418c6-ad96-3af5-9657-4ee479b7ed8b | 9499238e-b0eb-35da-aef1-9114f54a0a44 | 20aadc24-a391-41cf-b340-3e4529f44bde | 93a60a56-a3c8-11da-a746-0800200b9a66
Samarium | 7440-19-9 | 7440199 | 7440199 | Sm |  | Mass | kg | emission | ground | https://ofmpub.epa.gov/sor_internet/registry/substreg/searchandretrieve/substancesearch/search.do?details=displayDetails&selectedSubstanceId=36989 | 1 | Chemicals | 5f2edf75-dfdf-3ede-a32d-7d50cb4ea478 | 9499238e-b0eb-35da-aef1-9114f54a0a44 | 20aadc24-a391-41cf-b340-3e4529f44bde | 93a60a56-a3c8-11da-a746-0800200b9a66
Silicon | 7440-21-3 | 7440213 | 7440213 | Si |  | Mass | kg | emission | ground | https://ofmpub.epa.gov/sor_internet/registry/substreg/searchandretrieve/substancesearch/search.do?details=displayDetails&selectedSubstanceId=36987 | 1 | Chemicals | c6da2106-a174-3499-8565-0e9c3fdd07ac | 9499238e-b0eb-35da-aef1-9114f54a0a44 | 20aadc24-a391-41cf-b340-3e4529f44bde | 93a60a56-a3c8-11da-a746-0800200b9a66
Sodium | 7440-23-5 | 7440235 | 7440235 | Na |  | Mass | kg | emission | ground | https://ofmpub.epa.gov/sor_internet/registry/substreg/searchandretrieve/substancesearch/search.do?details=displayDetails&selectedSubstanceId=36985 | 1 | Chemicals | cd7515af-6b90-3940-be98-bd4a2c8afe4f | 9499238e-b0eb-35da-aef1-9114f54a0a44 | 20aadc24-a391-41cf-b340-3e4529f44bde | 93a60a56-a3c8-11da-a746-0800200b9a66
Strontium | 7440-24-6 | 7440246 | 7440246 | Sr |  | Mass | kg | emission | ground | https://ofmpub.epa.gov/sor_internet/registry/substreg/searchandretrieve/substancesearch/search.do?details=displayDetails&selectedSubstanceId=36984 | 1 | Chemicals | d9f27b5c-28f2-3491-9fb0-480bb3770573 | 9499238e-b0eb-35da-aef1-9114f54a0a44 | 20aadc24-a391-41cf-b340-3e4529f44bde | 93a60a56-a3c8-11da-a746-0800200b9a66
Tantalum | 7440-25-7 | 7440257 | 7440257 | Ta |  | Mass | kg | emission | ground | https://ofmpub.epa.gov/sor_internet/registry/substreg/searchandretrieve/substancesearch/search.do?details=displayDetails&selectedSubstanceId=36983 | 1 | Chemicals | de665d3a-c5fb-36ee-bd64-ddcd3dc740a1 | 9499238e-b0eb-35da-aef1-9114f54a0a44 | 20aadc24-a391-41cf-b340-3e4529f44bde | 93a60a56-a3c8-11da-a746-0800200b9a66
Tin | 7440-31-5 | 7440315 | 7440315 | Sn |  | Mass | kg | emission | ground | https://ofmpub.epa.gov/sor_internet/registry/substreg/searchandretrieve/substancesearch/search.do?details=displayDetails&selectedSubstanceId=36979 | 1 | Chemicals | 90f6efb0-88e3-35a8-8468-c6daec979e0e | 9499238e-b0eb-35da-aef1-9114f54a0a44 | 20aadc24-a391-41cf-b340-3e4529f44bde | 93a60a56-a3c8-11da-a746-0800200b9a66
Tungsten | 7440-33-7 | 7440337 | 7440337 | W |  | Mass | kg | emission | ground | https://ofmpub.epa.gov/sor_internet/registry/substreg/searchandretrieve/substancesearch/search.do?details=displayDetails&selectedSubstanceId=36977 | 1 | Chemicals | 66755ea2-4539-30c6-9790-6923051071a3 | 9499238e-b0eb-35da-aef1-9114f54a0a44 | 20aadc24-a391-41cf-b340-3e4529f44bde | 93a60a56-a3c8-11da-a746-0800200b9a66
Boron | 7440-42-8 | 7440428 | 7440428 | B |  | Mass | kg | emission | ground | https://ofmpub.epa.gov/sor_internet/registry/substreg/searchandretrieve/substancesearch/search.do?details=displayDetails&selectedSubstanceId=36836 | 1 | Chemicals | 7be5f7e5-6362-3dfb-92ff-eb449e62a8a8 | 9499238e-b0eb-35da-aef1-9114f54a0a44 | 20aadc24-a391-41cf-b340-3e4529f44bde | 93a60a56-a3c8-11da-a746-0800200b9a66
Cerium | 7440-45-1 | 7440451 | 7440451 | Ce |  | Mass | kg | emission | ground | https://ofmpub.epa.gov/sor_internet/registry/substreg/searchandretrieve/substancesearch/search.do?details=displayDetails&selectedSubstanceId=36833 | 1 | Chemicals | c96a95e3-3011-3f57-8ede-c1cbf9f8b24b | 9499238e-b0eb-35da-aef1-9114f54a0a44 | 20aadc24-a391-41cf-b340-3e4529f44bde | 93a60a56-a3c8-11da-a746-0800200b9a66
Cesium | 7440-46-2 | 7440462 | 7440462 | Cs |  | Mass | kg | emission | ground | https://ofmpub.epa.gov/sor_internet/registry/substreg/searchandretrieve/substancesearch/search.do?details=displayDetails&selectedSubstanceId=36832 | 1 | Chemicals | 61a109be-42f6-3881-9a26-6e87282a3f19 | 9499238e-b0eb-35da-aef1-9114f54a0a44 | 20aadc24-a391-41cf-b340-3e4529f44bde | 93a60a56-a3c8-11da-a746-0800200b9a66
Gallium | 7440-55-3 | 7440553 | 7440553 | Ga |  | Mass | kg | emission | ground | https://ofmpub.epa.gov/sor_internet/registry/substreg/searchandretrieve/substancesearch/search.do?details=displayDetails&selectedSubstanceId=36825 | 1 | Chemicals | b051972f-f214-3cfd-a9c5-72ab806c4c9f | 9499238e-b0eb-35da-aef1-9114f54a0a44 | 20aadc24-a391-41cf-b340-3e4529f44bde | 93a60a56-a3c8-11da-a746-0800200b9a66
Germanium | 7440-56-4 | 7440564 | 7440564 | Ge |  | Mass | kg | emission | ground | https://ofmpub.epa.gov/sor_internet/registry/substreg/searchandretrieve/substancesearch/search.do?details=displayDetails&selectedSubstanceId=36824 | 1 | Chemicals | 740f3bea-c4a8-39f4-8de3-332d00051ede | 9499238e-b0eb-35da-aef1-9114f54a0a44 | 20aadc24-a391-41cf-b340-3e4529f44bde | 93a60a56-a3c8-11da-a746-0800200b9a66
Gold | 7440-57-5 | 7440575 | 7440575 | Au |  | Mass | kg | emission | ground | https://ofmpub.epa.gov/sor_internet/registry/substreg/searchandretrieve/substancesearch/search.do?details=displayDetails&selectedSubstanceId=36823 | 1 | Chemicals | 62128b6d-ac93-3145-ab0d-734f8ef4b757 | 9499238e-b0eb-35da-aef1-9114f54a0a44 | 20aadc24-a391-41cf-b340-3e4529f44bde | 93a60a56-a3c8-11da-a746-0800200b9a66
Hafnium | 7440-58-6 | 7440586 | 7440586 | Hf |  | Mass | kg | emission | ground | https://ofmpub.epa.gov/sor_internet/registry/substreg/searchandretrieve/substancesearch/search.do?details=displayDetails&selectedSubstanceId=36822 | 1 | Chemicals | 86121bf9-d9e3-39b4-b078-aeabde941c45 | 9499238e-b0eb-35da-aef1-9114f54a0a44 | 20aadc24-a391-41cf-b340-3e4529f44bde | 93a60a56-a3c8-11da-a746-0800200b9a66
Yttrium | 7440-65-5 | 7440655 | 7440655 | Y |  | Mass | kg | emission | ground | https://ofmpub.epa.gov/sor_internet/registry/substreg/searchandretrieve/substancesearch/search.do?details=displayDetails&selectedSubstanceId=36816 | 1 | Chemicals | 48cc23f4-e742-3a3b-881c-31d023ea5ea1 | 9499238e-b0eb-35da-aef1-9114f54a0a44 | 20aadc24-a391-41cf-b340-3e4529f44bde | 93a60a56-a3c8-11da-a746-0800200b9a66
Zinc | 7440-66-6 | 7440666 | 7440666 | Zn |  | Mass | kg | emission | ground | https://ofmpub.epa.gov/sor_internet/registry/substreg/searchandretrieve/substancesearch/search.do?details=displayDetails&selectedSubstanceId=36815 | 1 | Chemicals | 25d47d2c-a95e-3131-a477-48a40714f9e3 | 9499238e-b0eb-35da-aef1-9114f54a0a44 | 20aadc24-a391-41cf-b340-3e4529f44bde | 93a60a56-a3c8-11da-a746-0800200b9a66
Zirconium | 7440-67-7 | 7440677 | 7440677 | Zr |  | Mass | kg | emission | ground | https://ofmpub.epa.gov/sor_internet/registry/substreg/searchandretrieve/substancesearch/search.do?details=displayDetails&selectedSubstanceId=36814 | 1 | Chemicals | e5e82e9f-fae2-3efd-81c2-d15c4997129a | 9499238e-b0eb-35da-aef1-9114f54a0a44 | 20aadc24-a391-41cf-b340-3e4529f44bde | 93a60a56-a3c8-11da-a746-0800200b9a66
Bismuth | 7440-69-9 | 7440699 | 7440699 | Bi |  | Mass | kg | emission | ground | https://ofmpub.epa.gov/sor_internet/registry/substreg/searchandretrieve/substancesearch/search.do?details=displayDetails&selectedSubstanceId=36813 | 1 | Chemicals | ca1761b2-ee34-39b1-a4ec-7dfdd5da2fc6 | 9499238e-b0eb-35da-aef1-9114f54a0a44 | 20aadc24-a391-41cf-b340-3e4529f44bde | 93a60a56-a3c8-11da-a746-0800200b9a66
Calcium | 7440-70-2 | 7440702 | 7440702 | Ca |  | Mass | kg | emission | ground | https://ofmpub.epa.gov/sor_internet/registry/substreg/searchandretrieve/substancesearch/search.do?details=displayDetails&selectedSubstanceId=36812 | 1 | Chemicals | 2d83f77b-0ff1-39cd-bb5c-1a237cca1cab | 9499238e-b0eb-35da-aef1-9114f54a0a44 | 20aadc24-a391-41cf-b340-3e4529f44bde | 93a60a56-a3c8-11da-a746-0800200b9a66
Indium | 7440-74-6 | 7440746 | 7440746 | In |  | Mass | kg | emission | ground | https://ofmpub.epa.gov/sor_internet/registry/substreg/searchandretrieve/substancesearch/search.do?details=displayDetails&selectedSubstanceId=36811 | 1 | Chemicals | b9abea03-747e-3327-a081-2b49a7e0d22d | 9499238e-b0eb-35da-aef1-9114f54a0a44 | 20aadc24-a391-41cf-b340-3e4529f44bde | 93a60a56-a3c8-11da-a746-0800200b9a66
Aluminum chloride | 7446-70-0 | 7446700 | 7446700 | AlCl3 |  | Mass | kg | emission | ground | https://ofmpub.epa.gov/sor_internet/registry/substreg/searchandretrieve/substancesearch/search.do?details=displayDetails&selectedSubstanceId=36790 | 1 | Chemicals | d0e24215-b092-30d4-b70e-4af69faf682c | 9499238e-b0eb-35da-aef1-9114f54a0a44 | 20aadc24-a391-41cf-b340-3e4529f44bde | 93a60a56-a3c8-11da-a746-0800200b9a66
2,3,4,4',5-Pentachlorobiphenyl | 74472-37-0 | 74472370 | 74472370 | C12H5Cl5 |  | Mass | kg | emission | ground | https://ofmpub.epa.gov/sor_internet/registry/substreg/searchandretrieve/substancesearch/search.do?details=displayDetails&selectedSubstanceId=82976 | 1 | Chemicals | 366cde0c-3c8e-32b2-bfd8-cb79057817a6 | 9499238e-b0eb-35da-aef1-9114f54a0a44 | 20aadc24-a391-41cf-b340-3e4529f44bde | 93a60a56-a3c8-11da-a746-0800200b9a66
Potassium chloride | 7447-40-7 | 7447407 | 7447407 | ClK |  | Mass | kg | emission | ground | https://ofmpub.epa.gov/sor_internet/registry/substreg/searchandretrieve/substancesearch/search.do?details=displayDetails&selectedSubstanceId=36787 | 1 | Chemicals | 7b247ab6-7713-33a7-978c-7637ade2d1d2 | 9499238e-b0eb-35da-aef1-9114f54a0a44 | 20aadc24-a391-41cf-b340-3e4529f44bde | 93a60a56-a3c8-11da-a746-0800200b9a66
Methyl mercaptan | 74-93-1 | 74931 | 74931 | CH4S |  | Mass | kg | emission | ground | https://ofmpub.epa.gov/sor_internet/registry/substreg/searchandretrieve/substancesearch/search.do?details=displayDetails&selectedSubstanceId=48539 | 1 | Chemicals | 8d5cce72-597b-339a-9913-af6dbccb7b0a | 9499238e-b0eb-35da-aef1-9114f54a0a44 | 20aadc24-a391-41cf-b340-3e4529f44bde | 93a60a56-a3c8-11da-a746-0800200b9a66
Perfluorooctanesulfonamide | 754-91-6 | 754916 | 754916 | C8H2F17NO2S |  | Mass | kg | emission | ground | https://ofmpub.epa.gov/sor_internet/registry/substreg/searchandretrieve/substancesearch/search.do?details=displayDetails&selectedSubstanceId=80252 | 1 | Chemicals | 5dc5c06b-831a-32d6-a0df-5e4daf59e883 | 9499238e-b0eb-35da-aef1-9114f54a0a44 | 20aadc24-a391-41cf-b340-3e4529f44bde | 93a60a56-a3c8-11da-a746-0800200b9a66
Iodine | 7553-56-2 | 7553562 | 7553562 | I2 |  | Mass | kg | emission | ground | https://ofmpub.epa.gov/sor_internet/registry/substreg/searchandretrieve/substancesearch/search.do?details=displayDetails&selectedSubstanceId=39508 | 1 | Chemicals | b18f0b3a-b64e-3eae-b651-357bafae23ac | 9499238e-b0eb-35da-aef1-9114f54a0a44 | 20aadc24-a391-41cf-b340-3e4529f44bde | 93a60a56-a3c8-11da-a746-0800200b9a66
Tetramethylammonium hydroxide | 75-59-2 | 75592 | 75592 | C4H13NO |  | Mass | kg | emission | ground | https://ofmpub.epa.gov/sor_internet/registry/substreg/searchandretrieve/substancesearch/search.do?details=displayDetails&selectedSubstanceId=48920 | 1 | Chemicals | 61153b74-5ca5-3b7c-bd12-f487dd34dccc | 9499238e-b0eb-35da-aef1-9114f54a0a44 | 20aadc24-a391-41cf-b340-3e4529f44bde | 93a60a56-a3c8-11da-a746-0800200b9a66
5-Hydroxydicamba | 7600-50-2 | 7600502 | 7600502 | C8H6Cl2O4 |  | Mass | kg | emission | ground | https://ofmpub.epa.gov/sor_internet/registry/substreg/searchandretrieve/substancesearch/search.do?details=displayDetails&selectedSubstanceId=79082 | 1 | Chemicals | 3a11b8de-3de7-3a14-b29a-a2b8d6946f61 | 9499238e-b0eb-35da-aef1-9114f54a0a44 | 20aadc24-a391-41cf-b340-3e4529f44bde | 93a60a56-a3c8-11da-a746-0800200b9a66
CFC-114 | 76-14-2 | 76142 | 76142 | C2Cl2F4 |  | Mass | kg | emission | ground | https://ofmpub.epa.gov/sor_internet/registry/substreg/searchandretrieve/substancesearch/search.do?details=displayDetails&selectedSubstanceId=48831 | 1 | Chemicals | 8962d286-7bac-3c51-8ba2-b4df275f3857 | 9499238e-b0eb-35da-aef1-9114f54a0a44 | 20aadc24-a391-41cf-b340-3e4529f44bde | 93a60a56-a3c8-11da-a746-0800200b9a66
Silica | 7631-86-9 | 7631869 | 7631869 | O2Si |  | Mass | kg | emission | ground | https://ofmpub.epa.gov/sor_internet/registry/substreg/searchandretrieve/substancesearch/search.do?details=displayDetails&selectedSubstanceId=39473 | 1 | Chemicals | 61a422d6-e91c-3c01-bb02-c41a37f06b70 | 9499238e-b0eb-35da-aef1-9114f54a0a44 | 20aadc24-a391-41cf-b340-3e4529f44bde | 93a60a56-a3c8-11da-a746-0800200b9a66
Disodium molybdate | 7631-95-0 | 7631950 | 7631950 | MoNa2O4 |  | Mass | kg | emission | ground | https://ofmpub.epa.gov/sor_internet/registry/substreg/searchandretrieve/substancesearch/search.do?details=displayDetails&selectedSubstanceId=39469 | 1 | Chemicals | 3fea5cd8-4482-3975-86b7-1c4cf0f037fb | 9499238e-b0eb-35da-aef1-9114f54a0a44 | 20aadc24-a391-41cf-b340-3e4529f44bde | 93a60a56-a3c8-11da-a746-0800200b9a66
2-Chlorosyringaldehyde | 76341-69-0 | 76341690 | 76341690 | C9H9ClO4 |  | Mass | kg | emission | ground | https://ofmpub.epa.gov/sor_internet/registry/substreg/searchandretrieve/substancesearch/search.do?details=displayDetails&selectedSubstanceId=85682 | 1 | Chemicals | 358e5383-0954-39df-ad2c-a4f9b5619943 | 9499238e-b0eb-35da-aef1-9114f54a0a44 | 20aadc24-a391-41cf-b340-3e4529f44bde | 93a60a56-a3c8-11da-a746-0800200b9a66
Sodium chloride | 7647-14-5 | 7647145 | 7647145 | ClNa |  | Mass | kg | emission | ground | https://ofmpub.epa.gov/sor_internet/registry/substreg/searchandretrieve/substancesearch/search.do?details=displayDetails&selectedSubstanceId=38655 | 1 | Chemicals | 53a21bb7-b654-3fb0-89a4-bb125a1291c3 | 9499238e-b0eb-35da-aef1-9114f54a0a44 | 20aadc24-a391-41cf-b340-3e4529f44bde | 93a60a56-a3c8-11da-a746-0800200b9a66
Barium sulfate | 7727-43-7 | 7727437 | 7727437 | BaO4S |  | Mass | kg | emission | ground | https://ofmpub.epa.gov/sor_internet/registry/substreg/searchandretrieve/substancesearch/search.do?details=displayDetails&selectedSubstanceId=38471 | 1 | Chemicals | 79cad6f5-44ff-3337-8db4-b54ee7e8b537 | 9499238e-b0eb-35da-aef1-9114f54a0a44 | 20aadc24-a391-41cf-b340-3e4529f44bde | 93a60a56-a3c8-11da-a746-0800200b9a66
Water | 7732-18-5 | 7732185 | 7732185 | H2O |  | Mass | kg | emission | ground | https://ofmpub.epa.gov/sor_internet/registry/substreg/searchandretrieve/substancesearch/search.do?details=displayDetails&selectedSubstanceId=38468 | 1 | Chemicals | 0fd44a6f-a463-32cf-bdb7-55decd9e4cf7 | 9499238e-b0eb-35da-aef1-9114f54a0a44 | 20aadc24-a391-41cf-b340-3e4529f44bde | 93a60a56-a3c8-11da-a746-0800200b9a66
Sodium sulfate | 7757-82-6 | 7757826 | 7757826 | Na2O4S |  | Mass | kg | emission | ground | https://ofmpub.epa.gov/sor_internet/registry/substreg/searchandretrieve/substancesearch/search.do?details=displayDetails&selectedSubstanceId=87594 | 1 | Chemicals | 407996bd-5c06-3de2-9c7a-5e1bf148edff | 9499238e-b0eb-35da-aef1-9114f54a0a44 | 20aadc24-a391-41cf-b340-3e4529f44bde | 93a60a56-a3c8-11da-a746-0800200b9a66
Oxygen | 7782-44-7 | 7782447 | 7782447 | O2 |  | Mass | kg | emission | ground | https://ofmpub.epa.gov/sor_internet/registry/substreg/searchandretrieve/substancesearch/search.do?details=displayDetails&selectedSubstanceId=38146 | 1 | Chemicals | 2f458092-51e3-3f9d-9dc7-0a7a640e4eaa | 9499238e-b0eb-35da-aef1-9114f54a0a44 | 20aadc24-a391-41cf-b340-3e4529f44bde | 93a60a56-a3c8-11da-a746-0800200b9a66
Sodium arsenite | 7784-46-5 | 7784465 | 7784465 | AsNaO2 |  | Mass | kg | emission | ground | https://ofmpub.epa.gov/sor_internet/registry/substreg/searchandretrieve/substancesearch/search.do?details=displayDetails&selectedSubstanceId=37936 | 1 | Chemicals | a8f77db2-eea8-38cc-990b-0bcb8a2a0a0c | 9499238e-b0eb-35da-aef1-9114f54a0a44 | 20aadc24-a391-41cf-b340-3e4529f44bde | 93a60a56-a3c8-11da-a746-0800200b9a66
Terpineol | 8000-41-7 | 8000417 | 8000417 | - |  | Mass | kg | emission | ground | https://ofmpub.epa.gov/sor_internet/registry/substreg/searchandretrieve/substancesearch/search.do?details=displayDetails&selectedSubstanceId=87299 | 1 | Chemicals | ce3c36a9-d291-39d1-846d-c722c5b54daa | 9499238e-b0eb-35da-aef1-9114f54a0a44 | 20aadc24-a391-41cf-b340-3e4529f44bde | 93a60a56-a3c8-11da-a746-0800200b9a66
Benzalkonium chloride | 8001-54-5 | 8001545 | 8001545 | - |  | Mass | kg | emission | ground | https://ofmpub.epa.gov/sor_internet/registry/substreg/searchandretrieve/substancesearch/search.do?details=displayDetails&selectedSubstanceId=37294 | 1 | Chemicals | ac91b6fa-9d11-361c-bd38-7da6876fe56a | 9499238e-b0eb-35da-aef1-9114f54a0a44 | 20aadc24-a391-41cf-b340-3e4529f44bde | 93a60a56-a3c8-11da-a746-0800200b9a66
Lignosulfonic acid | 8062-15-5 | 8062155 | 8062155 | - |  | Mass | kg | emission | ground | https://ofmpub.epa.gov/sor_internet/registry/substreg/searchandretrieve/substancesearch/search.do?details=displayDetails&selectedSubstanceId=38109 | 1 | Chemicals | 8c4794b2-dad6-34ed-84f7-48b79a508895 | 9499238e-b0eb-35da-aef1-9114f54a0a44 | 20aadc24-a391-41cf-b340-3e4529f44bde | 93a60a56-a3c8-11da-a746-0800200b9a66
Demeton | 8065-48-3 | 8065483 | 8065483 | - |  | Mass | kg | emission | ground | https://ofmpub.epa.gov/sor_internet/registry/substreg/searchandretrieve/substancesearch/search.do?details=displayDetails&selectedSubstanceId=87176 | 1 | Chemicals | a3388e70-8b05-36c8-a823-4fa572a5209d | 9499238e-b0eb-35da-aef1-9114f54a0a44 | 20aadc24-a391-41cf-b340-3e4529f44bde | 93a60a56-a3c8-11da-a746-0800200b9a66
Dinonyl phthalate | 84-76-4 | 84764 | 84764 | C26H42O4 |  | Mass | kg | emission | ground | https://ofmpub.epa.gov/sor_internet/registry/substreg/searchandretrieve/substancesearch/search.do?details=displayDetails&selectedSubstanceId=48872 | 1 | Chemicals | 4163b636-ea99-3ed4-8572-b9cfc46fdd78 | 9499238e-b0eb-35da-aef1-9114f54a0a44 | 20aadc24-a391-41cf-b340-3e4529f44bde | 93a60a56-a3c8-11da-a746-0800200b9a66
Flusilazole | 85509-19-9 | 85509199 | 85509199 | C16H15F2N3Si |  | Mass | kg | emission | ground | https://ofmpub.epa.gov/sor_internet/registry/substreg/searchandretrieve/substancesearch/search.do?details=displayDetails&selectedSubstanceId=86852 | 1 | Chemicals | b3c638d9-9e55-3dc2-b695-0bebd2cd77ea | 9499238e-b0eb-35da-aef1-9114f54a0a44 | 20aadc24-a391-41cf-b340-3e4529f44bde | 93a60a56-a3c8-11da-a746-0800200b9a66
4,4'-Butylidenebis[6-tert-butyl-m-cresol] | 85-60-9 | 85609 | 85609 | C26H38O2 |  | Mass | kg | emission | ground | https://ofmpub.epa.gov/sor_internet/registry/substreg/searchandretrieve/substancesearch/search.do?details=displayDetails&selectedSubstanceId=88462 | 1 | Chemicals | 809793ab-1aa1-3ac4-a70b-5f691a461f38 | 9499238e-b0eb-35da-aef1-9114f54a0a44 | 20aadc24-a391-41cf-b340-3e4529f44bde | 93a60a56-a3c8-11da-a746-0800200b9a66
N,N'-Diethylcarbanilide | 85-98-3 | 85983 | 85983 | C17H20N2O |  | Mass | kg | emission | ground | https://ofmpub.epa.gov/sor_internet/registry/substreg/searchandretrieve/substancesearch/search.do?details=displayDetails&selectedSubstanceId=88451 | 1 | Chemicals | e9f57605-ed0d-3b69-9483-318225782311 | 9499238e-b0eb-35da-aef1-9114f54a0a44 | 20aadc24-a391-41cf-b340-3e4529f44bde | 93a60a56-a3c8-11da-a746-0800200b9a66
1-Dodecanol, 3,3,4,4,5,5,6,6,7,7,8,8,9,9,10,10,11,11,12,12,12-heneicosafluoro- | 865-86-1 | 865861 | 865861 | C12H5F21O |  | Mass | kg | emission | ground | https://ofmpub.epa.gov/sor_internet/registry/substreg/searchandretrieve/substancesearch/search.do?details=displayDetails&selectedSubstanceId=88442 | 1 | Chemicals | d843ea18-928f-368f-a76d-6fbc19e975f9 | 9499238e-b0eb-35da-aef1-9114f54a0a44 | 20aadc24-a391-41cf-b340-3e4529f44bde | 93a60a56-a3c8-11da-a746-0800200b9a66
Hexamethylbenzene | 87-85-4 | 87854 | 87854 | C12H18 |  | Mass | kg | emission | ground | https://ofmpub.epa.gov/sor_internet/registry/substreg/searchandretrieve/substancesearch/search.do?details=displayDetails&selectedSubstanceId=88254 | 1 | Chemicals | 9cba2225-37d2-339d-83db-3633b3d91d35 | 9499238e-b0eb-35da-aef1-9114f54a0a44 | 20aadc24-a391-41cf-b340-3e4529f44bde | 93a60a56-a3c8-11da-a746-0800200b9a66
2-Chlorobenzotrifluoride | 88-16-4 | 88164 | 88164 | C7H4ClF3 |  | Mass | kg | emission | ground | https://ofmpub.epa.gov/sor_internet/registry/substreg/searchandretrieve/substancesearch/search.do?details=displayDetails&selectedSubstanceId=48395 | 1 | Chemicals | 3c9b0932-4863-34b8-b91d-f7ebd35c7cfb | 9499238e-b0eb-35da-aef1-9114f54a0a44 | 20aadc24-a391-41cf-b340-3e4529f44bde | 93a60a56-a3c8-11da-a746-0800200b9a66
Phenol, 4-chloro-2,6-dinitro- | 88-87-9 | 88879 | 88879 | C6H3ClN2O5 |  | Mass | kg | emission | ground | https://ofmpub.epa.gov/sor_internet/registry/substreg/searchandretrieve/substancesearch/search.do?details=displayDetails&selectedSubstanceId=48364 | 1 | Chemicals | 7c300128-1ef6-3f1a-8f3b-0a8840abaa07 | 9499238e-b0eb-35da-aef1-9114f54a0a44 | 20aadc24-a391-41cf-b340-3e4529f44bde | 93a60a56-a3c8-11da-a746-0800200b9a66
Phenyltoloxamine | 92-12-6 | 92126 | 92126 | C17H21NO |  | Mass | kg | emission | ground | https://ofmpub.epa.gov/sor_internet/registry/substreg/searchandretrieve/substancesearch/search.do?details=displayDetails&selectedSubstanceId=48237 | 1 | Chemicals | 9b5ac381-9ba3-37ab-bfc6-ef7f99d5b53a | 9499238e-b0eb-35da-aef1-9114f54a0a44 | 20aadc24-a391-41cf-b340-3e4529f44bde | 93a60a56-a3c8-11da-a746-0800200b9a66
N,N-Dimethylbutylamine | 927-62-8 | 927628 | 927628 | C6H15N |  | Mass | kg | emission | ground | https://ofmpub.epa.gov/sor_internet/registry/substreg/searchandretrieve/substancesearch/search.do?details=displayDetails&selectedSubstanceId=87823 | 1 | Chemicals | 37983010-ebd3-3d1f-9957-6ab8d33887ab | 9499238e-b0eb-35da-aef1-9114f54a0a44 | 20aadc24-a391-41cf-b340-3e4529f44bde | 93a60a56-a3c8-11da-a746-0800200b9a66
Guaifenesin | 93-14-1 | 93141 | 93141 | C10H14O4 |  | Mass | kg | emission | ground | https://ofmpub.epa.gov/sor_internet/registry/substreg/searchandretrieve/substancesearch/search.do?details=displayDetails&selectedSubstanceId=48181 | 1 | Chemicals | a94cd609-7d9a-354d-92a5-a818fe7daf56 | 9499238e-b0eb-35da-aef1-9114f54a0a44 | 20aadc24-a391-41cf-b340-3e4529f44bde | 93a60a56-a3c8-11da-a746-0800200b9a66
Chlorzoxazone | 95-25-0 | 95250 | 95250 | C7H4ClNO2 |  | Mass | kg | emission | ground | https://ofmpub.epa.gov/sor_internet/registry/substreg/searchandretrieve/substancesearch/search.do?details=displayDetails&selectedSubstanceId=47761 | 1 | Chemicals | 746d1f03-9317-388e-bc1e-14c22f6b3729 | 9499238e-b0eb-35da-aef1-9114f54a0a44 | 20aadc24-a391-41cf-b340-3e4529f44bde | 93a60a56-a3c8-11da-a746-0800200b9a66
m-Benzenedisulfonic acid | 98-48-6 | 98486 | 98486 | C6H6O6S2 |  | Mass | kg | emission | ground | https://ofmpub.epa.gov/sor_internet/registry/substreg/searchandretrieve/substancesearch/search.do?details=displayDetails&selectedSubstanceId=47986 | 1 | Chemicals | 21d06766-b47f-3299-9a30-73dac9d239d1 | 9499238e-b0eb-35da-aef1-9114f54a0a44 | 20aadc24-a391-41cf-b340-3e4529f44bde | 93a60a56-a3c8-11da-a746-0800200b9a66
p-Phenolsulfonic acid | 98-67-9 | 98679 | 98679 | C6H6O4S |  | Mass | kg | emission | ground | https://ofmpub.epa.gov/sor_internet/registry/substreg/searchandretrieve/substancesearch/search.do?details=displayDetails&selectedSubstanceId=87278 | 1 | Chemicals | ac61d732-c2af-34b9-9cdd-82abca3edb25 | 9499238e-b0eb-35da-aef1-9114f54a0a44 | 20aadc24-a391-41cf-b340-3e4529f44bde | 93a60a56-a3c8-11da-a746-0800200b9a66
Benzal chloride | 98-87-3 | 98873 | 98873 | C7H6Cl2 |  | Mass | kg | emission | ground | https://ofmpub.epa.gov/sor_internet/registry/substreg/searchandretrieve/substancesearch/search.do?details=displayDetails&selectedSubstanceId=87272 | 1 | Chemicals | d790afa9-9fd2-37a1-a990-fdd073d20137 | 9499238e-b0eb-35da-aef1-9114f54a0a44 | 20aadc24-a391-41cf-b340-3e4529f44bde | 93a60a56-a3c8-11da-a746-0800200b9a66
Dithiobiuret | 541-53-7 | 541537 | 541537 | C2H5N3S2 |  | Mass | kg | emission | ground | https://ofmpub.epa.gov/sor_internet/registry/substreg/searchandretrieve/substancesearch/search.do?details=displayDetails&selectedSubstanceId=45519 | 1 | Chemicals | 4a7f9839-92a8-3ce6-8671-63eeced184e8 | 9499238e-b0eb-35da-aef1-9114f54a0a44 | 20aadc24-a391-41cf-b340-3e4529f44bde | 93a60a56-a3c8-11da-a746-0800200b9a66
2,2'-Bioxirane | 1464-53-5 | 1464535 | 1464535 | C4H6O2 |  | Mass | kg | emission | ground | https://ofmpub.epa.gov/sor_internet/registry/substreg/searchandretrieve/substancesearch/search.do?details=displayDetails&selectedSubstanceId=97651 | 1 | Chemicals | 82338e48-2a0d-3e3c-90a6-404dab743703 | 9499238e-b0eb-35da-aef1-9114f54a0a44 | 20aadc24-a391-41cf-b340-3e4529f44bde | 93a60a56-a3c8-11da-a746-0800200b9a66
Energy, heat | [5 empty] | Energy | MJ | emission | ground |  | 1 | Energy | c75f22ba-16f6-388e-bd3d-8b15214d5f0d | 9499238e-b0eb-35da-aef1-9114f54a0a44 | 52765a6c-3896-43c2-b2f4-c679acf13efe | f6811440-ee37-11de-8a39-0800200c9a66
Aroclor 1260 | 11096-82-5 | 11096825 | 11096825 | - |  | Mass | kg | emission | ground | https://ofmpub.epa.gov/sor_internet/registry/substreg/searchandretrieve/substancesearch/search.do?details=displayDetails&selectedSubstanceId=38820 | 1 | Groups | fa50a0b1-cf59-3c57-ae8c-1eeda4e2ba5e | 9499238e-b0eb-35da-aef1-9114f54a0a44 | 20aadc24-a391-41cf-b340-3e4529f44bde | 93a60a56-a3c8-11da-a746-0800200b9a66
Aroclor 1254 | 11097-69-1 | 11097691 | 11097691 | - |  | Mass | kg | emission | ground | https://ofmpub.epa.gov/sor_internet/registry/substreg/searchandretrieve/substancesearch/search.do?details=displayDetails&selectedSubstanceId=38818 | 1 | Groups | d55c68ec-8892-3620-9b81-14c31c774bf7 | 9499238e-b0eb-35da-aef1-9114f54a0a44 | 20aadc24-a391-41cf-b340-3e4529f44bde | 93a60a56-a3c8-11da-a746-0800200b9a66
Nitrogen oxides | 11104-93-1 | 11104931 | 11104931 | - |  | Mass | kg | emission | ground | https://ofmpub.epa.gov/sor_internet/registry/substreg/searchandretrieve/substancesearch/search.do?details=displayDetails&selectedSubstanceId=38802 | 1 | Groups | 9ecb3d9d-bb4b-3db0-8d9c-3e735f58bd29 | 9499238e-b0eb-35da-aef1-9114f54a0a44 | 20aadc24-a391-41cf-b340-3e4529f44bde | 93a60a56-a3c8-11da-a746-0800200b9a66
Aroclor 1016 | 12674-11-2 | 12674112 | 12674112 | - |  | Mass | kg | emission | ground | https://ofmpub.epa.gov/sor_internet/registry/substreg/searchandretrieve/substancesearch/search.do?details=displayDetails&selectedSubstanceId=61981 | 1 | Groups | 8706ae8e-313a-3071-8fd0-58f7a0bacace | 9499238e-b0eb-35da-aef1-9114f54a0a44 | 20aadc24-a391-41cf-b340-3e4529f44bde | 93a60a56-a3c8-11da-a746-0800200b9a66
Aroclor (unspecified) | 12767-79-2 | 12767792 | 12767792 | - |  | Mass | kg | emission | ground | https://ofmpub.epa.gov/sor_internet/registry/substreg/searchandretrieve/substancesearch/search.do?details=displayDetails&selectedSubstanceId=61959 | 1 | Groups | 7abe1764-6000-38d2-85ec-1da0dc557869 | 9499238e-b0eb-35da-aef1-9114f54a0a44 | 20aadc24-a391-41cf-b340-3e4529f44bde | 93a60a56-a3c8-11da-a746-0800200b9a66
Dichloroethane | 1300-21-6 | 1300216 | 1300216 | - |  | Mass | kg | emission | ground | https://ofmpub.epa.gov/sor_internet/registry/substreg/searchandretrieve/substancesearch/search.do?details=displayDetails&selectedSubstanceId=43278 | 1 | Groups | e28ccf43-c1d5-3f83-b3d4-0e39744eceb5 | 9499238e-b0eb-35da-aef1-9114f54a0a44 | 20aadc24-a391-41cf-b340-3e4529f44bde | 93a60a56-a3c8-11da-a746-0800200b9a66
Polycyclic aromatic hydrocarbons | 130498-29-2 | 130498292 | 130498292 | - |  | Mass | kg | emission | ground | https://ofmpub.epa.gov/sor_internet/registry/substreg/searchandretrieve/substancesearch/search.do?details=displayDetails&selectedSubstanceId=84476 | 1 | Groups | 40caae87-11ea-3c96-a48d-0bb4f5874c1d | 9499238e-b0eb-35da-aef1-9114f54a0a44 | 20aadc24-a391-41cf-b340-3e4529f44bde | 93a60a56-a3c8-11da-a746-0800200b9a66
Polychlorinated biphenyls | 1336-36-3 | 1336363 | 1336363 | C12 |  | Mass | kg | emission | ground | https://ofmpub.epa.gov/sor_internet/registry/substreg/searchandretrieve/substancesearch/search.do?details=displayDetails&selectedSubstanceId=16366 | 1 | Groups | 450eb0a3-cfc1-3dfa-a912-f90f35b1dfee | 9499238e-b0eb-35da-aef1-9114f54a0a44 | 20aadc24-a391-41cf-b340-3e4529f44bde | 93a60a56-a3c8-11da-a746-0800200b9a66
Naphthenic acids | 1338-24-5 | 1338245 | 1338245 | - |  | Mass | kg | emission | ground | https://ofmpub.epa.gov/sor_internet/registry/substreg/searchandretrieve/substancesearch/search.do?details=displayDetails&selectedSubstanceId=16362 | 1 | Groups | 56ed3a99-c698-3495-bc4d-b6840a93a7bf | 9499238e-b0eb-35da-aef1-9114f54a0a44 | 20aadc24-a391-41cf-b340-3e4529f44bde | 93a60a56-a3c8-11da-a746-0800200b9a66
Chlorinated dibenzo-p-dioxins | 136677-09-3 | 136677093 | 136677093 | - |  | Mass | kg | emission | ground | https://ofmpub.epa.gov/sor_internet/registry/substreg/searchandretrieve/substancesearch/search.do?details=displayDetails&selectedSubstanceId=85485 | 1 | Groups | 4f885881-7068-382f-b9e9-e9ae5aae0ae7 | 9499238e-b0eb-35da-aef1-9114f54a0a44 | 20aadc24-a391-41cf-b340-3e4529f44bde | 93a60a56-a3c8-11da-a746-0800200b9a66
Chlorinated dibenzofurans | 136677-10-6 | 136677106 | 136677106 | - |  | Mass | kg | emission | ground | https://ofmpub.epa.gov/sor_internet/registry/substreg/searchandretrieve/substancesearch/search.do?details=displayDetails&selectedSubstanceId=36001 | 1 | Groups | 0da6f054-8985-3a1e-8e3a-4e6f5cdfad2a | 9499238e-b0eb-35da-aef1-9114f54a0a44 | 20aadc24-a391-41cf-b340-3e4529f44bde | 93a60a56-a3c8-11da-a746-0800200b9a66
Aflatoxins | 1402-68-2 | 1402682 | 1402682 | - |  | Mass | kg | emission | ground | https://ofmpub.epa.gov/sor_internet/registry/substreg/searchandretrieve/substancesearch/search.do?details=displayDetails&selectedSubstanceId=81225 | 1 | Groups | 43b54423-82e8-3091-9240-5a9d695a7b1d | 9499238e-b0eb-35da-aef1-9114f54a0a44 | 20aadc24-a391-41cf-b340-3e4529f44bde | 93a60a56-a3c8-11da-a746-0800200b9a66
Benzene, 1,1'-ethylidenebis-, isopropylated, distn. residues | 211578-04-0 | 211578040 | 211578040 | - |  | Mass | kg | emission | ground | https://ofmpub.epa.gov/sor_internet/registry/substreg/searchandretrieve/substancesearch/search.do?details=displayDetails&selectedSubstanceId=24210 | 1 | Groups | 1a8b9a9f-a94f-3edd-aad0-11a0cc319d13 | 9499238e-b0eb-35da-aef1-9114f54a0a44 | 20aadc24-a391-41cf-b340-3e4529f44bde | 93a60a56-a3c8-11da-a746-0800200b9a66
T-2 toxin | 21259-20-1 | 21259201 | 21259201 | C24H34O9 |  | Mass | kg | emission | ground | https://comptox.epa.gov/dashboard/dsstoxdb/results?utf8=%E2%9C%93&search=DTXSID6021298 | 1 | Groups | 3518952c-fc93-3c09-8b02-22e571f35b17 | 9499238e-b0eb-35da-aef1-9114f54a0a44 | 20aadc24-a391-41cf-b340-3e4529f44bde | 93a60a56-a3c8-11da-a746-0800200b9a66
Tetrachlorodibenzofuran | 30402-14-3 | 30402143 | 30402143 | C12H4Cl4O |  | Mass | kg | emission | ground | https://ofmpub.epa.gov/sor_internet/registry/substreg/searchandretrieve/substancesearch/search.do?details=displayDetails&selectedSubstanceId=58786 | 1 | Groups | 22c88d5d-860f-3e6c-b485-928d76a47119 | 9499238e-b0eb-35da-aef1-9114f54a0a44 | 20aadc24-a391-41cf-b340-3e4529f44bde | 93a60a56-a3c8-11da-a746-0800200b9a66
Pentachlorodibenzofuran | 30402-15-4 | 30402154 | 30402154 | - |  | Mass | kg | emission | ground | https://ofmpub.epa.gov/sor_internet/registry/substreg/searchandretrieve/substancesearch/search.do?details=displayDetails&selectedSubstanceId=58785 | 1 | Groups | d336b320-122e-324c-961f-95a9a42342f1 | 9499238e-b0eb-35da-aef1-9114f54a0a44 | 20aadc24-a391-41cf-b340-3e4529f44bde | 93a60a56-a3c8-11da-a746-0800200b9a66
Hydrocarbons | 308067-53-0 | 308067530 | 308067530 | - |  | Mass | kg | emission | ground | https://ofmpub.epa.gov/sor_internet/registry/substreg/searchandretrieve/substancesearch/search.do?details=displayDetails&selectedSubstanceId=80291 | 1 | Groups | 01d35b0c-c5f2-38d1-8d62-20452c9972fc | 9499238e-b0eb-35da-aef1-9114f54a0a44 | 20aadc24-a391-41cf-b340-3e4529f44bde | 93a60a56-a3c8-11da-a746-0800200b9a66
Bilanafos | 35597-43-4 | 35597434 | 35597434 | C11H22N3O6P |  | Mass | kg | emission | ground | https://comptox.epa.gov/dashboard/dsstoxdb/results?utf8=%E2%9C%93&search=DTXSID5058066 | 1 | Groups | ac0323e3-4826-3227-9e87-9ea81ff27da0 | 9499238e-b0eb-35da-aef1-9114f54a0a44 | 20aadc24-a391-41cf-b340-3e4529f44bde | 93a60a56-a3c8-11da-a746-0800200b9a66
Pentachlorodibenzo-p-dioxin | 36088-22-9 | 36088229 | 36088229 | - |  | Mass | kg | emission | ground | https://ofmpub.epa.gov/sor_internet/registry/substreg/searchandretrieve/substancesearch/search.do?details=displayDetails&selectedSubstanceId=53363 | 1 | Groups | c1280829-d784-341a-9775-6a771dea0917 | 9499238e-b0eb-35da-aef1-9114f54a0a44 | 20aadc24-a391-41cf-b340-3e4529f44bde | 93a60a56-a3c8-11da-a746-0800200b9a66
Heptachlorodibenzo-p-dioxin | 37871-00-4 | 37871004 | 37871004 | - |  | Mass | kg | emission | ground | https://ofmpub.epa.gov/sor_internet/registry/substreg/searchandretrieve/substancesearch/search.do?details=displayDetails&selectedSubstanceId=94201 | 1 | Groups | 29df209d-7920-32d9-938c-97e813a528a4 | 9499238e-b0eb-35da-aef1-9114f54a0a44 | 20aadc24-a391-41cf-b340-3e4529f44bde | 93a60a56-a3c8-11da-a746-0800200b9a66
Heptachlorodibenzofuran | 38998-75-3 | 38998753 | 38998753 | - |  | Mass | kg | emission | ground | https://ofmpub.epa.gov/sor_internet/registry/substreg/searchandretrieve/substancesearch/search.do?details=displayDetails&selectedSubstanceId=53526 | 1 | Groups | 377ae554-422c-351e-8064-144e1af5a5c1 | 9499238e-b0eb-35da-aef1-9114f54a0a44 | 20aadc24-a391-41cf-b340-3e4529f44bde | 93a60a56-a3c8-11da-a746-0800200b9a66
Tetrachlorodibenzo-p-dioxin | 41903-57-5 | 41903575 | 41903575 | - |  | Mass | kg | emission | ground | https://ofmpub.epa.gov/sor_internet/registry/substreg/searchandretrieve/substancesearch/search.do?details=displayDetails&selectedSubstanceId=54307 | 1 | Groups | cead9f69-432f-339e-a577-2a55468c661a | 9499238e-b0eb-35da-aef1-9114f54a0a44 | 20aadc24-a391-41cf-b340-3e4529f44bde | 93a60a56-a3c8-11da-a746-0800200b9a66
Sodium chlorate mixt. with sodium metaborate | 52623-84-4 | 52623844 | 52623844 | - |  | Mass | kg | emission | ground | https://ofmpub.epa.gov/sor_internet/registry/substreg/searchandretrieve/substancesearch/search.do?details=displayDetails&selectedSubstanceId=55288 | 1 | Groups | f3e60e75-432d-366a-bed0-2a94d253dfe5 | 9499238e-b0eb-35da-aef1-9114f54a0a44 | 20aadc24-a391-41cf-b340-3e4529f44bde | 93a60a56-a3c8-11da-a746-0800200b9a66
Hexachlorodibenzofuran | 55684-94-1 | 55684941 | 55684941 | - |  | Mass | kg | emission | ground | https://ofmpub.epa.gov/sor_internet/registry/substreg/searchandretrieve/substancesearch/search.do?details=displayDetails&selectedSubstanceId=49568 | 1 | Groups | dcf7a571-dfbb-386b-b29d-1d4f54148f05 | 9499238e-b0eb-35da-aef1-9114f54a0a44 | 20aadc24-a391-41cf-b340-3e4529f44bde | 93a60a56-a3c8-11da-a746-0800200b9a66
Aromatic hydrocarbons | 63231-51-6 | 63231516 | 63231516 | - |  | Mass | kg | emission | ground | https://ofmpub.epa.gov/sor_internet/registry/substreg/searchandretrieve/substancesearch/search.do?details=displayDetails&selectedSubstanceId=81718 | 1 | Groups | 1eae1977-2257-3c6f-9994-92438438b5c7 | 9499238e-b0eb-35da-aef1-9114f54a0a44 | 20aadc24-a391-41cf-b340-3e4529f44bde | 93a60a56-a3c8-11da-a746-0800200b9a66
Naphthalenesulfonic acids | 68153-01-5 | 68153015 | 68153015 | - |  | Mass | kg | emission | ground | https://ofmpub.epa.gov/sor_internet/registry/substreg/searchandretrieve/substancesearch/search.do?details=displayDetails&selectedSubstanceId=14941 | 1 | Groups | 4225191f-9d65-3800-9cc6-eb814f382ed0 | 9499238e-b0eb-35da-aef1-9114f54a0a44 | 20aadc24-a391-41cf-b340-3e4529f44bde | 93a60a56-a3c8-11da-a746-0800200b9a66
Benzenesulfonic acid, alkyl derivs. C10-13, sodium salts | 68411-30-3 | 68411303 | 68411303 | - |  | Mass | kg | emission | ground | https://ofmpub.epa.gov/sor_internet/registry/substreg/searchandretrieve/substancesearch/search.do?details=displayDetails&selectedSubstanceId=69707 | 1 | Groups | 5405efa5-0490-3c1b-89aa-0921baae1238 | 9499238e-b0eb-35da-aef1-9114f54a0a44 | 20aadc24-a391-41cf-b340-3e4529f44bde | 93a60a56-a3c8-11da-a746-0800200b9a66
Alcohols, ethoxylated C12-14 | 68439-50-9 | 68439509 | 68439509 | - |  | Mass | kg | emission | ground | https://ofmpub.epa.gov/sor_internet/registry/substreg/searchandretrieve/substancesearch/search.do?details=displayDetails&selectedSubstanceId=12603 | 1 | Groups | fc5f4024-92ea-3a95-a034-aae7053bb18a | 9499238e-b0eb-35da-aef1-9114f54a0a44 | 20aadc24-a391-41cf-b340-3e4529f44bde | 93a60a56-a3c8-11da-a746-0800200b9a66
Phthalates, branched and linear dialkyl C7-11 | 68515-42-4 | 68515424 | 68515424 | - |  | Mass | kg | emission | ground | https://ofmpub.epa.gov/sor_internet/registry/substreg/searchandretrieve/substancesearch/search.do?details=displayDetails&selectedSubstanceId=82153 | 1 | Groups | 86f78545-9b09-3c1d-9c69-5b6c13b2abe8 | 9499238e-b0eb-35da-aef1-9114f54a0a44 | 20aadc24-a391-41cf-b340-3e4529f44bde | 93a60a56-a3c8-11da-a746-0800200b9a66
Phthalates, branched and linear dialkyl C9-11 | 68515-43-5 | 68515435 | 68515435 | - |  | Mass | kg | emission | ground | https://ofmpub.epa.gov/sor_internet/registry/substreg/searchandretrieve/substancesearch/search.do?details=displayDetails&selectedSubstanceId=11221 | 1 | Groups | cc769af6-a04f-34e7-9e1d-9719a2af8556 | 9499238e-b0eb-35da-aef1-9114f54a0a44 | 20aadc24-a391-41cf-b340-3e4529f44bde | 93a60a56-a3c8-11da-a746-0800200b9a66
Phthalates, branched dialkyl C11-14, C13-rich | 68515-47-9 | 68515479 | 68515479 | - |  | Mass | kg | emission | ground | https://ofmpub.epa.gov/sor_internet/registry/substreg/searchandretrieve/substancesearch/search.do?details=displayDetails&selectedSubstanceId=11217 | 1 | Groups | 50516085-c969-3082-a411-f1134974d9e1 | 9499238e-b0eb-35da-aef1-9114f54a0a44 | 20aadc24-a391-41cf-b340-3e4529f44bde | 93a60a56-a3c8-11da-a746-0800200b9a66
Phthalates, branched dialkyl C8-10, C9-rich | 68515-48-0 | 68515480 | 68515480 | - |  | Mass | kg | emission | ground | https://ofmpub.epa.gov/sor_internet/registry/substreg/searchandretrieve/substancesearch/search.do?details=displayDetails&selectedSubstanceId=11216 | 1 | Groups | a35dd980-5272-348b-acd4-0ecf23bf6e86 | 9499238e-b0eb-35da-aef1-9114f54a0a44 | 20aadc24-a391-41cf-b340-3e4529f44bde | 93a60a56-a3c8-11da-a746-0800200b9a66
Phthalates, branched dialkyl C9-11, C10-rich | 68515-49-1 | 68515491 | 68515491 | - |  | Mass | kg | emission | ground | https://ofmpub.epa.gov/sor_internet/registry/substreg/searchandretrieve/substancesearch/search.do?details=displayDetails&selectedSubstanceId=11215 | 1 | Groups | 05fbf66d-6d72-3668-af5e-e9542d91518d | 9499238e-b0eb-35da-aef1-9114f54a0a44 | 20aadc24-a391-41cf-b340-3e4529f44bde | 93a60a56-a3c8-11da-a746-0800200b9a66
Phthalates, dialkyl C6-10 | 68515-51-5 | 68515515 | 68515515 | - |  | Mass | kg | emission | ground | https://ofmpub.epa.gov/sor_internet/registry/substreg/searchandretrieve/substancesearch/search.do?details=displayDetails&selectedSubstanceId=11213 | 1 | Groups | 363f2881-ed2f-35f5-ad14-fc3dac765b2b | 9499238e-b0eb-35da-aef1-9114f54a0a44 | 20aadc24-a391-41cf-b340-3e4529f44bde | 93a60a56-a3c8-11da-a746-0800200b9a66
Alcohols, C11-14-iso-, C13-rich | 68526-86-3 | 68526863 | 68526863 | - |  | Mass | kg | emission | ground | https://ofmpub.epa.gov/sor_internet/registry/substreg/searchandretrieve/substancesearch/search.do?details=displayDetails&selectedSubstanceId=10402 | 1 | Groups | fdcaada8-b4d0-34a0-a0bf-5a70eb9647fd | 9499238e-b0eb-35da-aef1-9114f54a0a44 | 20aadc24-a391-41cf-b340-3e4529f44bde | 93a60a56-a3c8-11da-a746-0800200b9a66
Alcohols, C6-12 | 68603-15-6 | 68603156 | 68603156 | - |  | Mass | kg | emission | ground | https://ofmpub.epa.gov/sor_internet/registry/substreg/searchandretrieve/substancesearch/search.do?details=displayDetails&selectedSubstanceId=11156 | 1 | Groups | b3c421a4-4f32-3fa1-9661-26b105418818 | 9499238e-b0eb-35da-aef1-9114f54a0a44 | 20aadc24-a391-41cf-b340-3e4529f44bde | 93a60a56-a3c8-11da-a746-0800200b9a66
Carboxylic acids, di-, C4-6 | 68603-87-2 | 68603872 | 68603872 | - |  | Mass | kg | emission | ground | https://ofmpub.epa.gov/sor_internet/registry/substreg/searchandretrieve/substancesearch/search.do?details=displayDetails&selectedSubstanceId=10964 | 1 | Groups | a1bdc327-1eda-360f-ba26-248aaa3b9b00 | 9499238e-b0eb-35da-aef1-9114f54a0a44 | 20aadc24-a391-41cf-b340-3e4529f44bde | 93a60a56-a3c8-11da-a746-0800200b9a66
Alkane sulfonic acids sodium salts | 68608-15-1 | 68608151 | 68608151 | - |  | Mass | kg | emission | ground | https://ofmpub.epa.gov/sor_internet/registry/substreg/searchandretrieve/substancesearch/search.do?details=displayDetails&selectedSubstanceId=9967 | 1 | Groups | b79a2e26-6ddd-3661-bac9-2d1cd9ab956c | 9499238e-b0eb-35da-aef1-9114f54a0a44 | 20aadc24-a391-41cf-b340-3e4529f44bde | 93a60a56-a3c8-11da-a746-0800200b9a66
Benzene, alkyl derivs. C10-16 | 68648-87-3 | 68648873 | 68648873 | - |  | Mass | kg | emission | ground | https://ofmpub.epa.gov/sor_internet/registry/substreg/searchandretrieve/substancesearch/search.do?details=displayDetails&selectedSubstanceId=11457 | 1 | Groups | df7778f9-65c9-3497-9fb0-98667d9477b1 | 9499238e-b0eb-35da-aef1-9114f54a0a44 | 20aadc24-a391-41cf-b340-3e4529f44bde | 93a60a56-a3c8-11da-a746-0800200b9a66
Fatty acids, C9-13-neo- | 68938-07-8 | 68938078 | 68938078 | - |  | Mass | kg | emission | ground | https://ofmpub.epa.gov/sor_internet/registry/substreg/searchandretrieve/substancesearch/search.do?details=displayDetails&selectedSubstanceId=8552 | 1 | Groups | e7b25d64-774e-3949-82ab-e9b99666ddfd | 9499238e-b0eb-35da-aef1-9114f54a0a44 | 20aadc24-a391-41cf-b340-3e4529f44bde | 93a60a56-a3c8-11da-a746-0800200b9a66
Phthalic acid mixed decyl and lauryl and octyl diesters | 70693-30-0 | 70693300 | 70693300 | - |  | Mass | kg | emission | ground | https://ofmpub.epa.gov/sor_internet/registry/substreg/searchandretrieve/substancesearch/search.do?details=displayDetails&selectedSubstanceId=29084 | 1 | Groups | c0dfd9c2-5611-3bdc-80b7-e20e3715faa9 | 9499238e-b0eb-35da-aef1-9114f54a0a44 | 20aadc24-a391-41cf-b340-3e4529f44bde | 93a60a56-a3c8-11da-a746-0800200b9a66
Phthalates, dialkyl C8-10 | 71662-46-9 | 71662469 | 71662469 | - |  | Mass | kg | emission | ground | https://ofmpub.epa.gov/sor_internet/registry/substreg/searchandretrieve/substancesearch/search.do?details=displayDetails&selectedSubstanceId=27834 | 1 | Groups | e06c0ecd-2735-3f5e-9cf1-0c1bf720585b | 9499238e-b0eb-35da-aef1-9114f54a0a44 | 20aadc24-a391-41cf-b340-3e4529f44bde | 93a60a56-a3c8-11da-a746-0800200b9a66
Bulan mixt. with 2-nitro-1,1-bis(p-chlorophenyl)propane | 8027-00-7 | 8027007 | 8027007 | - |  | Mass | kg | emission | ground | https://ofmpub.epa.gov/sor_internet/registry/substreg/searchandretrieve/substancesearch/search.do?details=displayDetails&selectedSubstanceId=87185 | 1 | Groups | cb8c0e53-1201-31e4-bd88-099eba871c9f | 9499238e-b0eb-35da-aef1-9114f54a0a44 | 20aadc24-a391-41cf-b340-3e4529f44bde | 93a60a56-a3c8-11da-a746-0800200b9a66
Gibberellin A4 mixture with Gibberellin A7 | 8030-53-3 | 8030533 | 8030533 | - |  | Mass | kg | emission | ground | https://ofmpub.epa.gov/sor_internet/registry/substreg/searchandretrieve/substancesearch/search.do?details=displayDetails&selectedSubstanceId=38286 | 1 | Groups | 889bd6ed-19e5-3327-b916-cbac9bda68ec | 9499238e-b0eb-35da-aef1-9114f54a0a44 | 20aadc24-a391-41cf-b340-3e4529f44bde | 93a60a56-a3c8-11da-a746-0800200b9a66
Alkenes, C15-18 | 93762-80-2 | 93762802 | 93762802 | - |  | Mass | kg | emission | ground | https://ofmpub.epa.gov/sor_internet/registry/substreg/searchandretrieve/substancesearch/search.do?details=displayDetails&selectedSubstanceId=26190 | 1 | Groups | 994eacdd-fd33-369b-ad8f-9b29ab80416e | 9499238e-b0eb-35da-aef1-9114f54a0a44 | 20aadc24-a391-41cf-b340-3e4529f44bde | 93a60a56-a3c8-11da-a746-0800200b9a66
Tetrachlorvinphos (mixed isomers) | 961-11-5 | 961115 | 961115 | C10H9Cl4O4P |  | Mass | kg | emission | ground | https://ofmpub.epa.gov/sor_internet/registry/substreg/searchandretrieve/substancesearch/search.do?details=displayDetails&selectedSubstanceId=87419 | 1 | Groups | 0d39ffaa-05ab-33d4-a4b8-499941870900 | 9499238e-b0eb-35da-aef1-9114f54a0a44 | 20aadc24-a391-41cf-b340-3e4529f44bde | 93a60a56-a3c8-11da-a746-0800200b9a66
Ethanes, chlorinated | 68411-72-3 | 68411723 | 68411723 | - |  | Mass | kg | emission | ground | https://ofmpub.epa.gov/sor_internet/registry/substreg/searchandretrieve/substancesearch/search.do?details=displayDetails&selectedSubstanceId=12076 | 1 | Groups | 1cb55080-5a04-3f5a-9d27-8a4f5085f8d5 | 9499238e-b0eb-35da-aef1-9114f54a0a44 | 20aadc24-a391-41cf-b340-3e4529f44bde | 93a60a56-a3c8-11da-a746-0800200b9a66
Aldrin/dieldrin, total | n.a. | n.a. | n.a. | - |  | Mass | kg | emission | ground |  | 1 | Groups | 1365dc73-5423-38ea-85f6-e03a3ae63ae2 | 9499238e-b0eb-35da-aef1-9114f54a0a44 | 20aadc24-a391-41cf-b340-3e4529f44bde | 93a60a56-a3c8-11da-a746-0800200b9a66
Endrin + endrin aldehyde (sum) | n.a. | n.a. | n.a. | - |  | Mass | kg | emission | ground |  | 1 | Groups | 15ecc80d-ed90-3036-bbf9-86b7d21db215 | 9499238e-b0eb-35da-aef1-9114f54a0a44 | 20aadc24-a391-41cf-b340-3e4529f44bde | 93a60a56-a3c8-11da-a746-0800200b9a66
Acid compounds | n.a. | n.a. | n.a. | - |  | Mass | kg | emission | ground |  | 1 | Groups | 19343fe8-f3bd-33c1-ada2-0ab89a0ad0c3 | 9499238e-b0eb-35da-aef1-9114f54a0a44 | 20aadc24-a391-41cf-b340-3e4529f44bde | 93a60a56-a3c8-11da-a746-0800200b9a66
Adsorbable organic halides | n.a. | n.a. | n.a. | - |  | Mass | kg | emission | ground |  | 1 | Groups | 966ac2c0-5428-39a7-ba3e-324e2b350675 | 9499238e-b0eb-35da-aef1-9114f54a0a44 | 20aadc24-a391-41cf-b340-3e4529f44bde | 93a60a56-a3c8-11da-a746-0800200b9a66
Algicides, general | n.a. | n.a. | n.a. | - |  | Mass | kg | emission | ground |  | 1 | Groups | 9fed079b-21c8-3ad0-a908-47cc0cf38b1f | 9499238e-b0eb-35da-aef1-9114f54a0a44 | 20aadc24-a391-41cf-b340-3e4529f44bde | 93a60a56-a3c8-11da-a746-0800200b9a66
Alpha emitting radium isotopes | n.a. | n.a. | n.a. | - |  | Mass | kg | emission | ground | https://ofmpub.epa.gov/sor_internet/registry/substreg/searchandretrieve/substancesearch/search.do?details=displayDetails&selectedSubstanceId=80394 | 1 | Groups | f0ed8a74-3908-3dcf-8849-30d17704cdbb | 9499238e-b0eb-35da-aef1-9114f54a0a44 | 20aadc24-a391-41cf-b340-3e4529f44bde | 93a60a56-a3c8-11da-a746-0800200b9a66
Anesthetics | n.a. | n.a. | n.a. | - |  | Mass | kg | emission | ground |  | 1 | Groups | aceb25d3-1166-37c7-b05b-eda8feafad3f | 9499238e-b0eb-35da-aef1-9114f54a0a44 | 20aadc24-a391-41cf-b340-3e4529f44bde | 93a60a56-a3c8-11da-a746-0800200b9a66
Antimony compounds | n.a. | n.a. | n.a. | - |  | Mass | kg | emission | ground |  | 1 | Groups | 93f8551b-dc65-3022-aa39-f9a8666296ce | 9499238e-b0eb-35da-aef1-9114f54a0a44 | 20aadc24-a391-41cf-b340-3e4529f44bde | 93a60a56-a3c8-11da-a746-0800200b9a66
Arsenic compounds | n.a. | n.a. | n.a. | - |  | Mass | kg | emission | ground |  | 1 | Groups | 8dae4014-5f94-3ff0-bc64-cad443a6d350 | 9499238e-b0eb-35da-aef1-9114f54a0a44 | 20aadc24-a391-41cf-b340-3e4529f44bde | 93a60a56-a3c8-11da-a746-0800200b9a66
Barium compounds | n.a. | n.a. | n.a. | - |  | Mass | kg | emission | ground |  | 1 | Groups | 65e28d00-2783-3667-9dc0-e5057ff4f046 | 9499238e-b0eb-35da-aef1-9114f54a0a44 | 20aadc24-a391-41cf-b340-3e4529f44bde | 93a60a56-a3c8-11da-a746-0800200b9a66
Base neutrals and acids | n.a. | n.a. | n.a. | - |  | Mass | kg | emission | ground |  | 1 | Groups | 68b271c0-6dd8-3a96-b65f-96382a48c2e9 | 9499238e-b0eb-35da-aef1-9114f54a0a44 | 20aadc24-a391-41cf-b340-3e4529f44bde | 93a60a56-a3c8-11da-a746-0800200b9a66
Base/neutral compounds | n.a. | n.a. | n.a. | - |  | Mass | kg | emission | ground |  | 1 | Groups | 71ad3954-3c06-3a59-aa7c-054a8ed29ae9 | 9499238e-b0eb-35da-aef1-9114f54a0a44 | 20aadc24-a391-41cf-b340-3e4529f44bde | 93a60a56-a3c8-11da-a746-0800200b9a66
Benzene mixt. with methylbenzene, ethylbenzene, and dimethylbenzene | n.a. | n.a. | n.a. | - |  | Mass | kg | emission | ground |  | 1 | Groups | 8983b2d5-6a9d-3e53-8f6a-f1ac0415cab0 | 9499238e-b0eb-35da-aef1-9114f54a0a44 | 20aadc24-a391-41cf-b340-3e4529f44bde | 93a60a56-a3c8-11da-a746-0800200b9a66
Benzene, 1,2-dimethyl and 1,4-dimethylbenzene, total | n.a. | n.a. | n.a. | - |  | Mass | kg | emission | ground |  | 1 | Groups | 51bc01e3-a105-36e4-97a5-76aba2bbb8b5 | 9499238e-b0eb-35da-aef1-9114f54a0a44 | 20aadc24-a391-41cf-b340-3e4529f44bde | 93a60a56-a3c8-11da-a746-0800200b9a66
Benzene, 1,3-dimethyl and 1,4-dimethylbenzene, total | n.a. | n.a. | n.a. | - |  | Mass | kg | emission | ground |  | 1 | Groups | cd506504-6dde-39ba-a9e0-750e7ecdbd06 | 9499238e-b0eb-35da-aef1-9114f54a0a44 | 20aadc24-a391-41cf-b340-3e4529f44bde | 93a60a56-a3c8-11da-a746-0800200b9a66
DDD,DDE,DDT, total | n.a. | n.a. | n.a. | - |  | Mass | kg | emission | ground |  | 1 | Groups | cc43f798-1cd4-31d9-8064-fee74600b35e | 9499238e-b0eb-35da-aef1-9114f54a0a44 | 20aadc24-a391-41cf-b340-3e4529f44bde | 93a60a56-a3c8-11da-a746-0800200b9a66
Benzene, 2-methyl-1,3,5- and hexahydro-1,3,5-trinitro-1,3,5-Triazine and N-methyl-N,2,4,6-tetranitrobenzenamine, total | n.a. | n.a. | n.a. | - |  | Mass | kg | emission | ground |  | 1 | Groups | 880b7df1-5733-303d-bea5-28c16f505da4 | 9499238e-b0eb-35da-aef1-9114f54a0a44 | 20aadc24-a391-41cf-b340-3e4529f44bde | 93a60a56-a3c8-11da-a746-0800200b9a66
Benzene, methyl benzene, and dimethyl benzene, total | n.a. | n.a. | n.a. | - |  | Mass | kg | emission | ground |  | 1 | Groups | 3b82a02b-e341-3ff0-8d6d-a95cc5cd5dce | 9499238e-b0eb-35da-aef1-9114f54a0a44 | 20aadc24-a391-41cf-b340-3e4529f44bde | 93a60a56-a3c8-11da-a746-0800200b9a66
Benzoic acid, 4-hydroxy-, methyl and propyl esters | n.a. | n.a. | n.a. | - |  | Mass | kg | emission | ground |  | 1 | Groups | 6d061d1b-9ff4-33de-9646-d271c8301dcb | 9499238e-b0eb-35da-aef1-9114f54a0a44 | 20aadc24-a391-41cf-b340-3e4529f44bde | 93a60a56-a3c8-11da-a746-0800200b9a66
Benzoic acids | n.a. | n.a. | n.a. | - |  | Mass | kg | emission | ground |  | 1 | Groups | ea7a6398-f001-34d0-8d5c-8b0583728c8d | 9499238e-b0eb-35da-aef1-9114f54a0a44 | 20aadc24-a391-41cf-b340-3e4529f44bde | 93a60a56-a3c8-11da-a746-0800200b9a66
Beryllium compounds | n.a. | n.a. | n.a. | - |  | Mass | kg | emission | ground |  | 1 | Groups | 4157797b-405a-3fcd-baab-15c35521c5c9 | 9499238e-b0eb-35da-aef1-9114f54a0a44 | 20aadc24-a391-41cf-b340-3e4529f44bde | 93a60a56-a3c8-11da-a746-0800200b9a66
Biocides | n.a. | n.a. | n.a. | - |  | Mass | kg | emission | ground |  | 1 | Groups | 23d5c813-6d3b-3fb4-888a-c01715af995f | 9499238e-b0eb-35da-aef1-9114f54a0a44 | 20aadc24-a391-41cf-b340-3e4529f44bde | 93a60a56-a3c8-11da-a746-0800200b9a66
Cadmium compounds | n.a. | n.a. | n.a. | - |  | Mass | kg | emission | ground |  | 1 | Groups | 3c2fc290-9f3f-3b5f-a05e-6c60a3ab28c9 | 9499238e-b0eb-35da-aef1-9114f54a0a44 | 20aadc24-a391-41cf-b340-3e4529f44bde | 93a60a56-a3c8-11da-a746-0800200b9a66
Carbamic acid, [1-[(butylamino)carbonyl]-1H-benzimidazol-2-yl]-, methyl ester and methyl 1H-benzimidazol-2-ylcarbamate, total | n.a. | n.a. | n.a. | - |  | Mass | kg | emission | ground |  | 1 | Groups | eb8ad712-80fd-3165-bb83-f715cb8d180c | 9499238e-b0eb-35da-aef1-9114f54a0a44 | 20aadc24-a391-41cf-b340-3e4529f44bde | 93a60a56-a3c8-11da-a746-0800200b9a66
Carbamic acid, salts and esters | n.a. | n.a. | n.a. | - |  | Mass | kg | emission | ground | https://ofmpub.epa.gov/sor_internet/registry/substreg/searchandretrieve/substancesearch/search.do?details=displayDetails&selectedSubstanceId=80302 | 1 | Groups | 05c63176-c569-3ccd-9d43-f8f27f684b84 | 9499238e-b0eb-35da-aef1-9114f54a0a44 | 20aadc24-a391-41cf-b340-3e4529f44bde | 93a60a56-a3c8-11da-a746-0800200b9a66
Carbonodithiocarbonic acids | n.a. | n.a. | n.a. | - |  | Mass | kg | emission | ground |  | 1 | Groups | d8bd3779-77e0-3a87-9504-407807e67299 | 9499238e-b0eb-35da-aef1-9114f54a0a44 | 20aadc24-a391-41cf-b340-3e4529f44bde | 93a60a56-a3c8-11da-a746-0800200b9a66
Chlordane, technical, and/or chlordane metabolites | n.a. | n.a. | n.a. | - |  | Mass | kg | emission | ground |  | 1 | Groups | 37bff9a4-b413-32a0-a665-b892d224c8a6 | 9499238e-b0eb-35da-aef1-9114f54a0a44 | 20aadc24-a391-41cf-b340-3e4529f44bde | 93a60a56-a3c8-11da-a746-0800200b9a66
Chlorides and sulfates, total | n.a. | n.a. | n.a. | - |  | Mass | kg | emission | ground |  | 1 | Groups | b77ca943-6949-3236-bc08-b8c020d526e8 | 9499238e-b0eb-35da-aef1-9114f54a0a44 | 20aadc24-a391-41cf-b340-3e4529f44bde | 93a60a56-a3c8-11da-a746-0800200b9a66
Chlorinated organic compounds | n.a. | n.a. | n.a. | - |  | Mass | kg | emission | ground |  | 1 | Groups | 3413a164-b7f6-3f09-b2be-67b5ef8f692a | 9499238e-b0eb-35da-aef1-9114f54a0a44 | 20aadc24-a391-41cf-b340-3e4529f44bde | 93a60a56-a3c8-11da-a746-0800200b9a66
Chlorinated paraffin | n.a. | n.a. | n.a. | - |  | Mass | kg | emission | ground |  | 1 | Groups | d3216315-d923-3853-91c4-ac0e5b571a84 | 9499238e-b0eb-35da-aef1-9114f54a0a44 | 20aadc24-a391-41cf-b340-3e4529f44bde | 93a60a56-a3c8-11da-a746-0800200b9a66
Chlorinated phenoxy acid group | n.a. | n.a. | n.a. | - |  | Mass | kg | emission | ground |  | 1 | Groups | 89f421cc-1d41-30b4-ae8f-ea57a8042a6e | 9499238e-b0eb-35da-aef1-9114f54a0a44 | 20aadc24-a391-41cf-b340-3e4529f44bde | 93a60a56-a3c8-11da-a746-0800200b9a66
Chloroform extractables | n.a. | n.a. | n.a. | - |  | Mass | kg | emission | ground |  | 1 | Groups | 6c18c15a-446f-3b72-9e0a-4862ec07f0f3 | 9499238e-b0eb-35da-aef1-9114f54a0a44 | 20aadc24-a391-41cf-b340-3e4529f44bde | 93a60a56-a3c8-11da-a746-0800200b9a66
Chromium compounds | n.a. | n.a. | n.a. | - |  | Mass | kg | emission | ground |  | 1 | Groups | 6f101540-5b1c-3177-b561-b79af6e0240a | 9499238e-b0eb-35da-aef1-9114f54a0a44 | 20aadc24-a391-41cf-b340-3e4529f44bde | 93a60a56-a3c8-11da-a746-0800200b9a66
Cobalt compounds | n.a. | n.a. | n.a. | - |  | Mass | kg | emission | ground |  | 1 | Groups | d46ed281-595c-3f15-9bb4-e9f36c4c7dc1 | 9499238e-b0eb-35da-aef1-9114f54a0a44 | 20aadc24-a391-41cf-b340-3e4529f44bde | 93a60a56-a3c8-11da-a746-0800200b9a66
Combined metals | n.a. | n.a. | n.a. | - |  | Mass | kg | emission | ground |  | 1 | Groups | 69129a16-f4bf-340a-a4eb-0285b25c2e34 | 9499238e-b0eb-35da-aef1-9114f54a0a44 | 20aadc24-a391-41cf-b340-3e4529f44bde | 93a60a56-a3c8-11da-a746-0800200b9a66
Copper compounds | n.a. | n.a. | n.a. | - |  | Mass | kg | emission | ground |  | 1 | Groups | 401a6b08-9829-3289-953e-8192b5b14fb8 | 9499238e-b0eb-35da-aef1-9114f54a0a44 | 20aadc24-a391-41cf-b340-3e4529f44bde | 93a60a56-a3c8-11da-a746-0800200b9a66
Cyanide and thiocyanate ion [SCN(1-)], total | n.a. | n.a. | n.a. | - |  | Mass | kg | emission | ground |  | 1 | Groups | 00eaf112-3ca3-396a-af4e-629d120fb136 | 9499238e-b0eb-35da-aef1-9114f54a0a44 | 20aadc24-a391-41cf-b340-3e4529f44bde | 93a60a56-a3c8-11da-a746-0800200b9a66
Cyanide compounds | n.a. | n.a. | n.a. | - |  | Mass | kg | emission | ground |  | 1 | Groups | d099c6ba-e89d-3cc1-a6f6-6d6f5dc947f4 | 9499238e-b0eb-35da-aef1-9114f54a0a44 | 20aadc24-a391-41cf-b340-3e4529f44bde | 93a60a56-a3c8-11da-a746-0800200b9a66
Dibenzofurans | n.a. | n.a. | n.a. | - |  | Mass | kg | emission | ground | https://ofmpub.epa.gov/sor_internet/registry/substreg/searchandretrieve/substancesearch/search.do?details=displayDetails&selectedSubstanceId=35852 | 1 | Groups | f62780c7-9080-3b48-a8e6-2e73d8767fd1 | 9499238e-b0eb-35da-aef1-9114f54a0a44 | 20aadc24-a391-41cf-b340-3e4529f44bde | 93a60a56-a3c8-11da-a746-0800200b9a66
Diisocyanates | n.a. | n.a. | n.a. | - |  | Mass | kg | emission | ground |  | 1 | Groups | 753d495b-6342-3ac0-a498-4cdb6becf75f | 9499238e-b0eb-35da-aef1-9114f54a0a44 | 20aadc24-a391-41cf-b340-3e4529f44bde | 93a60a56-a3c8-11da-a746-0800200b9a66
Endothal, salts and esters | n.a. | n.a. | n.a. | - |  | Mass | kg | emission | ground | https://ofmpub.epa.gov/sor_internet/registry/substreg/searchandretrieve/substancesearch/search.do?details=displayDetails&selectedSubstanceId=35943 | 1 | Groups | f8b7d4f6-0e18-304c-8cf1-ca6305514e70 | 9499238e-b0eb-35da-aef1-9114f54a0a44 | 20aadc24-a391-41cf-b340-3e4529f44bde | 93a60a56-a3c8-11da-a746-0800200b9a66
Furans, nitro- | n.a. | n.a. | n.a. | - |  | Mass | kg | emission | ground |  | 1 | Groups | 90ce1d4c-ac16-3838-aded-3874bca3903d | 9499238e-b0eb-35da-aef1-9114f54a0a44 | 20aadc24-a391-41cf-b340-3e4529f44bde | 93a60a56-a3c8-11da-a746-0800200b9a66
Glycol ethers | n.a. | n.a. | n.a. | - |  | Mass | kg | emission | ground | https://ofmpub.epa.gov/sor_internet/registry/substreg/searchandretrieve/substancesearch/search.do?details=displayDetails&selectedSubstanceId=35858 | 1 | Groups | b60ba6b3-be2c-3a8a-80ba-301ade96b8df | 9499238e-b0eb-35da-aef1-9114f54a0a44 | 20aadc24-a391-41cf-b340-3e4529f44bde | 93a60a56-a3c8-11da-a746-0800200b9a66
Glycols | n.a. | n.a. | n.a. | - |  | Mass | kg | emission | ground |  | 1 | Groups | 9377d07e-f062-3f19-aba3-73c852e44274 | 9499238e-b0eb-35da-aef1-9114f54a0a44 | 20aadc24-a391-41cf-b340-3e4529f44bde | 93a60a56-a3c8-11da-a746-0800200b9a66
Guanidine, dodecyl-, salts | n.a. | n.a. | n.a. | - |  | Mass | kg | emission | ground |  | 1 | Groups | 68a89f0c-fea4-329a-9b5c-407920ab26cd | 9499238e-b0eb-35da-aef1-9114f54a0a44 | 20aadc24-a391-41cf-b340-3e4529f44bde | 93a60a56-a3c8-11da-a746-0800200b9a66
Halocarbons, purgeable | n.a. | n.a. | n.a. | - |  | Mass | kg | emission | ground |  | 1 | Groups | e3f215ae-fc47-34c7-9517-c558ebca3062 | 9499238e-b0eb-35da-aef1-9114f54a0a44 | 20aadc24-a391-41cf-b340-3e4529f44bde | 93a60a56-a3c8-11da-a746-0800200b9a66
Halogenated organics | n.a. | n.a. | n.a. | - |  | Mass | kg | emission | ground |  | 1 | Groups | 6ac695ac-0f35-3a54-9cd0-4e37de507212 | 9499238e-b0eb-35da-aef1-9114f54a0a44 | 20aadc24-a391-41cf-b340-3e4529f44bde | 93a60a56-a3c8-11da-a746-0800200b9a66
Halogens, total | n.a. | n.a. | n.a. | - |  | Mass | kg | emission | ground |  | 1 | Groups | 13c57fbf-7972-3ab7-80c8-2f2df1884da4 | 9499238e-b0eb-35da-aef1-9114f54a0a44 | 20aadc24-a391-41cf-b340-3e4529f44bde | 93a60a56-a3c8-11da-a746-0800200b9a66
Halomethanes, total | n.a. | n.a. | n.a. | - |  | Mass | kg | emission | ground |  | 1 | Groups | a25a7fcb-633d-3821-9c07-0fbd0a0bc6cf | 9499238e-b0eb-35da-aef1-9114f54a0a44 | 20aadc24-a391-41cf-b340-3e4529f44bde | 93a60a56-a3c8-11da-a746-0800200b9a66
Herbicides | n.a. | n.a. | n.a. | - |  | Mass | kg | emission | ground |  | 1 | Groups | 58019365-61fd-3124-b8a1-fdc1268850ed | 9499238e-b0eb-35da-aef1-9114f54a0a44 | 20aadc24-a391-41cf-b340-3e4529f44bde | 93a60a56-a3c8-11da-a746-0800200b9a66
Hydrazines, total | n.a. | n.a. | n.a. | - |  | Mass | kg | emission | ground |  | 1 | Groups | d3f6f380-6889-3de6-b9d1-2c770235f38f | 9499238e-b0eb-35da-aef1-9114f54a0a44 | 20aadc24-a391-41cf-b340-3e4529f44bde | 93a60a56-a3c8-11da-a746-0800200b9a66
Hydrocarbons, carbon tetrachloride extractable | n.a. | n.a. | n.a. | - |  | Mass | kg | emission | ground |  | 1 | Groups | fc095765-8e9f-38f8-b7b4-f299111af18b | 9499238e-b0eb-35da-aef1-9114f54a0a44 | 20aadc24-a391-41cf-b340-3e4529f44bde | 93a60a56-a3c8-11da-a746-0800200b9a66
Hydrocarbons, chlorinated | n.a. | n.a. | n.a. | - |  | Mass | kg | emission | ground |  | 1 | Groups | aa3e184e-a3f2-347d-9d7e-2497a956195d | 9499238e-b0eb-35da-aef1-9114f54a0a44 | 20aadc24-a391-41cf-b340-3e4529f44bde | 93a60a56-a3c8-11da-a746-0800200b9a66
Hydrocarbons, halogenated | n.a. | n.a. | n.a. | - |  | Mass | kg | emission | ground |  | 1 | Groups | fa53f665-32cf-325f-bdc4-3bf5f7691cf3 | 9499238e-b0eb-35da-aef1-9114f54a0a44 | 20aadc24-a391-41cf-b340-3e4529f44bde | 93a60a56-a3c8-11da-a746-0800200b9a66
Hydrocarbons, nitrated | n.a. | n.a. | n.a. | - |  | Mass | kg | emission | ground |  | 1 | Groups | bd27318b-ddd7-38c6-9cc6-57c67a69b628 | 9499238e-b0eb-35da-aef1-9114f54a0a44 | 20aadc24-a391-41cf-b340-3e4529f44bde | 93a60a56-a3c8-11da-a746-0800200b9a66
Hydrocarbons, petroleum | n.a. | n.a. | n.a. | - |  | Mass | kg | emission | ground |  | 1 | Groups | 248ce7a0-27a4-3875-bd8d-14cf34e74cfb | 9499238e-b0eb-35da-aef1-9114f54a0a44 | 20aadc24-a391-41cf-b340-3e4529f44bde | 93a60a56-a3c8-11da-a746-0800200b9a66
Hydrocarbons, purgeable | n.a. | n.a. | n.a. | - |  | Mass | kg | emission | ground |  | 1 | Groups | a1a62aad-e58b-3569-a32d-804e2d10b8e6 | 9499238e-b0eb-35da-aef1-9114f54a0a44 | 20aadc24-a391-41cf-b340-3e4529f44bde | 93a60a56-a3c8-11da-a746-0800200b9a66
Hydrocarbons, volatile | n.a. | n.a. | n.a. | - |  | Mass | kg | emission | ground |  | 1 | Groups | 27cc0a4f-fad5-3806-b7ad-2895518d6c8d | 9499238e-b0eb-35da-aef1-9114f54a0a44 | 20aadc24-a391-41cf-b340-3e4529f44bde | 93a60a56-a3c8-11da-a746-0800200b9a66
Hydrochlorofluorocarbons | n.a. | n.a. | n.a. | - |  | Mass | kg | emission | ground |  | 1 | Groups | b2eca425-39b0-3c30-bb91-a5cb9b1ab231 | 9499238e-b0eb-35da-aef1-9114f54a0a44 | 20aadc24-a391-41cf-b340-3e4529f44bde | 93a60a56-a3c8-11da-a746-0800200b9a66
IMCO Lube 106 | n.a. | n.a. | n.a. | - |  | Mass | kg | emission | ground |  | 1 | Groups | 914f8adb-5527-3b43-be98-db1789fb8098 | 9499238e-b0eb-35da-aef1-9114f54a0a44 | 20aadc24-a391-41cf-b340-3e4529f44bde | 93a60a56-a3c8-11da-a746-0800200b9a66
IMCO Lubrikleen | n.a. | n.a. | n.a. | - |  | Mass | kg | emission | ground |  | 1 | Groups | fda0354b-09a0-33ea-a4a5-1b9b821fe23b | 9499238e-b0eb-35da-aef1-9114f54a0a44 | 20aadc24-a391-41cf-b340-3e4529f44bde | 93a60a56-a3c8-11da-a746-0800200b9a66
IMCO Nos. 1,2,3,6 | n.a. | n.a. | n.a. | - |  | Mass | kg | emission | ground |  | 1 | Groups | aabe2188-4b55-3e66-b085-8059f3c432fb | 9499238e-b0eb-35da-aef1-9114f54a0a44 | 20aadc24-a391-41cf-b340-3e4529f44bde | 93a60a56-a3c8-11da-a746-0800200b9a66
IMCO Nos. 4,5 | n.a. | n.a. | n.a. | - |  | Mass | kg | emission | ground |  | 1 | Groups | b6ee5cef-0a50-3664-8a5e-55a96214aaaa | 9499238e-b0eb-35da-aef1-9114f54a0a44 | 20aadc24-a391-41cf-b340-3e4529f44bde | 93a60a56-a3c8-11da-a746-0800200b9a66
IMCO Phos | n.a. | n.a. | n.a. | - |  | Mass | kg | emission | ground |  | 1 | Groups | fe794e32-b674-3d10-838e-710825601c41 | 9499238e-b0eb-35da-aef1-9114f54a0a44 | 20aadc24-a391-41cf-b340-3e4529f44bde | 93a60a56-a3c8-11da-a746-0800200b9a66
Nitrogen, inorganic | n.a. | n.a. | n.a. | - |  | Mass | kg | emission | ground | https://ofmpub.epa.gov/sor_internet/registry/substreg/searchandretrieve/substancesearch/search.do?details=displayDetails&selectedSubstanceId=35904 | 1 | Groups | 7d539b90-ef6c-3797-870b-d4d79f5375a3 | 9499238e-b0eb-35da-aef1-9114f54a0a44 | 20aadc24-a391-41cf-b340-3e4529f44bde | 93a60a56-a3c8-11da-a746-0800200b9a66
Iron mixt. with manganese | n.a. | n.a. | n.a. | - |  | Mass | kg | emission | ground | https://ofmpub.epa.gov/sor_internet/registry/substreg/searchandretrieve/substancesearch/search.do?details=displayDetails&selectedSubstanceId=80294 | 1 | Groups | 497397cc-86f7-30b3-a9e8-9305d2bc1e13 | 9499238e-b0eb-35da-aef1-9114f54a0a44 | 20aadc24-a391-41cf-b340-3e4529f44bde | 93a60a56-a3c8-11da-a746-0800200b9a66
Lead compounds | n.a. | n.a. | n.a. | - |  | Mass | kg | emission | ground |  | 1 | Groups | c85a8602-c134-359f-ae38-fd91f23196bb | 9499238e-b0eb-35da-aef1-9114f54a0a44 | 20aadc24-a391-41cf-b340-3e4529f44bde | 93a60a56-a3c8-11da-a746-0800200b9a66
Macrotrol 9210 | n.a. | n.a. | n.a. | - |  | Mass | kg | emission | ground |  | 1 | Groups | 02a99584-8feb-3b00-a6b7-b212afcc1435 | 9499238e-b0eb-35da-aef1-9114f54a0a44 | 20aadc24-a391-41cf-b340-3e4529f44bde | 93a60a56-a3c8-11da-a746-0800200b9a66
Manganese compounds | n.a. | n.a. | n.a. | - |  | Mass | kg | emission | ground |  | 1 | Groups | c3b00f93-0413-312c-916f-7d981ba5bf66 | 9499238e-b0eb-35da-aef1-9114f54a0a44 | 20aadc24-a391-41cf-b340-3e4529f44bde | 93a60a56-a3c8-11da-a746-0800200b9a66
Mercaptans | n.a. | n.a. | n.a. | - |  | Mass | kg | emission | ground |  | 1 | Groups | 56e3d8fd-a042-3e79-81f5-84a57e4336c7 | 9499238e-b0eb-35da-aef1-9114f54a0a44 | 20aadc24-a391-41cf-b340-3e4529f44bde | 93a60a56-a3c8-11da-a746-0800200b9a66
Mercury compounds | n.a. | n.a. | n.a. | - |  | Mass | kg | emission | ground |  | 1 | Groups | cf078c00-6aea-3e6b-8b0b-2e655408083e | 9499238e-b0eb-35da-aef1-9114f54a0a44 | 20aadc24-a391-41cf-b340-3e4529f44bde | 93a60a56-a3c8-11da-a746-0800200b9a66
Metals | n.a. | n.a. | n.a. | - |  | Mass | kg | emission | ground |  | 1 | Groups | 776ecf20-75e1-325e-8ad4-6feaed490baa | 9499238e-b0eb-35da-aef1-9114f54a0a44 | 20aadc24-a391-41cf-b340-3e4529f44bde | 93a60a56-a3c8-11da-a746-0800200b9a66
Methanes, chlorinated | n.a. | n.a. | n.a. | - |  | Mass | kg | emission | ground |  | 1 | Groups | 708c6084-da77-32a7-af77-64dd6bed47a6 | 9499238e-b0eb-35da-aef1-9114f54a0a44 | 20aadc24-a391-41cf-b340-3e4529f44bde | 93a60a56-a3c8-11da-a746-0800200b9a66
Nickel compounds | n.a. | n.a. | n.a. | - |  | Mass | kg | emission | ground |  | 1 | Groups | 9e580d28-b442-392e-b90e-4371a44d9717 | 9499238e-b0eb-35da-aef1-9114f54a0a44 | 20aadc24-a391-41cf-b340-3e4529f44bde | 93a60a56-a3c8-11da-a746-0800200b9a66
Nitrate compounds | n.a. | n.a. | n.a. | - |  | Mass | kg | emission | ground |  | 1 | Groups | 4630e9ba-6a33-35b6-a5db-bee41350ee76 | 9499238e-b0eb-35da-aef1-9114f54a0a44 | 20aadc24-a391-41cf-b340-3e4529f44bde | 93a60a56-a3c8-11da-a746-0800200b9a66
N-Nitroso compounds, volatile | n.a. | n.a. | n.a. | - |  | Mass | kg | emission | ground |  | 1 | Groups | a48bcca2-2bf8-3b41-a887-167ba4642f4d | 9499238e-b0eb-35da-aef1-9114f54a0a44 | 20aadc24-a391-41cf-b340-3e4529f44bde | 93a60a56-a3c8-11da-a746-0800200b9a66
Organic active ingredients | n.a. | n.a. | n.a. | - |  | Mass | kg | emission | ground |  | 1 | Groups | 2cfba88b-16fc-30b1-bbad-74e4fe59f058 | 9499238e-b0eb-35da-aef1-9114f54a0a44 | 20aadc24-a391-41cf-b340-3e4529f44bde | 93a60a56-a3c8-11da-a746-0800200b9a66
Organic amines | n.a. | n.a. | n.a. | - |  | Mass | kg | emission | ground |  | 1 | Groups | 55e694f0-4fdd-3403-82a3-47c61f22e9b6 | 9499238e-b0eb-35da-aef1-9114f54a0a44 | 20aadc24-a391-41cf-b340-3e4529f44bde | 93a60a56-a3c8-11da-a746-0800200b9a66
Organic carbon | n.a. | n.a. | n.a. | - |  | Mass | kg | emission | ground | https://ofmpub.epa.gov/sor_internet/registry/substreg/searchandretrieve/substancesearch/search.do?details=displayDetails&selectedSubstanceId=35872 | 1 | Groups | 7653dc89-d673-3976-81af-af3d3effb9e4 | 9499238e-b0eb-35da-aef1-9114f54a0a44 | 20aadc24-a391-41cf-b340-3e4529f44bde | 93a60a56-a3c8-11da-a746-0800200b9a66
Organic compounds | n.a. | n.a. | n.a. | - |  | Mass | kg | emission | ground |  | 1 | Groups | 88a1bad4-3cc7-3d42-b3d2-80283949ddff | 9499238e-b0eb-35da-aef1-9114f54a0a44 | 20aadc24-a391-41cf-b340-3e4529f44bde | 93a60a56-a3c8-11da-a746-0800200b9a66
Organic halides, total | n.a. | n.a. | n.a. | - |  | Mass | kg | emission | ground |  | 1 | Groups | 6c7e3bdb-cea0-3abf-80c8-bf277e3d9ac4 | 9499238e-b0eb-35da-aef1-9114f54a0a44 | 20aadc24-a391-41cf-b340-3e4529f44bde | 93a60a56-a3c8-11da-a746-0800200b9a66
Organics, purgeables | n.a. | n.a. | n.a. | - |  | Mass | kg | emission | ground |  | 1 | Groups | f48f6260-4449-397c-bcc3-d46860f4b80a | 9499238e-b0eb-35da-aef1-9114f54a0a44 | 20aadc24-a391-41cf-b340-3e4529f44bde | 93a60a56-a3c8-11da-a746-0800200b9a66
Panthalium, total | n.a. | n.a. | n.a. | - |  | Mass | kg | emission | ground |  | 1 | Groups | a6643c56-af15-3099-a82d-c29ea314c052 | 9499238e-b0eb-35da-aef1-9114f54a0a44 | 20aadc24-a391-41cf-b340-3e4529f44bde | 93a60a56-a3c8-11da-a746-0800200b9a66
Pesticides | n.a. | n.a. | n.a. | - |  | Mass | kg | emission | ground |  | 1 | Groups | 6efab96f-7d6b-3867-9c51-f4461c8c917c | 9499238e-b0eb-35da-aef1-9114f54a0a44 | 20aadc24-a391-41cf-b340-3e4529f44bde | 93a60a56-a3c8-11da-a746-0800200b9a66
Pesticides, chlorinated | n.a. | n.a. | n.a. | - |  | Mass | kg | emission | ground |  | 1 | Groups | 425ee729-6ee9-3ba1-9594-a0b9e9a312f3 | 9499238e-b0eb-35da-aef1-9114f54a0a44 | 20aadc24-a391-41cf-b340-3e4529f44bde | 93a60a56-a3c8-11da-a746-0800200b9a66
Pesticides, organic, total | n.a. | n.a. | n.a. | - |  | Mass | kg | emission | ground |  | 1 | Groups | cd9a4eed-da75-3ca1-955e-21382fa438d6 | 9499238e-b0eb-35da-aef1-9114f54a0a44 | 20aadc24-a391-41cf-b340-3e4529f44bde | 93a60a56-a3c8-11da-a746-0800200b9a66
Pesticides, organochlorinated and polychlorinated biphenyls, total | n.a. | n.a. | n.a. | - |  | Mass | kg | emission | ground |  | 1 | Groups | d53b82bd-1656-3b94-bd70-8f0c98b91e6a | 9499238e-b0eb-35da-aef1-9114f54a0a44 | 20aadc24-a391-41cf-b340-3e4529f44bde | 93a60a56-a3c8-11da-a746-0800200b9a66
Phenols | n.a. | n.a. | n.a. | - |  | Mass | kg | emission | ground | https://ofmpub.epa.gov/sor_internet/registry/substreg/searchandretrieve/substancesearch/search.do?details=displayDetails&selectedSubstanceId=35995 | 1 | Groups | 6700058d-1b2a-381f-b036-51deda88290c | 9499238e-b0eb-35da-aef1-9114f54a0a44 | 20aadc24-a391-41cf-b340-3e4529f44bde | 93a60a56-a3c8-11da-a746-0800200b9a66
Pesticides, phosphated | n.a. | n.a. | n.a. | - |  | Mass | kg | emission | ground |  | 1 | Groups | 4d0e57e5-402e-37fa-8fff-08eb4ee9d3ec | 9499238e-b0eb-35da-aef1-9114f54a0a44 | 20aadc24-a391-41cf-b340-3e4529f44bde | 93a60a56-a3c8-11da-a746-0800200b9a66
Esters, Phthalate | n.a. | n.a. | n.a. | - |  | Mass | kg | emission | ground | https://ofmpub.epa.gov/sor_internet/registry/substreg/searchandretrieve/substancesearch/search.do?details=displayDetails&selectedSubstanceId=35834 | 1 | Groups | d049eef7-b6f7-3236-8dd0-f401edeaa132 | 9499238e-b0eb-35da-aef1-9114f54a0a44 | 20aadc24-a391-41cf-b340-3e4529f44bde | 93a60a56-a3c8-11da-a746-0800200b9a66
Biphenyls, polybrominated | n.a. | n.a. | n.a. | - |  | Mass | kg | emission | ground | https://ofmpub.epa.gov/sor_internet/registry/substreg/searchandretrieve/substancesearch/search.do?details=displayDetails&selectedSubstanceId=83728 | 1 | Groups | be3c65b5-341f-3e6c-b7d5-f7ecf9acb846 | 9499238e-b0eb-35da-aef1-9114f54a0a44 | 20aadc24-a391-41cf-b340-3e4529f44bde | 93a60a56-a3c8-11da-a746-0800200b9a66
Ethers, polybrominated diphenyl | n.a. | n.a. | n.a. | - |  | Mass | kg | emission | ground |  | 1 | Groups | 68f339fa-5a7f-39aa-9543-ab42de316311 | 9499238e-b0eb-35da-aef1-9114f54a0a44 | 20aadc24-a391-41cf-b340-3e4529f44bde | 93a60a56-a3c8-11da-a746-0800200b9a66
Polycyclic aromatic compounds | n.a. | n.a. | n.a. | - |  | Mass | kg | emission | ground |  | 1 | Groups | 01725642-5e14-3524-b3c4-000b67fcd6f6 | 9499238e-b0eb-35da-aef1-9114f54a0a44 | 20aadc24-a391-41cf-b340-3e4529f44bde | 93a60a56-a3c8-11da-a746-0800200b9a66
Priority pollutants | n.a. | n.a. | n.a. | - |  | Mass | kg | emission | ground |  | 1 | Groups | d802e011-0095-3355-b8b6-466c0c2ea0ee | 9499238e-b0eb-35da-aef1-9114f54a0a44 | 20aadc24-a391-41cf-b340-3e4529f44bde | 93a60a56-a3c8-11da-a746-0800200b9a66
Priority pollutants, acidic | n.a. | n.a. | n.a. | - |  | Mass | kg | emission | ground |  | 1 | Groups | 3be66492-43c3-361d-9559-f253af9325d1 | 9499238e-b0eb-35da-aef1-9114f54a0a44 | 20aadc24-a391-41cf-b340-3e4529f44bde | 93a60a56-a3c8-11da-a746-0800200b9a66
Priority pollutants, basic or neutral | n.a. | n.a. | n.a. | - |  | Mass | kg | emission | ground |  | 1 | Groups | e6289a07-ed02-368a-8107-baef46866589 | 9499238e-b0eb-35da-aef1-9114f54a0a44 | 20aadc24-a391-41cf-b340-3e4529f44bde | 93a60a56-a3c8-11da-a746-0800200b9a66
Ammonium compounds, quarternary | n.a. | n.a. | n.a. | - |  | Mass | kg | emission | ground |  | 1 | Groups | 8a6f05f1-1f65-3e0e-8e87-b05c7c694ba9 | 9499238e-b0eb-35da-aef1-9114f54a0a44 | 20aadc24-a391-41cf-b340-3e4529f44bde | 93a60a56-a3c8-11da-a746-0800200b9a66
Rare earth metals, total | n.a. | n.a. | n.a. | - |  | Mass | kg | emission | ground |  | 1 | Groups | cbc99222-da13-39f5-bd82-a96b31c7b654 | 9499238e-b0eb-35da-aef1-9114f54a0a44 | 20aadc24-a391-41cf-b340-3e4529f44bde | 93a60a56-a3c8-11da-a746-0800200b9a66
RDX, mixt. with HMX | n.a. | n.a. | n.a. | - |  | Mass | kg | emission | ground | https://ofmpub.epa.gov/sor_internet/registry/substreg/searchandretrieve/substancesearch/search.do?details=displayDetails&selectedSubstanceId=78764 | 1 | Groups | 63846ec4-035e-3aae-9064-a29c276c9b14 | 9499238e-b0eb-35da-aef1-9114f54a0a44 | 20aadc24-a391-41cf-b340-3e4529f44bde | 93a60a56-a3c8-11da-a746-0800200b9a66
Resin acids | n.a. | n.a. | n.a. | - |  | Mass | kg | emission | ground | https://ofmpub.epa.gov/sor_internet/registry/substreg/searchandretrieve/substancesearch/search.do?details=displayDetails&selectedSubstanceId=80310 | 1 | Groups | 9c9e7aba-fcfb-37ce-87cd-891c4810af10 | 9499238e-b0eb-35da-aef1-9114f54a0a44 | 20aadc24-a391-41cf-b340-3e4529f44bde | 93a60a56-a3c8-11da-a746-0800200b9a66
Selenium compounds | n.a. | n.a. | n.a. | - |  | Mass | kg | emission | ground |  | 1 | Groups | ec6bb5f7-48d4-3547-b9d1-48b81d0f58ce | 9499238e-b0eb-35da-aef1-9114f54a0a44 | 20aadc24-a391-41cf-b340-3e4529f44bde | 93a60a56-a3c8-11da-a746-0800200b9a66
Silver compounds | n.a. | n.a. | n.a. | - |  | Mass | kg | emission | ground |  | 1 | Groups | 9ac9a870-bc23-33b8-8575-a5dd9a144dae | 9499238e-b0eb-35da-aef1-9114f54a0a44 | 20aadc24-a391-41cf-b340-3e4529f44bde | 93a60a56-a3c8-11da-a746-0800200b9a66
Sulfide mixt. with hydrogen sulfide | n.a. | n.a. | n.a. | - |  | Mass | kg | emission | ground |  | 1 | Groups | 3c7dc380-6362-3b91-8a81-d42ad4fe2857 | 9499238e-b0eb-35da-aef1-9114f54a0a44 | 20aadc24-a391-41cf-b340-3e4529f44bde | 93a60a56-a3c8-11da-a746-0800200b9a66
Surfactants | n.a. | n.a. | n.a. | - |  | Mass | kg | emission | ground |  | 1 | Groups | 8d892cbd-6e77-32ad-ad39-e0767cdf6680 | 9499238e-b0eb-35da-aef1-9114f54a0a44 | 20aadc24-a391-41cf-b340-3e4529f44bde | 93a60a56-a3c8-11da-a746-0800200b9a66
Suspended solids, inorganic | n.a. | n.a. | n.a. | - |  | Mass | kg | emission | ground |  | 1 | Groups | e0a4cd1f-d686-38c8-9a2d-1098608ede73 | 9499238e-b0eb-35da-aef1-9114f54a0a44 | 20aadc24-a391-41cf-b340-3e4529f44bde | 93a60a56-a3c8-11da-a746-0800200b9a66
Tannins and lignen, total | n.a. | n.a. | n.a. | - |  | Mass | kg | emission | ground |  | 1 | Groups | 49e970d9-92d7-3895-bdb3-37121e7f666f | 9499238e-b0eb-35da-aef1-9114f54a0a44 | 20aadc24-a391-41cf-b340-3e4529f44bde | 93a60a56-a3c8-11da-a746-0800200b9a66
Thallium compounds | n.a. | n.a. | n.a. | - |  | Mass | kg | emission | ground |  | 1 | Groups | e2a9b449-9c12-3755-a2c2-7ef1c1d3ff75 | 9499238e-b0eb-35da-aef1-9114f54a0a44 | 20aadc24-a391-41cf-b340-3e4529f44bde | 93a60a56-a3c8-11da-a746-0800200b9a66
Thiocarbamic acid, salts and esters | n.a. | n.a. | n.a. | - |  | Mass | kg | emission | ground | https://ofmpub.epa.gov/sor_internet/registry/substreg/searchandretrieve/substancesearch/search.do?details=displayDetails&selectedSubstanceId=80307 | 1 | Groups | 4efc21bb-de78-390f-a27a-14ff459ab71c | 9499238e-b0eb-35da-aef1-9114f54a0a44 | 20aadc24-a391-41cf-b340-3e4529f44bde | 93a60a56-a3c8-11da-a746-0800200b9a66
Total carbon | n.a. | n.a. | n.a. | - |  | Mass | kg | emission | ground | https://ofmpub.epa.gov/sor_internet/registry/substreg/searchandretrieve/substancesearch/search.do?details=displayDetails&selectedSubstanceId=98758 | 1 | Groups | d751dc5d-7092-34df-bfab-2cdce4fc5d7b | 9499238e-b0eb-35da-aef1-9114f54a0a44 | 20aadc24-a391-41cf-b340-3e4529f44bde | 93a60a56-a3c8-11da-a746-0800200b9a66
Total metals | n.a. | n.a. | n.a. | - |  | Mass | kg | emission | ground |  | 1 | Groups | 700858d6-3c4b-36f6-bb6a-f46ab3dcb64d | 9499238e-b0eb-35da-aef1-9114f54a0a44 | 20aadc24-a391-41cf-b340-3e4529f44bde | 93a60a56-a3c8-11da-a746-0800200b9a66
Total oil and grease, less total petroleum hydrocarbons (TPH) | n.a. | n.a. | n.a. | - |  | Mass | kg | emission | ground |  | 1 | Groups | 3a80c012-03f5-305b-b5f9-d4371190b575 | 9499238e-b0eb-35da-aef1-9114f54a0a44 | 20aadc24-a391-41cf-b340-3e4529f44bde | 93a60a56-a3c8-11da-a746-0800200b9a66
Total petroleum hydrocarbon -diesel | n.a. | n.a. | n.a. | - |  | Mass | kg | emission | ground | https://ofmpub.epa.gov/sor_internet/registry/substreg/searchandretrieve/substancesearch/search.do?details=displayDetails&selectedSubstanceId=97464 | 1 | Groups | 3eee5611-6964-34c6-aa6a-bdb4fc5148b4 | 9499238e-b0eb-35da-aef1-9114f54a0a44 | 20aadc24-a391-41cf-b340-3e4529f44bde | 93a60a56-a3c8-11da-a746-0800200b9a66
Total petroleum hydrocarbon -gasoline | n.a. | n.a. | n.a. | - |  | Mass | kg | emission | ground | https://ofmpub.epa.gov/sor_internet/registry/substreg/searchandretrieve/substancesearch/search.do?details=displayDetails&selectedSubstanceId=97463 | 1 | Groups | ac671a4b-f608-3629-8915-9f6e6f0882c4 | 9499238e-b0eb-35da-aef1-9114f54a0a44 | 20aadc24-a391-41cf-b340-3e4529f44bde | 93a60a56-a3c8-11da-a746-0800200b9a66
Total toxic organics | n.a. | n.a. | n.a. | - |  | Mass | kg | emission | ground |  | 1 | Groups | 80fa248f-b9c4-3689-a9a1-6ae4d3903040 | 9499238e-b0eb-35da-aef1-9114f54a0a44 | 20aadc24-a391-41cf-b340-3e4529f44bde | 93a60a56-a3c8-11da-a746-0800200b9a66
Trihalomethanes (four), total | n.a. | n.a. | n.a. | - |  | Mass | kg | emission | ground |  | 1 | Groups | 799e0e8d-c58d-3bc5-a04c-e188a8ab33ea | 9499238e-b0eb-35da-aef1-9114f54a0a44 | 20aadc24-a391-41cf-b340-3e4529f44bde | 93a60a56-a3c8-11da-a746-0800200b9a66
Triorganostannate | n.a. | n.a. | n.a. | - |  | Mass | kg | emission | ground |  | 1 | Groups | 9310886a-9519-3dfd-9775-c87749eea541 | 9499238e-b0eb-35da-aef1-9114f54a0a44 | 20aadc24-a391-41cf-b340-3e4529f44bde | 93a60a56-a3c8-11da-a746-0800200b9a66
Vanadium compounds | n.a. | n.a. | n.a. | - |  | Mass | kg | emission | ground |  | 1 | Groups | 34b3354c-d947-3b53-81db-882d9b7b4801 | 9499238e-b0eb-35da-aef1-9114f54a0a44 | 20aadc24-a391-41cf-b340-3e4529f44bde | 93a60a56-a3c8-11da-a746-0800200b9a66
Volatile halogenated hydrocarbons | n.a. | n.a. | n.a. | - |  | Mass | kg | emission | ground |  | 1 | Groups | 737d6e21-9728-3827-83fa-f986c063ae13 | 9499238e-b0eb-35da-aef1-9114f54a0a44 | 20aadc24-a391-41cf-b340-3e4529f44bde | 93a60a56-a3c8-11da-a746-0800200b9a66
Volatile halogenated organics (VHO) | n.a. | n.a. | n.a. | - |  | Mass | kg | emission | ground |  | 1 | Groups | d4b4f4e4-f2ed-3740-a983-94a5c70f76e4 | 9499238e-b0eb-35da-aef1-9114f54a0a44 | 20aadc24-a391-41cf-b340-3e4529f44bde | 93a60a56-a3c8-11da-a746-0800200b9a66
VOC ingredients | n.a. | n.a. | n.a. | - |  | Mass | kg | emission | ground |  | 1 | Groups | 5667b3cd-fa3f-3c82-a67e-80ad6e34a115 | 9499238e-b0eb-35da-aef1-9114f54a0a44 | 20aadc24-a391-41cf-b340-3e4529f44bde | 93a60a56-a3c8-11da-a746-0800200b9a66
Volatile pollutants | n.a. | n.a. | n.a. | - |  | Mass | kg | emission | ground |  | 1 | Groups | e37dc0ef-c28f-3079-ab8a-6a03d49bd053 | 9499238e-b0eb-35da-aef1-9114f54a0a44 | 20aadc24-a391-41cf-b340-3e4529f44bde | 93a60a56-a3c8-11da-a746-0800200b9a66
Zinc compounds | n.a. | n.a. | n.a. | - |  | Mass | kg | emission | ground |  | 1 | Groups | a97554f5-663e-391f-b36c-cd2a2cf94e9d | 9499238e-b0eb-35da-aef1-9114f54a0a44 | 20aadc24-a391-41cf-b340-3e4529f44bde | 93a60a56-a3c8-11da-a746-0800200b9a66
2,4-D, salts and esters | n.a. | n.a. | n.a. |  |  | Mass | kg | emission | ground | https://ofmpub.epa.gov/sor_internet/registry/substreg/searchandretrieve/substancesearch/search.do?details=displayDetails&selectedSubstanceId=35853 | 1 | Groups | c8b8a3c0-2f6d-3edd-b2cb-046caaef682a | 9499238e-b0eb-35da-aef1-9114f54a0a44 | 20aadc24-a391-41cf-b340-3e4529f44bde | 93a60a56-a3c8-11da-a746-0800200b9a66
Acids, volatile | n.a. | n.a. | n.a. |  |  | Mass | kg | emission | ground |  | 1 | Groups | 30674127-aa52-3228-8efc-da4db0e8a34b | 9499238e-b0eb-35da-aef1-9114f54a0a44 | 20aadc24-a391-41cf-b340-3e4529f44bde | 93a60a56-a3c8-11da-a746-0800200b9a66
Aromatics, purgeable | n.a. | n.a. | n.a. |  |  | Mass | kg | emission | ground |  | 1 | Groups | 449a6161-7817-3b10-857a-d08aefafb953 | 9499238e-b0eb-35da-aef1-9114f54a0a44 | 20aadc24-a391-41cf-b340-3e4529f44bde | 93a60a56-a3c8-11da-a746-0800200b9a66
Aromatics, substituted | n.a. | n.a. | n.a. |  |  | Mass | kg | emission | ground |  | 1 | Groups | 70b17987-684c-3c84-a4a1-8a9038683656 | 9499238e-b0eb-35da-aef1-9114f54a0a44 | 20aadc24-a391-41cf-b340-3e4529f44bde | 93a60a56-a3c8-11da-a746-0800200b9a66
Halogen | n.a. | n.a. | n.a. |  |  | Mass | kg | emission | ground |  | 1 | Groups | 9b4e1189-87cd-388b-b5b9-2ba31add834d | 9499238e-b0eb-35da-aef1-9114f54a0a44 | 20aadc24-a391-41cf-b340-3e4529f44bde | 93a60a56-a3c8-11da-a746-0800200b9a66
Triaryl esters, phosphoric acid | n.a. | n.a. | n.a. |  |  | Mass | kg | emission | ground |  | 1 | Groups | 4064d79c-4fd0-39b6-876a-89b303c894d4 | 9499238e-b0eb-35da-aef1-9114f54a0a44 | 20aadc24-a391-41cf-b340-3e4529f44bde | 93a60a56-a3c8-11da-a746-0800200b9a66
Propanoic acid, 2-(2,4,5-trichlorophenoxy)-, salts and esters | n.a. | n.a. | n.a. |  |  | Mass | kg | emission | ground |  | 1 | Groups | cb607587-ae37-3077-8216-00ebea159294 | 9499238e-b0eb-35da-aef1-9114f54a0a44 | 20aadc24-a391-41cf-b340-3e4529f44bde | 93a60a56-a3c8-11da-a746-0800200b9a66
Radium-226 and/or radium-228 | n.a. | n.a. | n.a. |  |  | Mass | kg | emission | ground | https://ofmpub.epa.gov/sor_internet/registry/substreg/searchandretrieve/substancesearch/search.do?details=displayDetails&selectedSubstanceId=35915 | 1 | Groups | f2c67b4e-e281-3553-803b-bf6cf99abb9b | 9499238e-b0eb-35da-aef1-9114f54a0a44 | 20aadc24-a391-41cf-b340-3e4529f44bde | 93a60a56-a3c8-11da-a746-0800200b9a66
Micas | 12001-26-2 | 12001262 | 12001262 | - |  | Mass | kg | emission | ground | https://ofmpub.epa.gov/sor_internet/registry/substreg/searchandretrieve/substancesearch/search.do?details=displayDetails&selectedSubstanceId=62304 | 1 | Groups | e1abc049-9719-3b53-9927-57acee0e82de | 9499238e-b0eb-35da-aef1-9114f54a0a44 | 20aadc24-a391-41cf-b340-3e4529f44bde | 93a60a56-a3c8-11da-a746-0800200b9a66
Amphiboles | 1318-09-8 | 1318098 | 1318098 | - |  | Mass | kg | emission | ground | https://ofmpub.epa.gov/sor_internet/registry/substreg/searchandretrieve/substancesearch/search.do?details=displayDetails&selectedSubstanceId=82692 | 1 | Groups | 008409f0-c6b4-3586-bf6c-8595d1ea7c9c | 9499238e-b0eb-35da-aef1-9114f54a0a44 | 20aadc24-a391-41cf-b340-3e4529f44bde | 93a60a56-a3c8-11da-a746-0800200b9a66
Asbestos | 1332-21-4 | 1332214 | 1332214 | - |  | Mass | kg | emission | ground | https://ofmpub.epa.gov/sor_internet/registry/substreg/searchandretrieve/substancesearch/search.do?details=displayDetails&selectedSubstanceId=16369 | 1 | Groups | d0f07813-e20a-3fae-a93c-21f9aeb667d6 | 9499238e-b0eb-35da-aef1-9114f54a0a44 | 20aadc24-a391-41cf-b340-3e4529f44bde | 93a60a56-a3c8-11da-a746-0800200b9a66
Nicotine and salts | n.a. | n.a. | n.a. | - |  | Mass | kg | emission | ground |  | 1 | Groups | 063b5014-8a66-33d6-bd68-c043f27c2dc8 | 9499238e-b0eb-35da-aef1-9114f54a0a44 | 20aadc24-a391-41cf-b340-3e4529f44bde | 93a60a56-a3c8-11da-a746-0800200b9a66
Chlorinated phenols | 1336-35-2 | 1336352 | 1336352 | - |  | Mass | kg | emission | ground | https://ofmpub.epa.gov/sor_internet/registry/substreg/searchandretrieve/substancesearch/search.do?details=displayDetails&selectedSubstanceId=82789 | 1 | Groups | ee1b27a8-83d2-3e95-a541-09a3eac5f678 | 9499238e-b0eb-35da-aef1-9114f54a0a44 | 20aadc24-a391-41cf-b340-3e4529f44bde | 93a60a56-a3c8-11da-a746-0800200b9a66
Water | 7732192 | 7732192 | 7732192 | H2O |  | Mass | kg | emission | ground |  | 0 | Water | 0fd44a6f-a463-32cf-bdb7-55decd9e4cf7 | 9499238e-b0eb-35da-aef1-9114f54a0a44 | 20aadc24-a391-41cf-b340-3e4529f44bde | 93a60a56-a3c8-11da-a746-0800200b9a66
Water, fresh | 7732209 | 7732209 | 7732209 | H2O |  | Mass | kg | emission | ground |  | 1 | Water | 04a9f172-5d50-3f7b-9023-fd10aec4d6e0 | 9499238e-b0eb-35da-aef1-9114f54a0a44 | 20aadc24-a391-41cf-b340-3e4529f44bde | 93a60a56-a3c8-11da-a746-0800200b9a66
Water, slightly saline | 7732210 | 7732210 | 7732210 | H2O |  | Mass | kg | emission | ground |  | 1 | Water | 5d42e7cb-4236-370d-9b8c-ae86325de301 | 9499238e-b0eb-35da-aef1-9114f54a0a44 | 20aadc24-a391-41cf-b340-3e4529f44bde | 93a60a56-a3c8-11da-a746-0800200b9a66
Water, moderately saline | 7732211 | 7732211 | 7732211 | H2O |  | Mass | kg | emission | ground |  | 1 | Water | 53ea9807-d216-3033-8e73-784b52fde536 | 9499238e-b0eb-35da-aef1-9114f54a0a44 | 20aadc24-a391-41cf-b340-3e4529f44bde | 93a60a56-a3c8-11da-a746-0800200b9a66
Water, very saline | 7732212 | 7732212 | 7732212 | H2O |  | Mass | kg | emission | ground |  | 1 | Water | 5f704a53-44b2-34e9-81a9-ed32d1b4b021 | 9499238e-b0eb-35da-aef1-9114f54a0a44 | 20aadc24-a391-41cf-b340-3e4529f44bde | 93a60a56-a3c8-11da-a746-0800200b9a66
(Z)-1,2-Dimethylcyclohexane | 112134 | 112134 | 112134 | C8H16 |  | Mass | kg | emission | air | https://ofmpub.epa.gov/sor_internet/registry/substreg/searchandretrieve/substancesearch/search.do?details=displayDetails&selectedSubstanceId=41735 | 1 | Chemicals | 8d916746-96a1-35a0-99d9-0a1fd614168a | 4061cba4-cb52-3ef2-85a6-55942ed24d37 | 20aadc24-a391-41cf-b340-3e4529f44bde | 93a60a56-a3c8-11da-a746-0800200b9a66
Cyclohexanemethylamine | 481430 | 481430 | 481430 | C7H15N |  | Mass | kg | emission | air | https://comptox.epa.gov/dashboard/dsstoxdb/results?utf8=%E2%9C%93&search=DTXSID10185958 | 1 | Chemicals | e8f8eea5-a5b6-3ef2-a62f-67a1d21b4ce7 | 4061cba4-cb52-3ef2-85a6-55942ed24d37 | 20aadc24-a391-41cf-b340-3e4529f44bde | 93a60a56-a3c8-11da-a746-0800200b9a66
Benzene, 1,1'-ethylidenebis(4-chloro- | 601649 | 601649 | 601649 | C14H12Cl2 |  | Mass | kg | emission | air | https://ofmpub.epa.gov/sor_internet/registry/substreg/searchandretrieve/substancesearch/search.do?details=displayDetails&selectedSubstanceId=41848 | 1 | Chemicals | a8dfd4da-e156-35ec-9ec7-9276e3b9ebb3 | 4061cba4-cb52-3ef2-85a6-55942ed24d37 | 20aadc24-a391-41cf-b340-3e4529f44bde | 93a60a56-a3c8-11da-a746-0800200b9a66
Aminoparathion | 670222 | 670222 | 670222 | C10H16NO3PS |  | Mass | kg | emission | air | https://comptox.epa.gov/dashboard/dsstoxdb/results?utf8=%E2%9C%93&search=DTXSID00190793 | 1 | Chemicals | a41e794f-3958-3f1c-8450-1969235f00e1 | 4061cba4-cb52-3ef2-85a6-55942ed24d37 | 20aadc24-a391-41cf-b340-3e4529f44bde | 93a60a56-a3c8-11da-a746-0800200b9a66
Ethoxychlor | 887241 | 887241 | 887241 | C18H19Cl3O2 |  | Mass | kg | emission | air | https://comptox.epa.gov/dashboard/dsstoxdb/results?utf8=%E2%9C%93&search=DTXSID80195807 | 1 | Chemicals | c18b63c2-88a7-3776-8a2c-f2fc09c61e1e | 4061cba4-cb52-3ef2-85a6-55942ed24d37 | 20aadc24-a391-41cf-b340-3e4529f44bde | 93a60a56-a3c8-11da-a746-0800200b9a66
Ethyl 1-naphthyl ether | 1252060 | 1252060 | 1252060 | C12H12O |  | Mass | kg | emission | air | https://comptox.epa.gov/dashboard/dsstoxdb/results?utf8=%E2%9C%93&search=DTXSID30201402 | 1 | Chemicals | 8bbbe0af-f87e-345c-8a7f-f02b62d592b2 | 4061cba4-cb52-3ef2-85a6-55942ed24d37 | 20aadc24-a391-41cf-b340-3e4529f44bde | 93a60a56-a3c8-11da-a746-0800200b9a66
2,6-Dimethoxytoluene | 1378247 | 1378247 | 1378247 | C9H12O2 |  | Mass | kg | emission | air | https://ofmpub.epa.gov/sor_internet/registry/substreg/searchandretrieve/substancesearch/search.do?details=displayDetails&selectedSubstanceId=84075 | 1 | Chemicals | 1f29476c-f8dc-30ee-8da9-8a631e4f70be | 4061cba4-cb52-3ef2-85a6-55942ed24d37 | 20aadc24-a391-41cf-b340-3e4529f44bde | 93a60a56-a3c8-11da-a746-0800200b9a66
IPSP | 1434432 | 1434432 | 1434432 | C9H21O3PS3 |  | Mass | kg | emission | air | https://comptox.epa.gov/dashboard/dsstoxdb/results?utf8=%E2%9C%93&search=DTXSID1058135 | 1 | Chemicals | d80eedfb-8ec4-3d48-afc0-314f9e7570b5 | 4061cba4-cb52-3ef2-85a6-55942ed24d37 | 20aadc24-a391-41cf-b340-3e4529f44bde | 93a60a56-a3c8-11da-a746-0800200b9a66
4-Pentynoic acid | 1530250 | 1530250 | 1530250 | C5H6O2 |  | Mass | kg | emission | air | https://comptox.epa.gov/dashboard/dsstoxdb/results?utf8=%E2%9C%93&search=DTXSID20209730 | 1 | Chemicals | 49b7077e-7b1c-3cdd-a8a7-8de88f26bb00 | 4061cba4-cb52-3ef2-85a6-55942ed24d37 | 20aadc24-a391-41cf-b340-3e4529f44bde | 93a60a56-a3c8-11da-a746-0800200b9a66
Octanamide, N-hydroxy- | 2000503 | 2000503 | 2000503 | C8H17NO2 |  | Mass | kg | emission | air | https://ofmpub.epa.gov/sor_internet/registry/substreg/searchandretrieve/substancesearch/search.do?details=displayDetails&selectedSubstanceId=99833 | 1 | Chemicals | cbfbdc83-6b7d-39a8-af4c-0b677a1ac113 | 4061cba4-cb52-3ef2-85a6-55942ed24d37 | 20aadc24-a391-41cf-b340-3e4529f44bde | 93a60a56-a3c8-11da-a746-0800200b9a66
Solketal | 100-79-8 | 100798 | 100798 | C6H12O3 |  | Mass | kg | emission | air | https://ofmpub.epa.gov/sor_internet/registry/substreg/searchandretrieve/substancesearch/search.do?details=displayDetails&selectedSubstanceId=47864 | 1 | Chemicals | 00c1a8e5-7b2f-3c23-b9be-8e463f652b92 | 4061cba4-cb52-3ef2-85a6-55942ed24d37 | 20aadc24-a391-41cf-b340-3e4529f44bde | 93a60a56-a3c8-11da-a746-0800200b9a66
Pyridine, 2-phenyl- | 1008-89-5 | 1008895 | 1008895 | C11H9N |  | Mass | kg | emission | air | https://ofmpub.epa.gov/sor_internet/registry/substreg/searchandretrieve/substancesearch/search.do?details=displayDetails&selectedSubstanceId=94643 | 1 | Chemicals | c7322d61-b688-3c27-8bc6-412309012b08 | 4061cba4-cb52-3ef2-85a6-55942ed24d37 | 20aadc24-a391-41cf-b340-3e4529f44bde | 93a60a56-a3c8-11da-a746-0800200b9a66
Cycloxydim | 101205-02-1 | 101205021 | 101205021 | C17H27NO3S |  | Mass | kg | emission | air | https://comptox.epa.gov/dashboard/dsstoxdb/results?utf8=%E2%9C%93&search=DTXSID0057918 | 1 | Chemicals | 32c086e3-269f-31d0-a0bc-1fddd1f1dfd8 | 4061cba4-cb52-3ef2-85a6-55942ed24d37 | 20aadc24-a391-41cf-b340-3e4529f44bde | 93a60a56-a3c8-11da-a746-0800200b9a66
MCPB ethyl | 10443-70-6 | 10443706 | 10443706 | C13H17ClO3 |  | Mass | kg | emission | air | https://ofmpub.epa.gov/sor_internet/registry/substreg/searchandretrieve/substancesearch/search.do?details=displayDetails&selectedSubstanceId=94417 | 1 | Chemicals | 349933ba-1cec-30cd-ae74-e31846ceb872 | 4061cba4-cb52-3ef2-85a6-55942ed24d37 | 20aadc24-a391-41cf-b340-3e4529f44bde | 93a60a56-a3c8-11da-a746-0800200b9a66
1-(4-Chlorophenyl)-1-phenyl-2-propynyl carbamate | 10473-70-8 | 10473708 | 10473708 | C16H12ClNO2 |  | Mass | kg | emission | air | https://comptox.epa.gov/dashboard/dsstoxdb/results?utf8=%E2%9C%93&search=DTXSID0020313 | 1 | Chemicals | b1c86073-c023-3faf-9411-9347b4b94f48 | 4061cba4-cb52-3ef2-85a6-55942ed24d37 | 20aadc24-a391-41cf-b340-3e4529f44bde | 93a60a56-a3c8-11da-a746-0800200b9a66
Clodinafop-propargyl | 105512-06-9 | 105512069 | 105512069 | C17H13ClFNO4 |  | Mass | kg | emission | air | https://ofmpub.epa.gov/sor_internet/registry/substreg/searchandretrieve/substancesearch/search.do?details=displayDetails&selectedSubstanceId=78390 | 1 | Chemicals | 7ba75fc9-0b74-37f7-ac4a-334e356e21e1 | 4061cba4-cb52-3ef2-85a6-55942ed24d37 | 20aadc24-a391-41cf-b340-3e4529f44bde | 93a60a56-a3c8-11da-a746-0800200b9a66
Nitrothal-isopropyl | 10552-74-6 | 10552746 | 10552746 | C14H17NO6 |  | Mass | kg | emission | air | https://comptox.epa.gov/dashboard/dsstoxdb/results?utf8=%E2%9C%93&search=DTXSID5037579 | 1 | Chemicals | f33fcd37-5cb2-3b66-bcc3-dc24cc0cf915 | 4061cba4-cb52-3ef2-85a6-55942ed24d37 | 20aadc24-a391-41cf-b340-3e4529f44bde | 93a60a56-a3c8-11da-a746-0800200b9a66
Dibutyl (2E)-but-2-enedioate | 105-75-9 | 105759 | 105759 | C12H20O4 |  | Mass | kg | emission | air | https://ofmpub.epa.gov/sor_internet/registry/substreg/searchandretrieve/substancesearch/search.do?details=displayDetails&selectedSubstanceId=96967 | 1 | Chemicals | 9db446e6-b8f9-3a8c-a0e4-0dfb1e5166b4 | 4061cba4-cb52-3ef2-85a6-55942ed24d37 | 20aadc24-a391-41cf-b340-3e4529f44bde | 93a60a56-a3c8-11da-a746-0800200b9a66
1-Amyl-1-nitrosourea | 10589-74-9 | 10589749 | 10589749 | C6H13N3O2 |  | Mass | kg | emission | air | https://comptox.epa.gov/dashboard/dsstoxdb/results?utf8=%E2%9C%93&search=DTXSID4020084 | 1 | Chemicals | 4ce8c711-461a-3a3e-b9ec-95b13dc4d222 | 4061cba4-cb52-3ef2-85a6-55942ed24d37 | 20aadc24-a391-41cf-b340-3e4529f44bde | 93a60a56-a3c8-11da-a746-0800200b9a66
Stannane, tributylhydroxy- | 1067-97-6 | 1067976 | 1067976 | C12H28OSn |  | Mass | kg | emission | air | https://ofmpub.epa.gov/sor_internet/registry/substreg/searchandretrieve/substancesearch/search.do?details=displayDetails&selectedSubstanceId=94396 | 1 | Chemicals | e26af357-418d-3d24-81d7-b1e9df2aa928 | 4061cba4-cb52-3ef2-85a6-55942ed24d37 | 20aadc24-a391-41cf-b340-3e4529f44bde | 93a60a56-a3c8-11da-a746-0800200b9a66
1-Bromopropane | 106-94-5 | 106945 | 106945 | C3H7Br |  | Mass | kg | emission | air | https://ofmpub.epa.gov/sor_internet/registry/substreg/searchandretrieve/substancesearch/search.do?details=displayDetails&selectedSubstanceId=47494 | 1 | Chemicals | 07c755b5-8635-3869-b0e8-6d9e65caed64 | 4061cba4-cb52-3ef2-85a6-55942ed24d37 | 20aadc24-a391-41cf-b340-3e4529f44bde | 93a60a56-a3c8-11da-a746-0800200b9a66
Chloroethylmercury | 107-27-7 | 107277 | 107277 | C2H5ClHg |  | Mass | kg | emission | air | https://ofmpub.epa.gov/sor_internet/registry/substreg/searchandretrieve/substancesearch/search.do?details=displayDetails&selectedSubstanceId=76753 | 1 | Chemicals | 7ee60e25-7484-3e8a-937b-74691a0cd58e | 4061cba4-cb52-3ef2-85a6-55942ed24d37 | 20aadc24-a391-41cf-b340-3e4529f44bde | 93a60a56-a3c8-11da-a746-0800200b9a66
Acetaldehyde oxime | 107-29-9 | 107299 | 107299 | C2H5NO |  | Mass | kg | emission | air | https://ofmpub.epa.gov/sor_internet/registry/substreg/searchandretrieve/substancesearch/search.do?details=displayDetails&selectedSubstanceId=47473 | 1 | Chemicals | 002e9d31-f688-32ca-9e35-9130058c268c | 4061cba4-cb52-3ef2-85a6-55942ed24d37 | 20aadc24-a391-41cf-b340-3e4529f44bde | 93a60a56-a3c8-11da-a746-0800200b9a66
1-Acetyl-2-isonicotinoylhydrazine | 1078-38-2 | 1078382 | 1078382 | C8H9N3O2 |  | Mass | kg | emission | air | https://comptox.epa.gov/dashboard/dsstoxdb/results?utf8=%E2%9C%93&search=DTXSID1020013 | 1 | Chemicals | d3c650d5-6552-3910-a32e-ea8ce4d8e40a | 4061cba4-cb52-3ef2-85a6-55942ed24d37 | 20aadc24-a391-41cf-b340-3e4529f44bde | 93a60a56-a3c8-11da-a746-0800200b9a66
(E)-Crotonic acid | 107-93-7 | 107937 | 107937 | C4H6O2 |  | Mass | kg | emission | air | https://ofmpub.epa.gov/sor_internet/registry/substreg/searchandretrieve/substancesearch/search.do?details=displayDetails&selectedSubstanceId=78264 | 1 | Chemicals | 45214445-b2f0-3725-a0d9-a6ba074a53ca | 4061cba4-cb52-3ef2-85a6-55942ed24d37 | 20aadc24-a391-41cf-b340-3e4529f44bde | 93a60a56-a3c8-11da-a746-0800200b9a66
1,3-Dibromopropane | 109-64-8 | 109648 | 109648 | C3H6Br2 |  | Mass | kg | emission | air | https://ofmpub.epa.gov/sor_internet/registry/substreg/searchandretrieve/substancesearch/search.do?details=displayDetails&selectedSubstanceId=47342 | 1 | Chemicals | f3db625f-749c-3c6f-9e29-12c8a7ed8c93 | 4061cba4-cb52-3ef2-85a6-55942ed24d37 | 20aadc24-a391-41cf-b340-3e4529f44bde | 93a60a56-a3c8-11da-a746-0800200b9a66
1-Bromo-3-chloropropane | 109-70-6 | 109706 | 109706 | C3H6BrCl |  | Mass | kg | emission | air | https://ofmpub.epa.gov/sor_internet/registry/substreg/searchandretrieve/substancesearch/search.do?details=displayDetails&selectedSubstanceId=47336 | 1 | Chemicals | 629311b7-c48e-37a3-b130-f4293b690507 | 4061cba4-cb52-3ef2-85a6-55942ed24d37 | 20aadc24-a391-41cf-b340-3e4529f44bde | 93a60a56-a3c8-11da-a746-0800200b9a66
Pyrrole | 109-97-7 | 109977 | 109977 | C4H5N |  | Mass | kg | emission | air | https://ofmpub.epa.gov/sor_internet/registry/substreg/searchandretrieve/substancesearch/search.do?details=displayDetails&selectedSubstanceId=47714 | 1 | Chemicals | 2d5b70af-9290-350a-8f8f-ecd2169037ee | 4061cba4-cb52-3ef2-85a6-55942ed24d37 | 20aadc24-a391-41cf-b340-3e4529f44bde | 93a60a56-a3c8-11da-a746-0800200b9a66
2,2'-Thiobisethanol | 111-48-8 | 111488 | 111488 | C4H10O2S |  | Mass | kg | emission | air | https://ofmpub.epa.gov/sor_internet/registry/substreg/searchandretrieve/substancesearch/search.do?details=displayDetails&selectedSubstanceId=96244 | 1 | Chemicals | 855f6257-3785-3579-b411-940f942dc949 | 4061cba4-cb52-3ef2-85a6-55942ed24d37 | 20aadc24-a391-41cf-b340-3e4529f44bde | 93a60a56-a3c8-11da-a746-0800200b9a66
Pentylhydrazine hydrochloride | 1119-68-2 | 1119682 | 1119682 | C5H15ClN2 |  | Mass | kg | emission | air | https://comptox.epa.gov/dashboard/dsstoxdb/results?utf8=%E2%9C%93&search=DTXSID1021112 | 1 | Chemicals | cd789bc5-a0f5-3413-949b-0d1d3419d76b | 4061cba4-cb52-3ef2-85a6-55942ed24d37 | 20aadc24-a391-41cf-b340-3e4529f44bde | 93a60a56-a3c8-11da-a746-0800200b9a66
Pyridine, 4-nitro- | 1122-61-8 | 1122618 | 1122618 | C5H4N2O2 |  | Mass | kg | emission | air | https://ofmpub.epa.gov/sor_internet/registry/substreg/searchandretrieve/substancesearch/search.do?details=displayDetails&selectedSubstanceId=76725 | 1 | Chemicals | b2792e2c-51c8-3de9-9e36-8bc170f91563 | 4061cba4-cb52-3ef2-85a6-55942ed24d37 | 20aadc24-a391-41cf-b340-3e4529f44bde | 93a60a56-a3c8-11da-a746-0800200b9a66
Benzaldehyde, 4-bromo- | 1122-91-4 | 1122914 | 1122914 | C7H5BrO |  | Mass | kg | emission | air | https://ofmpub.epa.gov/sor_internet/registry/substreg/searchandretrieve/substancesearch/search.do?details=displayDetails&selectedSubstanceId=43461 | 1 | Chemicals | e37d30f5-3151-38c5-ace6-b4a41298f4a3 | 4061cba4-cb52-3ef2-85a6-55942ed24d37 | 20aadc24-a391-41cf-b340-3e4529f44bde | 93a60a56-a3c8-11da-a746-0800200b9a66
Stannane, trichlorophenyl- | 1124-19-2 | 1124192 | 1124192 | C6H5Cl3Sn |  | Mass | kg | emission | air | https://ofmpub.epa.gov/sor_internet/registry/substreg/searchandretrieve/substancesearch/search.do?details=displayDetails&selectedSubstanceId=76723 | 1 | Chemicals | 90544e43-1260-3fbe-8fb4-71029b174092 | 4061cba4-cb52-3ef2-85a6-55942ed24d37 | 20aadc24-a391-41cf-b340-3e4529f44bde | 93a60a56-a3c8-11da-a746-0800200b9a66
1-Chlorododecane | 112-52-7 | 112527 | 112527 | C12H25Cl |  | Mass | kg | emission | air | https://ofmpub.epa.gov/sor_internet/registry/substreg/searchandretrieve/substancesearch/search.do?details=displayDetails&selectedSubstanceId=47263 | 1 | Chemicals | 26e6abfc-0a7a-3bb3-bcdc-930f77c64570 | 4061cba4-cb52-3ef2-85a6-55942ed24d37 | 20aadc24-a391-41cf-b340-3e4529f44bde | 93a60a56-a3c8-11da-a746-0800200b9a66
Nitrosoanabasine | 1133-64-8 | 1133648 | 1133648 | C10H13N3O |  | Mass | kg | emission | air | https://comptox.epa.gov/dashboard/dsstoxdb/results?utf8=%E2%9C%93&search=DTXSID3021019 | 1 | Chemicals | 75846df9-e6ae-39b2-8814-f1c5ccc2c539 | 4061cba4-cb52-3ef2-85a6-55942ed24d37 | 20aadc24-a391-41cf-b340-3e4529f44bde | 93a60a56-a3c8-11da-a746-0800200b9a66
Stannane, dichlorodiphenyl- | 1135-99-5 | 1135995 | 1135995 | C12H10Cl2Sn |  | Mass | kg | emission | air | https://ofmpub.epa.gov/sor_internet/registry/substreg/searchandretrieve/substancesearch/search.do?details=displayDetails&selectedSubstanceId=76716 | 1 | Chemicals | f4136794-38e8-360d-bd21-9b269770a0d2 | 4061cba4-cb52-3ef2-85a6-55942ed24d37 | 20aadc24-a391-41cf-b340-3e4529f44bde | 93a60a56-a3c8-11da-a746-0800200b9a66
Picoxystrobin | 117428-22-5 | 117428225 | 117428225 | C18H16F3NO4 |  | Mass | kg | emission | air | https://ofmpub.epa.gov/sor_internet/registry/substreg/searchandretrieve/substancesearch/search.do?details=displayDetails&selectedSubstanceId=100488 | 1 | Chemicals | dcdf184d-e628-3fa2-97f5-4a029f358b53 | 4061cba4-cb52-3ef2-85a6-55942ed24d37 | 20aadc24-a391-41cf-b340-3e4529f44bde | 93a60a56-a3c8-11da-a746-0800200b9a66
4-(Diethylamino)benzaldehyde | 120-21-8 | 120218 | 120218 | C11H15NO |  | Mass | kg | emission | air | https://ofmpub.epa.gov/sor_internet/registry/substreg/searchandretrieve/substancesearch/search.do?details=displayDetails&selectedSubstanceId=47031 | 1 | Chemicals | 83ff3ce3-9be7-3144-bbda-1baa22d0d70c | 4061cba4-cb52-3ef2-85a6-55942ed24d37 | 20aadc24-a391-41cf-b340-3e4529f44bde | 93a60a56-a3c8-11da-a746-0800200b9a66
Imazosulfuron | 122548-33-8 | 122548338 | 122548338 | C14H13ClN6O5S |  | Mass | kg | emission | air | https://ofmpub.epa.gov/sor_internet/registry/substreg/searchandretrieve/substancesearch/search.do?details=displayDetails&selectedSubstanceId=100944 | 1 | Chemicals | 215a671a-40bf-33b5-9b26-f1ee546786f7 | 4061cba4-cb52-3ef2-85a6-55942ed24d37 | 20aadc24-a391-41cf-b340-3e4529f44bde | 93a60a56-a3c8-11da-a746-0800200b9a66
Phenyl acetate | 122-79-2 | 122792 | 122792 | C8H8O2 |  | Mass | kg | emission | air | https://ofmpub.epa.gov/sor_internet/registry/substreg/searchandretrieve/substancesearch/search.do?details=displayDetails&selectedSubstanceId=47237 | 1 | Chemicals | 5b96203b-27aa-366a-bff4-a25491037319 | 4061cba4-cb52-3ef2-85a6-55942ed24d37 | 20aadc24-a391-41cf-b340-3e4529f44bde | 93a60a56-a3c8-11da-a746-0800200b9a66
2-Methylpentanal | 123-15-9 | 123159 | 123159 | C6H12O |  | Mass | kg | emission | air | https://ofmpub.epa.gov/sor_internet/registry/substreg/searchandretrieve/substancesearch/search.do?details=displayDetails&selectedSubstanceId=94711 | 1 | Chemicals | a2f1ba68-0876-35bc-ab50-e124827238ab | 4061cba4-cb52-3ef2-85a6-55942ed24d37 | 20aadc24-a391-41cf-b340-3e4529f44bde | 93a60a56-a3c8-11da-a746-0800200b9a66
Diethyl butanedioate | 123-25-1 | 123251 | 123251 | C8H14O4 |  | Mass | kg | emission | air | https://ofmpub.epa.gov/sor_internet/registry/substreg/searchandretrieve/substancesearch/search.do?details=displayDetails&selectedSubstanceId=94709 | 1 | Chemicals | 6848be55-bd89-3c07-8168-948bccc5b2b8 | 4061cba4-cb52-3ef2-85a6-55942ed24d37 | 20aadc24-a391-41cf-b340-3e4529f44bde | 93a60a56-a3c8-11da-a746-0800200b9a66
Cyclochlorotine | 12663-46-6 | 12663466 | 12663466 | C24H31Cl2N5O7 |  | Mass | kg | emission | air | https://comptox.epa.gov/dashboard/dsstoxdb/results?utf8=%E2%9C%93&search=DTXSID1020356 | 1 | Chemicals | 6bc467c1-12a9-33eb-96c3-ead982d72fbb | 4061cba4-cb52-3ef2-85a6-55942ed24d37 | 20aadc24-a391-41cf-b340-3e4529f44bde | 93a60a56-a3c8-11da-a746-0800200b9a66
Tolfenpyrad | 129558-76-5 | 129558765 | 129558765 | C21H22ClN3O2 |  | Mass | kg | emission | air | https://ofmpub.epa.gov/sor_internet/registry/substreg/searchandretrieve/substancesearch/search.do?details=displayDetails&selectedSubstanceId=101003 | 1 | Chemicals | b487ee6c-6dc5-3c3c-b561-e44cae7ccd49 | 4061cba4-cb52-3ef2-85a6-55942ed24d37 | 20aadc24-a391-41cf-b340-3e4529f44bde | 93a60a56-a3c8-11da-a746-0800200b9a66
Nitroso-N-methyl-N-(2-phenyl)ethylamine | 13256-11-6 | 13256116 | 13256116 | C9H12N2O |  | Mass | kg | emission | air | https://comptox.epa.gov/dashboard/dsstoxdb/results?utf8=%E2%9C%93&search=DTXSID9021003 | 1 | Chemicals | fd305c69-ddee-3961-be56-cce024d89eb3 | 4061cba4-cb52-3ef2-85a6-55942ed24d37 | 20aadc24-a391-41cf-b340-3e4529f44bde | 93a60a56-a3c8-11da-a746-0800200b9a66
Halosulfuron | 135397-30-7 | 135397307 | 135397307 | C12H13ClN6O7S |  | Mass | kg | emission | air | https://ofmpub.epa.gov/sor_internet/registry/substreg/searchandretrieve/substancesearch/search.do?details=displayDetails&selectedSubstanceId=76801 | 1 | Chemicals | ed7bbd8b-9c5f-31a9-84e3-a0f53a8b3838 | 4061cba4-cb52-3ef2-85a6-55942ed24d37 | 20aadc24-a391-41cf-b340-3e4529f44bde | 93a60a56-a3c8-11da-a746-0800200b9a66
1-(2-Hydroxyethyl)-1-nitrosourea | 13743-07-2 | 13743072 | 13743072 | C3H7N3O3 |  | Mass | kg | emission | air | https://comptox.epa.gov/dashboard/dsstoxdb/results?utf8=%E2%9C%93&search=DTXSID1020726 | 1 | Chemicals | 17128e28-015f-34a5-9f0d-94c1f93e2e36 | 4061cba4-cb52-3ef2-85a6-55942ed24d37 | 20aadc24-a391-41cf-b340-3e4529f44bde | 93a60a56-a3c8-11da-a746-0800200b9a66
R(-)-2-Methyl-N-nitrosopiperidine | 14026-03-0 | 14026030 | 14026030 | C6H12N2O |  | Mass | kg | emission | air | https://comptox.epa.gov/dashboard/dsstoxdb/results?utf8=%E2%9C%93&search=DTXSID6020852 | 1 | Chemicals | b8a6bfe6-1d82-3494-b93f-08f31afceb9e | 4061cba4-cb52-3ef2-85a6-55942ed24d37 | 20aadc24-a391-41cf-b340-3e4529f44bde | 93a60a56-a3c8-11da-a746-0800200b9a66
Diethyl chloromalonate | 14064-10-9 | 14064109 | 14064109 | C7H11ClO4 |  | Mass | kg | emission | air | https://ofmpub.epa.gov/sor_internet/registry/substreg/searchandretrieve/substancesearch/search.do?details=displayDetails&selectedSubstanceId=61209 | 1 | Chemicals | 0a604c19-4ef5-388a-afb2-ac6aec4d300e | 4061cba4-cb52-3ef2-85a6-55942ed24d37 | 20aadc24-a391-41cf-b340-3e4529f44bde | 93a60a56-a3c8-11da-a746-0800200b9a66
Sodium O-ethyl carbonodithioate | 140-90-9 | 140909 | 140909 | C3H5NaOS2 |  | Mass | kg | emission | air | https://ofmpub.epa.gov/sor_internet/registry/substreg/searchandretrieve/substancesearch/search.do?details=displayDetails&selectedSubstanceId=46854 | 1 | Chemicals | 4d3a5da2-5d32-35da-9147-7fdd0eea9489 | 4061cba4-cb52-3ef2-85a6-55942ed24d37 | 20aadc24-a391-41cf-b340-3e4529f44bde | 93a60a56-a3c8-11da-a746-0800200b9a66
Diethyl maleate | 141-05-9 | 141059 | 141059 | C8H12O4 |  | Mass | kg | emission | air | https://ofmpub.epa.gov/sor_internet/registry/substreg/searchandretrieve/substancesearch/search.do?details=displayDetails&selectedSubstanceId=46846 | 1 | Chemicals | 0c43742b-43c1-3502-8544-b9c2ad6fc6d5 | 4061cba4-cb52-3ef2-85a6-55942ed24d37 | 20aadc24-a391-41cf-b340-3e4529f44bde | 93a60a56-a3c8-11da-a746-0800200b9a66
Propanedioic acid | 141-82-2 | 141822 | 141822 | C3H4O4 |  | Mass | kg | emission | air | https://ofmpub.epa.gov/sor_internet/registry/substreg/searchandretrieve/substancesearch/search.do?details=displayDetails&selectedSubstanceId=46134 | 1 | Chemicals | 7f19dd5f-1b5c-30c7-b07b-d4efa57ac320 | 4061cba4-cb52-3ef2-85a6-55942ed24d37 | 20aadc24-a391-41cf-b340-3e4529f44bde | 93a60a56-a3c8-11da-a746-0800200b9a66
Hexyl acetate | 142-92-7 | 142927 | 142927 | C8H16O2 |  | Mass | kg | emission | air | https://ofmpub.epa.gov/sor_internet/registry/substreg/searchandretrieve/substancesearch/search.do?details=displayDetails&selectedSubstanceId=46514 | 1 | Chemicals | bdaf8abc-32e7-3f49-84e0-c2abd08ef854 | 4061cba4-cb52-3ef2-85a6-55942ed24d37 | 20aadc24-a391-41cf-b340-3e4529f44bde | 93a60a56-a3c8-11da-a746-0800200b9a66
Sodium barbital | 144-02-5 | 144025 | 144025 | C8H11N2NaO3 |  | Mass | kg | emission | air | https://comptox.epa.gov/dashboard/dsstoxdb/results?utf8=%E2%9C%93&search=DTXSID3020128 | 1 | Chemicals | 22583418-bcd5-333c-9274-2a77f9bbcc65 | 4061cba4-cb52-3ef2-85a6-55942ed24d37 | 20aadc24-a391-41cf-b340-3e4529f44bde | 93a60a56-a3c8-11da-a746-0800200b9a66
Metam | 144-54-7 | 144547 | 144547 | C2H5NS2 |  | Mass | kg | emission | air | https://comptox.epa.gov/dashboard/dsstoxdb/results?utf8=%E2%9C%93&search=DTXSID5043970 | 1 | Chemicals | 196ccd1c-2211-326b-b134-b46e550f2644 | 4061cba4-cb52-3ef2-85a6-55942ed24d37 | 20aadc24-a391-41cf-b340-3e4529f44bde | 93a60a56-a3c8-11da-a746-0800200b9a66
Nitroso-2,6-dimethylmorpholine | 1456-28-6 | 1456286 | 1456286 | C6H12N2O2 |  | Mass | kg | emission | air | https://ofmpub.epa.gov/sor_internet/registry/substreg/searchandretrieve/substancesearch/search.do?details=displayDetails&selectedSubstanceId=96855 | 1 | Chemicals | bbff5807-b74d-315c-aaad-6a7aeeaab05a | 4061cba4-cb52-3ef2-85a6-55942ed24d37 | 20aadc24-a391-41cf-b340-3e4529f44bde | 93a60a56-a3c8-11da-a746-0800200b9a66
Florasulam | 145701-23-1 | 145701231 | 145701231 | C12H8F3N5O3S |  | Mass | kg | emission | air | https://ofmpub.epa.gov/sor_internet/registry/substreg/searchandretrieve/substancesearch/search.do?details=displayDetails&selectedSubstanceId=100929 | 1 | Chemicals | 3d52d18a-06f5-389c-be77-331b96d5b179 | 4061cba4-cb52-3ef2-85a6-55942ed24d37 | 20aadc24-a391-41cf-b340-3e4529f44bde | 93a60a56-a3c8-11da-a746-0800200b9a66
2,2,5,5-Tetramethyltetrahydrofuran | 15045-43-9 | 15045439 | 15045439 | C8H16O |  | Mass | kg | emission | air | https://ofmpub.epa.gov/sor_internet/registry/substreg/searchandretrieve/substancesearch/search.do?details=displayDetails&selectedSubstanceId=96818 | 1 | Chemicals | 510a4efc-cb5d-3db2-9ec6-94244f8899cb | 4061cba4-cb52-3ef2-85a6-55942ed24d37 | 20aadc24-a391-41cf-b340-3e4529f44bde | 93a60a56-a3c8-11da-a746-0800200b9a66
Trimethyl lead chloride | 1520-78-1 | 1520781 | 1520781 | C3H9ClPb |  | Mass | kg | emission | air | https://ofmpub.epa.gov/sor_internet/registry/substreg/searchandretrieve/substancesearch/search.do?details=displayDetails&selectedSubstanceId=96624 | 1 | Chemicals | 9a8845b7-39a8-3783-8603-8f28e256faed | 4061cba4-cb52-3ef2-85a6-55942ed24d37 | 20aadc24-a391-41cf-b340-3e4529f44bde | 93a60a56-a3c8-11da-a746-0800200b9a66
Cartap hydrochloride | 15263-52-2 | 15263522 | 15263522 | C7H16ClN3O2S2 |  | Mass | kg | emission | air | https://ofmpub.epa.gov/sor_internet/registry/substreg/searchandretrieve/substancesearch/search.do?details=displayDetails&selectedSubstanceId=97550 | 1 | Chemicals | 834dd847-2006-3203-9aa1-560976d9507c | 4061cba4-cb52-3ef2-85a6-55942ed24d37 | 20aadc24-a391-41cf-b340-3e4529f44bde | 93a60a56-a3c8-11da-a746-0800200b9a66
Cartap | 15263-53-3 | 15263533 | 15263533 | C7H15N3O2S2 |  | Mass | kg | emission | air | https://ofmpub.epa.gov/sor_internet/registry/substreg/searchandretrieve/substancesearch/search.do?details=displayDetails&selectedSubstanceId=97549 | 1 | Chemicals | b916ad04-00c7-3878-80ae-05e24ea1d9d2 | 4061cba4-cb52-3ef2-85a6-55942ed24d37 | 20aadc24-a391-41cf-b340-3e4529f44bde | 93a60a56-a3c8-11da-a746-0800200b9a66
Phenylethylhydrazine sulfate | 156-51-4 | 156514 | 156514 | C8H14N2O4S |  | Mass | kg | emission | air | https://comptox.epa.gov/dashboard/dsstoxdb/results?utf8=%E2%9C%93&search=DTXSID3021144 | 1 | Chemicals | 98a95abc-5b16-3caf-872d-5fc1bcd2b913 | 4061cba4-cb52-3ef2-85a6-55942ed24d37 | 20aadc24-a391-41cf-b340-3e4529f44bde | 93a60a56-a3c8-11da-a746-0800200b9a66
Molybdenum(VI) | 16065-87-5 | 16065875 | 16065875 | Mo |  | Mass | kg | emission | air | https://comptox.epa.gov/dashboard/dsstoxdb/results?utf8=%E2%9C%93&search=DTXSID00872441 | 1 | Chemicals | 0334d6b0-2b2b-3e47-94d7-bdbdff6a6c9a | 4061cba4-cb52-3ef2-85a6-55942ed24d37 | 20aadc24-a391-41cf-b340-3e4529f44bde | 93a60a56-a3c8-11da-a746-0800200b9a66
4,4'-Bis(2-morpholino-4-anilino-s-triazinyl-6-amino)stilbene-2,2'-disulfonic acid disodium salt | 16090-02-1 | 16090021 | 16090021 | C40H38N12Na2O8S2 |  | Mass | kg | emission | air | https://ofmpub.epa.gov/sor_internet/registry/substreg/searchandretrieve/substancesearch/search.do?details=displayDetails&selectedSubstanceId=93453 | 1 | Chemicals | 95f1f6d2-a979-3d78-b109-f93776fdaf3c | 4061cba4-cb52-3ef2-85a6-55942ed24d37 | 20aadc24-a391-41cf-b340-3e4529f44bde | 93a60a56-a3c8-11da-a746-0800200b9a66
Z-Ethyl-O,N,N-azoxyethane | 16301-26-1 | 16301261 | 16301261 | C4H10N2O |  | Mass | kg | emission | air | https://comptox.epa.gov/dashboard/dsstoxdb/results?utf8=%E2%9C%93&search=DTXSID4020585 | 1 | Chemicals | d3623a1c-3a55-362b-bd51-b2b1dca4bf61 | 4061cba4-cb52-3ef2-85a6-55942ed24d37 | 20aadc24-a391-41cf-b340-3e4529f44bde | 93a60a56-a3c8-11da-a746-0800200b9a66
Diallylnitrosamine | 16338-97-9 | 16338979 | 16338979 | C6H10N2O |  | Mass | kg | emission | air | https://comptox.epa.gov/dashboard/dsstoxdb/results?utf8=%E2%9C%93&search=DTXSID2020395 | 1 | Chemicals | 6a62e7d6-8d7d-3c39-8528-c70c91c050c8 | 4061cba4-cb52-3ef2-85a6-55942ed24d37 | 20aadc24-a391-41cf-b340-3e4529f44bde | 93a60a56-a3c8-11da-a746-0800200b9a66
Ferrate(1-), [N-[2-[bis[(carboxy-.kappa.O)methyl]amino-.kappa.N]ethyl]-N-[2-(hydroxy-.kappa.O)ethyl]glycinato(3-)-.kappa.N,.kappa.O]-, sodium | 16485-47-5 | 16485475 | 16485475 | C10H15FeN2NaO7 |  | Mass | kg | emission | air | https://ofmpub.epa.gov/sor_internet/registry/substreg/searchandretrieve/substancesearch/search.do?details=displayDetails&selectedSubstanceId=60450 | 1 | Chemicals | 4a09dbea-4f4d-3641-a1df-071ec6d5d52a | 4061cba4-cb52-3ef2-85a6-55942ed24d37 | 20aadc24-a391-41cf-b340-3e4529f44bde | 93a60a56-a3c8-11da-a746-0800200b9a66
N-Methyl-N-nitroso-4-[2-(4-quinolinyl)ethenyl]benzenamine | 16699-10-8 | 16699108 | 16699108 | C18H15N3O |  | Mass | kg | emission | air | https://comptox.epa.gov/dashboard/dsstoxdb/results?utf8=%E2%9C%93&search=DTXSID7020849 | 1 | Chemicals | eb69e7cb-788c-389d-ab19-ebe8217c488d | 4061cba4-cb52-3ef2-85a6-55942ed24d37 | 20aadc24-a391-41cf-b340-3e4529f44bde | 93a60a56-a3c8-11da-a746-0800200b9a66
1-Nitroso-5,6-dihydrouracil | 16813-36-8 | 16813368 | 16813368 | C4H5N3O3 |  | Mass | kg | emission | air | https://comptox.epa.gov/dashboard/dsstoxdb/results?utf8=%E2%9C%93&search=DTXSID6020989 | 1 | Chemicals | 1c4b5e81-43ec-3acc-901e-0901d1394c2e | 4061cba4-cb52-3ef2-85a6-55942ed24d37 | 20aadc24-a391-41cf-b340-3e4529f44bde | 93a60a56-a3c8-11da-a746-0800200b9a66
2-Phenyl-4,5-dichloro-3-pyridazinone | 1698-53-9 | 1698539 | 1698539 | C10H6Cl2N2O |  | Mass | kg | emission | air | https://comptox.epa.gov/dashboard/dsstoxdb/results?utf8=%E2%9C%93&search=DTXSID60168751 | 1 | Chemicals | 88a61cba-7a15-3d3b-9c18-1023a21b5635 | 4061cba4-cb52-3ef2-85a6-55942ed24d37 | 20aadc24-a391-41cf-b340-3e4529f44bde | 93a60a56-a3c8-11da-a746-0800200b9a66
Bensultap | 17606-31-4 | 17606314 | 17606314 | C17H21NO4S4 |  | Mass | kg | emission | air | https://ofmpub.epa.gov/sor_internet/registry/substreg/searchandretrieve/substancesearch/search.do?details=displayDetails&selectedSubstanceId=94795 | 1 | Chemicals | dbfb1e70-3fd3-396f-8723-d4efc09541b4 | 4061cba4-cb52-3ef2-85a6-55942ed24d37 | 20aadc24-a391-41cf-b340-3e4529f44bde | 93a60a56-a3c8-11da-a746-0800200b9a66
N-Nitrosoephedrine | 17608-59-2 | 17608592 | 17608592 | C10H14N2O2 |  | Mass | kg | emission | air | https://comptox.epa.gov/dashboard/dsstoxdb/results?utf8=%E2%9C%93&search=DTXSID1021035 | 1 | Chemicals | 10c4d375-993d-3127-be3e-9f518cee5fb1 | 4061cba4-cb52-3ef2-85a6-55942ed24d37 | 20aadc24-a391-41cf-b340-3e4529f44bde | 93a60a56-a3c8-11da-a746-0800200b9a66
4-(Diethylamino)salicylaldehyde | 17754-90-4 | 17754904 | 17754904 | C11H15NO2 |  | Mass | kg | emission | air | https://ofmpub.epa.gov/sor_internet/registry/substreg/searchandretrieve/substancesearch/search.do?details=displayDetails&selectedSubstanceId=92510 | 1 | Chemicals | 344536c5-ceb7-3dc6-bb53-daf35a8633fd | 4061cba4-cb52-3ef2-85a6-55942ed24d37 | 20aadc24-a391-41cf-b340-3e4529f44bde | 93a60a56-a3c8-11da-a746-0800200b9a66
Prothioconazole | 178928-70-6 | 178928706 | 178928706 | C14H15Cl2N3OS |  | Mass | kg | emission | air | https://ofmpub.epa.gov/sor_internet/registry/substreg/searchandretrieve/substancesearch/search.do?details=displayDetails&selectedSubstanceId=100972 | 1 | Chemicals | b219282b-313e-32d4-b57a-f508e28e9b04 | 4061cba4-cb52-3ef2-85a6-55942ed24d37 | 20aadc24-a391-41cf-b340-3e4529f44bde | 93a60a56-a3c8-11da-a746-0800200b9a66
Cyflufenamid | 180409-60-3 | 180409603 | 180409603 | C20H17F5N2O2 |  | Mass | kg | emission | air | https://ofmpub.epa.gov/sor_internet/registry/substreg/searchandretrieve/substancesearch/search.do?details=displayDetails&selectedSubstanceId=101089 | 1 | Chemicals | f12cf16d-78fd-3ad5-9a1e-cb434545c2a4 | 4061cba4-cb52-3ef2-85a6-55942ed24d37 | 20aadc24-a391-41cf-b340-3e4529f44bde | 93a60a56-a3c8-11da-a746-0800200b9a66
Penthiopyrad | 183675-82-3 | 183675823 | 183675823 | C16H20F3N3OS |  | Mass | kg | emission | air | https://ofmpub.epa.gov/sor_internet/registry/substreg/searchandretrieve/substancesearch/search.do?details=displayDetails&selectedSubstanceId=100958 | 1 | Chemicals | 8f8875d0-e780-31f1-9dee-f45c7fc72480 | 4061cba4-cb52-3ef2-85a6-55942ed24d37 | 20aadc24-a391-41cf-b340-3e4529f44bde | 93a60a56-a3c8-11da-a746-0800200b9a66
6-Chloro-2-picoline | 18368-63-3 | 18368633 | 18368633 | C6H6ClN |  | Mass | kg | emission | air | https://ofmpub.epa.gov/sor_internet/registry/substreg/searchandretrieve/substancesearch/search.do?details=displayDetails&selectedSubstanceId=94575 | 1 | Chemicals | c576b1ee-61a5-3346-8292-2bcde5b2184e | 4061cba4-cb52-3ef2-85a6-55942ed24d37 | 20aadc24-a391-41cf-b340-3e4529f44bde | 93a60a56-a3c8-11da-a746-0800200b9a66
2-Nonynoic acid | 1846-70-4 | 1846704 | 1846704 | C9H14O2 |  | Mass | kg | emission | air | https://ofmpub.epa.gov/sor_internet/registry/substreg/searchandretrieve/substancesearch/search.do?details=displayDetails&selectedSubstanceId=94568 | 1 | Chemicals | 20276732-6a07-3890-aa8b-2578b49c863b | 4061cba4-cb52-3ef2-85a6-55942ed24d37 | 20aadc24-a391-41cf-b340-3e4529f44bde | 93a60a56-a3c8-11da-a746-0800200b9a66
Acetone[4-(5-nitro-2-furyl)-2-thiazolyl] hydrazone | 18523-69-8 | 18523698 | 18523698 | C10H10N4O3S |  | Mass | kg | emission | air | https://comptox.epa.gov/dashboard/dsstoxdb/results?utf8=%E2%9C%93&search=DTXSID2020008 | 1 | Chemicals | 19c2120e-0f65-3f34-9a05-7ca8a726bc34 | 4061cba4-cb52-3ef2-85a6-55942ed24d37 | 20aadc24-a391-41cf-b340-3e4529f44bde | 93a60a56-a3c8-11da-a746-0800200b9a66
Albuterol | 18559-94-9 | 18559949 | 18559949 | C13H21NO3 |  | Mass | kg | emission | air | https://ofmpub.epa.gov/sor_internet/registry/substreg/searchandretrieve/substancesearch/search.do?details=displayDetails&selectedSubstanceId=101307 | 1 | Chemicals | ba9055af-5fd0-326f-8a1e-db84d409196f | 4061cba4-cb52-3ef2-85a6-55942ed24d37 | 20aadc24-a391-41cf-b340-3e4529f44bde | 93a60a56-a3c8-11da-a746-0800200b9a66
3-Chloro-2-chloromethyl-1-propene | 1871-57-4 | 1871574 | 1871574 | C4H6Cl2 |  | Mass | kg | emission | air | https://ofmpub.epa.gov/sor_internet/registry/substreg/searchandretrieve/substancesearch/search.do?details=displayDetails&selectedSubstanceId=94559 | 1 | Chemicals | 866dee58-43f8-35d8-ad22-8961e8c6c5d5 | 4061cba4-cb52-3ef2-85a6-55942ed24d37 | 20aadc24-a391-41cf-b340-3e4529f44bde | 93a60a56-a3c8-11da-a746-0800200b9a66
Spinetoram L | 187166-15-0 | 187166150 | 187166150 | C43H69NO10 |  | Mass | kg | emission | air | https://ofmpub.epa.gov/sor_internet/registry/substreg/searchandretrieve/substancesearch/search.do?details=displayDetails&selectedSubstanceId=100979 | 1 | Chemicals | 4392047d-d556-3b3f-a5e3-54374bbe9442 | 4061cba4-cb52-3ef2-85a6-55942ed24d37 | 20aadc24-a391-41cf-b340-3e4529f44bde | 93a60a56-a3c8-11da-a746-0800200b9a66
Spinetoram J | 187166-40-1 | 187166401 | 187166401 | C42H69NO10 |  | Mass | kg | emission | air | https://ofmpub.epa.gov/sor_internet/registry/substreg/searchandretrieve/substancesearch/search.do?details=displayDetails&selectedSubstanceId=100978 | 1 | Chemicals | a1c1be34-ef36-38d3-85b4-3a1f1cbbab64 | 4061cba4-cb52-3ef2-85a6-55942ed24d37 | 20aadc24-a391-41cf-b340-3e4529f44bde | 93a60a56-a3c8-11da-a746-0800200b9a66
Fluoxastrobin (E,Z isomer) | 193740-76-0 | 193740760 | 193740760 | C21H16ClFN4O5 |  | Mass | kg | emission | air | https://ofmpub.epa.gov/sor_internet/registry/substreg/searchandretrieve/substancesearch/search.do?details=displayDetails&selectedSubstanceId=126032 | 1 | Chemicals | afe3368f-3a37-3393-a36f-a6443d71e409 | 4061cba4-cb52-3ef2-85a6-55942ed24d37 | 20aadc24-a391-41cf-b340-3e4529f44bde | 93a60a56-a3c8-11da-a746-0800200b9a66
7-Dodecen-1-ol,(7Z)- | 20056-92-2 | 20056922 | 20056922 | C12H24O |  | Mass | kg | emission | air | https://comptox.epa.gov/dashboard/dsstoxdb/results?utf8=%E2%9C%93&search=DTXSID20274160 | 1 | Chemicals | 2d9d07ce-ed14-3c5d-b292-d59c60d99648 | 4061cba4-cb52-3ef2-85a6-55942ed24d37 | 20aadc24-a391-41cf-b340-3e4529f44bde | 93a60a56-a3c8-11da-a746-0800200b9a66
Phosphorodithioic acid, S-(2-(ethylsulfonyl)ethyl) O,O-dimethyl ester | 20301-63-7 | 20301637 | 20301637 | C6H15O4PS3 |  | Mass | kg | emission | air | https://comptox.epa.gov/dashboard/dsstoxdb/results?utf8=%E2%9C%93&search=DTXSID20174191 | 1 | Chemicals | 09c21c01-e793-37a6-b17b-bd3324aa488b | 4061cba4-cb52-3ef2-85a6-55942ed24d37 | 20aadc24-a391-41cf-b340-3e4529f44bde | 93a60a56-a3c8-11da-a746-0800200b9a66
Spirotetramat | 203313-25-1 | 203313251 | 203313251 | C21H27NO5 |  | Mass | kg | emission | air | https://ofmpub.epa.gov/sor_internet/registry/substreg/searchandretrieve/substancesearch/search.do?details=displayDetails&selectedSubstanceId=100981 | 1 | Chemicals | 9d80c79d-756d-3726-9fde-80cb2a1aec9d | 4061cba4-cb52-3ef2-85a6-55942ed24d37 | 20aadc24-a391-41cf-b340-3e4529f44bde | 93a60a56-a3c8-11da-a746-0800200b9a66
2,4,5-Tribromoimidazole | 2034-22-2 | 2034222 | 2034222 | C3HBr3N2 |  | Mass | kg | emission | air | https://comptox.epa.gov/dashboard/dsstoxdb/results?utf8=%E2%9C%93&search=DTXSID2022173 | 1 | Chemicals | a188884a-a67a-3e62-ab3b-a3c055a3a399 | 4061cba4-cb52-3ef2-85a6-55942ed24d37 | 20aadc24-a391-41cf-b340-3e4529f44bde | 93a60a56-a3c8-11da-a746-0800200b9a66
Propylcyclopentane | 2040-96-2 | 2040962 | 2040962 | C8H16 |  | Mass | kg | emission | air | https://comptox.epa.gov/dashboard/dsstoxdb/results?utf8=%E2%9C%93&search=DTXSID60174352 | 1 | Chemicals | a3a8317d-e206-33ac-8616-190e2d6891f4 | 4061cba4-cb52-3ef2-85a6-55942ed24d37 | 20aadc24-a391-41cf-b340-3e4529f44bde | 93a60a56-a3c8-11da-a746-0800200b9a66
Nitrosoheptamethyleneimine | 20917-49-1 | 20917491 | 20917491 | C7H14N2O |  | Mass | kg | emission | air | https://comptox.epa.gov/dashboard/dsstoxdb/results?utf8=%E2%9C%93&search=DTXSID1021039 | 1 | Chemicals | 664d136a-5fe5-311d-93bb-8212be154fa3 | 4061cba4-cb52-3ef2-85a6-55942ed24d37 | 20aadc24-a391-41cf-b340-3e4529f44bde | 93a60a56-a3c8-11da-a746-0800200b9a66
Topramezone | 210631-68-8 | 210631688 | 210631688 | C16H17N3O5S |  | Mass | kg | emission | air | https://ofmpub.epa.gov/sor_internet/registry/substreg/searchandretrieve/substancesearch/search.do?details=displayDetails&selectedSubstanceId=101004 | 1 | Chemicals | 4b869396-d4dc-3240-99a5-65ffdda86fad | 4061cba4-cb52-3ef2-85a6-55942ed24d37 | 20aadc24-a391-41cf-b340-3e4529f44bde | 93a60a56-a3c8-11da-a746-0800200b9a66
5-(5-Nitro-2-furyl)-1,3,4-oxadiazole-2-ol | 2122-86-3 | 2122863 | 2122863 | C6H3N3O5 |  | Mass | kg | emission | air | https://comptox.epa.gov/dashboard/dsstoxdb/results?utf8=%E2%9C%93&search=DTXSID5020948 | 1 | Chemicals | a772f3b8-e228-32fe-8d19-529832a8a0fa | 4061cba4-cb52-3ef2-85a6-55942ed24d37 | 20aadc24-a391-41cf-b340-3e4529f44bde | 93a60a56-a3c8-11da-a746-0800200b9a66
(1S)-Abscisic acid | 21293-29-8 | 21293298 | 21293298 | C15H20O4 |  | Mass | kg | emission | air | https://ofmpub.epa.gov/sor_internet/registry/substreg/searchandretrieve/substancesearch/search.do?details=displayDetails&selectedSubstanceId=101049 | 1 | Chemicals | 741ebe63-c014-3e13-b556-63422b3d1272 | 4061cba4-cb52-3ef2-85a6-55942ed24d37 | 20aadc24-a391-41cf-b340-3e4529f44bde | 93a60a56-a3c8-11da-a746-0800200b9a66
Orthosulfamuron | 213464-77-8 | 213464778 | 213464778 | C16H20N6O6S |  | Mass | kg | emission | air | https://ofmpub.epa.gov/sor_internet/registry/substreg/searchandretrieve/substancesearch/search.do?details=displayDetails&selectedSubstanceId=101059 | 1 | Chemicals | c34fa36c-aedf-3896-b614-5a82c0e3442b | 4061cba4-cb52-3ef2-85a6-55942ed24d37 | 20aadc24-a391-41cf-b340-3e4529f44bde | 93a60a56-a3c8-11da-a746-0800200b9a66
4-Chlorocatechol | 2138-22-9 | 2138229 | 2138229 | C6H5ClO2 |  | Mass | kg | emission | air | https://comptox.epa.gov/dashboard/dsstoxdb/results?utf8=%E2%9C%93&search=DTXSID7022176 | 1 | Chemicals | c35fb599-89ab-3442-8d10-30eb9ab695cd | 4061cba4-cb52-3ef2-85a6-55942ed24d37 | 20aadc24-a391-41cf-b340-3e4529f44bde | 93a60a56-a3c8-11da-a746-0800200b9a66
2,4-Dimethylaniline hydrochloride | 21436-96-4 | 21436964 | 21436964 | C8H12ClN |  | Mass | kg | emission | air | https://ofmpub.epa.gov/sor_internet/registry/substreg/searchandretrieve/substancesearch/search.do?details=displayDetails&selectedSubstanceId=107643 | 1 | Chemicals | fcc38fa9-7807-3591-8ee2-65be2a4044ba | 4061cba4-cb52-3ef2-85a6-55942ed24d37 | 20aadc24-a391-41cf-b340-3e4529f44bde | 93a60a56-a3c8-11da-a746-0800200b9a66
2,4,5-Trimethylaniline hydrochloride | 21436-97-5 | 21436975 | 21436975 | C9H14ClN |  | Mass | kg | emission | air | https://comptox.epa.gov/dashboard/dsstoxdb/results?utf8=%E2%9C%93&search=DTXSID4021399 | 1 | Chemicals | d61776b2-29bb-39a8-a5fc-b6059761c200 | 4061cba4-cb52-3ef2-85a6-55942ed24d37 | 20aadc24-a391-41cf-b340-3e4529f44bde | 93a60a56-a3c8-11da-a746-0800200b9a66
Diftalone | 21626-89-1 | 21626891 | 21626891 | C16H12N2O2 |  | Mass | kg | emission | air | https://comptox.epa.gov/dashboard/dsstoxdb/results?utf8=%E2%9C%93&search=DTXSID3020469 | 1 | Chemicals | 08872928-f2fd-33fd-9d8c-e0f3c7512814 | 4061cba4-cb52-3ef2-85a6-55942ed24d37 | 20aadc24-a391-41cf-b340-3e4529f44bde | 93a60a56-a3c8-11da-a746-0800200b9a66
4-Methyl-1-[(5-nitrofurfurylidene)amino]-2-imidazolidinone | 21638-36-8 | 21638368 | 21638368 | C9H10N4O4 |  | Mass | kg | emission | air | https://comptox.epa.gov/dashboard/dsstoxdb/results?utf8=%E2%9C%93&search=DTXSID2020848 | 1 | Chemicals | 17ebf859-c211-3bc2-b5d2-2eb4fe346b2e | 4061cba4-cb52-3ef2-85a6-55942ed24d37 | 20aadc24-a391-41cf-b340-3e4529f44bde | 93a60a56-a3c8-11da-a746-0800200b9a66
Stannane, tetrapropyl- | 2176-98-9 | 2176989 | 2176989 | C12H28Sn |  | Mass | kg | emission | air | https://comptox.epa.gov/dashboard/dsstoxdb/results?utf8=%E2%9C%93&search=DTXSID70176160 | 1 | Chemicals | c606ce78-d929-3797-a614-55dfcd693177 | 4061cba4-cb52-3ef2-85a6-55942ed24d37 | 20aadc24-a391-41cf-b340-3e4529f44bde | 93a60a56-a3c8-11da-a746-0800200b9a66
Luteoskyrin | 21884-44-6 | 21884446 | 21884446 | C30H22O12 |  | Mass | kg | emission | air | https://comptox.epa.gov/dashboard/dsstoxdb/results?utf8=%E2%9C%93&search=DTXSID0020787 | 1 | Chemicals | e605a764-1f4d-3ad5-a849-9709ab1562f4 | 4061cba4-cb52-3ef2-85a6-55942ed24d37 | 20aadc24-a391-41cf-b340-3e4529f44bde | 93a60a56-a3c8-11da-a746-0800200b9a66
Metrafenone | 220899-03-6 | 220899036 | 220899036 | C19H21BrO5 |  | Mass | kg | emission | air | https://ofmpub.epa.gov/sor_internet/registry/substreg/searchandretrieve/substancesearch/search.do?details=displayDetails&selectedSubstanceId=100939 | 1 | Chemicals | 55949a5c-ee7a-3417-b2e3-0c4094be97aa | 4061cba4-cb52-3ef2-85a6-55942ed24d37 | 20aadc24-a391-41cf-b340-3e4529f44bde | 93a60a56-a3c8-11da-a746-0800200b9a66
Clobuzarit | 22494-47-9 | 22494479 | 22494479 | C17H17ClO3 |  | Mass | kg | emission | air | https://comptox.epa.gov/dashboard/dsstoxdb/results?utf8=%E2%9C%93&search=DTXSID8020335 | 1 | Chemicals | 45a0b9b0-c90b-3cc1-ad99-1cf48a09535f | 4061cba4-cb52-3ef2-85a6-55942ed24d37 | 20aadc24-a391-41cf-b340-3e4529f44bde | 93a60a56-a3c8-11da-a746-0800200b9a66
Antimony(V) | 22537-51-5 | 22537515 | 22537515 | Sb |  | Mass | kg | emission | air | https://comptox.epa.gov/dashboard/dsstoxdb/results?utf8=%E2%9C%93&search=DTXSID50872431 | 1 | Chemicals | d85f255e-7244-378d-8a61-3199660deb63 | 4061cba4-cb52-3ef2-85a6-55942ed24d37 | 20aadc24-a391-41cf-b340-3e4529f44bde | 93a60a56-a3c8-11da-a746-0800200b9a66
Thallium(I) | 22537-56-0 | 22537560 | 22537560 | Tl |  | Mass | kg | emission | air | https://comptox.epa.gov/dashboard/dsstoxdb/results?utf8=%E2%9C%93&search=DTXSID80177062 | 1 | Chemicals | 20839068-f6a4-324b-a4ee-d44f123f2ed1 | 4061cba4-cb52-3ef2-85a6-55942ed24d37 | 20aadc24-a391-41cf-b340-3e4529f44bde | 93a60a56-a3c8-11da-a746-0800200b9a66
Fenitrooxone | 2255-17-6 | 2255176 | 2255176 | C9H12NO6P |  | Mass | kg | emission | air | https://comptox.epa.gov/dashboard/dsstoxdb/results?utf8=%E2%9C%93&search=DTXSID00177084 | 1 | Chemicals | 46634c40-0424-35cf-be4e-e858f2b1fa01 | 4061cba4-cb52-3ef2-85a6-55942ed24d37 | 20aadc24-a391-41cf-b340-3e4529f44bde | 93a60a56-a3c8-11da-a746-0800200b9a66
5-Phenylvaleric acid | 2270-20-4 | 2270204 | 2270204 | C11H14O2 |  | Mass | kg | emission | air | https://comptox.epa.gov/dashboard/dsstoxdb/results?utf8=%E2%9C%93&search=DTXSID80177229 | 1 | Chemicals | ba10a1d9-c1e1-30c0-85d7-67f711f466b4 | 4061cba4-cb52-3ef2-85a6-55942ed24d37 | 20aadc24-a391-41cf-b340-3e4529f44bde | 93a60a56-a3c8-11da-a746-0800200b9a66
3-Bromobenzamide | 22726-00-7 | 22726007 | 22726007 | C7H6BrNO |  | Mass | kg | emission | air | https://comptox.epa.gov/dashboard/dsstoxdb/results?utf8=%E2%9C%93&search=DTXSID5022277 | 1 | Chemicals | 56ffdb7b-7f8a-3f32-9d96-a7683577f428 | 4061cba4-cb52-3ef2-85a6-55942ed24d37 | 20aadc24-a391-41cf-b340-3e4529f44bde | 93a60a56-a3c8-11da-a746-0800200b9a66
Dimethylvinphos | 2274-67-1 | 2274671 | 2274671 | C10H10Cl3O4P |  | Mass | kg | emission | air | https://comptox.epa.gov/dashboard/dsstoxdb/results?utf8=%E2%9C%93&search=DTXSID9058026 | 1 | Chemicals | 4a2303a7-619c-3f27-a6b5-3d771170b186 | 4061cba4-cb52-3ef2-85a6-55942ed24d37 | 20aadc24-a391-41cf-b340-3e4529f44bde | 93a60a56-a3c8-11da-a746-0800200b9a66
Tripropyltin chloride | 2279-76-7 | 2279767 | 2279767 | C9H21ClSn |  | Mass | kg | emission | air | https://comptox.epa.gov/dashboard/dsstoxdb/results?utf8=%E2%9C%93&search=DTXSID00177327 | 1 | Chemicals | 787a4931-6352-37d6-8a5d-8af100d1cef1 | 4061cba4-cb52-3ef2-85a6-55942ed24d37 | 20aadc24-a391-41cf-b340-3e4529f44bde | 93a60a56-a3c8-11da-a746-0800200b9a66
Terbutaline | 23031-25-6 | 23031256 | 23031256 | C12H19NO3 |  | Mass | kg | emission | air | https://comptox.epa.gov/dashboard/dsstoxdb/results?utf8=%E2%9C%93&search=DTXSID7021310 | 1 | Chemicals | a68eab46-b07d-3440-b174-31d73285a701 | 4061cba4-cb52-3ef2-85a6-55942ed24d37 | 20aadc24-a391-41cf-b340-3e4529f44bde | 93a60a56-a3c8-11da-a746-0800200b9a66
Benzene, 1-methyl-3-(4-nitrophenyl)- | 2303-25-5 | 2303255 | 2303255 | C13H11NO3 |  | Mass | kg | emission | air | https://comptox.epa.gov/dashboard/dsstoxdb/results?utf8=%E2%9C%93&search=DTXSID40177583 | 1 | Chemicals | 4417acf9-0192-30b9-8579-6c32eb089920 | 4061cba4-cb52-3ef2-85a6-55942ed24d37 | 20aadc24-a391-41cf-b340-3e4529f44bde | 93a60a56-a3c8-11da-a746-0800200b9a66
Antimony(III) | 23713-48-6 | 23713486 | 23713486 | Sb |  | Mass | kg | emission | air | https://comptox.epa.gov/dashboard/dsstoxdb/results?utf8=%E2%9C%93&search=DTXSID10178380 | 1 | Chemicals | 9be80e0e-6edf-3b3b-b7c4-d0f438a67efc | 4061cba4-cb52-3ef2-85a6-55942ed24d37 | 20aadc24-a391-41cf-b340-3e4529f44bde | 93a60a56-a3c8-11da-a746-0800200b9a66
Fluopicolide | 239110-15-7 | 239110157 | 239110157 | C14H8Cl3F3N2O |  | Mass | kg | emission | air | https://ofmpub.epa.gov/sor_internet/registry/substreg/searchandretrieve/substancesearch/search.do?details=displayDetails&selectedSubstanceId=100931 | 1 | Chemicals | 1220adac-511f-3bc4-b688-3bb9f8fb92bd | 4061cba4-cb52-3ef2-85a6-55942ed24d37 | 20aadc24-a391-41cf-b340-3e4529f44bde | 93a60a56-a3c8-11da-a746-0800200b9a66
N-(3,5-Dichlorophenyl)succinimide | 24096-53-5 | 24096535 | 24096535 | C10H7Cl2NO2 |  | Mass | kg | emission | air | https://comptox.epa.gov/dashboard/dsstoxdb/results?utf8=%E2%9C%93&search=DTXSID70178821 | 1 | Chemicals | dd15064d-4314-3106-a8fa-bee2acd78a9e | 4061cba4-cb52-3ef2-85a6-55942ed24d37 | 20aadc24-a391-41cf-b340-3e4529f44bde | 93a60a56-a3c8-11da-a746-0800200b9a66
Piperophos | 24151-93-7 | 24151937 | 24151937 | C14H28NO3PS2 |  | Mass | kg | emission | air | https://ofmpub.epa.gov/sor_internet/registry/substreg/searchandretrieve/substancesearch/search.do?details=displayDetails&selectedSubstanceId=83190 | 1 | Chemicals | a4f8e145-fd48-34b6-bd38-11aebdffb1b0 | 4061cba4-cb52-3ef2-85a6-55942ed24d37 | 20aadc24-a391-41cf-b340-3e4529f44bde | 93a60a56-a3c8-11da-a746-0800200b9a66
Pinoxaden | 243973-20-8 | 243973208 | 243973208 | C23H32N2O4 |  | Mass | kg | emission | air | https://ofmpub.epa.gov/sor_internet/registry/substreg/searchandretrieve/substancesearch/search.do?details=displayDetails&selectedSubstanceId=100975 | 1 | Chemicals | dff80a69-f258-3ecd-88ce-ea247a94450c | 4061cba4-cb52-3ef2-85a6-55942ed24d37 | 20aadc24-a391-41cf-b340-3e4529f44bde | 93a60a56-a3c8-11da-a746-0800200b9a66
Urbacid | 2445-07-0 | 2445070 | 2445070 | C7H15AsN2S4 |  | Mass | kg | emission | air | https://comptox.epa.gov/dashboard/dsstoxdb/results?utf8=%E2%9C%93&search=DTXSID50179210 | 1 | Chemicals | c9de7e4a-729b-36f4-9281-5dd948d2ae7f | 4061cba4-cb52-3ef2-85a6-55942ed24d37 | 20aadc24-a391-41cf-b340-3e4529f44bde | 93a60a56-a3c8-11da-a746-0800200b9a66
N,N-Dimethylpiperidinium pentaborate | 245735-90-4 | 245735904 | 245735904 | C7H20B5NO10 |  | Mass | kg | emission | air | https://ofmpub.epa.gov/sor_internet/registry/substreg/searchandretrieve/substancesearch/search.do?details=displayDetails&selectedSubstanceId=100962 | 1 | Chemicals | 09669861-7e2a-330f-81e9-f0afb7c0dddf | 4061cba4-cb52-3ef2-85a6-55942ed24d37 | 20aadc24-a391-41cf-b340-3e4529f44bde | 93a60a56-a3c8-11da-a746-0800200b9a66
Pyridine, 3,5-dichloro- | 2457-47-8 | 2457478 | 2457478 | C5H3Cl2N |  | Mass | kg | emission | air | https://comptox.epa.gov/dashboard/dsstoxdb/results?utf8=%E2%9C%93&search=DTXSID60179307 | 1 | Chemicals | a54e1876-23a1-3d5f-a23d-b6a3aa8434bf | 4061cba4-cb52-3ef2-85a6-55942ed24d37 | 20aadc24-a391-41cf-b340-3e4529f44bde | 93a60a56-a3c8-11da-a746-0800200b9a66
Fenfuram | 24691-80-3 | 24691803 | 24691803 | C12H11NO2 |  | Mass | kg | emission | air | https://comptox.epa.gov/dashboard/dsstoxdb/results?utf8=%E2%9C%93&search=DTXSID8058035 | 1 | Chemicals | 935c9e5d-5b60-32c5-8169-dc7a271b00d5 | 4061cba4-cb52-3ef2-85a6-55942ed24d37 | 20aadc24-a391-41cf-b340-3e4529f44bde | 93a60a56-a3c8-11da-a746-0800200b9a66
Benzyl methacrylate | 2495-37-6 | 2495376 | 2495376 | C11H12O2 |  | Mass | kg | emission | air | https://ofmpub.epa.gov/sor_internet/registry/substreg/searchandretrieve/substancesearch/search.do?details=displayDetails&selectedSubstanceId=40277 | 1 | Chemicals | 77ceb5eb-930b-3d2a-a320-24b5b0b67126 | 4061cba4-cb52-3ef2-85a6-55942ed24d37 | 20aadc24-a391-41cf-b340-3e4529f44bde | 93a60a56-a3c8-11da-a746-0800200b9a66
Carbonodithioic acid, O-(2-methylpropyl) ester, sodium salt (1:1) | 25306-75-6 | 25306756 | 25306756 | C5H9NaOS2 |  | Mass | kg | emission | air | https://ofmpub.epa.gov/sor_internet/registry/substreg/searchandretrieve/substancesearch/search.do?details=displayDetails&selectedSubstanceId=56406 | 1 | Chemicals | 8b673f63-dfc1-3150-9be6-306f60233fb1 | 4061cba4-cb52-3ef2-85a6-55942ed24d37 | 20aadc24-a391-41cf-b340-3e4529f44bde | 93a60a56-a3c8-11da-a746-0800200b9a66
Decene | 25339-53-1 | 25339531 | 25339531 | - |  | Mass | kg | emission | air | https://ofmpub.epa.gov/sor_internet/registry/substreg/searchandretrieve/substancesearch/search.do?details=displayDetails&selectedSubstanceId=96124 | 1 | Chemicals | 1d9eda97-872c-385c-8805-881440af42ae | 4061cba4-cb52-3ef2-85a6-55942ed24d37 | 20aadc24-a391-41cf-b340-3e4529f44bde | 93a60a56-a3c8-11da-a746-0800200b9a66
Thiazafluron [BSI:ISO] | 25366-23-8 | 25366238 | 25366238 | C6H7F3N4OS |  | Mass | kg | emission | air | https://comptox.epa.gov/dashboard/dsstoxdb/results?utf8=%E2%9C%93&search=DTXSID20180010 | 1 | Chemicals | bb0b5de1-a5fe-32f2-8f56-a730dbcd4cab | 4061cba4-cb52-3ef2-85a6-55942ed24d37 | 20aadc24-a391-41cf-b340-3e4529f44bde | 93a60a56-a3c8-11da-a746-0800200b9a66
Felbamate | 25451-15-4 | 25451154 | 25451154 | C11H14N2O4 |  | Mass | kg | emission | air | https://comptox.epa.gov/dashboard/dsstoxdb/results?utf8=%E2%9C%93&search=DTXSID9023041 | 1 | Chemicals | 46742709-4bb0-31e8-ad13-213462b38d2f | 4061cba4-cb52-3ef2-85a6-55942ed24d37 | 20aadc24-a391-41cf-b340-3e4529f44bde | 93a60a56-a3c8-11da-a746-0800200b9a66
N-[5-(5-Nitro-2-furyl)-1,3,4-thiadiazol-2-yl]acetamide | 2578-75-8 | 2578758 | 2578758 | C8H6N4O4S |  | Mass | kg | emission | air | https://comptox.epa.gov/dashboard/dsstoxdb/results?utf8=%E2%9C%93&search=DTXSID9020950 | 1 | Chemicals | 6089a90d-81c8-3bdb-b223-3e2e4cd3e112 | 4061cba4-cb52-3ef2-85a6-55942ed24d37 | 20aadc24-a391-41cf-b340-3e4529f44bde | 93a60a56-a3c8-11da-a746-0800200b9a66
Gemfibrozil | 25812-30-0 | 25812300 | 25812300 | C15H22O3 |  | Mass | kg | emission | air | https://ofmpub.epa.gov/sor_internet/registry/substreg/searchandretrieve/substancesearch/search.do?details=displayDetails&selectedSubstanceId=101310 | 1 | Chemicals | 88d9c772-9110-3703-ad96-69fae1995628 | 4061cba4-cb52-3ef2-85a6-55942ed24d37 | 20aadc24-a391-41cf-b340-3e4529f44bde | 93a60a56-a3c8-11da-a746-0800200b9a66
Robenidine | 25875-51-8 | 25875518 | 25875518 | C15H13Cl2N5 |  | Mass | kg | emission | air | https://comptox.epa.gov/dashboard/dsstoxdb/results?utf8=%E2%9C%93&search=DTXSID9046813 | 1 | Chemicals | fa0e9d6f-2ef6-37ae-863b-5c987c61292a | 4061cba4-cb52-3ef2-85a6-55942ed24d37 | 20aadc24-a391-41cf-b340-3e4529f44bde | 93a60a56-a3c8-11da-a746-0800200b9a66
2-Hydrazino-4-(5-nitro-2-furyl)thiazole | 26049-68-3 | 26049683 | 26049683 | C7H6N4O3S |  | Mass | kg | emission | air | https://comptox.epa.gov/dashboard/dsstoxdb/results?utf8=%E2%9C%93&search=DTXSID8020705 | 1 | Chemicals | ba95a342-1cf3-3df9-ba11-3d6db37251de | 4061cba4-cb52-3ef2-85a6-55942ed24d37 | 20aadc24-a391-41cf-b340-3e4529f44bde | 93a60a56-a3c8-11da-a746-0800200b9a66
2-(2,2-Dimethylhydrazino)-4-(5-nitro-2-furyl)thiazole | 26049-69-4 | 26049694 | 26049694 | C9H10N4O3S |  | Mass | kg | emission | air | https://comptox.epa.gov/dashboard/dsstoxdb/results?utf8=%E2%9C%93&search=DTXSID1020518 | 1 | Chemicals | 1b5baffc-d849-3a5e-b550-e4fcc3f2e0b6 | 4061cba4-cb52-3ef2-85a6-55942ed24d37 | 20aadc24-a391-41cf-b340-3e4529f44bde | 93a60a56-a3c8-11da-a746-0800200b9a66
2-Hydrazino-4-(4-nitrophenyl)thiazole | 26049-70-7 | 26049707 | 26049707 | C9H8N4O2S |  | Mass | kg | emission | air | https://comptox.epa.gov/dashboard/dsstoxdb/results?utf8=%E2%9C%93&search=DTXSID3020706 | 1 | Chemicals | 5550196f-61bb-3865-ac0a-d9554e4e995b | 4061cba4-cb52-3ef2-85a6-55942ed24d37 | 20aadc24-a391-41cf-b340-3e4529f44bde | 93a60a56-a3c8-11da-a746-0800200b9a66
2-Hydrazino-4-(4-aminophenyl) thiazole | 26049-71-8 | 26049718 | 26049718 | C9H10N4S |  | Mass | kg | emission | air | https://comptox.epa.gov/dashboard/dsstoxdb/results?utf8=%E2%9C%93&search=DTXSID3020704 | 1 | Chemicals | 82f18b4e-fedc-33c8-9001-d223a5300918 | 4061cba4-cb52-3ef2-85a6-55942ed24d37 | 20aadc24-a391-41cf-b340-3e4529f44bde | 93a60a56-a3c8-11da-a746-0800200b9a66
Iprobenfos | 26087-47-8 | 26087478 | 26087478 | C13H21O3PS |  | Mass | kg | emission | air | https://ofmpub.epa.gov/sor_internet/registry/substreg/searchandretrieve/substancesearch/search.do?details=displayDetails&selectedSubstanceId=100947 | 1 | Chemicals | 05d0b32d-eeed-3625-a403-438ffba79ef5 | 4061cba4-cb52-3ef2-85a6-55942ed24d37 | 20aadc24-a391-41cf-b340-3e4529f44bde | 93a60a56-a3c8-11da-a746-0800200b9a66
N-Nitrosothiomorpholine | 26541-51-5 | 26541515 | 26541515 | C4H8N2OS |  | Mass | kg | emission | air | https://comptox.epa.gov/dashboard/dsstoxdb/results?utf8=%E2%9C%93&search=DTXSID8021064 | 1 | Chemicals | 1b0cd7f6-8093-379a-9fa9-2cea7e873eb9 | 4061cba4-cb52-3ef2-85a6-55942ed24d37 | 20aadc24-a391-41cf-b340-3e4529f44bde | 93a60a56-a3c8-11da-a746-0800200b9a66
Amoxicillin | 26787-78-0 | 26787780 | 26787780 | C16H19N3O5S |  | Mass | kg | emission | air | https://ofmpub.epa.gov/sor_internet/registry/substreg/searchandretrieve/substancesearch/search.do?details=displayDetails&selectedSubstanceId=125891 | 1 | Chemicals | 7b2d5632-205f-334e-975b-4bef1e2b6d0a | 4061cba4-cb52-3ef2-85a6-55942ed24d37 | 20aadc24-a391-41cf-b340-3e4529f44bde | 93a60a56-a3c8-11da-a746-0800200b9a66
3-Pyridinecarboxamide, N-[(phenylamino)carbonyl] | 26972-01-0 | 26972010 | 26972010 | C13H11N3O2 |  | Mass | kg | emission | air | https://comptox.epa.gov/dashboard/dsstoxdb/results?utf8=%E2%9C%93&search=DTXSID70877120 | 1 | Chemicals | 2fb2755e-bac6-38aa-97e1-b65e031004eb | 4061cba4-cb52-3ef2-85a6-55942ed24d37 | 20aadc24-a391-41cf-b340-3e4529f44bde | 93a60a56-a3c8-11da-a746-0800200b9a66
Potassium pentylxanthate | 2720-73-2 | 2720732 | 2720732 | C6H11KOS2 |  | Mass | kg | emission | air | https://ofmpub.epa.gov/sor_internet/registry/substreg/searchandretrieve/substancesearch/search.do?details=displayDetails&selectedSubstanceId=41938 | 1 | Chemicals | 869edc01-297d-332b-89bb-e4b9ae03b682 | 4061cba4-cb52-3ef2-85a6-55942ed24d37 | 20aadc24-a391-41cf-b340-3e4529f44bde | 93a60a56-a3c8-11da-a746-0800200b9a66
Flubendiamide | 272451-65-7 | 272451657 | 272451657 | C23H22F7IN2O4S |  | Mass | kg | emission | air | https://ofmpub.epa.gov/sor_internet/registry/substreg/searchandretrieve/substancesearch/search.do?details=displayDetails&selectedSubstanceId=100930 | 1 | Chemicals | b2ff079d-39ab-385f-addc-d1851bd18d4f | 4061cba4-cb52-3ef2-85a6-55942ed24d37 | 20aadc24-a391-41cf-b340-3e4529f44bde | 93a60a56-a3c8-11da-a746-0800200b9a66
Quinonamid | 27541-88-4 | 27541884 | 27541884 | C12H6Cl3NO3 |  | Mass | kg | emission | air | https://comptox.epa.gov/dashboard/dsstoxdb/results?utf8=%E2%9C%93&search=DTXSID2058047 | 1 | Chemicals | 693c8b53-f4e8-3131-9a71-5b4b2751c0e2 | 4061cba4-cb52-3ef2-85a6-55942ed24d37 | 20aadc24-a391-41cf-b340-3e4529f44bde | 93a60a56-a3c8-11da-a746-0800200b9a66
Triethyltin bromide | 2767-54-6 | 2767546 | 2767546 | C6H15BrSn |  | Mass | kg | emission | air | https://ofmpub.epa.gov/sor_internet/registry/substreg/searchandretrieve/substancesearch/search.do?details=displayDetails&selectedSubstanceId=92788 | 1 | Chemicals | 2e718cb2-b8ea-349a-949f-c04c72ac2e2c | 4061cba4-cb52-3ef2-85a6-55942ed24d37 | 20aadc24-a391-41cf-b340-3e4529f44bde | 93a60a56-a3c8-11da-a746-0800200b9a66
Bicyclo[2.2.1]heptane | 279-23-2 | 279232 | 279232 | C7H12 |  | Mass | kg | emission | air | https://ofmpub.epa.gov/sor_internet/registry/substreg/searchandretrieve/substancesearch/search.do?details=displayDetails&selectedSubstanceId=98251 | 1 | Chemicals | f032bac8-dba7-3b04-9121-6d7e4c091a42 | 4061cba4-cb52-3ef2-85a6-55942ed24d37 | 20aadc24-a391-41cf-b340-3e4529f44bde | 93a60a56-a3c8-11da-a746-0800200b9a66
Spiromesifen | 283594-90-1 | 283594901 | 283594901 | C23H30O4 |  | Mass | kg | emission | air | https://ofmpub.epa.gov/sor_internet/registry/substreg/searchandretrieve/substancesearch/search.do?details=displayDetails&selectedSubstanceId=100980 | 1 | Chemicals | 8fff09f6-957c-3701-86da-62d53a2657f0 | 4061cba4-cb52-3ef2-85a6-55942ed24d37 | 20aadc24-a391-41cf-b340-3e4529f44bde | 93a60a56-a3c8-11da-a746-0800200b9a66
Prednimustine | 29069-24-7 | 29069247 | 29069247 | C35H45Cl2NO6 |  | Mass | kg | emission | air | https://comptox.epa.gov/dashboard/dsstoxdb/results?utf8=%E2%9C%93&search=DTXSID4021183 | 1 | Chemicals | 0ae0b5bb-bf39-37a9-a2bc-77b54bef8467 | 4061cba4-cb52-3ef2-85a6-55942ed24d37 | 20aadc24-a391-41cf-b340-3e4529f44bde | 93a60a56-a3c8-11da-a746-0800200b9a66
Cycloheptane | 291-64-5 | 291645 | 291645 | C7H14 |  | Mass | kg | emission | air | https://ofmpub.epa.gov/sor_internet/registry/substreg/searchandretrieve/substancesearch/search.do?details=displayDetails&selectedSubstanceId=84998 | 1 | Chemicals | 7d8dc179-98ed-3946-894e-da11300b0517 | 4061cba4-cb52-3ef2-85a6-55942ed24d37 | 20aadc24-a391-41cf-b340-3e4529f44bde | 93a60a56-a3c8-11da-a746-0800200b9a66
Cyclooctane | 292-64-8 | 292648 | 292648 | C8H16 |  | Mass | kg | emission | air | https://ofmpub.epa.gov/sor_internet/registry/substreg/searchandretrieve/substancesearch/search.do?details=displayDetails&selectedSubstanceId=98250 | 1 | Chemicals | 6229ffa6-9a34-3468-ae4b-5af274d279b7 | 4061cba4-cb52-3ef2-85a6-55942ed24d37 | 20aadc24-a391-41cf-b340-3e4529f44bde | 93a60a56-a3c8-11da-a746-0800200b9a66
O-Decylhydroxylamine | 29812-79-1 | 29812791 | 29812791 | C10H23NO |  | Mass | kg | emission | air | https://ofmpub.epa.gov/sor_internet/registry/substreg/searchandretrieve/substancesearch/search.do?details=displayDetails&selectedSubstanceId=100748 | 1 | Chemicals | b5bd82dc-7a85-3e5e-8c52-41b25eb4e83c | 4061cba4-cb52-3ef2-85a6-55942ed24d37 | 20aadc24-a391-41cf-b340-3e4529f44bde | 93a60a56-a3c8-11da-a746-0800200b9a66
(S)-Furaltadone hydrochloride | 3031-51-4 | 3031514 | 3031514 | C13H17ClN4O6 |  | Mass | kg | emission | air | https://comptox.epa.gov/dashboard/dsstoxdb/results?utf8=%E2%9C%93&search=DTXSID4020909 | 1 | Chemicals | db44ce92-8221-34b7-bf4e-1a5605c34d74 | 4061cba4-cb52-3ef2-85a6-55942ed24d37 | 20aadc24-a391-41cf-b340-3e4529f44bde | 93a60a56-a3c8-11da-a746-0800200b9a66
Harmaline | 304-21-2 | 304212 | 304212 | C13H14N2O |  | Mass | kg | emission | air | https://ofmpub.epa.gov/sor_internet/registry/substreg/searchandretrieve/substancesearch/search.do?details=displayDetails&selectedSubstanceId=98242 | 1 | Chemicals | 02bec095-9d47-3317-8b0c-07a59fa1365d | 4061cba4-cb52-3ef2-85a6-55942ed24d37 | 20aadc24-a391-41cf-b340-3e4529f44bde | 93a60a56-a3c8-11da-a746-0800200b9a66
3'-Azido-3'-deoxythymidine | 30516-87-1 | 30516871 | 30516871 | C10H13N5O4 |  | Mass | kg | emission | air | https://ofmpub.epa.gov/sor_internet/registry/substreg/searchandretrieve/substancesearch/search.do?details=displayDetails&selectedSubstanceId=96089 | 1 | Chemicals | 7fd25b7e-7f22-3f45-8782-e471a169895e | 4061cba4-cb52-3ef2-85a6-55942ed24d37 | 20aadc24-a391-41cf-b340-3e4529f44bde | 93a60a56-a3c8-11da-a746-0800200b9a66
1,1,3-Trimethylcyclohexane | 3073-66-3 | 3073663 | 3073663 | C9H18 |  | Mass | kg | emission | air | https://ofmpub.epa.gov/sor_internet/registry/substreg/searchandretrieve/substancesearch/search.do?details=displayDetails&selectedSubstanceId=100750 | 1 | Chemicals | ed06804b-eb74-3606-af8a-058eb02b830c | 4061cba4-cb52-3ef2-85a6-55942ed24d37 | 20aadc24-a391-41cf-b340-3e4529f44bde | 93a60a56-a3c8-11da-a746-0800200b9a66
Pentanol isomers | 30899-19-5 | 30899195 | 30899195 | - |  | Mass | kg | emission | air | https://comptox.epa.gov/dashboard/dsstoxdb/results?utf8=%E2%9C%93&search=DTXSID10872957 | 1 | Chemicals | 0cfc658a-3532-3370-94f2-0ae9318be29b | 4061cba4-cb52-3ef2-85a6-55942ed24d37 | 20aadc24-a391-41cf-b340-3e4529f44bde | 93a60a56-a3c8-11da-a746-0800200b9a66
N-(9-Oxo-2-fluorenyl)acetamide | 3096-50-2 | 3096502 | 3096502 | C15H11NO2 |  | Mass | kg | emission | air | https://comptox.epa.gov/dashboard/dsstoxdb/results?utf8=%E2%9C%93&search=DTXSID6021088 | 1 | Chemicals | 70e20046-dec8-3df5-aa42-858ffa329f20 | 4061cba4-cb52-3ef2-85a6-55942ed24d37 | 20aadc24-a391-41cf-b340-3e4529f44bde | 93a60a56-a3c8-11da-a746-0800200b9a66
Thiencarbazone-methyl | 317815-83-1 | 317815831 | 317815831 | C12H14N4O7S2 |  | Mass | kg | emission | air | https://ofmpub.epa.gov/sor_internet/registry/substreg/searchandretrieve/substancesearch/search.do?details=displayDetails&selectedSubstanceId=101000 | 1 | Chemicals | c2adc5be-f023-3da2-bf1a-68b84025f1a6 | 4061cba4-cb52-3ef2-85a6-55942ed24d37 | 20aadc24-a391-41cf-b340-3e4529f44bde | 93a60a56-a3c8-11da-a746-0800200b9a66
4'-Fluoro-4-aminodiphenyl | 324-93-6 | 324936 | 324936 | C12H10FN |  | Mass | kg | emission | air | https://comptox.epa.gov/dashboard/dsstoxdb/results?utf8=%E2%9C%93&search=DTXSID7020631 | 1 | Chemicals | aab53549-7fcc-37e2-ab4a-ffbbecd4db81 | 4061cba4-cb52-3ef2-85a6-55942ed24d37 | 20aadc24-a391-41cf-b340-3e4529f44bde | 93a60a56-a3c8-11da-a746-0800200b9a66
Diisopropyl paraoxon | 3254-66-8 | 3254668 | 3254668 | C12H18NO6P |  | Mass | kg | emission | air | https://comptox.epa.gov/dashboard/dsstoxdb/results?utf8=%E2%9C%93&search=DTXSID90186246 | 1 | Chemicals | c518ee8b-e9de-3320-8424-db241f308141 | 4061cba4-cb52-3ef2-85a6-55942ed24d37 | 20aadc24-a391-41cf-b340-3e4529f44bde | 93a60a56-a3c8-11da-a746-0800200b9a66
3,6-Dihydro-2-nitroso-2H-1,2-oxazine | 3276-41-3 | 3276413 | 3276413 | C4H6N2O2 |  | Mass | kg | emission | air | https://comptox.epa.gov/dashboard/dsstoxdb/results?utf8=%E2%9C%93&search=DTXSID7020473 | 1 | Chemicals | 53c4a6b2-062d-397a-828a-d92aaceff8b1 | 4061cba4-cb52-3ef2-85a6-55942ed24d37 | 20aadc24-a391-41cf-b340-3e4529f44bde | 93a60a56-a3c8-11da-a746-0800200b9a66
Formic acid 2-(4-methyl-2-thiazolyl)hydrazide | 32852-21-4 | 32852214 | 32852214 | C5H7N3OS |  | Mass | kg | emission | air | https://comptox.epa.gov/dashboard/dsstoxdb/results?utf8=%E2%9C%93&search=DTXSID7020639 | 1 | Chemicals | 2db6e040-49ba-30ad-b978-9284eaaeb8a2 | 4061cba4-cb52-3ef2-85a6-55942ed24d37 | 20aadc24-a391-41cf-b340-3e4529f44bde | 93a60a56-a3c8-11da-a746-0800200b9a66
trans-Octahydro-1H-indene | 3296-50-2 | 3296502 | 3296502 | C9H16 |  | Mass | kg | emission | air | https://comptox.epa.gov/dashboard/dsstoxdb/results?utf8=%E2%9C%93&search=DTXSID20858747 | 1 | Chemicals | 4bde1209-83f8-3911-8209-677f4b14c3b6 | 4061cba4-cb52-3ef2-85a6-55942ed24d37 | 20aadc24-a391-41cf-b340-3e4529f44bde | 93a60a56-a3c8-11da-a746-0800200b9a66
Etomidate | 33125-97-2 | 33125972 | 33125972 | C14H16N2O2 |  | Mass | kg | emission | air | https://comptox.epa.gov/dashboard/dsstoxdb/results?utf8=%E2%9C%93&search=DTXSID5023033 | 1 | Chemicals | 4c7d850b-a64c-3927-91b6-b0fd4a220454 | 4061cba4-cb52-3ef2-85a6-55942ed24d37 | 20aadc24-a391-41cf-b340-3e4529f44bde | 93a60a56-a3c8-11da-a746-0800200b9a66
Caffeic acid | 331-39-5 | 331395 | 331395 | C9H8O4 |  | Mass | kg | emission | air | https://ofmpub.epa.gov/sor_internet/registry/substreg/searchandretrieve/substancesearch/search.do?details=displayDetails&selectedSubstanceId=96524 | 1 | Chemicals | 3b55ab24-3723-3f95-985b-de6c3d8a41e5 | 4061cba4-cb52-3ef2-85a6-55942ed24d37 | 20aadc24-a391-41cf-b340-3e4529f44bde | 93a60a56-a3c8-11da-a746-0800200b9a66
3,5-Dichloroanisole | 33719-74-3 | 33719743 | 33719743 | C7H6Cl2O |  | Mass | kg | emission | air | https://comptox.epa.gov/dashboard/dsstoxdb/results?utf8=%E2%9C%93&search=DTXSID80187404 | 1 | Chemicals | 9d319ddc-012c-3a8e-a8dd-73727b0b3f2b | 4061cba4-cb52-3ef2-85a6-55942ed24d37 | 20aadc24-a391-41cf-b340-3e4529f44bde | 93a60a56-a3c8-11da-a746-0800200b9a66
Orbencarb | 34622-58-7 | 34622587 | 34622587 | C12H16ClNOS |  | Mass | kg | emission | air | https://ofmpub.epa.gov/sor_internet/registry/substreg/searchandretrieve/substancesearch/search.do?details=displayDetails&selectedSubstanceId=92539 | 1 | Chemicals | a5924062-1597-3ad4-b05b-b1a790412994 | 4061cba4-cb52-3ef2-85a6-55942ed24d37 | 20aadc24-a391-41cf-b340-3e4529f44bde | 93a60a56-a3c8-11da-a746-0800200b9a66
1'-Acetoxysafrole | 34627-78-6 | 34627786 | 34627786 | C12H12O4 |  | Mass | kg | emission | air | https://comptox.epa.gov/dashboard/dsstoxdb/results?utf8=%E2%9C%93&search=DTXSID5039226 | 1 | Chemicals | 2e38396c-e006-395b-ab9b-f9d71cd8db25 | 4061cba4-cb52-3ef2-85a6-55942ed24d37 | 20aadc24-a391-41cf-b340-3e4529f44bde | 93a60a56-a3c8-11da-a746-0800200b9a66
Butocarboxim | 34681-10-2 | 34681102 | 34681102 | C7H14N2O2S |  | Mass | kg | emission | air | https://ofmpub.epa.gov/sor_internet/registry/substreg/searchandretrieve/substancesearch/search.do?details=displayDetails&selectedSubstanceId=125832 | 1 | Chemicals | f3562dba-b61f-32df-a362-881ded4aa7c9 | 4061cba4-cb52-3ef2-85a6-55942ed24d37 | 20aadc24-a391-41cf-b340-3e4529f44bde | 93a60a56-a3c8-11da-a746-0800200b9a66
2,3,5,6-Tetrachloroaniline | 3481-20-7 | 3481207 | 3481207 | C6H3Cl4N |  | Mass | kg | emission | air | https://ofmpub.epa.gov/sor_internet/registry/substreg/searchandretrieve/substancesearch/search.do?details=displayDetails&selectedSubstanceId=107647 | 1 | Chemicals | d8235c6b-4e95-31db-9621-e8c5a7dbb4d3 | 4061cba4-cb52-3ef2-85a6-55942ed24d37 | 20aadc24-a391-41cf-b340-3e4529f44bde | 93a60a56-a3c8-11da-a746-0800200b9a66
3-Methoxy-4-aminoazobenzene | 3544-23-8 | 3544238 | 3544238 | C13H13N3O |  | Mass | kg | emission | air | https://comptox.epa.gov/dashboard/dsstoxdb/results?utf8=%E2%9C%93&search=DTXSID4020824 | 1 | Chemicals | 60d52309-c254-3e5e-9cf5-685c5ad1f506 | 4061cba4-cb52-3ef2-85a6-55942ed24d37 | 20aadc24-a391-41cf-b340-3e4529f44bde | 93a60a56-a3c8-11da-a746-0800200b9a66
2,6-Diphenylpyridine | 3558-69-8 | 3558698 | 3558698 | C17H13N |  | Mass | kg | emission | air | https://comptox.epa.gov/dashboard/dsstoxdb/results?utf8=%E2%9C%93&search=DTXSID7022209 | 1 | Chemicals | 4b4bc4cd-0156-3f84-8b45-712d7c92eae8 | 4061cba4-cb52-3ef2-85a6-55942ed24d37 | 20aadc24-a391-41cf-b340-3e4529f44bde | 93a60a56-a3c8-11da-a746-0800200b9a66
6-Nitroquinolin-5-ylamine | 35975-00-9 | 35975009 | 35975009 | C9H7N3O2 |  | Mass | kg | emission | air | https://comptox.epa.gov/dashboard/dsstoxdb/results?utf8=%E2%9C%93&search=DTXSID40189525 | 1 | Chemicals | ebdac5ac-d830-3a89-b8cb-8efc93d75527 | 4061cba4-cb52-3ef2-85a6-55942ed24d37 | 20aadc24-a391-41cf-b340-3e4529f44bde | 93a60a56-a3c8-11da-a746-0800200b9a66
N-{[3-(5-Nitro-2-furyl)-1,2,4-oxadiazole-5-yl]-methyl}acetamide | 36133-88-7 | 36133887 | 36133887 | C9H8N4O5 |  | Mass | kg | emission | air | https://comptox.epa.gov/dashboard/dsstoxdb/results?utf8=%E2%9C%93&search=DTXSID0020949 | 1 | Chemicals | 0253d97b-9e21-39f2-9ce4-d3ec483eb946 | 4061cba4-cb52-3ef2-85a6-55942ed24d37 | 20aadc24-a391-41cf-b340-3e4529f44bde | 93a60a56-a3c8-11da-a746-0800200b9a66
N-(2-Fluorenyl)-2,2,2-trifluoroacetamide | 363-17-7 | 363177 | 363177 | C15H10F3NO |  | Mass | kg | emission | air | https://comptox.epa.gov/dashboard/dsstoxdb/results?utf8=%E2%9C%93&search=DTXSID3020629 | 1 | Chemicals | c2fc5bca-c03c-31eb-bf1e-f7a5e1964e45 | 4061cba4-cb52-3ef2-85a6-55942ed24d37 | 20aadc24-a391-41cf-b340-3e4529f44bde | 93a60a56-a3c8-11da-a746-0800200b9a66
Butamiphos | 36335-67-8 | 36335678 | 36335678 | C13H21N2O4PS |  | Mass | kg | emission | air | https://ofmpub.epa.gov/sor_internet/registry/substreg/searchandretrieve/substancesearch/search.do?details=displayDetails&selectedSubstanceId=96607 | 1 | Chemicals | 2462d9c7-3d15-32a4-b6cd-4405b28bcafb | 4061cba4-cb52-3ef2-85a6-55942ed24d37 | 20aadc24-a391-41cf-b340-3e4529f44bde | 93a60a56-a3c8-11da-a746-0800200b9a66
Pyrasulfotole | 365400-11-9 | 365400119 | 365400119 | C14H13F3N2O4S |  | Mass | kg | emission | air | https://ofmpub.epa.gov/sor_internet/registry/substreg/searchandretrieve/substancesearch/search.do?details=displayDetails&selectedSubstanceId=100973 | 1 | Chemicals | f9bf28b6-f69e-392e-ba81-80654e18e446 | 4061cba4-cb52-3ef2-85a6-55942ed24d37 | 20aadc24-a391-41cf-b340-3e4529f44bde | 93a60a56-a3c8-11da-a746-0800200b9a66
Isothioate | 36614-38-7 | 36614387 | 36614387 | C7H17O2PS3 |  | Mass | kg | emission | air | https://comptox.epa.gov/dashboard/dsstoxdb/results?utf8=%E2%9C%93&search=DTXSID9058070 | 1 | Chemicals | 490d3a6d-aed3-34ea-977f-b88b057ed86b | 4061cba4-cb52-3ef2-85a6-55942ed24d37 | 20aadc24-a391-41cf-b340-3e4529f44bde | 93a60a56-a3c8-11da-a746-0800200b9a66
S(+)-2-Methyl-N-nitrosopiperidine | 36702-44-0 | 36702440 | 36702440 | C6H12N2O |  | Mass | kg | emission | air | https://comptox.epa.gov/dashboard/dsstoxdb/results?utf8=%E2%9C%93&search=DTXSID1020853 | 1 | Chemicals | e015862e-67f0-3f5a-af89-e9e36a0d69de | 4061cba4-cb52-3ef2-85a6-55942ed24d37 | 20aadc24-a391-41cf-b340-3e4529f44bde | 93a60a56-a3c8-11da-a746-0800200b9a66
2-Aminodiphenylene oxide | 3693-22-9 | 3693229 | 3693229 | C12H9NO |  | Mass | kg | emission | air | https://comptox.epa.gov/dashboard/dsstoxdb/results?utf8=%E2%9C%93&search=DTXSID4039239 | 1 | Chemicals | 33c3b348-c352-3659-ade2-910cfa0cb63e | 4061cba4-cb52-3ef2-85a6-55942ed24d37 | 20aadc24-a391-41cf-b340-3e4529f44bde | 93a60a56-a3c8-11da-a746-0800200b9a66
2-Chloro-5-(3,5-dimethylpiperidinosulphonyl)benzoic acid | 37087-94-8 | 37087948 | 37087948 | C14H18ClNO4S |  | Mass | kg | emission | air | https://comptox.epa.gov/dashboard/dsstoxdb/results?utf8=%E2%9C%93&search=DTXSID1020277 | 1 | Chemicals | 963cfd9a-53a6-3a1f-830b-d5ef580a391c | 4061cba4-cb52-3ef2-85a6-55942ed24d37 | 20aadc24-a391-41cf-b340-3e4529f44bde | 93a60a56-a3c8-11da-a746-0800200b9a66
Saflufenacil | 372137-35-4 | 372137354 | 372137354 | C17H17ClF4N4O5S |  | Mass | kg | emission | air | https://ofmpub.epa.gov/sor_internet/registry/substreg/searchandretrieve/substancesearch/search.do?details=displayDetails&selectedSubstanceId=101072 | 1 | Chemicals | f333d495-dfac-3774-af34-d251d29f5267 | 4061cba4-cb52-3ef2-85a6-55942ed24d37 | 20aadc24-a391-41cf-b340-3e4529f44bde | 93a60a56-a3c8-11da-a746-0800200b9a66
Validamycin | 37248-47-8 | 37248478 | 37248478 | C20H35NO13 |  | Mass | kg | emission | air | https://comptox.epa.gov/dashboard/dsstoxdb/results?utf8=%E2%9C%93&search=DTXSID4058073 | 1 | Chemicals | b5bddcc6-b924-3b78-98b0-a175c6f10908 | 4061cba4-cb52-3ef2-85a6-55942ed24d37 | 20aadc24-a391-41cf-b340-3e4529f44bde | 93a60a56-a3c8-11da-a746-0800200b9a66
3-Phenoxybenzoic acid | 3739-38-6 | 3739386 | 3739386 | C13H10O3 |  | Mass | kg | emission | air | https://ofmpub.epa.gov/sor_internet/registry/substreg/searchandretrieve/substancesearch/search.do?details=displayDetails&selectedSubstanceId=125966 | 1 | Chemicals | 55ac2f0a-0182-344e-ba25-44d6c0aa8bd4 | 4061cba4-cb52-3ef2-85a6-55942ed24d37 | 20aadc24-a391-41cf-b340-3e4529f44bde | 93a60a56-a3c8-11da-a746-0800200b9a66
Mandipropamid | 374726-62-2 | 374726622 | 374726622 | C23H22ClNO4 |  | Mass | kg | emission | air | https://ofmpub.epa.gov/sor_internet/registry/substreg/searchandretrieve/substancesearch/search.do?details=displayDetails&selectedSubstanceId=100940 | 1 | Chemicals | c4ca46ad-de5c-35d9-840a-0c39c12a24f2 | 4061cba4-cb52-3ef2-85a6-55942ed24d37 | 20aadc24-a391-41cf-b340-3e4529f44bde | 93a60a56-a3c8-11da-a746-0800200b9a66
4-Decylaniline | 37529-30-9 | 37529309 | 37529309 | C16H27N |  | Mass | kg | emission | air | https://comptox.epa.gov/dashboard/dsstoxdb/results?utf8=%E2%9C%93&search=DTXSID9022287 | 1 | Chemicals | da305761-8bf7-3ded-927e-0e9af4fdc76b | 4061cba4-cb52-3ef2-85a6-55942ed24d37 | 20aadc24-a391-41cf-b340-3e4529f44bde | 93a60a56-a3c8-11da-a746-0800200b9a66
2-Amino-5-(5-nitro-2-furyl)-1,3,4-oxadiazole | 3775-55-1 | 3775551 | 3775551 | C6H4N4O4 |  | Mass | kg | emission | air | https://comptox.epa.gov/dashboard/dsstoxdb/results?utf8=%E2%9C%93&search=DTXSID2020058 | 1 | Chemicals | 9ae78535-49d1-3e91-b438-cdaeadb5c980 | 4061cba4-cb52-3ef2-85a6-55942ed24d37 | 20aadc24-a391-41cf-b340-3e4529f44bde | 93a60a56-a3c8-11da-a746-0800200b9a66
Ethylnitrosocyanamide | 38434-77-4 | 38434774 | 38434774 | C3H5N3O |  | Mass | kg | emission | air | https://comptox.epa.gov/dashboard/dsstoxdb/results?utf8=%E2%9C%93&search=DTXSID9020611 | 1 | Chemicals | e0922046-cf00-31fe-bbd0-de150302cb1a | 4061cba4-cb52-3ef2-85a6-55942ed24d37 | 20aadc24-a391-41cf-b340-3e4529f44bde | 93a60a56-a3c8-11da-a746-0800200b9a66
2-Amino-4-(5-nitro-2-furyl)thiazole | 38514-71-5 | 38514715 | 38514715 | C7H5N3O3S |  | Mass | kg | emission | air | https://comptox.epa.gov/dashboard/dsstoxdb/results?utf8=%E2%9C%93&search=DTXSID4039237 | 1 | Chemicals | 73a67d16-d9df-3525-bf92-3fe77073e83b | 4061cba4-cb52-3ef2-85a6-55942ed24d37 | 20aadc24-a391-41cf-b340-3e4529f44bde | 93a60a56-a3c8-11da-a746-0800200b9a66
3-Phenoxybenzaldehyde | 39515-51-0 | 39515510 | 39515510 | C13H10O2 |  | Mass | kg | emission | air | https://ofmpub.epa.gov/sor_internet/registry/substreg/searchandretrieve/substancesearch/search.do?details=displayDetails&selectedSubstanceId=53078 | 1 | Chemicals | 3dfce54b-eda0-367c-9e74-3059827b3be3 | 4061cba4-cb52-3ef2-85a6-55942ed24d37 | 20aadc24-a391-41cf-b340-3e4529f44bde | 93a60a56-a3c8-11da-a746-0800200b9a66
4-tert-Butylpyridine | 3978-81-2 | 3978812 | 3978812 | C9H13N |  | Mass | kg | emission | air | https://comptox.epa.gov/dashboard/dsstoxdb/results?utf8=%E2%9C%93&search=DTXSID20192855 | 1 | Chemicals | b20ce21b-e6d2-34dc-9e6b-80e041e1fc95 | 4061cba4-cb52-3ef2-85a6-55942ed24d37 | 20aadc24-a391-41cf-b340-3e4529f44bde | 93a60a56-a3c8-11da-a746-0800200b9a66
N-4-(4'-Fluorobiphenyl)acetamide | 398-32-3 | 398323 | 398323 | C14H12FNO |  | Mass | kg | emission | air | https://comptox.epa.gov/dashboard/dsstoxdb/results?utf8=%E2%9C%93&search=DTXSID2020632 | 1 | Chemicals | d70d74c1-6572-342e-8b7a-4aa95aae6392 | 4061cba4-cb52-3ef2-85a6-55942ed24d37 | 20aadc24-a391-41cf-b340-3e4529f44bde | 93a60a56-a3c8-11da-a746-0800200b9a66
2-Amino-1,3,4-thiadiazole | 4005-51-0 | 4005510 | 4005510 | C2H3N3S |  | Mass | kg | emission | air | https://comptox.epa.gov/dashboard/dsstoxdb/results?utf8=%E2%9C%93&search=DTXSID50193113 | 1 | Chemicals | 30a943f6-e978-3d00-9128-998db759353b | 4061cba4-cb52-3ef2-85a6-55942ed24d37 | 20aadc24-a391-41cf-b340-3e4529f44bde | 93a60a56-a3c8-11da-a746-0800200b9a66
Tetrahydro-2-nitroso-2H-1,2-oxazine | 40548-68-3 | 40548683 | 40548683 | C4H8N2O2 |  | Mass | kg | emission | air | https://comptox.epa.gov/dashboard/dsstoxdb/results?utf8=%E2%9C%93&search=DTXSID1021326 | 1 | Chemicals | 1fb06486-c90f-3fde-b726-c00ad6ca002c | 4061cba4-cb52-3ef2-85a6-55942ed24d37 | 20aadc24-a391-41cf-b340-3e4529f44bde | 93a60a56-a3c8-11da-a746-0800200b9a66
Phenopylate | 40575-34-6 | 40575346 | 40575346 | C11H11Cl2NO2 |  | Mass | kg | emission | air | https://comptox.epa.gov/dashboard/dsstoxdb/results?utf8=%E2%9C%93&search=DTXSID60876304 | 1 | Chemicals | 5642e403-f75c-3d59-9cfd-b0be1e1a8edf | 4061cba4-cb52-3ef2-85a6-55942ed24d37 | 20aadc24-a391-41cf-b340-3e4529f44bde | 93a60a56-a3c8-11da-a746-0800200b9a66
Nitrosododecamethyleneimine | 40580-89-0 | 40580890 | 40580890 | C12H24N2O |  | Mass | kg | emission | air | https://comptox.epa.gov/dashboard/dsstoxdb/results?utf8=%E2%9C%93&search=DTXSID6021034 | 1 | Chemicals | 007984a9-215d-339f-9cbd-1710c8434704 | 4061cba4-cb52-3ef2-85a6-55942ed24d37 | 20aadc24-a391-41cf-b340-3e4529f44bde | 93a60a56-a3c8-11da-a746-0800200b9a66
1-Methyl-1-phenylthiourea | 4104-75-0 | 4104750 | 4104750 | C8H10N2S |  | Mass | kg | emission | air | https://comptox.epa.gov/dashboard/dsstoxdb/results?utf8=%E2%9C%93&search=DTXSID00194014 | 1 | Chemicals | 76a02407-9415-3b07-ad75-cade4da9d3fd | 4061cba4-cb52-3ef2-85a6-55942ed24d37 | 20aadc24-a391-41cf-b340-3e4529f44bde | 93a60a56-a3c8-11da-a746-0800200b9a66
3-Dibenzofuranamine | 4106-66-5 | 4106665 | 4106665 | C12H9NO |  | Mass | kg | emission | air | https://comptox.epa.gov/dashboard/dsstoxdb/results?utf8=%E2%9C%93&search=DTXSID3020411 | 1 | Chemicals | 4eaea12e-5e4a-3834-932c-5f13463b529f | 4061cba4-cb52-3ef2-85a6-55942ed24d37 | 20aadc24-a391-41cf-b340-3e4529f44bde | 93a60a56-a3c8-11da-a746-0800200b9a66
Dimethylnitramine | 4164-28-7 | 4164287 | 4164287 | C2H6N2O2 |  | Mass | kg | emission | air | https://comptox.epa.gov/dashboard/dsstoxdb/results?utf8=%E2%9C%93&search=DTXSID6020519 | 1 | Chemicals | f48ad93b-98a0-3e50-aeb1-f2adcb9890e2 | 4061cba4-cb52-3ef2-85a6-55942ed24d37 | 20aadc24-a391-41cf-b340-3e4529f44bde | 93a60a56-a3c8-11da-a746-0800200b9a66
2,2,2-Trifluoro-N-[4-(5-nitro-2-furyl)-2-thiazolyl]acetamide | 42011-48-3 | 42011483 | 42011483 | C9H4F3N3O4S |  | Mass | kg | emission | air | https://comptox.epa.gov/dashboard/dsstoxdb/results?utf8=%E2%9C%93&search=DTXSID9021394 | 1 | Chemicals | 791ca306-b3b9-3734-bc93-985fa1b6a4c4 | 4061cba4-cb52-3ef2-85a6-55942ed24d37 | 20aadc24-a391-41cf-b340-3e4529f44bde | 93a60a56-a3c8-11da-a746-0800200b9a66
Methyl 4-chloro-2-nitrobenzoate | 42087-80-9 | 42087809 | 42087809 | C8H6ClNO4 |  | Mass | kg | emission | air | https://comptox.epa.gov/dashboard/dsstoxdb/results?utf8=%E2%9C%93&search=DTXSID9022289 | 1 | Chemicals | e0aab428-caf1-3a5a-a0fc-a06fbde6179b | 4061cba4-cb52-3ef2-85a6-55942ed24d37 | 20aadc24-a391-41cf-b340-3e4529f44bde | 93a60a56-a3c8-11da-a746-0800200b9a66
Pyroxsulam | 422556-08-9 | 422556089 | 422556089 | C14H13F3N6O5S |  | Mass | kg | emission | air | https://ofmpub.epa.gov/sor_internet/registry/substreg/searchandretrieve/substancesearch/search.do?details=displayDetails&selectedSubstanceId=100984 | 1 | Chemicals | 1b09829b-7a7e-3f25-9453-15b230ecac1d | 4061cba4-cb52-3ef2-85a6-55942ed24d37 | 20aadc24-a391-41cf-b340-3e4529f44bde | 93a60a56-a3c8-11da-a746-0800200b9a66
1-Benzylimidazole | 4238-71-5 | 4238715 | 4238715 | C10H10N2 |  | Mass | kg | emission | air | https://comptox.epa.gov/dashboard/dsstoxdb/results?utf8=%E2%9C%93&search=DTXSID60195183 | 1 | Chemicals | 66094f58-81ba-339b-b45f-c787874bb0f6 | 4061cba4-cb52-3ef2-85a6-55942ed24d37 | 20aadc24-a391-41cf-b340-3e4529f44bde | 93a60a56-a3c8-11da-a746-0800200b9a66
Isopropyl disulfide | 4253-89-8 | 4253898 | 4253898 | C6H14S2 |  | Mass | kg | emission | air | https://comptox.epa.gov/dashboard/dsstoxdb/results?utf8=%E2%9C%93&search=DTXSID6022216 | 1 | Chemicals | 5dd97578-ac34-3c9d-a4e9-c62afa6419a3 | 4061cba4-cb52-3ef2-85a6-55942ed24d37 | 20aadc24-a391-41cf-b340-3e4529f44bde | 93a60a56-a3c8-11da-a746-0800200b9a66
1-Nitrosohydantoin | 42579-28-2 | 42579282 | 42579282 | C3H3N3O3 |  | Mass | kg | emission | air | https://comptox.epa.gov/dashboard/dsstoxdb/results?utf8=%E2%9C%93&search=DTXSID5021041 | 1 | Chemicals | c7f29e23-c7a6-3553-b223-f06801a9ebda | 4061cba4-cb52-3ef2-85a6-55942ed24d37 | 20aadc24-a391-41cf-b340-3e4529f44bde | 93a60a56-a3c8-11da-a746-0800200b9a66
Flumequine | 42835-25-6 | 42835256 | 42835256 | C14H12FNO3 |  | Mass | kg | emission | air | https://ofmpub.epa.gov/sor_internet/registry/substreg/searchandretrieve/substancesearch/search.do?details=displayDetails&selectedSubstanceId=101391 | 1 | Chemicals | c7f1a61d-8426-37a5-bb4b-314a79c456cf | 4061cba4-cb52-3ef2-85a6-55942ed24d37 | 20aadc24-a391-41cf-b340-3e4529f44bde | 93a60a56-a3c8-11da-a746-0800200b9a66
3-Furanmethanol | 4412-91-3 | 4412913 | 4412913 | C5H6O2 |  | Mass | kg | emission | air | https://comptox.epa.gov/dashboard/dsstoxdb/results?utf8=%E2%9C%93&search=DTXSID70196045 | 1 | Chemicals | 20e0caae-c595-320c-af6d-bfac7005bdff | 4061cba4-cb52-3ef2-85a6-55942ed24d37 | 20aadc24-a391-41cf-b340-3e4529f44bde | 93a60a56-a3c8-11da-a746-0800200b9a66
Pyroxasulfone | 447399-55-5 | 447399555 | 447399555 | C12H14F5N3O4S |  | Mass | kg | emission | air | https://ofmpub.epa.gov/sor_internet/registry/substreg/searchandretrieve/substancesearch/search.do?details=displayDetails&selectedSubstanceId=99055 | 1 | Chemicals | fb89a057-4c3d-3025-afff-e5d66f1becc9 | 4061cba4-cb52-3ef2-85a6-55942ed24d37 | 20aadc24-a391-41cf-b340-3e4529f44bde | 93a60a56-a3c8-11da-a746-0800200b9a66
1,2-Dihydronaphthalene | 447-53-0 | 447530 | 447530 | C10H10 |  | Mass | kg | emission | air | https://ofmpub.epa.gov/sor_internet/registry/substreg/searchandretrieve/substancesearch/search.do?details=displayDetails&selectedSubstanceId=98484 | 1 | Chemicals | c0a4e99e-b32b-329b-a6ce-f71ea88f0536 | 4061cba4-cb52-3ef2-85a6-55942ed24d37 | 20aadc24-a391-41cf-b340-3e4529f44bde | 93a60a56-a3c8-11da-a746-0800200b9a66
alpha,alpha,alpha-Trifluoro-o-tolunitrile | 447-60-9 | 447609 | 447609 | C8H4F3N |  | Mass | kg | emission | air | https://ofmpub.epa.gov/sor_internet/registry/substreg/searchandretrieve/substancesearch/search.do?details=displayDetails&selectedSubstanceId=98485 | 1 | Chemicals | 863bed65-bbcd-3b5a-b95e-e84ff3131e87 | 4061cba4-cb52-3ef2-85a6-55942ed24d37 | 20aadc24-a391-41cf-b340-3e4529f44bde | 93a60a56-a3c8-11da-a746-0800200b9a66
4-Methylcatechol | 452-86-8 | 452868 | 452868 | C7H8O2 |  | Mass | kg | emission | air | https://ofmpub.epa.gov/sor_internet/registry/substreg/searchandretrieve/substancesearch/search.do?details=displayDetails&selectedSubstanceId=98487 | 1 | Chemicals | e38e7b75-dbc7-358b-a6c1-0b4e1733d9f7 | 4061cba4-cb52-3ef2-85a6-55942ed24d37 | 20aadc24-a391-41cf-b340-3e4529f44bde | 93a60a56-a3c8-11da-a746-0800200b9a66
Benzenemethanol, 4-fluoro- | 459-56-3 | 459563 | 459563 | C7H7FO |  | Mass | kg | emission | air | https://ofmpub.epa.gov/sor_internet/registry/substreg/searchandretrieve/substancesearch/search.do?details=displayDetails&selectedSubstanceId=98488 | 1 | Chemicals | d8787d5e-3e3d-3945-abf3-1c7e2a5822af | 4061cba4-cb52-3ef2-85a6-55942ed24d37 | 20aadc24-a391-41cf-b340-3e4529f44bde | 93a60a56-a3c8-11da-a746-0800200b9a66
4-Fluorobenzaldehyde | 459-57-4 | 459574 | 459574 | C7H5FO |  | Mass | kg | emission | air | https://ofmpub.epa.gov/sor_internet/registry/substreg/searchandretrieve/substancesearch/search.do?details=displayDetails&selectedSubstanceId=45899 | 1 | Chemicals | 280a250b-90e5-3c5d-8783-98011adf4bb5 | 4061cba4-cb52-3ef2-85a6-55942ed24d37 | 20aadc24-a391-41cf-b340-3e4529f44bde | 93a60a56-a3c8-11da-a746-0800200b9a66
(-)-alpha-Cedrene | 469-61-4 | 469614 | 469614 | C15H24 |  | Mass | kg | emission | air | https://ofmpub.epa.gov/sor_internet/registry/substreg/searchandretrieve/substancesearch/search.do?details=displayDetails&selectedSubstanceId=45869 | 1 | Chemicals | 2da8e2de-d5e1-3985-8070-01d5a2bbef4e | 4061cba4-cb52-3ef2-85a6-55942ed24d37 | 20aadc24-a391-41cf-b340-3e4529f44bde | 93a60a56-a3c8-11da-a746-0800200b9a66
1-Hydroxymethylnaphthalene | 4780-79-4 | 4780794 | 4780794 | C11H10O |  | Mass | kg | emission | air | https://comptox.epa.gov/dashboard/dsstoxdb/results?utf8=%E2%9C%93&search=DTXSID30197295 | 1 | Chemicals | 461eb118-c2b2-3868-a62e-a347fb1813c2 | 4061cba4-cb52-3ef2-85a6-55942ed24d37 | 20aadc24-a391-41cf-b340-3e4529f44bde | 93a60a56-a3c8-11da-a746-0800200b9a66
3-Nitro-3-hexene | 4812-22-0 | 4812220 | 4812220 | C6H11NO2 |  | Mass | kg | emission | air | https://comptox.epa.gov/dashboard/dsstoxdb/results?utf8=%E2%9C%93&search=DTXSID4020955 | 1 | Chemicals | 920f3298-5a2e-3139-98dc-9a9f0f260a9b | 4061cba4-cb52-3ef2-85a6-55942ed24d37 | 20aadc24-a391-41cf-b340-3e4529f44bde | 93a60a56-a3c8-11da-a746-0800200b9a66
Juglone | 481-39-0 | 481390 | 481390 | C10H6O3 |  | Mass | kg | emission | air | https://ofmpub.epa.gov/sor_internet/registry/substreg/searchandretrieve/substancesearch/search.do?details=displayDetails&selectedSubstanceId=98500 | 1 | Chemicals | 110f95de-19b2-35aa-90b2-40407970b311 | 4061cba4-cb52-3ef2-85a6-55942ed24d37 | 20aadc24-a391-41cf-b340-3e4529f44bde | 93a60a56-a3c8-11da-a746-0800200b9a66
1,4-Naphthalenedione, 5-hydroxy-2-methyl- | 481-42-5 | 481425 | 481425 | C11H8O3 |  | Mass | kg | emission | air | https://ofmpub.epa.gov/sor_internet/registry/substreg/searchandretrieve/substancesearch/search.do?details=displayDetails&selectedSubstanceId=98501 | 1 | Chemicals | 65691971-1851-384a-80d0-36dba51459c8 | 4061cba4-cb52-3ef2-85a6-55942ed24d37 | 20aadc24-a391-41cf-b340-3e4529f44bde | 93a60a56-a3c8-11da-a746-0800200b9a66
Bicuculline | 485-49-4 | 485494 | 485494 | C20H17NO6 |  | Mass | kg | emission | air | https://ofmpub.epa.gov/sor_internet/registry/substreg/searchandretrieve/substancesearch/search.do?details=displayDetails&selectedSubstanceId=98505 | 1 | Chemicals | e5da4181-732e-3124-98da-47ff220a640d | 4061cba4-cb52-3ef2-85a6-55942ed24d37 | 20aadc24-a391-41cf-b340-3e4529f44bde | 93a60a56-a3c8-11da-a746-0800200b9a66
3-Methyl-2-nitrophenol | 4920-77-8 | 4920778 | 4920778 | C7H7NO3 |  | Mass | kg | emission | air | https://comptox.epa.gov/dashboard/dsstoxdb/results?utf8=%E2%9C%93&search=DTXSID90197716 | 1 | Chemicals | d4066528-1c0a-3375-9a7e-6206852529c4 | 4061cba4-cb52-3ef2-85a6-55942ed24d37 | 20aadc24-a391-41cf-b340-3e4529f44bde | 93a60a56-a3c8-11da-a746-0800200b9a66
1,4-Benzodioxin, 2,3-dihydro- | 493-09-4 | 493094 | 493094 | C8H8O2 |  | Mass | kg | emission | air | https://ofmpub.epa.gov/sor_internet/registry/substreg/searchandretrieve/substancesearch/search.do?details=displayDetails&selectedSubstanceId=98516 | 1 | Chemicals | b6161f22-97de-3068-88fc-a95a8501d099 | 4061cba4-cb52-3ef2-85a6-55942ed24d37 | 20aadc24-a391-41cf-b340-3e4529f44bde | 93a60a56-a3c8-11da-a746-0800200b9a66
Chlorantraniliprole | 500008-45-7 | 500008457 | 500008457 | C18H14BrCl2N5O2 |  | Mass | kg | emission | air | https://ofmpub.epa.gov/sor_internet/registry/substreg/searchandretrieve/substancesearch/search.do?details=displayDetails&selectedSubstanceId=101082 | 1 | Chemicals | 894c7dc4-19c6-331b-98cf-cdc916dc196c | 4061cba4-cb52-3ef2-85a6-55942ed24d37 | 20aadc24-a391-41cf-b340-3e4529f44bde | 93a60a56-a3c8-11da-a746-0800200b9a66
Phenol, 3,5-dimethoxy- | 500-99-2 | 500992 | 500992 | C8H10O3 |  | Mass | kg | emission | air | https://ofmpub.epa.gov/sor_internet/registry/substreg/searchandretrieve/substancesearch/search.do?details=displayDetails&selectedSubstanceId=98528 | 1 | Chemicals | 005fed24-d45c-3c76-82c5-d53e049f1f76 | 4061cba4-cb52-3ef2-85a6-55942ed24d37 | 20aadc24-a391-41cf-b340-3e4529f44bde | 93a60a56-a3c8-11da-a746-0800200b9a66
5-Nonanone | 502-56-7 | 502567 | 502567 | C9H18O |  | Mass | kg | emission | air | https://ofmpub.epa.gov/sor_internet/registry/substreg/searchandretrieve/substancesearch/search.do?details=displayDetails&selectedSubstanceId=45744 | 1 | Chemicals | f1eb6953-8fb8-3f5f-ac3f-5c01038b2467 | 4061cba4-cb52-3ef2-85a6-55942ed24d37 | 20aadc24-a391-41cf-b340-3e4529f44bde | 93a60a56-a3c8-11da-a746-0800200b9a66
2,6-Dichlorobenzoic acid | 50-30-6 | 50306 | 50306 | C7H4Cl2O2 |  | Mass | kg | emission | air | https://ofmpub.epa.gov/sor_internet/registry/substreg/searchandretrieve/substancesearch/search.do?details=displayDetails&selectedSubstanceId=96537 | 1 | Chemicals | 604040e4-2d7a-3d7d-a86e-710656ebb53b | 4061cba4-cb52-3ef2-85a6-55942ed24d37 | 20aadc24-a391-41cf-b340-3e4529f44bde | 93a60a56-a3c8-11da-a746-0800200b9a66
2,3,6-Trichloroanisole | 50375-10-5 | 50375105 | 50375105 | C7H5Cl3O |  | Mass | kg | emission | air | https://comptox.epa.gov/dashboard/dsstoxdb/results?utf8=%E2%9C%93&search=DTXSID60198432 | 1 | Chemicals | 9c71595b-0bfd-3cca-ba39-16d5b86037f7 | 4061cba4-cb52-3ef2-85a6-55942ed24d37 | 20aadc24-a391-41cf-b340-3e4529f44bde | 93a60a56-a3c8-11da-a746-0800200b9a66
Isoprothiolane | 50512-35-1 | 50512351 | 50512351 | C12H18O4S2 |  | Mass | kg | emission | air | https://ofmpub.epa.gov/sor_internet/registry/substreg/searchandretrieve/substancesearch/search.do?details=displayDetails&selectedSubstanceId=96604 | 1 | Chemicals | f4671fc4-2953-3c57-867c-30003328bff0 | 4061cba4-cb52-3ef2-85a6-55942ed24d37 | 20aadc24-a391-41cf-b340-3e4529f44bde | 93a60a56-a3c8-11da-a746-0800200b9a66
1,7,7-Trimethyltricyclo[2.2.1.02,6]heptane | 508-32-7 | 508327 | 508327 | C10H16 |  | Mass | kg | emission | air | https://ofmpub.epa.gov/sor_internet/registry/substreg/searchandretrieve/substancesearch/search.do?details=displayDetails&selectedSubstanceId=46057 | 1 | Chemicals | cbd72641-ae7a-3739-9960-e7e61b1252a3 | 4061cba4-cb52-3ef2-85a6-55942ed24d37 | 20aadc24-a391-41cf-b340-3e4529f44bde | 93a60a56-a3c8-11da-a746-0800200b9a66
Pretilachlor | 51218-49-6 | 51218496 | 51218496 | C17H26ClNO2 |  | Mass | kg | emission | air | https://comptox.epa.gov/dashboard/dsstoxdb/results?utf8=%E2%9C%93&search=DTXSID8058112 | 1 | Chemicals | 4e3bf469-6df8-3507-a06e-bd454eaad587 | 4061cba4-cb52-3ef2-85a6-55942ed24d37 | 20aadc24-a391-41cf-b340-3e4529f44bde | 93a60a56-a3c8-11da-a746-0800200b9a66
N,N'-[6-(5-Nitro-2-furyl)-S-triazine-2,4-diyl]bisacetamide | 51325-35-0 | 51325350 | 51325350 | C11H10N6O5 |  | Mass | kg | emission | air | https://comptox.epa.gov/dashboard/dsstoxdb/results?utf8=%E2%9C%93&search=DTXSID9020954 | 1 | Chemicals | 0fc38284-763d-3af4-aa16-02156c2375e4 | 4061cba4-cb52-3ef2-85a6-55942ed24d37 | 20aadc24-a391-41cf-b340-3e4529f44bde | 93a60a56-a3c8-11da-a746-0800200b9a66
Budesonide | 51333-22-3 | 51333223 | 51333223 | C25H34O6 |  | Mass | kg | emission | air | https://comptox.epa.gov/dashboard/dsstoxdb/results?utf8=%E2%9C%93&search=DTXSID8020202 | 1 | Chemicals | 3376746c-33e8-398c-add0-e01fd10e46a9 | 4061cba4-cb52-3ef2-85a6-55942ed24d37 | 20aadc24-a391-41cf-b340-3e4529f44bde | 93a60a56-a3c8-11da-a746-0800200b9a66
2-Iodobutane | 513-48-4 | 513484 | 513484 | C4H9I |  | Mass | kg | emission | air | https://ofmpub.epa.gov/sor_internet/registry/substreg/searchandretrieve/substancesearch/search.do?details=displayDetails&selectedSubstanceId=45334 | 1 | Chemicals | d4d8148f-8963-3186-bb81-369a22e71751 | 4061cba4-cb52-3ef2-85a6-55942ed24d37 | 20aadc24-a391-41cf-b340-3e4529f44bde | 93a60a56-a3c8-11da-a746-0800200b9a66
1'-Hydroxyestragole | 51410-44-7 | 51410447 | 51410447 | C10H12O2 |  | Mass | kg | emission | air | https://comptox.epa.gov/dashboard/dsstoxdb/results?utf8=%E2%9C%93&search=DTXSID6020723 | 1 | Chemicals | 775f3746-8e33-34a3-bbe4-ed484da009de | 4061cba4-cb52-3ef2-85a6-55942ed24d37 | 20aadc24-a391-41cf-b340-3e4529f44bde | 93a60a56-a3c8-11da-a746-0800200b9a66
N-Nitrosobenzthiazuron | 51542-33-7 | 51542337 | 51542337 | C9H8N4O2S |  | Mass | kg | emission | air | https://comptox.epa.gov/dashboard/dsstoxdb/results?utf8=%E2%9C%93&search=DTXSID2021020 | 1 | Chemicals | 975afa6d-b3ea-393f-932a-b98c810d90f5 | 4061cba4-cb52-3ef2-85a6-55942ed24d37 | 20aadc24-a391-41cf-b340-3e4529f44bde | 93a60a56-a3c8-11da-a746-0800200b9a66
2,5-Dimethylaniline hydrochloride | 51786-53-9 | 51786539 | 51786539 | C8H12ClN |  | Mass | kg | emission | air | https://comptox.epa.gov/dashboard/dsstoxdb/results?utf8=%E2%9C%93&search=DTXSID7021449 | 1 | Chemicals | 47be73fe-3cd1-358d-b66c-81c557c86e7e | 4061cba4-cb52-3ef2-85a6-55942ed24d37 | 20aadc24-a391-41cf-b340-3e4529f44bde | 93a60a56-a3c8-11da-a746-0800200b9a66
2,4-Dichlorodiphenyl ether | 51892-26-3 | 51892263 | 51892263 | C12H8Cl2O |  | Mass | kg | emission | air | https://comptox.epa.gov/dashboard/dsstoxdb/results?utf8=%E2%9C%93&search=DTXSID00199847 | 1 | Chemicals | e9424148-f8fb-3d79-9418-329100d23b42 | 4061cba4-cb52-3ef2-85a6-55942ed24d37 | 20aadc24-a391-41cf-b340-3e4529f44bde | 93a60a56-a3c8-11da-a746-0800200b9a66
1'-Hydroxysafrole | 5208-87-7 | 5208877 | 5208877 | C10H10O3 |  | Mass | kg | emission | air | https://comptox.epa.gov/dashboard/dsstoxdb/results?utf8=%E2%9C%93&search=DTXSID0020731 | 1 | Chemicals | 816178c3-5255-3030-8124-53c597f23cfb | 4061cba4-cb52-3ef2-85a6-55942ed24d37 | 20aadc24-a391-41cf-b340-3e4529f44bde | 93a60a56-a3c8-11da-a746-0800200b9a66
Ciprofibrate | 52214-84-3 | 52214843 | 52214843 | C13H14Cl2O3 |  | Mass | kg | emission | air | https://ofmpub.epa.gov/sor_internet/registry/substreg/searchandretrieve/substancesearch/search.do?details=displayDetails&selectedSubstanceId=126094 | 1 | Chemicals | e0f85aca-f7ef-3a26-88ad-0bfe50975e66 | 4061cba4-cb52-3ef2-85a6-55942ed24d37 | 20aadc24-a391-41cf-b340-3e4529f44bde | 93a60a56-a3c8-11da-a746-0800200b9a66
Pyrimitate | 5221-49-8 | 5221498 | 5221498 | C11H20N3O3PS |  | Mass | kg | emission | air | https://comptox.epa.gov/dashboard/dsstoxdb/results?utf8=%E2%9C%93&search=DTXSID3058117 | 1 | Chemicals | 61666fe6-5ce9-35fb-b49b-4a97ab5e6ac3 | 4061cba4-cb52-3ef2-85a6-55942ed24d37 | 20aadc24-a391-41cf-b340-3e4529f44bde | 93a60a56-a3c8-11da-a746-0800200b9a66
Pentachloroaniline | 527-20-8 | 527208 | 527208 | C6H2Cl5N |  | Mass | kg | emission | air | https://ofmpub.epa.gov/sor_internet/registry/substreg/searchandretrieve/substancesearch/search.do?details=displayDetails&selectedSubstanceId=107683 | 1 | Chemicals | 7f658a8b-495a-3163-92ca-236cbb35ea6e | 4061cba4-cb52-3ef2-85a6-55942ed24d37 | 20aadc24-a391-41cf-b340-3e4529f44bde | 93a60a56-a3c8-11da-a746-0800200b9a66
Isoxanthopterin | 529-69-1 | 529691 | 529691 | C6H5N5O2 |  | Mass | kg | emission | air | https://comptox.epa.gov/dashboard/dsstoxdb/results?utf8=%E2%9C%93&search=DTXSID20200949 | 1 | Chemicals | 34fe2641-d337-3384-97aa-93965b13f82b | 4061cba4-cb52-3ef2-85a6-55942ed24d37 | 20aadc24-a391-41cf-b340-3e4529f44bde | 93a60a56-a3c8-11da-a746-0800200b9a66
Benzoyl isothiocyanate | 532-55-8 | 532558 | 532558 | C8H5NOS |  | Mass | kg | emission | air | https://comptox.epa.gov/dashboard/dsstoxdb/results?utf8=%E2%9C%93&search=DTXSID00201257 | 1 | Chemicals | a8174c6e-2257-3d66-b838-3cf5f9d9631a | 4061cba4-cb52-3ef2-85a6-55942ed24d37 | 20aadc24-a391-41cf-b340-3e4529f44bde | 93a60a56-a3c8-11da-a746-0800200b9a66
Benzene, 1-chloro-3-methyl-4-nitro- (9CI) | 5367-28-2 | 5367282 | 5367282 | C7H6ClNO2 |  | Mass | kg | emission | air | https://comptox.epa.gov/dashboard/dsstoxdb/results?utf8=%E2%9C%93&search=DTXSID80201912 | 1 | Chemicals | 3af81f63-f12d-3d9f-8a8d-60ef812159bb | 4061cba4-cb52-3ef2-85a6-55942ed24d37 | 20aadc24-a391-41cf-b340-3e4529f44bde | 93a60a56-a3c8-11da-a746-0800200b9a66
Metomidate | 5377-20-8 | 5377208 | 5377208 | C13H14N2O2 |  | Mass | kg | emission | air | https://comptox.epa.gov/dashboard/dsstoxdb/results?utf8=%E2%9C%93&search=DTXSID1048411 | 1 | Chemicals | 7d3476c3-4511-3a77-9fb2-e133a0e5d576 | 4061cba4-cb52-3ef2-85a6-55942ed24d37 | 20aadc24-a391-41cf-b340-3e4529f44bde | 93a60a56-a3c8-11da-a746-0800200b9a66
3,6-Dithiaoctane | 5395-75-5 | 5395755 | 5395755 | C6H14S2 |  | Mass | kg | emission | air | https://comptox.epa.gov/dashboard/dsstoxdb/results?utf8=%E2%9C%93&search=DTXSID0022226 | 1 | Chemicals | e349222f-d1da-3e86-9577-b1a3b7b7d0bf | 4061cba4-cb52-3ef2-85a6-55942ed24d37 | 20aadc24-a391-41cf-b340-3e4529f44bde | 93a60a56-a3c8-11da-a746-0800200b9a66
Butane, 1-iodo-3-methyl- | 541-28-6 | 541286 | 541286 | C5H11I |  | Mass | kg | emission | air | https://ofmpub.epa.gov/sor_internet/registry/substreg/searchandretrieve/substancesearch/search.do?details=displayDetails&selectedSubstanceId=91432 | 1 | Chemicals | 1641db9c-2fca-3b56-a026-64073586b1ac | 4061cba4-cb52-3ef2-85a6-55942ed24d37 | 20aadc24-a391-41cf-b340-3e4529f44bde | 93a60a56-a3c8-11da-a746-0800200b9a66
2,3,4-Trichloroanisole | 54135-80-7 | 54135807 | 54135807 | C7H5Cl3O |  | Mass | kg | emission | air | https://comptox.epa.gov/dashboard/dsstoxdb/results?utf8=%E2%9C%93&search=DTXSID10202477 | 1 | Chemicals | 785d3c24-737e-3238-8cf3-bc78c77621bb | 4061cba4-cb52-3ef2-85a6-55942ed24d37 | 20aadc24-a391-41cf-b340-3e4529f44bde | 93a60a56-a3c8-11da-a746-0800200b9a66
Empenthrin | 54406-48-3 | 54406483 | 54406483 | C18H26O2 |  | Mass | kg | emission | air | https://comptox.epa.gov/dashboard/dsstoxdb/results?utf8=%E2%9C%93&search=DTXSID2058122 | 1 | Chemicals | f4fa9880-7830-3267-9dc7-5ca5785eab72 | 4061cba4-cb52-3ef2-85a6-55942ed24d37 | 20aadc24-a391-41cf-b340-3e4529f44bde | 93a60a56-a3c8-11da-a746-0800200b9a66
1,3,5-Cycloheptatriene | 544-25-2 | 544252 | 544252 | C7H8 |  | Mass | kg | emission | air | https://ofmpub.epa.gov/sor_internet/registry/substreg/searchandretrieve/substancesearch/search.do?details=displayDetails&selectedSubstanceId=90720 | 1 | Chemicals | 4c8bd886-a66a-3d49-ac37-04e3c23b46d8 | 4061cba4-cb52-3ef2-85a6-55942ed24d37 | 20aadc24-a391-41cf-b340-3e4529f44bde | 93a60a56-a3c8-11da-a746-0800200b9a66
Selenium tetrakis(diethyldithiocarbamate) | 5456-28-0 | 5456280 | 5456280 | C20H40N4S8Se |  | Mass | kg | emission | air | https://comptox.epa.gov/dashboard/dsstoxdb/results?utf8=%E2%9C%93&search=DTXSID4021262 | 1 | Chemicals | af5707c2-80c0-3dea-876c-34d5a768783e | 4061cba4-cb52-3ef2-85a6-55942ed24d37 | 20aadc24-a391-41cf-b340-3e4529f44bde | 93a60a56-a3c8-11da-a746-0800200b9a66
2,4,6-Trichloro-m-cresol | 551-76-8 | 551768 | 551768 | C7H5Cl3O |  | Mass | kg | emission | air | https://comptox.epa.gov/dashboard/dsstoxdb/results?utf8=%E2%9C%93&search=DTXSID30203623 | 1 | Chemicals | 17ee7175-98d0-391d-9c06-8955e3f4af12 | 4061cba4-cb52-3ef2-85a6-55942ed24d37 | 20aadc24-a391-41cf-b340-3e4529f44bde | 93a60a56-a3c8-11da-a746-0800200b9a66
2'-Hydroxy-4'-methoxyacetophenone | 552-41-0 | 552410 | 552410 | C9H10O3 |  | Mass | kg | emission | air | https://comptox.epa.gov/dashboard/dsstoxdb/results?utf8=%E2%9C%93&search=DTXSID1022059 | 1 | Chemicals | 01931bf4-d669-3de0-85c7-b6d3411ea679 | 4061cba4-cb52-3ef2-85a6-55942ed24d37 | 20aadc24-a391-41cf-b340-3e4529f44bde | 93a60a56-a3c8-11da-a746-0800200b9a66
2-Nitrobenzaldehyde | 552-89-6 | 552896 | 552896 | C7H5NO3 |  | Mass | kg | emission | air | https://ofmpub.epa.gov/sor_internet/registry/substreg/searchandretrieve/substancesearch/search.do?details=displayDetails&selectedSubstanceId=45428 | 1 | Chemicals | d711926c-4fa3-395f-ae4d-e088c1990f05 | 4061cba4-cb52-3ef2-85a6-55942ed24d37 | 20aadc24-a391-41cf-b340-3e4529f44bde | 93a60a56-a3c8-11da-a746-0800200b9a66
Nicotinic acid hydrazide | 553-53-7 | 553537 | 553537 | C6H7N3O |  | Mass | kg | emission | air | https://comptox.epa.gov/dashboard/dsstoxdb/results?utf8=%E2%9C%93&search=DTXSID6020933 | 1 | Chemicals | b4aae41f-1a04-37ac-8027-4d7a8b03bac7 | 4061cba4-cb52-3ef2-85a6-55942ed24d37 | 20aadc24-a391-41cf-b340-3e4529f44bde | 93a60a56-a3c8-11da-a746-0800200b9a66
1,4-Dinitroso-2,6-dimethylpiperazine | 55380-34-2 | 55380342 | 55380342 | C6H12N4O2 |  | Mass | kg | emission | air | https://comptox.epa.gov/dashboard/dsstoxdb/results?utf8=%E2%9C%93&search=DTXSID0021468 | 1 | Chemicals | f9b76972-7422-3fd5-884d-41b61b465fd2 | 4061cba4-cb52-3ef2-85a6-55942ed24d37 | 20aadc24-a391-41cf-b340-3e4529f44bde | 93a60a56-a3c8-11da-a746-0800200b9a66
4-Nitrobenzaldehyde | 555-16-8 | 555168 | 555168 | C7H5NO3 |  | Mass | kg | emission | air | https://ofmpub.epa.gov/sor_internet/registry/substreg/searchandretrieve/substancesearch/search.do?details=displayDetails&selectedSubstanceId=45408 | 1 | Chemicals | 68aa205d-7516-3110-827b-212f0f6b237e | 4061cba4-cb52-3ef2-85a6-55942ed24d37 | 20aadc24-a391-41cf-b340-3e4529f44bde | 93a60a56-a3c8-11da-a746-0800200b9a66
Nitroso-1,2,3,6-tetrahydropyridine | 55556-92-8 | 55556928 | 55556928 | C5H8N2O |  | Mass | kg | emission | air | https://comptox.epa.gov/dashboard/dsstoxdb/results?utf8=%E2%9C%93&search=DTXSID8021010 | 1 | Chemicals | d0b026d4-4fbc-3be6-bbde-eda3715dfc1d | 4061cba4-cb52-3ef2-85a6-55942ed24d37 | 20aadc24-a391-41cf-b340-3e4529f44bde | 93a60a56-a3c8-11da-a746-0800200b9a66
3-Methyl-2-buten-1-ol | 556-82-1 | 556821 | 556821 | C5H10O |  | Mass | kg | emission | air | https://ofmpub.epa.gov/sor_internet/registry/substreg/searchandretrieve/substancesearch/search.do?details=displayDetails&selectedSubstanceId=45383 | 1 | Chemicals | 0ea6d328-4b2e-39c1-a468-f695309d3f97 | 4061cba4-cb52-3ef2-85a6-55942ed24d37 | 20aadc24-a391-41cf-b340-3e4529f44bde | 93a60a56-a3c8-11da-a746-0800200b9a66
trans-2-[(Dimethylamino)methylimino]-5-[2-(5-nitro-2-furyl)vinyl]-1,3,4-oxadiazole | 55738-54-0 | 55738540 | 55738540 | C11H13N5O4 |  | Mass | kg | emission | air | https://comptox.epa.gov/dashboard/dsstoxdb/results?utf8=%E2%9C%93&search=DTXSID7020502 | 1 | Chemicals | 0e385f7e-270a-393d-8891-701660a6211d | 4061cba4-cb52-3ef2-85a6-55942ed24d37 | 20aadc24-a391-41cf-b340-3e4529f44bde | 93a60a56-a3c8-11da-a746-0800200b9a66
6-Phenylhexanoic acid | 5581-75-9 | 5581759 | 5581759 | C12H16O2 |  | Mass | kg | emission | air | https://comptox.epa.gov/dashboard/dsstoxdb/results?utf8=%E2%9C%93&search=DTXSID90204398 | 1 | Chemicals | 9e0d8488-b249-303d-b17c-011fa13f9f99 | 4061cba4-cb52-3ef2-85a6-55942ed24d37 | 20aadc24-a391-41cf-b340-3e4529f44bde | 93a60a56-a3c8-11da-a746-0800200b9a66
p-(tert-Butyl)benzamide | 56108-12-4 | 56108124 | 56108124 | C11H15NO |  | Mass | kg | emission | air | https://comptox.epa.gov/dashboard/dsstoxdb/results?utf8=%E2%9C%93&search=DTXSID3022295 | 1 | Chemicals | 339857b1-c646-35c4-b36b-3688f4ccb12f | 4061cba4-cb52-3ef2-85a6-55942ed24d37 | 20aadc24-a391-41cf-b340-3e4529f44bde | 93a60a56-a3c8-11da-a746-0800200b9a66
N-Nitrosopiperazine | 5632-47-3 | 5632473 | 5632473 | C4H9N3O |  | Mass | kg | emission | air | https://comptox.epa.gov/dashboard/dsstoxdb/results?utf8=%E2%9C%93&search=DTXSID9021059 | 1 | Chemicals | df7085a5-a74e-3a0e-a53c-d59a2b9ebff0 | 4061cba4-cb52-3ef2-85a6-55942ed24d37 | 20aadc24-a391-41cf-b340-3e4529f44bde | 93a60a56-a3c8-11da-a746-0800200b9a66
3,3',4,4'-Tetrachlorodiphenyl ether | 56348-72-2 | 56348722 | 56348722 | C12H6Cl4O |  | Mass | kg | emission | air | https://comptox.epa.gov/dashboard/dsstoxdb/results?utf8=%E2%9C%93&search=DTXSID20204886 | 1 | Chemicals | 21618672-d965-3965-ba54-230d96a08de3 | 4061cba4-cb52-3ef2-85a6-55942ed24d37 | 20aadc24-a391-41cf-b340-3e4529f44bde | 93a60a56-a3c8-11da-a746-0800200b9a66
2-Octynoic acid | 5663-96-7 | 5663967 | 5663967 | C8H12O2 |  | Mass | kg | emission | air | https://comptox.epa.gov/dashboard/dsstoxdb/results?utf8=%E2%9C%93&search=DTXSID50205205 | 1 | Chemicals | 5e720f9d-3738-3f4b-bea4-95e6e7851bb8 | 4061cba4-cb52-3ef2-85a6-55942ed24d37 | 20aadc24-a391-41cf-b340-3e4529f44bde | 93a60a56-a3c8-11da-a746-0800200b9a66
1,3-Dibutyl-1-nitrosourea | 56654-52-5 | 56654525 | 56654525 | C9H19N3O2 |  | Mass | kg | emission | air | https://comptox.epa.gov/dashboard/dsstoxdb/results?utf8=%E2%9C%93&search=DTXSID8020418 | 1 | Chemicals | dd21d961-a002-345d-8b05-05f635110030 | 4061cba4-cb52-3ef2-85a6-55942ed24d37 | 20aadc24-a391-41cf-b340-3e4529f44bde | 93a60a56-a3c8-11da-a746-0800200b9a66
Butylhydrazine hydrochloride | 56795-65-4 | 56795654 | 56795654 | C4H13ClN2 |  | Mass | kg | emission | air | https://comptox.epa.gov/dashboard/dsstoxdb/results?utf8=%E2%9C%93&search=DTXSID2020218 | 1 | Chemicals | d6fc07e4-a61f-3c34-be1f-c784967b90b6 | 4061cba4-cb52-3ef2-85a6-55942ed24d37 | 20aadc24-a391-41cf-b340-3e4529f44bde | 93a60a56-a3c8-11da-a746-0800200b9a66
2-Dimethylaminopyridine | 5683-33-0 | 5683330 | 5683330 | C7H10N2 |  | Mass | kg | emission | air | https://comptox.epa.gov/dashboard/dsstoxdb/results?utf8=%E2%9C%93&search=DTXSID9022231 | 1 | Chemicals | 37fba0e4-d5fe-3458-b947-e643918a6d31 | 4061cba4-cb52-3ef2-85a6-55942ed24d37 | 20aadc24-a391-41cf-b340-3e4529f44bde | 93a60a56-a3c8-11da-a746-0800200b9a66
Pyroquilon | 57369-32-1 | 57369321 | 57369321 | C11H11NO |  | Mass | kg | emission | air | https://comptox.epa.gov/dashboard/dsstoxdb/results?utf8=%E2%9C%93&search=DTXSID6058132 | 1 | Chemicals | 548b5b49-68b4-37a9-8340-8d28525d3cb5 | 4061cba4-cb52-3ef2-85a6-55942ed24d37 | 20aadc24-a391-41cf-b340-3e4529f44bde | 93a60a56-a3c8-11da-a746-0800200b9a66
Pentanal methylformylhydrazone | 57590-20-2 | 57590202 | 57590202 | C7H14N2O |  | Mass | kg | emission | air | https://comptox.epa.gov/dashboard/dsstoxdb/results?utf8=%E2%9C%93&search=DTXSID1021110 | 1 | Chemicals | d7322af6-be28-3cc7-9628-80677fc4a761 | 4061cba4-cb52-3ef2-85a6-55942ed24d37 | 20aadc24-a391-41cf-b340-3e4529f44bde | 93a60a56-a3c8-11da-a746-0800200b9a66
Furalaxyl | 57646-30-7 | 57646307 | 57646307 | C17H19NO4 |  | Mass | kg | emission | air | https://comptox.epa.gov/dashboard/dsstoxdb/results?utf8=%E2%9C%93&search=DTXSID4047543 | 1 | Chemicals | 5cb93151-0442-3751-99fc-40d0626ff776 | 4061cba4-cb52-3ef2-85a6-55942ed24d37 | 20aadc24-a391-41cf-b340-3e4529f44bde | 93a60a56-a3c8-11da-a746-0800200b9a66
Anthrarobin | 577-33-3 | 577333 | 577333 | C14H10O3 |  | Mass | kg | emission | air | https://comptox.epa.gov/dashboard/dsstoxdb/results?utf8=%E2%9C%93&search=DTXSID20206401 | 1 | Chemicals | aef69be9-4742-368e-8a06-9972d110ef9b | 4061cba4-cb52-3ef2-85a6-55942ed24d37 | 20aadc24-a391-41cf-b340-3e4529f44bde | 93a60a56-a3c8-11da-a746-0800200b9a66
Closantel | 57808-65-8 | 57808658 | 57808658 | C22H14Cl2I2N2O2 |  | Mass | kg | emission | air | https://comptox.epa.gov/dashboard/dsstoxdb/results?utf8=%E2%9C%93&search=DTXSID6040662 | 1 | Chemicals | 07d331b1-335a-3981-9582-ce23e7edb827 | 4061cba4-cb52-3ef2-85a6-55942ed24d37 | 20aadc24-a391-41cf-b340-3e4529f44bde | 93a60a56-a3c8-11da-a746-0800200b9a66
2,2-Dimethyl-1-propylamine | 5813-64-9 | 5813649 | 5813649 | C5H13N |  | Mass | kg | emission | air | https://comptox.epa.gov/dashboard/dsstoxdb/results?utf8=%E2%9C%93&search=DTXSID4022232 | 1 | Chemicals | 70a85dae-1ba7-356f-a946-f86a5d59e2c3 | 4061cba4-cb52-3ef2-85a6-55942ed24d37 | 20aadc24-a391-41cf-b340-3e4529f44bde | 93a60a56-a3c8-11da-a746-0800200b9a66
2-Methoxy-3-aminodibenzofuran | 5834-17-3 | 5834173 | 5834173 | C13H11NO2 |  | Mass | kg | emission | air | https://comptox.epa.gov/dashboard/dsstoxdb/results?utf8=%E2%9C%93&search=DTXSID9020825 | 1 | Chemicals | 963a40a5-a946-32de-af7d-e346fb217a7e | 4061cba4-cb52-3ef2-85a6-55942ed24d37 | 20aadc24-a391-41cf-b340-3e4529f44bde | 93a60a56-a3c8-11da-a746-0800200b9a66
1,2-Dimethylcyclohexane | 583-57-3 | 583573 | 583573 | C8H16 |  | Mass | kg | emission | air | https://ofmpub.epa.gov/sor_internet/registry/substreg/searchandretrieve/substancesearch/search.do?details=displayDetails&selectedSubstanceId=89226 | 1 | Chemicals | 48877b10-8794-3e3a-88f6-24826985bd87 | 4061cba4-cb52-3ef2-85a6-55942ed24d37 | 20aadc24-a391-41cf-b340-3e4529f44bde | 93a60a56-a3c8-11da-a746-0800200b9a66
3-Pentanol | 584-02-1 | 584021 | 584021 | C5H12O |  | Mass | kg | emission | air | https://ofmpub.epa.gov/sor_internet/registry/substreg/searchandretrieve/substancesearch/search.do?details=displayDetails&selectedSubstanceId=45198 | 1 | Chemicals | ccc0caec-29bc-3157-bdc1-985774f16f2a | 4061cba4-cb52-3ef2-85a6-55942ed24d37 | 20aadc24-a391-41cf-b340-3e4529f44bde | 93a60a56-a3c8-11da-a746-0800200b9a66
Piconol | 586-98-1 | 586981 | 586981 | C6H7NO |  | Mass | kg | emission | air | https://comptox.epa.gov/dashboard/dsstoxdb/results?utf8=%E2%9C%93&search=DTXSID8046531 | 1 | Chemicals | 61112352-361c-313c-ab5c-8956745ca54f | 4061cba4-cb52-3ef2-85a6-55942ed24d37 | 20aadc24-a391-41cf-b340-3e4529f44bde | 93a60a56-a3c8-11da-a746-0800200b9a66
N-Allylaniline | 589-09-3 | 589093 | 589093 | C9H11N |  | Mass | kg | emission | air | https://comptox.epa.gov/dashboard/dsstoxdb/results?utf8=%E2%9C%93&search=DTXSID5022065 | 1 | Chemicals | 7e5bcfb0-0645-37e5-8890-edcd47b26fb0 | 4061cba4-cb52-3ef2-85a6-55942ed24d37 | 20aadc24-a391-41cf-b340-3e4529f44bde | 93a60a56-a3c8-11da-a746-0800200b9a66
1,4-Dimethylcyclohexane | 589-90-2 | 589902 | 589902 | C8H16 |  | Mass | kg | emission | air | https://ofmpub.epa.gov/sor_internet/registry/substreg/searchandretrieve/substancesearch/search.do?details=displayDetails&selectedSubstanceId=96514 | 1 | Chemicals | 7f8ab853-3d92-3d70-9915-b3e12c156e8c | 4061cba4-cb52-3ef2-85a6-55942ed24d37 | 20aadc24-a391-41cf-b340-3e4529f44bde | 93a60a56-a3c8-11da-a746-0800200b9a66
1,3-Dimethylcyclohexane | 591-21-9 | 591219 | 591219 | C8H16 |  | Mass | kg | emission | air | https://ofmpub.epa.gov/sor_internet/registry/substreg/searchandretrieve/substancesearch/search.do?details=displayDetails&selectedSubstanceId=100802 | 1 | Chemicals | 4a4c5217-a67b-3d67-a579-a4b2941c62f1 | 4061cba4-cb52-3ef2-85a6-55942ed24d37 | 20aadc24-a391-41cf-b340-3e4529f44bde | 93a60a56-a3c8-11da-a746-0800200b9a66
2,4-Hexadiene | 592-46-1 | 592461 | 592461 | C6H10 |  | Mass | kg | emission | air | https://comptox.epa.gov/dashboard/dsstoxdb/results?utf8=%E2%9C%93&search=DTXSID5022069 | 1 | Chemicals | 23bcb816-1fae-3471-8790-192beae44fe2 | 4061cba4-cb52-3ef2-85a6-55942ed24d37 | 20aadc24-a391-41cf-b340-3e4529f44bde | 93a60a56-a3c8-11da-a746-0800200b9a66
Dimethylarsine | 593-57-7 | 593577 | 593577 | C2H7As |  | Mass | kg | emission | air | https://comptox.epa.gov/dashboard/dsstoxdb/results?utf8=%E2%9C%93&search=DTXSID80870647 | 1 | Chemicals | 63170207-21cf-31ad-8a64-f8c2800557bf | 4061cba4-cb52-3ef2-85a6-55942ed24d37 | 20aadc24-a391-41cf-b340-3e4529f44bde | 93a60a56-a3c8-11da-a746-0800200b9a66
Tetramethyltin | 594-27-4 | 594274 | 594274 | C4H12Sn |  | Mass | kg | emission | air | https://ofmpub.epa.gov/sor_internet/registry/substreg/searchandretrieve/substancesearch/search.do?details=displayDetails&selectedSubstanceId=45062 | 1 | Chemicals | 8dc24671-9a50-375f-8d3e-42f697ff1255 | 4061cba4-cb52-3ef2-85a6-55942ed24d37 | 20aadc24-a391-41cf-b340-3e4529f44bde | 93a60a56-a3c8-11da-a746-0800200b9a66
2,2-Dimethylbutanoic acid | 595-37-9 | 595379 | 595379 | C6H12O2 |  | Mass | kg | emission | air | https://comptox.epa.gov/dashboard/dsstoxdb/results?utf8=%E2%9C%93&search=DTXSID0032811 | 1 | Chemicals | bc2084da-8501-3f5f-a700-2868543b92cf | 4061cba4-cb52-3ef2-85a6-55942ed24d37 | 20aadc24-a391-41cf-b340-3e4529f44bde | 93a60a56-a3c8-11da-a746-0800200b9a66
2,2-Dimethylbutanedioic acid | 597-43-3 | 597433 | 597433 | C6H10O4 |  | Mass | kg | emission | air | https://comptox.epa.gov/dashboard/dsstoxdb/results?utf8=%E2%9C%93&search=DTXSID6021581 | 1 | Chemicals | f248f205-18a5-389e-bd70-f7329454413f | 4061cba4-cb52-3ef2-85a6-55942ed24d37 | 20aadc24-a391-41cf-b340-3e4529f44bde | 93a60a56-a3c8-11da-a746-0800200b9a66
Tribromoethene | 598-16-3 | 598163 | 598163 | C2HBr3 |  | Mass | kg | emission | air | https://ofmpub.epa.gov/sor_internet/registry/substreg/searchandretrieve/substancesearch/search.do?details=displayDetails&selectedSubstanceId=45038 | 1 | Chemicals | 612c2251-3606-3349-addc-06ddd3ec61f6 | 4061cba4-cb52-3ef2-85a6-55942ed24d37 | 20aadc24-a391-41cf-b340-3e4529f44bde | 93a60a56-a3c8-11da-a746-0800200b9a66
N-Methylthiourea | 598-52-7 | 598527 | 598527 | C2H6N2S |  | Mass | kg | emission | air | https://comptox.epa.gov/dashboard/dsstoxdb/results?utf8=%E2%9C%93&search=DTXSID90208533 | 1 | Chemicals | c1cbb66c-f126-3d1a-8d9f-fbf90f431a29 | 4061cba4-cb52-3ef2-85a6-55942ed24d37 | 20aadc24-a391-41cf-b340-3e4529f44bde | 93a60a56-a3c8-11da-a746-0800200b9a66
Methylnitramine | 598-57-2 | 598572 | 598572 | CH4N2O2 |  | Mass | kg | emission | air | https://comptox.epa.gov/dashboard/dsstoxdb/results?utf8=%E2%9C%93&search=DTXSID9020879 | 1 | Chemicals | 03b0f1c9-4585-38da-9675-8ea5a9dcabef | 4061cba4-cb52-3ef2-85a6-55942ed24d37 | 20aadc24-a391-41cf-b340-3e4529f44bde | 93a60a56-a3c8-11da-a746-0800200b9a66
2-Nitrobutane | 600-24-8 | 600248 | 600248 | C4H9NO2 |  | Mass | kg | emission | air | https://comptox.epa.gov/dashboard/dsstoxdb/results?utf8=%E2%9C%93&search=DTXSID3020968 | 1 | Chemicals | 7e1bf282-8f03-393a-b7ae-8f23c1f63a0d | 4061cba4-cb52-3ef2-85a6-55942ed24d37 | 20aadc24-a391-41cf-b340-3e4529f44bde | 93a60a56-a3c8-11da-a746-0800200b9a66
Petasitenine | 60102-37-6 | 60102376 | 60102376 | C19H27NO7 |  | Mass | kg | emission | air | https://comptox.epa.gov/dashboard/dsstoxdb/results?utf8=%E2%9C%93&search=DTXSID6021115 | 1 | Chemicals | ad8adfbd-d049-3f3e-b543-68ddaae11026 | 4061cba4-cb52-3ef2-85a6-55942ed24d37 | 20aadc24-a391-41cf-b340-3e4529f44bde | 93a60a56-a3c8-11da-a746-0800200b9a66
2,3',4,4',5-Pentachlorodiphenyl ether | 60123-65-1 | 60123651 | 60123651 | C12H5Cl5O |  | Mass | kg | emission | air | https://comptox.epa.gov/dashboard/dsstoxdb/results?utf8=%E2%9C%93&search=DTXSID10208873 | 1 | Chemicals | 4980c2fe-290e-3fa0-a207-196c2762aa7a | 4061cba4-cb52-3ef2-85a6-55942ed24d37 | 20aadc24-a391-41cf-b340-3e4529f44bde | 93a60a56-a3c8-11da-a746-0800200b9a66
Gabapentin | 60142-96-3 | 60142963 | 60142963 | C9H17NO2 |  | Mass | kg | emission | air | https://ofmpub.epa.gov/sor_internet/registry/substreg/searchandretrieve/substancesearch/search.do?details=displayDetails&selectedSubstanceId=101690 | 1 | Chemicals | d39214f3-9056-3d23-8a49-846a312a1094 | 4061cba4-cb52-3ef2-85a6-55942ed24d37 | 20aadc24-a391-41cf-b340-3e4529f44bde | 93a60a56-a3c8-11da-a746-0800200b9a66
N-Nitrosobis(2-oxopropyl)amine | 60599-38-4 | 60599384 | 60599384 | C6H10N2O3 |  | Mass | kg | emission | air | https://comptox.epa.gov/dashboard/dsstoxdb/results?utf8=%E2%9C%93&search=DTXSID2021022 | 1 | Chemicals | 1db99522-0302-305d-956c-b0a54ce0ea3b | 4061cba4-cb52-3ef2-85a6-55942ed24d37 | 20aadc24-a391-41cf-b340-3e4529f44bde | 93a60a56-a3c8-11da-a746-0800200b9a66
2,6-Dinitroaniline | 606-22-4 | 606224 | 606224 | C6H5N3O4 |  | Mass | kg | emission | air | https://comptox.epa.gov/dashboard/dsstoxdb/results?utf8=%E2%9C%93&search=DTXSID70209402 | 1 | Chemicals | 8ae8d782-1a7c-37f6-bd28-36cf88d20608 | 4061cba4-cb52-3ef2-85a6-55942ed24d37 | 20aadc24-a391-41cf-b340-3e4529f44bde | 93a60a56-a3c8-11da-a746-0800200b9a66
Diethyl benzylmalonate | 607-81-8 | 607818 | 607818 | C14H18O4 |  | Mass | kg | emission | air | https://ofmpub.epa.gov/sor_internet/registry/substreg/searchandretrieve/substancesearch/search.do?details=displayDetails&selectedSubstanceId=44961 | 1 | Chemicals | 8949e40c-0118-3ae7-acb7-2955427d6313 | 4061cba4-cb52-3ef2-85a6-55942ed24d37 | 20aadc24-a391-41cf-b340-3e4529f44bde | 93a60a56-a3c8-11da-a746-0800200b9a66
Phenol, 2,4-dichloro-6-nitro- | 609-89-2 | 609892 | 609892 | C6H3Cl2NO3 |  | Mass | kg | emission | air | https://comptox.epa.gov/dashboard/dsstoxdb/results?utf8=%E2%9C%93&search=DTXSID00209738 | 1 | Chemicals | 62e579d0-d7c8-3c96-b05a-215fa4a59fc4 | 4061cba4-cb52-3ef2-85a6-55942ed24d37 | 20aadc24-a391-41cf-b340-3e4529f44bde | 93a60a56-a3c8-11da-a746-0800200b9a66
2-Nitrosotoluene | 611-23-4 | 611234 | 611234 | C7H7NO |  | Mass | kg | emission | air | https://comptox.epa.gov/dashboard/dsstoxdb/results?utf8=%E2%9C%93&search=DTXSID3021065 | 1 | Chemicals | fb7a2ee1-931a-3e82-885d-ae42b98832fa | 4061cba4-cb52-3ef2-85a6-55942ed24d37 | 20aadc24-a391-41cf-b340-3e4529f44bde | 93a60a56-a3c8-11da-a746-0800200b9a66
5-Aminoquinoline | 611-34-7 | 611347 | 611347 | C9H8N2 |  | Mass | kg | emission | air | https://comptox.epa.gov/dashboard/dsstoxdb/results?utf8=%E2%9C%93&search=DTXSID80209978 | 1 | Chemicals | 2e2ffd8a-4435-3dc9-b23d-e0325fdeb8c5 | 4061cba4-cb52-3ef2-85a6-55942ed24d37 | 20aadc24-a391-41cf-b340-3e4529f44bde | 93a60a56-a3c8-11da-a746-0800200b9a66
Anthracene, 9,10-dihydro- | 613-31-0 | 613310 | 613310 | C14H12 |  | Mass | kg | emission | air | https://ofmpub.epa.gov/sor_internet/registry/substreg/searchandretrieve/substancesearch/search.do?details=displayDetails&selectedSubstanceId=96770 | 1 | Chemicals | 31e55f8d-c2d6-359c-8348-3ad3589ff5f0 | 4061cba4-cb52-3ef2-85a6-55942ed24d37 | 20aadc24-a391-41cf-b340-3e4529f44bde | 93a60a56-a3c8-11da-a746-0800200b9a66
2,4-Dimethoxybenzaldehyde | 613-45-6 | 613456 | 613456 | C9H10O3 |  | Mass | kg | emission | air | https://comptox.epa.gov/dashboard/dsstoxdb/results?utf8=%E2%9C%93&search=DTXSID3022081 | 1 | Chemicals | 53978f51-226d-3dd5-9b71-19feee95d20f | 4061cba4-cb52-3ef2-85a6-55942ed24d37 | 20aadc24-a391-41cf-b340-3e4529f44bde | 93a60a56-a3c8-11da-a746-0800200b9a66
5-Nitroindole | 6146-52-7 | 6146527 | 6146527 | C8H6N2O2 |  | Mass | kg | emission | air | https://comptox.epa.gov/dashboard/dsstoxdb/results?utf8=%E2%9C%93&search=DTXSID80210403 | 1 | Chemicals | e7802d7b-c84c-3b7f-87ee-6728eded249c | 4061cba4-cb52-3ef2-85a6-55942ed24d37 | 20aadc24-a391-41cf-b340-3e4529f44bde | 93a60a56-a3c8-11da-a746-0800200b9a66
3,5-Dinitrotoluene | 618-85-9 | 618859 | 618859 | C7H6N2O4 |  | Mass | kg | emission | air | https://ofmpub.epa.gov/sor_internet/registry/substreg/searchandretrieve/substancesearch/search.do?details=displayDetails&selectedSubstanceId=130215 | 1 | Chemicals | a8dc21a4-a2b0-31e7-a878-58346792fc3d | 4061cba4-cb52-3ef2-85a6-55942ed24d37 | 20aadc24-a391-41cf-b340-3e4529f44bde | 93a60a56-a3c8-11da-a746-0800200b9a66
Arecoline hydrochloride | 61-94-9 | 61949 | 61949 | C8H14ClNO2 |  | Mass | kg | emission | air | https://comptox.epa.gov/dashboard/dsstoxdb/results?utf8=%E2%9C%93&search=DTXSID8020098 | 1 | Chemicals | a1f89122-8217-3c82-976d-61d8b0dc0a43 | 4061cba4-cb52-3ef2-85a6-55942ed24d37 | 20aadc24-a391-41cf-b340-3e4529f44bde | 93a60a56-a3c8-11da-a746-0800200b9a66
3-Benzylpyridine | 620-95-1 | 620951 | 620951 | C12H11N |  | Mass | kg | emission | air | https://comptox.epa.gov/dashboard/dsstoxdb/results?utf8=%E2%9C%93&search=DTXSID80211051 | 1 | Chemicals | 1f7f43c4-0bf3-3057-b3d7-891a847826b0 | 4061cba4-cb52-3ef2-85a6-55942ed24d37 | 20aadc24-a391-41cf-b340-3e4529f44bde | 93a60a56-a3c8-11da-a746-0800200b9a66
Cyclohexyl acetate | 622-45-7 | 622457 | 622457 | C8H14O2 |  | Mass | kg | emission | air | https://ofmpub.epa.gov/sor_internet/registry/substreg/searchandretrieve/substancesearch/search.do?details=displayDetails&selectedSubstanceId=44765 | 1 | Chemicals | 6333a23c-9d44-3a83-bd05-000dda218775 | 4061cba4-cb52-3ef2-85a6-55942ed24d37 | 20aadc24-a391-41cf-b340-3e4529f44bde | 93a60a56-a3c8-11da-a746-0800200b9a66
Benzonitrile, 4-bromo- | 623-00-7 | 623007 | 623007 | C7H4BrN |  | Mass | kg | emission | air | https://comptox.epa.gov/dashboard/dsstoxdb/results?utf8=%E2%9C%93&search=DTXSID60211352 | 1 | Chemicals | 3e6cdd87-61d7-3cc8-96c1-9245a839e54e | 4061cba4-cb52-3ef2-85a6-55942ed24d37 | 20aadc24-a391-41cf-b340-3e4529f44bde | 93a60a56-a3c8-11da-a746-0800200b9a66
Cyclohexane, iodo- | 626-62-0 | 626620 | 626620 | C6H11I |  | Mass | kg | emission | air | https://ofmpub.epa.gov/sor_internet/registry/substreg/searchandretrieve/substancesearch/search.do?details=displayDetails&selectedSubstanceId=44667 | 1 | Chemicals | 054d1b71-27aa-3da5-8e04-f5dfac364159 | 4061cba4-cb52-3ef2-85a6-55942ed24d37 | 20aadc24-a391-41cf-b340-3e4529f44bde | 93a60a56-a3c8-11da-a746-0800200b9a66
Fumaryl chloride | 627-63-4 | 627634 | 627634 | C4H2Cl2O2 |  | Mass | kg | emission | air | https://ofmpub.epa.gov/sor_internet/registry/substreg/searchandretrieve/substancesearch/search.do?details=displayDetails&selectedSubstanceId=89203 | 1 | Chemicals | 62e7251d-9068-3c12-9ea1-9760b7d8dbf1 | 4061cba4-cb52-3ef2-85a6-55942ed24d37 | 20aadc24-a391-41cf-b340-3e4529f44bde | 93a60a56-a3c8-11da-a746-0800200b9a66
1,5-Dichloropentane | 628-76-2 | 628762 | 628762 | C5H10Cl2 |  | Mass | kg | emission | air | https://ofmpub.epa.gov/sor_internet/registry/substreg/searchandretrieve/substancesearch/search.do?details=displayDetails&selectedSubstanceId=44617 | 1 | Chemicals | 828aeacd-df96-3eb3-abb1-e2d87cf071ec | 4061cba4-cb52-3ef2-85a6-55942ed24d37 | 20aadc24-a391-41cf-b340-3e4529f44bde | 93a60a56-a3c8-11da-a746-0800200b9a66
Cycloheptene | 628-92-2 | 628922 | 628922 | C7H12 |  | Mass | kg | emission | air | https://ofmpub.epa.gov/sor_internet/registry/substreg/searchandretrieve/substancesearch/search.do?details=displayDetails&selectedSubstanceId=96590 | 1 | Chemicals | 1be22e10-9408-3d77-bc11-37054564fe03 | 4061cba4-cb52-3ef2-85a6-55942ed24d37 | 20aadc24-a391-41cf-b340-3e4529f44bde | 93a60a56-a3c8-11da-a746-0800200b9a66
1-Bromoheptane | 629-04-9 | 629049 | 629049 | C7H15Br |  | Mass | kg | emission | air | https://ofmpub.epa.gov/sor_internet/registry/substreg/searchandretrieve/substancesearch/search.do?details=displayDetails&selectedSubstanceId=44608 | 1 | Chemicals | 384ef891-22f0-361c-b85b-4aefa1f90d74 | 4061cba4-cb52-3ef2-85a6-55942ed24d37 | 20aadc24-a391-41cf-b340-3e4529f44bde | 93a60a56-a3c8-11da-a746-0800200b9a66
N-Methyl-N-nitrosobenzamide | 63412-06-6 | 63412066 | 63412066 | C8H8N2O2 |  | Mass | kg | emission | air | https://comptox.epa.gov/dashboard/dsstoxdb/results?utf8=%E2%9C%93&search=DTXSID6020850 | 1 | Chemicals | f3cf11b9-0878-39b3-af58-69a222294848 | 4061cba4-cb52-3ef2-85a6-55942ed24d37 | 20aadc24-a391-41cf-b340-3e4529f44bde | 93a60a56-a3c8-11da-a746-0800200b9a66
2,3,4-Trichloroaniline | 634-67-3 | 634673 | 634673 | C6H4Cl3N |  | Mass | kg | emission | air | https://comptox.epa.gov/dashboard/dsstoxdb/results?utf8=%E2%9C%93&search=DTXSID2022098 | 1 | Chemicals | cfa25a6c-4edf-3c1c-a399-8a60f40c5e2f | 4061cba4-cb52-3ef2-85a6-55942ed24d37 | 20aadc24-a391-41cf-b340-3e4529f44bde | 93a60a56-a3c8-11da-a746-0800200b9a66
2,3,4,5-Tetrachloroaniline | 634-83-3 | 634833 | 634833 | C6H3Cl4N |  | Mass | kg | emission | air | https://comptox.epa.gov/dashboard/dsstoxdb/results?utf8=%E2%9C%93&search=DTXSID70212810 | 1 | Chemicals | 5460a9e5-0af9-3bd2-9fa2-ccc975e9cd70 | 4061cba4-cb52-3ef2-85a6-55942ed24d37 | 20aadc24-a391-41cf-b340-3e4529f44bde | 93a60a56-a3c8-11da-a746-0800200b9a66
N-Ethyl-N'-nitro-N-nitrosoguanidine | 63885-23-4 | 63885234 | 63885234 | C3H7N5O3 |  | Mass | kg | emission | air | https://comptox.epa.gov/dashboard/dsstoxdb/results?utf8=%E2%9C%93&search=DTXSID3020592 | 1 | Chemicals | eeba7892-c2a8-355b-9c91-bf7aef121bcb | 4061cba4-cb52-3ef2-85a6-55942ed24d37 | 20aadc24-a391-41cf-b340-3e4529f44bde | 93a60a56-a3c8-11da-a746-0800200b9a66
Tetrafluoro-m-phenylenediamine dihydrochloride | 63886-77-1 | 63886771 | 63886771 | C6H6Cl2F4N2 |  | Mass | kg | emission | air | https://comptox.epa.gov/dashboard/dsstoxdb/results?utf8=%E2%9C%93&search=DTXSID6021323 | 1 | Chemicals | d6610a68-703f-35d7-8dce-012fc54a11b9 | 4061cba4-cb52-3ef2-85a6-55942ed24d37 | 20aadc24-a391-41cf-b340-3e4529f44bde | 93a60a56-a3c8-11da-a746-0800200b9a66
4,4'-Methylene-bis(2-chloroaniline) dihydrochloride | 64049-29-2 | 64049292 | 64049292 | C13H14Cl4N2 |  | Mass | kg | emission | air | https://comptox.epa.gov/dashboard/dsstoxdb/results?utf8=%E2%9C%93&search=DTXSID0020866 | 1 | Chemicals | fa48fd06-fc4e-32c1-b32c-eb511b1bf238 | 4061cba4-cb52-3ef2-85a6-55942ed24d37 | 20aadc24-a391-41cf-b340-3e4529f44bde | 93a60a56-a3c8-11da-a746-0800200b9a66
Pentafluorobenzaldehyde | 653-37-2 | 653372 | 653372 | C7HF5O |  | Mass | kg | emission | air | https://comptox.epa.gov/dashboard/dsstoxdb/results?utf8=%E2%9C%93&search=DTXSID4022101 | 1 | Chemicals | 44b13eb1-b8c6-3d69-bac1-6b67bebd8e5c | 4061cba4-cb52-3ef2-85a6-55942ed24d37 | 20aadc24-a391-41cf-b340-3e4529f44bde | 93a60a56-a3c8-11da-a746-0800200b9a66
(+)-Theta-Cypermethrin | 65732-07-2 | 65732072 | 65732072 | C22H19Cl2NO3 |  | Mass | kg | emission | air | https://comptox.epa.gov/dashboard/dsstoxdb/results?utf8=%E2%9C%93&search=DTXSID8058247 | 1 | Chemicals | 1e2b1276-bcbd-387f-a6fb-5077eb2a710c | 4061cba4-cb52-3ef2-85a6-55942ed24d37 | 20aadc24-a391-41cf-b340-3e4529f44bde | 93a60a56-a3c8-11da-a746-0800200b9a66
Fluopyram | 658066-35-4 | 658066354 | 658066354 | C16H11ClF6N2O |  | Mass | kg | emission | air | https://ofmpub.epa.gov/sor_internet/registry/substreg/searchandretrieve/substancesearch/search.do?details=displayDetails&selectedSubstanceId=100932 | 1 | Chemicals | 17b98a99-ab1d-3513-ae49-ec7ffa6afdfa | 4061cba4-cb52-3ef2-85a6-55942ed24d37 | 20aadc24-a391-41cf-b340-3e4529f44bde | 93a60a56-a3c8-11da-a746-0800200b9a66
Metazachlor | 67129-08-2 | 67129082 | 67129082 | C14H16ClN3O |  | Mass | kg | emission | air | https://comptox.epa.gov/dashboard/dsstoxdb/results?utf8=%E2%9C%93&search=DTXSID4058156 | 1 | Chemicals | 266cce9d-1212-3742-9b65-11b596f80d8b | 4061cba4-cb52-3ef2-85a6-55942ed24d37 | 20aadc24-a391-41cf-b340-3e4529f44bde | 93a60a56-a3c8-11da-a746-0800200b9a66
5-(Hydroxymethyl)-2-furfural | 67-47-0 | 67470 | 67470 | C6H6O3 |  | Mass | kg | emission | air | https://ofmpub.epa.gov/sor_internet/registry/substreg/searchandretrieve/substancesearch/search.do?details=displayDetails&selectedSubstanceId=49027 | 1 | Chemicals | b0e7fab7-f802-33bc-9a81-fbe7b532ba85 | 4061cba4-cb52-3ef2-85a6-55942ed24d37 | 20aadc24-a391-41cf-b340-3e4529f44bde | 93a60a56-a3c8-11da-a746-0800200b9a66
(2R,6S)-Fenpropimorph | 67564-91-4 | 67564914 | 67564914 | C20H33NO |  | Mass | kg | emission | air | https://ofmpub.epa.gov/sor_internet/registry/substreg/searchandretrieve/substancesearch/search.do?details=displayDetails&selectedSubstanceId=100928 | 1 | Chemicals | a802d158-8ceb-3805-a051-ece550c0ff35 | 4061cba4-cb52-3ef2-85a6-55942ed24d37 | 20aadc24-a391-41cf-b340-3e4529f44bde | 93a60a56-a3c8-11da-a746-0800200b9a66
1,trans-2-Dimethylcyclohexane | 6876-23-9 | 6876239 | 6876239 | C8H16 |  | Mass | kg | emission | air | https://ofmpub.epa.gov/sor_internet/registry/substreg/searchandretrieve/substancesearch/search.do?details=displayDetails&selectedSubstanceId=38026 | 1 | Chemicals | 7ee9fe8d-1000-3563-ad01-e4f6c6131d5d | 4061cba4-cb52-3ef2-85a6-55942ed24d37 | 20aadc24-a391-41cf-b340-3e4529f44bde | 93a60a56-a3c8-11da-a746-0800200b9a66
Dipyrone | 68-89-3 | 68893 | 68893 | C13H16N3NaO4S |  | Mass | kg | emission | air | https://ofmpub.epa.gov/sor_internet/registry/substreg/searchandretrieve/substancesearch/search.do?details=displayDetails&selectedSubstanceId=126030 | 1 | Chemicals | ed77fa6d-21a1-3b28-84eb-457e9de30eb5 | 4061cba4-cb52-3ef2-85a6-55942ed24d37 | 20aadc24-a391-41cf-b340-3e4529f44bde | 93a60a56-a3c8-11da-a746-0800200b9a66
Tripropargylamine | 6921-29-5 | 6921295 | 6921295 | C9H9N |  | Mass | kg | emission | air | https://comptox.epa.gov/dashboard/dsstoxdb/results?utf8=%E2%9C%93&search=DTXSID8022244 | 1 | Chemicals | 145df335-7e85-3e77-8894-35369e3c7b74 | 4061cba4-cb52-3ef2-85a6-55942ed24d37 | 20aadc24-a391-41cf-b340-3e4529f44bde | 93a60a56-a3c8-11da-a746-0800200b9a66
Distearyl thiodipropionate | 693-36-7 | 693367 | 693367 | C42H82O4S |  | Mass | kg | emission | air | https://ofmpub.epa.gov/sor_internet/registry/substreg/searchandretrieve/substancesearch/search.do?details=displayDetails&selectedSubstanceId=44306 | 1 | Chemicals | 262ab8e2-c167-3607-bc57-866affebd2f0 | 4061cba4-cb52-3ef2-85a6-55942ed24d37 | 20aadc24-a391-41cf-b340-3e4529f44bde | 93a60a56-a3c8-11da-a746-0800200b9a66
Pentyl ether | 693-65-2 | 693652 | 693652 | C10H22O |  | Mass | kg | emission | air | https://ofmpub.epa.gov/sor_internet/registry/substreg/searchandretrieve/substancesearch/search.do?details=displayDetails&selectedSubstanceId=44301 | 1 | Chemicals | c2323c0d-7cfe-38b7-a66e-c7fd924cb6d8 | 4061cba4-cb52-3ef2-85a6-55942ed24d37 | 20aadc24-a391-41cf-b340-3e4529f44bde | 93a60a56-a3c8-11da-a746-0800200b9a66
4-Methyloxazole | 693-93-6 | 693936 | 693936 | C4H5NO |  | Mass | kg | emission | air | https://comptox.epa.gov/dashboard/dsstoxdb/results?utf8=%E2%9C%93&search=DTXSID9022106 | 1 | Chemicals | 0a3d665a-d3ef-3552-b298-a3d7441f1a8c | 4061cba4-cb52-3ef2-85a6-55942ed24d37 | 20aadc24-a391-41cf-b340-3e4529f44bde | 93a60a56-a3c8-11da-a746-0800200b9a66
N-(3-Chlorophenyl)-N-(2-oxooxolan-3-yl)cyclopropanecarboxamide | 69581-33-5 | 69581335 | 69581335 | C14H14ClNO3 |  | Mass | kg | emission | air | https://comptox.epa.gov/dashboard/dsstoxdb/results?utf8=%E2%9C%93&search=DTXSID40867831 | 1 | Chemicals | 779afb42-c72f-3740-8463-37eb3d9cec19 | 4061cba4-cb52-3ef2-85a6-55942ed24d37 | 20aadc24-a391-41cf-b340-3e4529f44bde | 93a60a56-a3c8-11da-a746-0800200b9a66
1,1-Dimethyl-2-thiourea | 6972-05-0 | 6972050 | 6972050 | C3H8N2S |  | Mass | kg | emission | air | https://comptox.epa.gov/dashboard/dsstoxdb/results?utf8=%E2%9C%93&search=DTXSID80220007 | 1 | Chemicals | bceee902-6f1b-3a0a-98b3-d3559f40a8fb | 4061cba4-cb52-3ef2-85a6-55942ed24d37 | 20aadc24-a391-41cf-b340-3e4529f44bde | 93a60a56-a3c8-11da-a746-0800200b9a66
Bixin | 6983-79-5 | 6983795 | 6983795 | C25H30O4 |  | Mass | kg | emission | air | https://comptox.epa.gov/dashboard/dsstoxdb/results?utf8=%E2%9C%93&search=DTXSID1024629 | 1 | Chemicals | 43ae47af-5308-3d63-8fbb-f5cfaa3e68f0 | 4061cba4-cb52-3ef2-85a6-55942ed24d37 | 20aadc24-a391-41cf-b340-3e4529f44bde | 93a60a56-a3c8-11da-a746-0800200b9a66
3-Ethyl-5-methylphenol | 698-71-5 | 698715 | 698715 | C9H12O |  | Mass | kg | emission | air | https://comptox.epa.gov/dashboard/dsstoxdb/results?utf8=%E2%9C%93&search=DTXSID60220101 | 1 | Chemicals | e33ea93a-cda6-3558-b1f0-2fdb10c2bd80 | 4061cba4-cb52-3ef2-85a6-55942ed24d37 | 20aadc24-a391-41cf-b340-3e4529f44bde | 93a60a56-a3c8-11da-a746-0800200b9a66
6-Nitro-m-cresol | 700-38-9 | 700389 | 700389 | C7H7NO3 |  | Mass | kg | emission | air | https://comptox.epa.gov/dashboard/dsstoxdb/results?utf8=%E2%9C%93&search=DTXSID00220261 | 1 | Chemicals | 6ceeb76e-89da-3277-9a04-0096bd8a5f0e | 4061cba4-cb52-3ef2-85a6-55942ed24d37 | 20aadc24-a391-41cf-b340-3e4529f44bde | 93a60a56-a3c8-11da-a746-0800200b9a66
Chlormequat | 7003-89-6 | 7003896 | 7003896 | C5H13ClN |  | Mass | kg | emission | air | https://comptox.epa.gov/dashboard/dsstoxdb/results?utf8=%E2%9C%93&search=DTXSID4048064 | 1 | Chemicals | c00f55a5-f99d-3ff5-bebd-a636308ee543 | 4061cba4-cb52-3ef2-85a6-55942ed24d37 | 20aadc24-a391-41cf-b340-3e4529f44bde | 93a60a56-a3c8-11da-a746-0800200b9a66
4,6-Dimethoxy-2-hydroxybenzaldehyde | 708-76-9 | 708769 | 708769 | C9H10O4 |  | Mass | kg | emission | air | https://comptox.epa.gov/dashboard/dsstoxdb/results?utf8=%E2%9C%93&search=DTXSID3022110 | 1 | Chemicals | b999bab6-6b09-37bb-9679-2711181f42c8 | 4061cba4-cb52-3ef2-85a6-55942ed24d37 | 20aadc24-a391-41cf-b340-3e4529f44bde | 93a60a56-a3c8-11da-a746-0800200b9a66
4,6-Diamino-2-(5-nitro-2-furyl)-s-triazine | 720-69-4 | 720694 | 720694 | C7H6N6O3 |  | Mass | kg | emission | air | https://comptox.epa.gov/dashboard/dsstoxdb/results?utf8=%E2%9C%93&search=DTXSID7020396 | 1 | Chemicals | 86feb1a6-4aa6-3f7c-a9ec-2465a9e6b2f4 | 4061cba4-cb52-3ef2-85a6-55942ed24d37 | 20aadc24-a391-41cf-b340-3e4529f44bde | 93a60a56-a3c8-11da-a746-0800200b9a66
Trp-P-2 acetate | 72254-58-1 | 72254581 | 72254581 | C14H15N3O2 |  | Mass | kg | emission | air | https://comptox.epa.gov/dashboard/dsstoxdb/results?utf8=%E2%9C%93&search=DTXSID5021417 | 1 | Chemicals | 8aee1423-eed0-327f-bf28-ff4799687a6c | 4061cba4-cb52-3ef2-85a6-55942ed24d37 | 20aadc24-a391-41cf-b340-3e4529f44bde | 93a60a56-a3c8-11da-a746-0800200b9a66
Propaphos | 7292-16-2 | 7292162 | 7292162 | C13H21O4PS |  | Mass | kg | emission | air | https://comptox.epa.gov/dashboard/dsstoxdb/results?utf8=%E2%9C%93&search=DTXSID2058172 | 1 | Chemicals | 7f3dad9b-7c17-3728-94a8-416d945314c6 | 4061cba4-cb52-3ef2-85a6-55942ed24d37 | 20aadc24-a391-41cf-b340-3e4529f44bde | 93a60a56-a3c8-11da-a746-0800200b9a66
Undecylamine | 7307-55-3 | 7307553 | 7307553 | C11H25N |  | Mass | kg | emission | air | https://comptox.epa.gov/dashboard/dsstoxdb/results?utf8=%E2%9C%93&search=DTXSID3022249 | 1 | Chemicals | 4e91c81e-8c62-39d5-92da-515bcac3b712 | 4061cba4-cb52-3ef2-85a6-55942ed24d37 | 20aadc24-a391-41cf-b340-3e4529f44bde | 93a60a56-a3c8-11da-a746-0800200b9a66
N,N-Diethyl-4-[2-(1-oxido-4-pyridinyl)diazenyl]benzenamine | 7347-49-1 | 7347491 | 7347491 | C15H18N4O |  | Mass | kg | emission | air | https://comptox.epa.gov/dashboard/dsstoxdb/results?utf8=%E2%9C%93&search=DTXSID9020457 | 1 | Chemicals | 2682c233-3691-3769-add1-8a01839c602f | 4061cba4-cb52-3ef2-85a6-55942ed24d37 | 20aadc24-a391-41cf-b340-3e4529f44bde | 93a60a56-a3c8-11da-a746-0800200b9a66
Omeprazole | 73590-58-6 | 73590586 | 73590586 | C17H19N3O3S |  | Mass | kg | emission | air | https://ofmpub.epa.gov/sor_internet/registry/substreg/searchandretrieve/substancesearch/search.do?details=displayDetails&selectedSubstanceId=101708 | 1 | Chemicals | d66e2685-538a-33aa-b976-64116928f555 | 4061cba4-cb52-3ef2-85a6-55942ed24d37 | 20aadc24-a391-41cf-b340-3e4529f44bde | 93a60a56-a3c8-11da-a746-0800200b9a66
1,1-di-n-Butylhydrazine | 7422-80-2 | 7422802 | 7422802 | C8H20N2 |  | Mass | kg | emission | air | https://comptox.epa.gov/dashboard/dsstoxdb/results?utf8=%E2%9C%93&search=DTXSID7020217 | 1 | Chemicals | aa0a3c7d-8b75-3eeb-86e2-d85c116a644e | 4061cba4-cb52-3ef2-85a6-55942ed24d37 | 20aadc24-a391-41cf-b340-3e4529f44bde | 93a60a56-a3c8-11da-a746-0800200b9a66
Trp-P-1 acetate | 75104-43-7 | 75104437 | 75104437 | C15H17N3O2 |  | Mass | kg | emission | air | https://comptox.epa.gov/dashboard/dsstoxdb/results?utf8=%E2%9C%93&search=DTXSID0021416 | 1 | Chemicals | e50b9a7e-bec3-3450-bd43-82c580c04659 | 4061cba4-cb52-3ef2-85a6-55942ed24d37 | 20aadc24-a391-41cf-b340-3e4529f44bde | 93a60a56-a3c8-11da-a746-0800200b9a66
Dimethyltin dichloride | 753-73-1 | 753731 | 753731 | C2H6Cl2Sn |  | Mass | kg | emission | air | https://ofmpub.epa.gov/sor_internet/registry/substreg/searchandretrieve/substancesearch/search.do?details=displayDetails&selectedSubstanceId=87892 | 1 | Chemicals | d1138633-fc1d-39b9-9962-f6405eaa2526 | 4061cba4-cb52-3ef2-85a6-55942ed24d37 | 20aadc24-a391-41cf-b340-3e4529f44bde | 93a60a56-a3c8-11da-a746-0800200b9a66
Paromomycin | 7542-37-2 | 7542372 | 7542372 | C23H45N5O14 |  | Mass | kg | emission | air | https://comptox.epa.gov/dashboard/dsstoxdb/results?utf8=%E2%9C%93&search=DTXSID8023424 | 1 | Chemicals | 9ab2d468-d471-3dd5-8739-eee807377149 | 4061cba4-cb52-3ef2-85a6-55942ed24d37 | 20aadc24-a391-41cf-b340-3e4529f44bde | 93a60a56-a3c8-11da-a746-0800200b9a66
N-Methyl-N-formylhydrazine | 758-17-8 | 758178 | 758178 | C2H6N2O |  | Mass | kg | emission | air | https://comptox.epa.gov/dashboard/dsstoxdb/results?utf8=%E2%9C%93&search=DTXSID2020840 | 1 | Chemicals | 26a08ce1-ce78-32ce-8ead-3adf2d7cc58a | 4061cba4-cb52-3ef2-85a6-55942ed24d37 | 20aadc24-a391-41cf-b340-3e4529f44bde | 93a60a56-a3c8-11da-a746-0800200b9a66
N-Nitroso-N-isobutylurea | 760-60-1 | 760601 | 760601 | C5H11N3O2 |  | Mass | kg | emission | air | https://comptox.epa.gov/dashboard/dsstoxdb/results?utf8=%E2%9C%93&search=DTXSID0020999 | 1 | Chemicals | 492e0d03-171a-37b7-8234-a476369e9eb5 | 4061cba4-cb52-3ef2-85a6-55942ed24d37 | 20aadc24-a391-41cf-b340-3e4529f44bde | 93a60a56-a3c8-11da-a746-0800200b9a66
2-Butyn-1-ol | 764-01-2 | 764012 | 764012 | C4H6O |  | Mass | kg | emission | air | https://comptox.epa.gov/dashboard/dsstoxdb/results?utf8=%E2%9C%93&search=DTXSID8022115 | 1 | Chemicals | 00d1211b-09de-397b-9a33-838e6d792ab6 | 4061cba4-cb52-3ef2-85a6-55942ed24d37 | 20aadc24-a391-41cf-b340-3e4529f44bde | 93a60a56-a3c8-11da-a746-0800200b9a66
Tetrachlorostannane | 7646-78-8 | 7646788 | 7646788 | Cl4Sn |  | Mass | kg | emission | air | https://ofmpub.epa.gov/sor_internet/registry/substreg/searchandretrieve/substancesearch/search.do?details=displayDetails&selectedSubstanceId=38661 | 1 | Chemicals | 9f8d76f3-eefc-336a-af77-5d5deef84b0c | 4061cba4-cb52-3ef2-85a6-55942ed24d37 | 20aadc24-a391-41cf-b340-3e4529f44bde | 93a60a56-a3c8-11da-a746-0800200b9a66
4-Ethylbenzyl alcohol | 768-59-2 | 768592 | 768592 | C9H12O |  | Mass | kg | emission | air | https://comptox.epa.gov/dashboard/dsstoxdb/results?utf8=%E2%9C%93&search=DTXSID00227614 | 1 | Chemicals | e4235c62-00f1-3b42-910f-d5b55b690d2a | 4061cba4-cb52-3ef2-85a6-55942ed24d37 | 20aadc24-a391-41cf-b340-3e4529f44bde | 93a60a56-a3c8-11da-a746-0800200b9a66
Benzenethiol, pentafluoro- | 771-62-0 | 771620 | 771620 | C6HF5S |  | Mass | kg | emission | air | https://comptox.epa.gov/dashboard/dsstoxdb/results?utf8=%E2%9C%93&search=DTXSID10227887 | 1 | Chemicals | a6a7a6fb-66cb-3e32-9bc0-c88f53870cd6 | 4061cba4-cb52-3ef2-85a6-55942ed24d37 | 20aadc24-a391-41cf-b340-3e4529f44bde | 93a60a56-a3c8-11da-a746-0800200b9a66
4,4'-Sulfonylbisacetanilide | 77-46-3 | 77463 | 77463 | C16H16N2O4S |  | Mass | kg | emission | air | https://comptox.epa.gov/dashboard/dsstoxdb/results?utf8=%E2%9C%93&search=DTXSID1021295 | 1 | Chemicals | 3ada75fa-cb53-334b-911d-5ad7c6a9b5cf | 4061cba4-cb52-3ef2-85a6-55942ed24d37 | 20aadc24-a391-41cf-b340-3e4529f44bde | 93a60a56-a3c8-11da-a746-0800200b9a66
9,10-Dihydrophenanthrene | 776-35-2 | 776352 | 776352 | C14H12 |  | Mass | kg | emission | air | https://comptox.epa.gov/dashboard/dsstoxdb/results?utf8=%E2%9C%93&search=DTXSID20228264 | 1 | Chemicals | ce95cd2b-c6aa-3130-90e3-3a41fe31c0a6 | 4061cba4-cb52-3ef2-85a6-55942ed24d37 | 20aadc24-a391-41cf-b340-3e4529f44bde | 93a60a56-a3c8-11da-a746-0800200b9a66
Diethoxy(dimethyl)silane | 78-62-6 | 78626 | 78626 | C6H16O2Si |  | Mass | kg | emission | air | https://ofmpub.epa.gov/sor_internet/registry/substreg/searchandretrieve/substancesearch/search.do?details=displayDetails&selectedSubstanceId=87433 | 1 | Chemicals | 1c9a8cde-e55f-3871-ac72-be7693d86c39 | 4061cba4-cb52-3ef2-85a6-55942ed24d37 | 20aadc24-a391-41cf-b340-3e4529f44bde | 93a60a56-a3c8-11da-a746-0800200b9a66
Thifensulfuron | 79277-67-1 | 79277671 | 79277671 | C11H11N5O6S2 |  | Mass | kg | emission | air | https://ofmpub.epa.gov/sor_internet/registry/substreg/searchandretrieve/substancesearch/search.do?details=displayDetails&selectedSubstanceId=87319 | 1 | Chemicals | 55b871a5-26bf-3ef7-a375-c0c670cf377b | 4061cba4-cb52-3ef2-85a6-55942ed24d37 | 20aadc24-a391-41cf-b340-3e4529f44bde | 93a60a56-a3c8-11da-a746-0800200b9a66
Tetramine | 80-12-6 | 80126 | 80126 | C4H8N4O4S2 |  | Mass | kg | emission | air | https://ofmpub.epa.gov/sor_internet/registry/substreg/searchandretrieve/substancesearch/search.do?details=displayDetails&selectedSubstanceId=87194 | 1 | Chemicals | edfe26e2-9f91-37fe-a234-18c874f17acb | 4061cba4-cb52-3ef2-85a6-55942ed24d37 | 20aadc24-a391-41cf-b340-3e4529f44bde | 93a60a56-a3c8-11da-a746-0800200b9a66
Enovid | 8015-30-3 | 8015303 | 8015303 | - |  | Mass | kg | emission | air | https://comptox.epa.gov/dashboard/dsstoxdb/results?utf8=%E2%9C%93&search=DTXSID6020563 | 1 | Chemicals | be17381b-8768-3161-ae5f-162aa15654ee | 4061cba4-cb52-3ef2-85a6-55942ed24d37 | 20aadc24-a391-41cf-b340-3e4529f44bde | 93a60a56-a3c8-11da-a746-0800200b9a66
N-Propyl-N-nitrosourea | 816-57-9 | 816579 | 816579 | C4H9N3O2 |  | Mass | kg | emission | air | https://comptox.epa.gov/dashboard/dsstoxdb/results?utf8=%E2%9C%93&search=DTXSID0021204 | 1 | Chemicals | cd726471-a1d2-35bc-8aab-1a72c846929c | 4061cba4-cb52-3ef2-85a6-55942ed24d37 | 20aadc24-a391-41cf-b340-3e4529f44bde | 93a60a56-a3c8-11da-a746-0800200b9a66
Stannane, dibutyloxo- | 818-08-6 | 818086 | 818086 | C8H18OSn |  | Mass | kg | emission | air | https://ofmpub.epa.gov/sor_internet/registry/substreg/searchandretrieve/substancesearch/search.do?details=displayDetails&selectedSubstanceId=44459 | 1 | Chemicals | 0a4f01dd-7331-3cb9-b363-131998cc8e7c | 4061cba4-cb52-3ef2-85a6-55942ed24d37 | 20aadc24-a391-41cf-b340-3e4529f44bde | 93a60a56-a3c8-11da-a746-0800200b9a66
Benzo(b)thiophene 1,1-dioxide | 825-44-5 | 825445 | 825445 | C8H6O2S |  | Mass | kg | emission | air | https://comptox.epa.gov/dashboard/dsstoxdb/results?utf8=%E2%9C%93&search=DTXSID00231796 | 1 | Chemicals | 327540a4-b7b1-370f-8de5-f46e252cd396 | 4061cba4-cb52-3ef2-85a6-55942ed24d37 | 20aadc24-a391-41cf-b340-3e4529f44bde | 93a60a56-a3c8-11da-a746-0800200b9a66
1,3-Benzenediol, 2,4,6-trinitro- | 82-71-3 | 82713 | 82713 | C6H3N3O8 |  | Mass | kg | emission | air | https://ofmpub.epa.gov/sor_internet/registry/substreg/searchandretrieve/substancesearch/search.do?details=displayDetails&selectedSubstanceId=48609 | 1 | Chemicals | 8de97047-22b4-38fe-9313-8733b1f86c77 | 4061cba4-cb52-3ef2-85a6-55942ed24d37 | 20aadc24-a391-41cf-b340-3e4529f44bde | 93a60a56-a3c8-11da-a746-0800200b9a66
Uniconazole | 83657-22-1 | 83657221 | 83657221 | C15H18ClN3O |  | Mass | kg | emission | air | https://ofmpub.epa.gov/sor_internet/registry/substreg/searchandretrieve/substancesearch/search.do?details=displayDetails&selectedSubstanceId=98322 | 1 | Chemicals | 617e1bfd-4adf-3c5e-95a6-4b1ced1e6ad0 | 4061cba4-cb52-3ef2-85a6-55942ed24d37 | 20aadc24-a391-41cf-b340-3e4529f44bde | 93a60a56-a3c8-11da-a746-0800200b9a66
4-Ethylsulphonylnaphthalene-1-sulfonamide | 842-00-2 | 842002 | 842002 | C12H13NO4S2 |  | Mass | kg | emission | air | https://comptox.epa.gov/dashboard/dsstoxdb/results?utf8=%E2%9C%93&search=DTXSID9020613 | 1 | Chemicals | 87fbb70d-5c24-36af-ab0b-85436af2d1b9 | 4061cba4-cb52-3ef2-85a6-55942ed24d37 | 20aadc24-a391-41cf-b340-3e4529f44bde | 93a60a56-a3c8-11da-a746-0800200b9a66
Dehydroepiandrosterone acetate | 853-23-6 | 853236 | 853236 | C21H30O3 |  | Mass | kg | emission | air | https://comptox.epa.gov/dashboard/dsstoxdb/results?utf8=%E2%9C%93&search=DTXSID3020380 | 1 | Chemicals | a57e7d83-03ee-3784-85b0-12823e857344 | 4061cba4-cb52-3ef2-85a6-55942ed24d37 | 20aadc24-a391-41cf-b340-3e4529f44bde | 93a60a56-a3c8-11da-a746-0800200b9a66
2,3,3',4,4'-Pentachlorodiphenyl ether | 85918-31-6 | 85918316 | 85918316 | C12H5Cl5O |  | Mass | kg | emission | air | https://comptox.epa.gov/dashboard/dsstoxdb/results?utf8=%E2%9C%93&search=DTXSID90235243 | 1 | Chemicals | b2a85acb-8145-3d3d-9eb2-7aa7581856fd | 4061cba4-cb52-3ef2-85a6-55942ed24d37 | 20aadc24-a391-41cf-b340-3e4529f44bde | 93a60a56-a3c8-11da-a746-0800200b9a66
Isomazole | 86315-52-8 | 86315528 | 86315528 | C14H13N3O2S |  | Mass | kg | emission | air | https://comptox.epa.gov/dashboard/dsstoxdb/results?utf8=%E2%9C%93&search=DTXSID3020754 | 1 | Chemicals | 2dfa5561-446a-378d-afeb-479867fe34f6 | 4061cba4-cb52-3ef2-85a6-55942ed24d37 | 20aadc24-a391-41cf-b340-3e4529f44bde | 93a60a56-a3c8-11da-a746-0800200b9a66
Ametoctradin | 865318-97-4 | 865318974 | 865318974 | C15H25N5 |  | Mass | kg | emission | air | https://ofmpub.epa.gov/sor_internet/registry/substreg/searchandretrieve/substancesearch/search.do?details=displayDetails&selectedSubstanceId=101055 | 1 | Chemicals | 7faa5b35-56b3-33e0-8109-900a110c6079 | 4061cba4-cb52-3ef2-85a6-55942ed24d37 | 20aadc24-a391-41cf-b340-3e4529f44bde | 93a60a56-a3c8-11da-a746-0800200b9a66
N-Butyl-N-nitrosourea | 869-01-2 | 869012 | 869012 | C5H11N3O2 |  | Mass | kg | emission | air | https://comptox.epa.gov/dashboard/dsstoxdb/results?utf8=%E2%9C%93&search=DTXSID2020214 | 1 | Chemicals | 866e5d5f-9229-398d-afe8-a041a0002464 | 4061cba4-cb52-3ef2-85a6-55942ed24d37 | 20aadc24-a391-41cf-b340-3e4529f44bde | 93a60a56-a3c8-11da-a746-0800200b9a66
Diethofencarb | 87130-20-9 | 87130209 | 87130209 | C14H21NO4 |  | Mass | kg | emission | air | https://ofmpub.epa.gov/sor_internet/registry/substreg/searchandretrieve/substancesearch/search.do?details=displayDetails&selectedSubstanceId=125572 | 1 | Chemicals | 96c41b94-97bd-35c7-bbb5-af02abb15a68 | 4061cba4-cb52-3ef2-85a6-55942ed24d37 | 20aadc24-a391-41cf-b340-3e4529f44bde | 93a60a56-a3c8-11da-a746-0800200b9a66
Haloxyfop-etotyl | 87237-48-7 | 87237487 | 87237487 | C19H19ClF3NO5 |  | Mass | kg | emission | air | https://comptox.epa.gov/dashboard/dsstoxdb/results?utf8=%E2%9C%93&search=DTXSID9058492 | 1 | Chemicals | e00263fe-5e41-3333-8192-88ef446d2570 | 4061cba4-cb52-3ef2-85a6-55942ed24d37 | 20aadc24-a391-41cf-b340-3e4529f44bde | 93a60a56-a3c8-11da-a746-0800200b9a66
3-Chlorobenzyl alcohol | 873-63-2 | 873632 | 873632 | C7H7ClO |  | Mass | kg | emission | air | https://comptox.epa.gov/dashboard/dsstoxdb/results?utf8=%E2%9C%93&search=DTXSID70236273 | 1 | Chemicals | d57cb10f-74ac-3732-8060-6817002dce0b | 4061cba4-cb52-3ef2-85a6-55942ed24d37 | 20aadc24-a391-41cf-b340-3e4529f44bde | 93a60a56-a3c8-11da-a746-0800200b9a66
4-Bromobenzyl alcohol | 873-75-6 | 873756 | 873756 | C7H7BrO |  | Mass | kg | emission | air | https://comptox.epa.gov/dashboard/dsstoxdb/results?utf8=%E2%9C%93&search=DTXSID50236276 | 1 | Chemicals | a4ea577a-2280-32be-9d8f-f7917a67a2ec | 4061cba4-cb52-3ef2-85a6-55942ed24d37 | 20aadc24-a391-41cf-b340-3e4529f44bde | 93a60a56-a3c8-11da-a746-0800200b9a66
Benzene, 1,3,5-trichloro-2-methoxy- | 87-40-1 | 87401 | 87401 | C7H5Cl3O |  | Mass | kg | emission | air | https://ofmpub.epa.gov/sor_internet/registry/substreg/searchandretrieve/substancesearch/search.do?details=displayDetails&selectedSubstanceId=82877 | 1 | Chemicals | 6608448b-d74b-36a6-9caa-28803d2b41c5 | 4061cba4-cb52-3ef2-85a6-55942ed24d37 | 20aadc24-a391-41cf-b340-3e4529f44bde | 93a60a56-a3c8-11da-a746-0800200b9a66
2,4-Dichlorobenzaldehyde | 874-42-0 | 874420 | 874420 | C7H4Cl2O |  | Mass | kg | emission | air | https://ofmpub.epa.gov/sor_internet/registry/substreg/searchandretrieve/substancesearch/search.do?details=displayDetails&selectedSubstanceId=44038 | 1 | Chemicals | d13acffe-11e9-30fa-bc21-9af4b3b34c2a | 4061cba4-cb52-3ef2-85a6-55942ed24d37 | 20aadc24-a391-41cf-b340-3e4529f44bde | 93a60a56-a3c8-11da-a746-0800200b9a66
Diethyl L-tartrate | 87-91-2 | 87912 | 87912 | C8H14O6 |  | Mass | kg | emission | air | https://ofmpub.epa.gov/sor_internet/registry/substreg/searchandretrieve/substancesearch/search.do?details=displayDetails&selectedSubstanceId=48406 | 1 | Chemicals | df053486-1d38-3bf7-9333-0e6d93831644 | 4061cba4-cb52-3ef2-85a6-55942ed24d37 | 20aadc24-a391-41cf-b340-3e4529f44bde | 93a60a56-a3c8-11da-a746-0800200b9a66
Tomelukast | 88107-10-2 | 88107102 | 88107102 | C16H22N4O3 |  | Mass | kg | emission | air | https://comptox.epa.gov/dashboard/dsstoxdb/results?utf8=%E2%9C%93&search=DTXSID7020344 | 1 | Chemicals | aab3c08b-b3b5-3f85-8174-b0ebe91f1e29 | 4061cba4-cb52-3ef2-85a6-55942ed24d37 | 20aadc24-a391-41cf-b340-3e4529f44bde | 93a60a56-a3c8-11da-a746-0800200b9a66
Pyraclofos | 89784-60-1 | 89784601 | 89784601 | C14H18ClN2O3PS |  | Mass | kg | emission | air | https://ofmpub.epa.gov/sor_internet/registry/substreg/searchandretrieve/substancesearch/search.do?details=displayDetails&selectedSubstanceId=96600 | 1 | Chemicals | 867e35e1-584b-3c57-bd5f-a50ef75eb935 | 4061cba4-cb52-3ef2-85a6-55942ed24d37 | 20aadc24-a391-41cf-b340-3e4529f44bde | 93a60a56-a3c8-11da-a746-0800200b9a66
3,5-Dibromosalicylaldehyde | 90-59-5 | 90595 | 90595 | C7H4Br2O2 |  | Mass | kg | emission | air | https://ofmpub.epa.gov/sor_internet/registry/substreg/searchandretrieve/substancesearch/search.do?details=displayDetails&selectedSubstanceId=98265 | 1 | Chemicals | a5855b05-97ec-3234-b15f-cb4e4d48a0b5 | 4061cba4-cb52-3ef2-85a6-55942ed24d37 | 20aadc24-a391-41cf-b340-3e4529f44bde | 93a60a56-a3c8-11da-a746-0800200b9a66
Fluxapyroxad | 907204-31-3 | 907204313 | 907204313 | C18H12F5N3O |  | Mass | kg | emission | air | https://ofmpub.epa.gov/sor_internet/registry/substreg/searchandretrieve/substancesearch/search.do?details=displayDetails&selectedSubstanceId=101015 | 1 | Chemicals | fbb33fbe-4571-3929-959a-fe0172409116 | 4061cba4-cb52-3ef2-85a6-55942ed24d37 | 20aadc24-a391-41cf-b340-3e4529f44bde | 93a60a56-a3c8-11da-a746-0800200b9a66
1,5-Hexadien-3-ol | 924-41-4 | 924414 | 924414 | C6H10O |  | Mass | kg | emission | air | https://comptox.epa.gov/dashboard/dsstoxdb/results?utf8=%E2%9C%93&search=DTXSID6022135 | 1 | Chemicals | 9529d76c-fd2b-37cd-994b-cc55c9c0fe38 | 4061cba4-cb52-3ef2-85a6-55942ed24d37 | 20aadc24-a391-41cf-b340-3e4529f44bde | 93a60a56-a3c8-11da-a746-0800200b9a66
Enrofloxacin | 93106-60-6 | 93106606 | 93106606 | C19H22FN3O3 |  | Mass | kg | emission | air | https://ofmpub.epa.gov/sor_internet/registry/substreg/searchandretrieve/substancesearch/search.do?details=displayDetails&selectedSubstanceId=101429 | 1 | Chemicals | 16d058fb-12bf-34d9-9287-a38eadff1409 | 4061cba4-cb52-3ef2-85a6-55942ed24d37 | 20aadc24-a391-41cf-b340-3e4529f44bde | 93a60a56-a3c8-11da-a746-0800200b9a66
N-Nitrosohexamethyleneimine | 932-83-2 | 932832 | 932832 | C6H12N2O |  | Mass | kg | emission | air | https://comptox.epa.gov/dashboard/dsstoxdb/results?utf8=%E2%9C%93&search=DTXSID0021040 | 1 | Chemicals | c34f5da5-9b38-36b7-b4b7-2f42d34c9ef7 | 4061cba4-cb52-3ef2-85a6-55942ed24d37 | 20aadc24-a391-41cf-b340-3e4529f44bde | 93a60a56-a3c8-11da-a746-0800200b9a66
3-Methoxycatechol | 934-00-9 | 934009 | 934009 | C7H8O3 |  | Mass | kg | emission | air | https://comptox.epa.gov/dashboard/dsstoxdb/results?utf8=%E2%9C%93&search=DTXSID4020826 | 1 | Chemicals | 814ad97b-d915-398a-a916-dd857623c7de | 4061cba4-cb52-3ef2-85a6-55942ed24d37 | 20aadc24-a391-41cf-b340-3e4529f44bde | 93a60a56-a3c8-11da-a746-0800200b9a66
2,4'-Dichloroacetophenone | 937-20-2 | 937202 | 937202 | C8H6Cl2O |  | Mass | kg | emission | air | https://comptox.epa.gov/dashboard/dsstoxdb/results?utf8=%E2%9C%93&search=DTXSID50239540 | 1 | Chemicals | bc010750-b8ce-3963-a89d-5ae189b6820f | 4061cba4-cb52-3ef2-85a6-55942ed24d37 | 20aadc24-a391-41cf-b340-3e4529f44bde | 93a60a56-a3c8-11da-a746-0800200b9a66
Fluvastatin | 93957-54-1 | 93957541 | 93957541 | C24H26FNO4 |  | Mass | kg | emission | air | https://ofmpub.epa.gov/sor_internet/registry/substreg/searchandretrieve/substancesearch/search.do?details=displayDetails&selectedSubstanceId=125899 | 1 | Chemicals | 19148e9a-6c4a-30dc-aa88-e5e486d5785e | 4061cba4-cb52-3ef2-85a6-55942ed24d37 | 20aadc24-a391-41cf-b340-3e4529f44bde | 93a60a56-a3c8-11da-a746-0800200b9a66
Flucycloxuron,(E)-isomer | 94050-52-9 | 94050529 | 94050529 | C25H20ClF2N3O3 |  | Mass | kg | emission | air | https://comptox.epa.gov/dashboard/dsstoxdb/results?utf8=%E2%9C%93&search=DTXSID4058497 | 1 | Chemicals | edb87498-8ffa-3470-a568-746e6a63b89f | 4061cba4-cb52-3ef2-85a6-55942ed24d37 | 20aadc24-a391-41cf-b340-3e4529f44bde | 93a60a56-a3c8-11da-a746-0800200b9a66
Piperine | 94-62-2 | 94622 | 94622 | C17H19NO3 |  | Mass | kg | emission | air | https://ofmpub.epa.gov/sor_internet/registry/substreg/searchandretrieve/substancesearch/search.do?details=displayDetails&selectedSubstanceId=48485 | 1 | Chemicals | 77402326-a6ab-32ab-9712-994fe5b6716b | 4061cba4-cb52-3ef2-85a6-55942ed24d37 | 20aadc24-a391-41cf-b340-3e4529f44bde | 93a60a56-a3c8-11da-a746-0800200b9a66
Methyl[1-(2-trifluoromethylpyridin-5-yl)ethyl]-N-cyanosulfoximine | 946578-00-3 | 946578003 | 946578003 | C10H10F3N3OS |  | Mass | kg | emission | air | https://ofmpub.epa.gov/sor_internet/registry/substreg/searchandretrieve/substancesearch/search.do?details=displayDetails&selectedSubstanceId=100676 | 1 | Chemicals | d7082415-ea22-3283-9afb-306057b910c7 | 4061cba4-cb52-3ef2-85a6-55942ed24d37 | 20aadc24-a391-41cf-b340-3e4529f44bde | 93a60a56-a3c8-11da-a746-0800200b9a66
2,4-Dihydroxybenzaldehyde | 95-01-2 | 95012 | 95012 | C7H6O3 |  | Mass | kg | emission | air | https://ofmpub.epa.gov/sor_internet/registry/substreg/searchandretrieve/substancesearch/search.do?details=displayDetails&selectedSubstanceId=47771 | 1 | Chemicals | e36c2fac-4746-3536-98e8-e3c5d4f56cdd | 4061cba4-cb52-3ef2-85a6-55942ed24d37 | 20aadc24-a391-41cf-b340-3e4529f44bde | 93a60a56-a3c8-11da-a746-0800200b9a66
Indaziflam | 950782-86-2 | 950782862 | 950782862 | C16H20FN5 |  | Mass | kg | emission | air | https://ofmpub.epa.gov/sor_internet/registry/substreg/searchandretrieve/substancesearch/search.do?details=displayDetails&selectedSubstanceId=100946 | 1 | Chemicals | 84fa5b61-18eb-3285-9eb6-02a9789389da | 4061cba4-cb52-3ef2-85a6-55942ed24d37 | 20aadc24-a391-41cf-b340-3e4529f44bde | 93a60a56-a3c8-11da-a746-0800200b9a66
Methyl chloroacetate | 96-34-4 | 96344 | 96344 | C3H5ClO2 |  | Mass | kg | emission | air | https://ofmpub.epa.gov/sor_internet/registry/substreg/searchandretrieve/substancesearch/search.do?details=displayDetails&selectedSubstanceId=87411 | 1 | Chemicals | 16d15d2c-6ede-369e-ae1d-9ab9c3b03a57 | 4061cba4-cb52-3ef2-85a6-55942ed24d37 | 20aadc24-a391-41cf-b340-3e4529f44bde | 93a60a56-a3c8-11da-a746-0800200b9a66
2-(Diisopropylamino)ethanol | 96-80-0 | 96800 | 96800 | C8H19NO |  | Mass | kg | emission | air | https://ofmpub.epa.gov/sor_internet/registry/substreg/searchandretrieve/substancesearch/search.do?details=displayDetails&selectedSubstanceId=48116 | 1 | Chemicals | 807bea8c-7efe-362c-92c3-05ae0f4909f1 | 4061cba4-cb52-3ef2-85a6-55942ed24d37 | 20aadc24-a391-41cf-b340-3e4529f44bde | 93a60a56-a3c8-11da-a746-0800200b9a66
Finasteride | 98319-26-7 | 98319267 | 98319267 | C23H36N2O2 |  | Mass | kg | emission | air | https://ofmpub.epa.gov/sor_internet/registry/substreg/searchandretrieve/substancesearch/search.do?details=displayDetails&selectedSubstanceId=125571 | 1 | Chemicals | 4dd5fe02-ec8f-309b-89b7-f47ce2a81715 | 4061cba4-cb52-3ef2-85a6-55942ed24d37 | 20aadc24-a391-41cf-b340-3e4529f44bde | 93a60a56-a3c8-11da-a746-0800200b9a66
Trichloromethylstannane | 993-16-8 | 993168 | 993168 | CH3Cl3Sn |  | Mass | kg | emission | air | https://ofmpub.epa.gov/sor_internet/registry/substreg/searchandretrieve/substancesearch/search.do?details=displayDetails&selectedSubstanceId=87256 | 1 | Chemicals | c974670e-2c3d-3db1-8f2e-992ce8f8e8d1 | 4061cba4-cb52-3ef2-85a6-55942ed24d37 | 20aadc24-a391-41cf-b340-3e4529f44bde | 93a60a56-a3c8-11da-a746-0800200b9a66
Picloram | 6607 | 6607 | 6607 | C6H3Cl3N2O2 |  | Mass | kg | emission | air | https://ofmpub.epa.gov/sor_internet/registry/substreg/searchandretrieve/substancesearch/search.do?details=displayDetails&selectedSubstanceId=91763 | 1 | Chemicals | b984ae47-fecb-3e6e-9b60-f7c70adb75f8 | 4061cba4-cb52-3ef2-85a6-55942ed24d37 | 20aadc24-a391-41cf-b340-3e4529f44bde | 93a60a56-a3c8-11da-a746-0800200b9a66
Tributyltin fluoride | 30593 | 30593 | 30593 | C12H27FSn |  | Mass | kg | emission | air | https://ofmpub.epa.gov/sor_internet/registry/substreg/searchandretrieve/substancesearch/search.do?details=displayDetails&selectedSubstanceId=91545 | 1 | Chemicals | e8dd2a7f-a8d5-35cb-aea3-e335beb99f02 | 4061cba4-cb52-3ef2-85a6-55942ed24d37 | 20aadc24-a391-41cf-b340-3e4529f44bde | 93a60a56-a3c8-11da-a746-0800200b9a66
Sodium octanoate | 30834 | 30834 | 30834 | C8H15NaO2 |  | Mass | kg | emission | air | https://ofmpub.epa.gov/sor_internet/registry/substreg/searchandretrieve/substancesearch/search.do?details=displayDetails&selectedSubstanceId=91544 | 1 | Chemicals | 85d87601-ade3-3ffc-90cc-c663bc672a2b | 4061cba4-cb52-3ef2-85a6-55942ed24d37 | 20aadc24-a391-41cf-b340-3e4529f44bde | 93a60a56-a3c8-11da-a746-0800200b9a66
Lenacil | 96639 | 96639 | 96639 | C13H18N2O2 |  | Mass | kg | emission | air | https://ofmpub.epa.gov/sor_internet/registry/substreg/searchandretrieve/substancesearch/search.do?details=displayDetails&selectedSubstanceId=81656 | 1 | Chemicals | e65e2346-f886-3752-8d3d-6dcdb392e858 | 4061cba4-cb52-3ef2-85a6-55942ed24d37 | 20aadc24-a391-41cf-b340-3e4529f44bde | 93a60a56-a3c8-11da-a746-0800200b9a66
Benzene, (2-isothiocyanatoethyl)- | 130638 | 130638 | 130638 | C9H9NS |  | Mass | kg | emission | air | https://ofmpub.epa.gov/sor_internet/registry/substreg/searchandretrieve/substancesearch/search.do?details=displayDetails&selectedSubstanceId=92645 | 1 | Chemicals | 0c8c36b5-556c-3ef6-a93c-a81794518be2 | 4061cba4-cb52-3ef2-85a6-55942ed24d37 | 20aadc24-a391-41cf-b340-3e4529f44bde | 93a60a56-a3c8-11da-a746-0800200b9a66
Flurenol-butyl | 151456 | 151456 | 151456 | C18H18O3 |  | Mass | kg | emission | air | https://ofmpub.epa.gov/sor_internet/registry/substreg/searchandretrieve/substancesearch/search.do?details=displayDetails&selectedSubstanceId=77591 | 1 | Chemicals | cdc17b32-ffc2-3c59-a149-5423de33fe84 | 4061cba4-cb52-3ef2-85a6-55942ed24d37 | 20aadc24-a391-41cf-b340-3e4529f44bde | 93a60a56-a3c8-11da-a746-0800200b9a66
1H-Benzotriazole, 5-nitro- | 160318 | 160318 | 160318 | C6H4N4O2 |  | Mass | kg | emission | air | https://ofmpub.epa.gov/sor_internet/registry/substreg/searchandretrieve/substancesearch/search.do?details=displayDetails&selectedSubstanceId=41131 | 1 | Chemicals | 3dff50a0-35af-3a6e-a8e1-54fd22f632fc | 4061cba4-cb52-3ef2-85a6-55942ed24d37 | 20aadc24-a391-41cf-b340-3e4529f44bde | 93a60a56-a3c8-11da-a746-0800200b9a66
Captafol | 191906 | 191906 | 191906 | C10H9Cl4NO2S |  | Mass | kg | emission | air | https://ofmpub.epa.gov/sor_internet/registry/substreg/searchandretrieve/substancesearch/search.do?details=displayDetails&selectedSubstanceId=40703 | 1 | Chemicals | 3453e37f-dd12-35f5-a9ab-d0f20477c50b | 4061cba4-cb52-3ef2-85a6-55942ed24d37 | 20aadc24-a391-41cf-b340-3e4529f44bde | 93a60a56-a3c8-11da-a746-0800200b9a66
Phenol, 3,4-dimethyl-, methylcarbamate | 192034 | 192034 | 192034 | C10H13NO2 |  | Mass | kg | emission | air | https://ofmpub.epa.gov/sor_internet/registry/substreg/searchandretrieve/substancesearch/search.do?details=displayDetails&selectedSubstanceId=40702 | 1 | Chemicals | 876016e6-b702-39bf-9edf-7cb6510869fe | 4061cba4-cb52-3ef2-85a6-55942ed24d37 | 20aadc24-a391-41cf-b340-3e4529f44bde | 93a60a56-a3c8-11da-a746-0800200b9a66
2,6-Dichloro-4-methylphenol | 194649 | 194649 | 194649 | C7H6Cl2O |  | Mass | kg | emission | air | https://ofmpub.epa.gov/sor_internet/registry/substreg/searchandretrieve/substancesearch/search.do?details=displayDetails&selectedSubstanceId=40684 | 1 | Chemicals | 468f2f3a-848a-326a-9daf-5171b9c61646 | 4061cba4-cb52-3ef2-85a6-55942ed24d37 | 20aadc24-a391-41cf-b340-3e4529f44bde | 93a60a56-a3c8-11da-a746-0800200b9a66
Chinomethionate | 196869 | 196869 | 196869 | C10H6N2OS2 |  | Mass | kg | emission | air | https://ofmpub.epa.gov/sor_internet/registry/substreg/searchandretrieve/substancesearch/search.do?details=displayDetails&selectedSubstanceId=40513 | 1 | Chemicals | 00849e69-86bc-3670-b2fd-09ec10837110 | 4061cba4-cb52-3ef2-85a6-55942ed24d37 | 20aadc24-a391-41cf-b340-3e4529f44bde | 93a60a56-a3c8-11da-a746-0800200b9a66
Dodine | 197143 | 197143 | 197143 | C15H33N3O2 |  | Mass | kg | emission | air | https://ofmpub.epa.gov/sor_internet/registry/substreg/searchandretrieve/substancesearch/search.do?details=displayDetails&selectedSubstanceId=91889 | 1 | Chemicals | e4463735-6ae2-3a1e-95d5-3a08e62673cd | 4061cba4-cb52-3ef2-85a6-55942ed24d37 | 20aadc24-a391-41cf-b340-3e4529f44bde | 93a60a56-a3c8-11da-a746-0800200b9a66
4-Pyridinecarboxylic acid, methyl ester | 204423 | 204423 | 204423 | C7H7NO2 |  | Mass | kg | emission | air | https://ofmpub.epa.gov/sor_internet/registry/substreg/searchandretrieve/substancesearch/search.do?details=displayDetails&selectedSubstanceId=40491 | 1 | Chemicals | 03867f6e-2b75-3562-847e-d440604e124e | 4061cba4-cb52-3ef2-85a6-55942ed24d37 | 20aadc24-a391-41cf-b340-3e4529f44bde | 93a60a56-a3c8-11da-a746-0800200b9a66
Oxydisulfoton | 218239 | 218239 | 218239 | C8H19O3PS3 |  | Mass | kg | emission | air | https://ofmpub.epa.gov/sor_internet/registry/substreg/searchandretrieve/substancesearch/search.do?details=displayDetails&selectedSubstanceId=40275 | 1 | Chemicals | 025c63bc-46b7-3368-8388-6586fc22d5f3 | 4061cba4-cb52-3ef2-85a6-55942ed24d37 | 20aadc24-a391-41cf-b340-3e4529f44bde | 93a60a56-a3c8-11da-a746-0800200b9a66
Phenthoate | 254642 | 254642 | 254642 | C12H17O4PS2 |  | Mass | kg | emission | air | https://ofmpub.epa.gov/sor_internet/registry/substreg/searchandretrieve/substancesearch/search.do?details=displayDetails&selectedSubstanceId=39848 | 1 | Chemicals | aa0b1bd6-11c3-3a81-817b-ab5ba6aae4d5 | 4061cba4-cb52-3ef2-85a6-55942ed24d37 | 20aadc24-a391-41cf-b340-3e4529f44bde | 93a60a56-a3c8-11da-a746-0800200b9a66
Thiourea, N-ethyl-N'-phenyl- | 307323 | 307323 | 307323 | C9H12N2S |  | Mass | kg | emission | air | https://ofmpub.epa.gov/sor_internet/registry/substreg/searchandretrieve/substancesearch/search.do?details=displayDetails&selectedSubstanceId=41924 | 1 | Chemicals | 85aedc26-7df5-3001-9b25-cd932eb57da5 | 4061cba4-cb52-3ef2-85a6-55942ed24d37 | 20aadc24-a391-41cf-b340-3e4529f44bde | 93a60a56-a3c8-11da-a746-0800200b9a66
C.I. Acid Blue 113 | 530089 | 530089 | 530089 | C32H21N5Na2O6S2 |  | Mass | kg | emission | air | https://ofmpub.epa.gov/sor_internet/registry/substreg/searchandretrieve/substancesearch/search.do?details=displayDetails&selectedSubstanceId=92934 | 1 | Chemicals | 44d410d5-fa7b-3e4e-81a9-17034e60414f | 4061cba4-cb52-3ef2-85a6-55942ed24d37 | 20aadc24-a391-41cf-b340-3e4529f44bde | 93a60a56-a3c8-11da-a746-0800200b9a66
1,4-Dithiothreitol | 578517 | 578517 | 578517 | C4H10O2S2 |  | Mass | kg | emission | air | https://ofmpub.epa.gov/sor_internet/registry/substreg/searchandretrieve/substancesearch/search.do?details=displayDetails&selectedSubstanceId=41886 | 1 | Chemicals | 8b5ba51b-46c4-3a7a-bf0e-c6a5de5c2d1a | 4061cba4-cb52-3ef2-85a6-55942ed24d37 | 20aadc24-a391-41cf-b340-3e4529f44bde | 93a60a56-a3c8-11da-a746-0800200b9a66
Benazolin | 698836 | 698836 | 698836 | C9H6ClNO3S |  | Mass | kg | emission | air | https://ofmpub.epa.gov/sor_internet/registry/substreg/searchandretrieve/substancesearch/search.do?details=displayDetails&selectedSubstanceId=94183 | 1 | Chemicals | 29fdf689-a314-36aa-b88e-795118b34eba | 4061cba4-cb52-3ef2-85a6-55942ed24d37 | 20aadc24-a391-41cf-b340-3e4529f44bde | 93a60a56-a3c8-11da-a746-0800200b9a66
Hexahydro-1,3,5-tris(2-hydroxyethyl)-s-triazine | 1029713 | 1029713 | 1029713 | C9H21N3O3 |  | Mass | kg | emission | air | https://ofmpub.epa.gov/sor_internet/registry/substreg/searchandretrieve/substancesearch/search.do?details=displayDetails&selectedSubstanceId=42468 | 1 | Chemicals | ac17172f-31df-3943-bbbe-caf7765a5a86 | 4061cba4-cb52-3ef2-85a6-55942ed24d37 | 20aadc24-a391-41cf-b340-3e4529f44bde | 93a60a56-a3c8-11da-a746-0800200b9a66
Pentyl lactate | 1637174 | 1637174 | 1637174 | C8H16O3 |  | Mass | kg | emission | air | https://ofmpub.epa.gov/sor_internet/registry/substreg/searchandretrieve/substancesearch/search.do?details=displayDetails&selectedSubstanceId=36664 | 1 | Chemicals | 1d9b56b9-799a-380d-a77b-a77b4cb87b9f | 4061cba4-cb52-3ef2-85a6-55942ed24d37 | 20aadc24-a391-41cf-b340-3e4529f44bde | 93a60a56-a3c8-11da-a746-0800200b9a66
Sodium chlorate | 2146053 | 2146053 | 2146053 | ClNaO3 |  | Mass | kg | emission | air | https://ofmpub.epa.gov/sor_internet/registry/substreg/searchandretrieve/substancesearch/search.do?details=displayDetails&selectedSubstanceId=38307 | 1 | Chemicals | 3d9db7f9-c02f-397f-81ef-5573e2395467 | 4061cba4-cb52-3ef2-85a6-55942ed24d37 | 20aadc24-a391-41cf-b340-3e4529f44bde | 93a60a56-a3c8-11da-a746-0800200b9a66
Hydrogen sulfide | 2148878 | 2148878 | 2148878 | H2S |  | Mass | kg | emission | air | https://ofmpub.epa.gov/sor_internet/registry/substreg/searchandretrieve/substancesearch/search.do?details=displayDetails&selectedSubstanceId=38126 | 1 | Chemicals | 579d8bed-c023-34f6-bf4d-70d9dda16042 | 4061cba4-cb52-3ef2-85a6-55942ed24d37 | 20aadc24-a391-41cf-b340-3e4529f44bde | 93a60a56-a3c8-11da-a746-0800200b9a66
Mancozeb | 2234562 | 2234562 | 2234562 | - |  | Mass | kg | emission | air | https://ofmpub.epa.gov/sor_internet/registry/substreg/searchandretrieve/substancesearch/search.do?details=displayDetails&selectedSubstanceId=38618 | 1 | Chemicals | 4fb83357-7116-3df0-9f62-83d5979e8adc | 4061cba4-cb52-3ef2-85a6-55942ed24d37 | 20aadc24-a391-41cf-b340-3e4529f44bde | 93a60a56-a3c8-11da-a746-0800200b9a66
p-Chloronitrobenzene | 100-00-5 | 100005 | 100005 | C6H4ClNO2 |  | Mass | kg | emission | air | https://ofmpub.epa.gov/sor_internet/registry/substreg/searchandretrieve/substancesearch/search.do?details=displayDetails&selectedSubstanceId=47919 | 1 | Chemicals | 5b4d8b94-1c26-3284-976f-20d1ffc3f7f5 | 4061cba4-cb52-3ef2-85a6-55942ed24d37 | 20aadc24-a391-41cf-b340-3e4529f44bde | 93a60a56-a3c8-11da-a746-0800200b9a66
p-Nitroaniline | 100-01-6 | 100016 | 100016 | C6H6N2O2 |  | Mass | kg | emission | air | https://ofmpub.epa.gov/sor_internet/registry/substreg/searchandretrieve/substancesearch/search.do?details=displayDetails&selectedSubstanceId=47918 | 1 | Chemicals | 7ff07c81-95c9-380f-8e2b-f0f505251083 | 4061cba4-cb52-3ef2-85a6-55942ed24d37 | 20aadc24-a391-41cf-b340-3e4529f44bde | 93a60a56-a3c8-11da-a746-0800200b9a66
p-Nitrophenol | 100-02-7 | 100027 | 100027 | C6H5NO3 |  | Mass | kg | emission | air | https://ofmpub.epa.gov/sor_internet/registry/substreg/searchandretrieve/substancesearch/search.do?details=displayDetails&selectedSubstanceId=47917 | 1 | Chemicals | ad443fbe-937f-3157-9ad0-0814bd69d1b7 | 4061cba4-cb52-3ef2-85a6-55942ed24d37 | 20aadc24-a391-41cf-b340-3e4529f44bde | 93a60a56-a3c8-11da-a746-0800200b9a66
Hymexazol | 10004-44-1 | 10004441 | 10004441 | C4H5NO2 |  | Mass | kg | emission | air | https://ofmpub.epa.gov/sor_internet/registry/substreg/searchandretrieve/substancesearch/search.do?details=displayDetails&selectedSubstanceId=39394 | 1 | Chemicals | 7b53a992-0ebb-372b-b709-b3e17f61d99b | 4061cba4-cb52-3ef2-85a6-55942ed24d37 | 20aadc24-a391-41cf-b340-3e4529f44bde | 93a60a56-a3c8-11da-a746-0800200b9a66
Benzene, 1-ethyl-4-nitro- | 100-12-9 | 100129 | 100129 | C8H9NO2 |  | Mass | kg | emission | air | https://ofmpub.epa.gov/sor_internet/registry/substreg/searchandretrieve/substancesearch/search.do?details=displayDetails&selectedSubstanceId=47908 | 1 | Chemicals | 46136041-860d-3b38-9cf7-20e7c7829176 | 4061cba4-cb52-3ef2-85a6-55942ed24d37 | 20aadc24-a391-41cf-b340-3e4529f44bde | 93a60a56-a3c8-11da-a746-0800200b9a66
p-Nitroanisole | 100-17-4 | 100174 | 100174 | C7H7NO3 |  | Mass | kg | emission | air | https://ofmpub.epa.gov/sor_internet/registry/substreg/searchandretrieve/substancesearch/search.do?details=displayDetails&selectedSubstanceId=47904 | 1 | Chemicals | ac0c0504-59fc-36c7-a427-31993831332c | 4061cba4-cb52-3ef2-85a6-55942ed24d37 | 20aadc24-a391-41cf-b340-3e4529f44bde | 93a60a56-a3c8-11da-a746-0800200b9a66
1,4-Benzenedicarbonyl dichloride | 100-20-9 | 100209 | 100209 | C8H4Cl2O2 |  | Mass | kg | emission | air | https://ofmpub.epa.gov/sor_internet/registry/substreg/searchandretrieve/substancesearch/search.do?details=displayDetails&selectedSubstanceId=47902 | 1 | Chemicals | 5f078633-195a-3a09-88a1-46241cac3d82 | 4061cba4-cb52-3ef2-85a6-55942ed24d37 | 20aadc24-a391-41cf-b340-3e4529f44bde | 93a60a56-a3c8-11da-a746-0800200b9a66
Terephthalic acid | 100-21-0 | 100210 | 100210 | C8H6O4 |  | Mass | kg | emission | air | https://ofmpub.epa.gov/sor_internet/registry/substreg/searchandretrieve/substancesearch/search.do?details=displayDetails&selectedSubstanceId=47901 | 1 | Chemicals | 88ac279d-9725-3859-9d02-b45c994ee607 | 4061cba4-cb52-3ef2-85a6-55942ed24d37 | 20aadc24-a391-41cf-b340-3e4529f44bde | 93a60a56-a3c8-11da-a746-0800200b9a66
p-Dinitrobenzene | 100-25-4 | 100254 | 100254 | C6H4N2O4 |  | Mass | kg | emission | air | https://ofmpub.epa.gov/sor_internet/registry/substreg/searchandretrieve/substancesearch/search.do?details=displayDetails&selectedSubstanceId=47899 | 1 | Chemicals | 84eb3846-e30f-3262-81dc-3f3ca814567b | 4061cba4-cb52-3ef2-85a6-55942ed24d37 | 20aadc24-a391-41cf-b340-3e4529f44bde | 93a60a56-a3c8-11da-a746-0800200b9a66
Sodium decanoate | 1002-62-6 | 1002626 | 1002626 | C10H19NaO2 |  | Mass | kg | emission | air | https://ofmpub.epa.gov/sor_internet/registry/substreg/searchandretrieve/substancesearch/search.do?details=displayDetails&selectedSubstanceId=43745 | 1 | Chemicals | b9a82d3e-de9c-37e1-b8a5-40891eeaf60b | 4061cba4-cb52-3ef2-85a6-55942ed24d37 | 20aadc24-a391-41cf-b340-3e4529f44bde | 93a60a56-a3c8-11da-a746-0800200b9a66
Ozone | 10028-15-6 | 10028156 | 10028156 | O3 |  | Mass | kg | emission | air | https://ofmpub.epa.gov/sor_internet/registry/substreg/searchandretrieve/substancesearch/search.do?details=displayDetails&selectedSubstanceId=39347 | 1 | Chemicals | 5d63c1c7-d56d-3f6f-afd8-287bbd60b664 | 4061cba4-cb52-3ef2-85a6-55942ed24d37 | 20aadc24-a391-41cf-b340-3e4529f44bde | 93a60a56-a3c8-11da-a746-0800200b9a66
p-Nitrophenetole | 100-29-8 | 100298 | 100298 | C8H9NO3 |  | Mass | kg | emission | air | https://ofmpub.epa.gov/sor_internet/registry/substreg/searchandretrieve/substancesearch/search.do?details=displayDetails&selectedSubstanceId=94777 | 1 | Chemicals | c9c07fd4-8bfe-37a5-908f-1d48c4c672d0 | 4061cba4-cb52-3ef2-85a6-55942ed24d37 | 20aadc24-a391-41cf-b340-3e4529f44bde | 93a60a56-a3c8-11da-a746-0800200b9a66
Benzaldehyde, 4-ethoxy- | 10031-82-0 | 10031820 | 10031820 | C9H10O2 |  | Mass | kg | emission | air | https://ofmpub.epa.gov/sor_internet/registry/substreg/searchandretrieve/substancesearch/search.do?details=displayDetails&selectedSubstanceId=39332 | 1 | Chemicals | 5fc3df41-15ab-3e6e-beb8-6172d279c702 | 4061cba4-cb52-3ef2-85a6-55942ed24d37 | 20aadc24-a391-41cf-b340-3e4529f44bde | 93a60a56-a3c8-11da-a746-0800200b9a66
Hydrazine sulfate (1:1) | 10034-93-2 | 10034932 | 10034932 | H6N2O4S |  | Mass | kg | emission | air | https://ofmpub.epa.gov/sor_internet/registry/substreg/searchandretrieve/substancesearch/search.do?details=displayDetails&selectedSubstanceId=39322 | 1 | Chemicals | be66f6e3-2fb9-31f2-977b-fc02f5deae03 | 4061cba4-cb52-3ef2-85a6-55942ed24d37 | 20aadc24-a391-41cf-b340-3e4529f44bde | 93a60a56-a3c8-11da-a746-0800200b9a66
Diethylaminoethanol | 100-37-8 | 100378 | 100378 | C6H15NO |  | Mass | kg | emission | air | https://ofmpub.epa.gov/sor_internet/registry/substreg/searchandretrieve/substancesearch/search.do?details=displayDetails&selectedSubstanceId=47895 | 1 | Chemicals | 0c99f634-5ffb-3672-b2e3-222c02109a49 | 4061cba4-cb52-3ef2-85a6-55942ed24d37 | 20aadc24-a391-41cf-b340-3e4529f44bde | 93a60a56-a3c8-11da-a746-0800200b9a66
4-Vinylcyclohexene | 100-40-3 | 100403 | 100403 | C8H12 |  | Mass | kg | emission | air | https://ofmpub.epa.gov/sor_internet/registry/substreg/searchandretrieve/substancesearch/search.do?details=displayDetails&selectedSubstanceId=47893 | 1 | Chemicals | 826393a9-5abc-3c08-a79e-5265444293c7 | 4061cba4-cb52-3ef2-85a6-55942ed24d37 | 20aadc24-a391-41cf-b340-3e4529f44bde | 93a60a56-a3c8-11da-a746-0800200b9a66
Ethylbenzene | 100-41-4 | 100414 | 100414 | C8H10 |  | Mass | kg | emission | air | https://ofmpub.epa.gov/sor_internet/registry/substreg/searchandretrieve/substancesearch/search.do?details=displayDetails&selectedSubstanceId=94770 | 1 | Chemicals | 228819f7-fb32-3e25-8206-88761eca7b8f | 4061cba4-cb52-3ef2-85a6-55942ed24d37 | 20aadc24-a391-41cf-b340-3e4529f44bde | 93a60a56-a3c8-11da-a746-0800200b9a66
Styrene | 100-42-5 | 100425 | 100425 | C8H8 |  | Mass | kg | emission | air | https://ofmpub.epa.gov/sor_internet/registry/substreg/searchandretrieve/substancesearch/search.do?details=displayDetails&selectedSubstanceId=47892 | 1 | Chemicals | c6ec83e4-cdf9-3fda-8d33-e76f11183054 | 4061cba4-cb52-3ef2-85a6-55942ed24d37 | 20aadc24-a391-41cf-b340-3e4529f44bde | 93a60a56-a3c8-11da-a746-0800200b9a66
4-Vinylpyridine | 100-43-6 | 100436 | 100436 | C7H7N |  | Mass | kg | emission | air | https://ofmpub.epa.gov/sor_internet/registry/substreg/searchandretrieve/substancesearch/search.do?details=displayDetails&selectedSubstanceId=47891 | 1 | Chemicals | 7731cb09-07a4-3156-9f63-2b35b3be568f | 4061cba4-cb52-3ef2-85a6-55942ed24d37 | 20aadc24-a391-41cf-b340-3e4529f44bde | 93a60a56-a3c8-11da-a746-0800200b9a66
Benzyl chloride | 100-44-7 | 100447 | 100447 | C7H7Cl |  | Mass | kg | emission | air | https://ofmpub.epa.gov/sor_internet/registry/substreg/searchandretrieve/substancesearch/search.do?details=displayDetails&selectedSubstanceId=94767 | 1 | Chemicals | f28fb980-09f1-3dc4-967d-f22214f5fa8a | 4061cba4-cb52-3ef2-85a6-55942ed24d37 | 20aadc24-a391-41cf-b340-3e4529f44bde | 93a60a56-a3c8-11da-a746-0800200b9a66
Benzylamine | 100-46-9 | 100469 | 100469 | C7H9N |  | Mass | kg | emission | air | https://ofmpub.epa.gov/sor_internet/registry/substreg/searchandretrieve/substancesearch/search.do?details=displayDetails&selectedSubstanceId=47890 | 1 | Chemicals | a9137ee0-5fc5-35ac-b8d3-544c7c975366 | 4061cba4-cb52-3ef2-85a6-55942ed24d37 | 20aadc24-a391-41cf-b340-3e4529f44bde | 93a60a56-a3c8-11da-a746-0800200b9a66
Benzonitrile | 100-47-0 | 100470 | 100470 | C7H5N |  | Mass | kg | emission | air | https://ofmpub.epa.gov/sor_internet/registry/substreg/searchandretrieve/substancesearch/search.do?details=displayDetails&selectedSubstanceId=47889 | 1 | Chemicals | b429e322-a8ca-34a5-bea4-7bbf22b97bbe | 4061cba4-cb52-3ef2-85a6-55942ed24d37 | 20aadc24-a391-41cf-b340-3e4529f44bde | 93a60a56-a3c8-11da-a746-0800200b9a66
4-Pyridinecarbonitrile | 100-48-1 | 100481 | 100481 | C6H4N2 |  | Mass | kg | emission | air | https://ofmpub.epa.gov/sor_internet/registry/substreg/searchandretrieve/substancesearch/search.do?details=displayDetails&selectedSubstanceId=94765 | 1 | Chemicals | 877de037-7a4f-3e69-9dc5-fc3522cda550 | 4061cba4-cb52-3ef2-85a6-55942ed24d37 | 20aadc24-a391-41cf-b340-3e4529f44bde | 93a60a56-a3c8-11da-a746-0800200b9a66
Sterigmatocystin | 10048-13-2 | 10048132 | 10048132 | C18H12O6 |  | Mass | kg | emission | air | https://ofmpub.epa.gov/sor_internet/registry/substreg/searchandretrieve/substancesearch/search.do?details=displayDetails&selectedSubstanceId=78321 | 1 | Chemicals | df841e2d-6fce-3d4c-bdcc-05c993989fd7 | 4061cba4-cb52-3ef2-85a6-55942ed24d37 | 20aadc24-a391-41cf-b340-3e4529f44bde | 93a60a56-a3c8-11da-a746-0800200b9a66
Chlorine dioxide | 10049-04-4 | 10049044 | 10049044 | ClO2 |  | Mass | kg | emission | air | https://ofmpub.epa.gov/sor_internet/registry/substreg/searchandretrieve/substancesearch/search.do?details=displayDetails&selectedSubstanceId=39291 | 1 | Chemicals | 00c54ea5-e288-3a11-bf86-6ce93e981e1f | 4061cba4-cb52-3ef2-85a6-55942ed24d37 | 20aadc24-a391-41cf-b340-3e4529f44bde | 93a60a56-a3c8-11da-a746-0800200b9a66
Benzyl alcohol | 100-51-6 | 100516 | 100516 | C7H8O |  | Mass | kg | emission | air | https://ofmpub.epa.gov/sor_internet/registry/substreg/searchandretrieve/substancesearch/search.do?details=displayDetails&selectedSubstanceId=47886 | 1 | Chemicals | bb5429e4-fe31-3caf-816f-8f664f187bd7 | 4061cba4-cb52-3ef2-85a6-55942ed24d37 | 20aadc24-a391-41cf-b340-3e4529f44bde | 93a60a56-a3c8-11da-a746-0800200b9a66
Benzaldehyde | 100-52-7 | 100527 | 100527 | C7H6O |  | Mass | kg | emission | air | https://ofmpub.epa.gov/sor_internet/registry/substreg/searchandretrieve/substancesearch/search.do?details=displayDetails&selectedSubstanceId=47885 | 1 | Chemicals | 7046ee43-29da-3f3d-af24-998309d4bc37 | 4061cba4-cb52-3ef2-85a6-55942ed24d37 | 20aadc24-a391-41cf-b340-3e4529f44bde | 93a60a56-a3c8-11da-a746-0800200b9a66
3-Pyridinecarbonitrile | 100-54-9 | 100549 | 100549 | C6H4N2 |  | Mass | kg | emission | air | https://ofmpub.epa.gov/sor_internet/registry/substreg/searchandretrieve/substancesearch/search.do?details=displayDetails&selectedSubstanceId=47883 | 1 | Chemicals | 6ce44113-172a-3992-8277-6f70014df021 | 4061cba4-cb52-3ef2-85a6-55942ed24d37 | 20aadc24-a391-41cf-b340-3e4529f44bde | 93a60a56-a3c8-11da-a746-0800200b9a66
3-Pyridinemethanol | 100-55-0 | 100550 | 100550 | C6H7NO |  | Mass | kg | emission | air | https://ofmpub.epa.gov/sor_internet/registry/substreg/searchandretrieve/substancesearch/search.do?details=displayDetails&selectedSubstanceId=47882 | 1 | Chemicals | 868c2f8c-ad7d-3100-bd4e-a25948475a28 | 4061cba4-cb52-3ef2-85a6-55942ed24d37 | 20aadc24-a391-41cf-b340-3e4529f44bde | 93a60a56-a3c8-11da-a746-0800200b9a66
cis-1,3-Dichloropropene | 10061-01-5 | 10061015 | 10061015 | C3H4Cl2 |  | Mass | kg | emission | air | https://ofmpub.epa.gov/sor_internet/registry/substreg/searchandretrieve/substancesearch/search.do?details=displayDetails&selectedSubstanceId=39276 | 1 | Chemicals | a346c260-1369-30a4-8a7a-9281a8f63c9e | 4061cba4-cb52-3ef2-85a6-55942ed24d37 | 20aadc24-a391-41cf-b340-3e4529f44bde | 93a60a56-a3c8-11da-a746-0800200b9a66
N-Methylaniline | 100-61-8 | 100618 | 100618 | C7H9N |  | Mass | kg | emission | air | https://ofmpub.epa.gov/sor_internet/registry/substreg/searchandretrieve/substancesearch/search.do?details=displayDetails&selectedSubstanceId=47877 | 1 | Chemicals | cac43947-ee9b-3df4-a148-f9f1beb17762 | 4061cba4-cb52-3ef2-85a6-55942ed24d37 | 20aadc24-a391-41cf-b340-3e4529f44bde | 93a60a56-a3c8-11da-a746-0800200b9a66
Phenylhydrazine | 100-63-0 | 100630 | 100630 | C6H8N2 |  | Mass | kg | emission | air | https://ofmpub.epa.gov/sor_internet/registry/substreg/searchandretrieve/substancesearch/search.do?details=displayDetails&selectedSubstanceId=47876 | 1 | Chemicals | 740803b3-2fd0-3b3c-925f-9a2746d6278f | 4061cba4-cb52-3ef2-85a6-55942ed24d37 | 20aadc24-a391-41cf-b340-3e4529f44bde | 93a60a56-a3c8-11da-a746-0800200b9a66
Cyclohexanone oxime | 100-64-1 | 100641 | 100641 | C6H11NO |  | Mass | kg | emission | air | https://ofmpub.epa.gov/sor_internet/registry/substreg/searchandretrieve/substancesearch/search.do?details=displayDetails&selectedSubstanceId=47875 | 1 | Chemicals | 3f909daa-ba2e-3771-b4eb-b623d9b5cb54 | 4061cba4-cb52-3ef2-85a6-55942ed24d37 | 20aadc24-a391-41cf-b340-3e4529f44bde | 93a60a56-a3c8-11da-a746-0800200b9a66
Quizalofop-P-ethyl | 100646-51-3 | 100646513 | 100646513 | C19H17ClN2O4 |  | Mass | kg | emission | air | https://ofmpub.epa.gov/sor_internet/registry/substreg/searchandretrieve/substancesearch/search.do?details=displayDetails&selectedSubstanceId=76924 | 1 | Chemicals | 8fa74b8e-5a3b-3c2c-b0a2-683ce35fbe9b | 4061cba4-cb52-3ef2-85a6-55942ed24d37 | 20aadc24-a391-41cf-b340-3e4529f44bde | 93a60a56-a3c8-11da-a746-0800200b9a66
Anisole | 100-66-3 | 100663 | 100663 | C7H8O |  | Mass | kg | emission | air | https://ofmpub.epa.gov/sor_internet/registry/substreg/searchandretrieve/substancesearch/search.do?details=displayDetails&selectedSubstanceId=47873 | 1 | Chemicals | ea77d591-c1b6-37e8-8ee9-cd96b78c01c3 | 4061cba4-cb52-3ef2-85a6-55942ed24d37 | 20aadc24-a391-41cf-b340-3e4529f44bde | 93a60a56-a3c8-11da-a746-0800200b9a66
Benzene, (methylthio)- | 100-68-5 | 100685 | 100685 | C7H8S |  | Mass | kg | emission | air | https://ofmpub.epa.gov/sor_internet/registry/substreg/searchandretrieve/substancesearch/search.do?details=displayDetails&selectedSubstanceId=47871 | 1 | Chemicals | c7874e4a-1679-3a66-9d70-b00739c23dda | 4061cba4-cb52-3ef2-85a6-55942ed24d37 | 20aadc24-a391-41cf-b340-3e4529f44bde | 93a60a56-a3c8-11da-a746-0800200b9a66
2-Pyridinecarbonitrile | 100-70-9 | 100709 | 100709 | C6H4N2 |  | Mass | kg | emission | air | https://ofmpub.epa.gov/sor_internet/registry/substreg/searchandretrieve/substancesearch/search.do?details=displayDetails&selectedSubstanceId=47869 | 1 | Chemicals | c437f30f-ef99-3d6b-9f75-2febb6b19090 | 4061cba4-cb52-3ef2-85a6-55942ed24d37 | 20aadc24-a391-41cf-b340-3e4529f44bde | 93a60a56-a3c8-11da-a746-0800200b9a66
2-Ethylpyridine | 100-71-0 | 100710 | 100710 | C7H9N |  | Mass | kg | emission | air | https://ofmpub.epa.gov/sor_internet/registry/substreg/searchandretrieve/substancesearch/search.do?details=displayDetails&selectedSubstanceId=47868 | 1 | Chemicals | 7abea7b6-1359-377c-837b-a20f95c777ba | 4061cba4-cb52-3ef2-85a6-55942ed24d37 | 20aadc24-a391-41cf-b340-3e4529f44bde | 93a60a56-a3c8-11da-a746-0800200b9a66
N-Nitrosopiperidine | 100-75-4 | 100754 | 100754 | C5H10N2O |  | Mass | kg | emission | air | https://ofmpub.epa.gov/sor_internet/registry/substreg/searchandretrieve/substancesearch/search.do?details=displayDetails&selectedSubstanceId=47866 | 1 | Chemicals | 44bf61a4-c2fa-37fa-a48f-280654f76fd3 | 4061cba4-cb52-3ef2-85a6-55942ed24d37 | 20aadc24-a391-41cf-b340-3e4529f44bde | 93a60a56-a3c8-11da-a746-0800200b9a66
Halosulfuron-methyl | 100784-20-1 | 100784201 | 100784201 | C13H15ClN6O7S |  | Mass | kg | emission | air | https://ofmpub.epa.gov/sor_internet/registry/substreg/searchandretrieve/substancesearch/search.do?details=displayDetails&selectedSubstanceId=83507 | 1 | Chemicals | 5928ee38-74bd-3c67-b5b9-2d8b4d288f55 | 4061cba4-cb52-3ef2-85a6-55942ed24d37 | 20aadc24-a391-41cf-b340-3e4529f44bde | 93a60a56-a3c8-11da-a746-0800200b9a66
3-Phenylpyridine | 1008-88-4 | 1008884 | 1008884 | C11H9N |  | Mass | kg | emission | air | https://ofmpub.epa.gov/sor_internet/registry/substreg/searchandretrieve/substancesearch/search.do?details=displayDetails&selectedSubstanceId=43722 | 1 | Chemicals | 866daee7-2afd-3edb-a778-b2f566f2a35f | 4061cba4-cb52-3ef2-85a6-55942ed24d37 | 20aadc24-a391-41cf-b340-3e4529f44bde | 93a60a56-a3c8-11da-a746-0800200b9a66
Hexamethylenetetramine | 100-97-0 | 100970 | 100970 | C6H12N4 |  | Mass | kg | emission | air | https://ofmpub.epa.gov/sor_internet/registry/substreg/searchandretrieve/substancesearch/search.do?details=displayDetails&selectedSubstanceId=47856 | 1 | Chemicals | 0511e9c5-c148-371c-9b2a-b4e320a59217 | 4061cba4-cb52-3ef2-85a6-55942ed24d37 | 20aadc24-a391-41cf-b340-3e4529f44bde | 93a60a56-a3c8-11da-a746-0800200b9a66
Triphenyl phosphite | 101-02-0 | 101020 | 101020 | C18H15O3P |  | Mass | kg | emission | air | https://ofmpub.epa.gov/sor_internet/registry/substreg/searchandretrieve/substancesearch/search.do?details=displayDetails&selectedSubstanceId=47854 | 1 | Chemicals | 519f3af5-ce3b-3f99-ac72-c3a255f07119 | 4061cba4-cb52-3ef2-85a6-55942ed24d37 | 20aadc24-a391-41cf-b340-3e4529f44bde | 93a60a56-a3c8-11da-a746-0800200b9a66
Anilazine | 101-05-3 | 101053 | 101053 | C9H5Cl3N4 |  | Mass | kg | emission | air | https://ofmpub.epa.gov/sor_internet/registry/substreg/searchandretrieve/substancesearch/search.do?details=displayDetails&selectedSubstanceId=94747 | 1 | Chemicals | 3c977534-0976-3ad7-9295-b65e158c4cb5 | 4061cba4-cb52-3ef2-85a6-55942ed24d37 | 20aadc24-a391-41cf-b340-3e4529f44bde | 93a60a56-a3c8-11da-a746-0800200b9a66
4,4'-Methylenebis(2-chloroaniline) | 101-14-4 | 101144 | 101144 | C13H12Cl2N2 |  | Mass | kg | emission | air | https://ofmpub.epa.gov/sor_internet/registry/substreg/searchandretrieve/substancesearch/search.do?details=displayDetails&selectedSubstanceId=47850 | 1 | Chemicals | 7b8aacec-98c2-3ead-bcb6-481b19aff04c | 4061cba4-cb52-3ef2-85a6-55942ed24d37 | 20aadc24-a391-41cf-b340-3e4529f44bde | 93a60a56-a3c8-11da-a746-0800200b9a66
C.I. Basic Brown 1, dihydrochloride | 10114-58-6 | 10114586 | 10114586 | C18H20Cl2N8 |  | Mass | kg | emission | air | https://ofmpub.epa.gov/sor_internet/registry/substreg/searchandretrieve/substancesearch/search.do?details=displayDetails&selectedSubstanceId=39207 | 1 | Chemicals | aa07216d-4a77-38ab-99de-7b7186f1c263 | 4061cba4-cb52-3ef2-85a6-55942ed24d37 | 20aadc24-a391-41cf-b340-3e4529f44bde | 93a60a56-a3c8-11da-a746-0800200b9a66
Tribenuron-methyl | 101200-48-0 | 101200480 | 101200480 | C15H17N5O6S |  | Mass | kg | emission | air | https://ofmpub.epa.gov/sor_internet/registry/substreg/searchandretrieve/substancesearch/search.do?details=displayDetails&selectedSubstanceId=63362 | 1 | Chemicals | 7eba5ce1-2ee1-3d4f-a86d-45f4fe3da190 | 4061cba4-cb52-3ef2-85a6-55942ed24d37 | 20aadc24-a391-41cf-b340-3e4529f44bde | 93a60a56-a3c8-11da-a746-0800200b9a66
Triclocarban | 101-20-2 | 101202 | 101202 | C13H9Cl3N2O |  | Mass | kg | emission | air | https://ofmpub.epa.gov/sor_internet/registry/substreg/searchandretrieve/substancesearch/search.do?details=displayDetails&selectedSubstanceId=47848 | 1 | Chemicals | a396ba50-205c-3195-9d27-5a64b05312e8 | 4061cba4-cb52-3ef2-85a6-55942ed24d37 | 20aadc24-a391-41cf-b340-3e4529f44bde | 93a60a56-a3c8-11da-a746-0800200b9a66
Chlorpropham | 101-21-3 | 101213 | 101213 | C10H12ClNO2 |  | Mass | kg | emission | air | https://ofmpub.epa.gov/sor_internet/registry/substreg/searchandretrieve/substancesearch/search.do?details=displayDetails&selectedSubstanceId=94742 | 1 | Chemicals | c4c7c23d-ac29-3273-9ad3-74ff1080e839 | 4061cba4-cb52-3ef2-85a6-55942ed24d37 | 20aadc24-a391-41cf-b340-3e4529f44bde | 93a60a56-a3c8-11da-a746-0800200b9a66
Cupric chloride dihydrate | 10125-13-0 | 10125130 | 10125130 | Cl2CuH4O2 |  | Mass | kg | emission | air | https://ofmpub.epa.gov/sor_internet/registry/substreg/searchandretrieve/substancesearch/search.do?details=displayDetails&selectedSubstanceId=77408 | 1 | Chemicals | 98221df5-55dc-3cfe-b283-17555e8b47a3 | 4061cba4-cb52-3ef2-85a6-55942ed24d37 | 20aadc24-a391-41cf-b340-3e4529f44bde | 93a60a56-a3c8-11da-a746-0800200b9a66
Barban | 101-27-9 | 101279 | 101279 | C11H9Cl2NO2 |  | Mass | kg | emission | air | https://ofmpub.epa.gov/sor_internet/registry/substreg/searchandretrieve/substancesearch/search.do?details=displayDetails&selectedSubstanceId=47846 | 1 | Chemicals | ed6b70f0-d3ac-3d26-a6d1-e5079b801d3c | 4061cba4-cb52-3ef2-85a6-55942ed24d37 | 20aadc24-a391-41cf-b340-3e4529f44bde | 93a60a56-a3c8-11da-a746-0800200b9a66
Fenuron | 101-42-8 | 101428 | 101428 | C9H12N2O |  | Mass | kg | emission | air | https://ofmpub.epa.gov/sor_internet/registry/substreg/searchandretrieve/substancesearch/search.do?details=displayDetails&selectedSubstanceId=47841 | 1 | Chemicals | e1e087a9-cd32-3936-842c-ba1f77f70e0d | 4061cba4-cb52-3ef2-85a6-55942ed24d37 | 20aadc24-a391-41cf-b340-3e4529f44bde | 93a60a56-a3c8-11da-a746-0800200b9a66
Desmetryn | 1014-69-3 | 1014693 | 1014693 | C8H15N5S |  | Mass | kg | emission | air | https://ofmpub.epa.gov/sor_internet/registry/substreg/searchandretrieve/substancesearch/search.do?details=displayDetails&selectedSubstanceId=77642 | 1 | Chemicals | 3109c4bf-53df-30ea-8dfb-6e771a0e61d6 | 4061cba4-cb52-3ef2-85a6-55942ed24d37 | 20aadc24-a391-41cf-b340-3e4529f44bde | 93a60a56-a3c8-11da-a746-0800200b9a66
Simetryn | 1014-70-6 | 1014706 | 1014706 | C8H15N5S |  | Mass | kg | emission | air | https://ofmpub.epa.gov/sor_internet/registry/substreg/searchandretrieve/substancesearch/search.do?details=displayDetails&selectedSubstanceId=81236 | 1 | Chemicals | 1eafa62b-07fe-3794-8dcb-45c63dd5a9ab | 4061cba4-cb52-3ef2-85a6-55942ed24d37 | 20aadc24-a391-41cf-b340-3e4529f44bde | 93a60a56-a3c8-11da-a746-0800200b9a66
p-Aminodiphenylamine | 101-54-2 | 101542 | 101542 | C12H12N2 |  | Mass | kg | emission | air | https://ofmpub.epa.gov/sor_internet/registry/substreg/searchandretrieve/substancesearch/search.do?details=displayDetails&selectedSubstanceId=47836 | 1 | Chemicals | 7b269cff-7f0c-3358-bbb2-89c82853f07c | 4061cba4-cb52-3ef2-85a6-55942ed24d37 | 20aadc24-a391-41cf-b340-3e4529f44bde | 93a60a56-a3c8-11da-a746-0800200b9a66
p-Bromophenyl phenyl ether | 101-55-3 | 101553 | 101553 | C12H9BrO |  | Mass | kg | emission | air | https://ofmpub.epa.gov/sor_internet/registry/substreg/searchandretrieve/substancesearch/search.do?details=displayDetails&selectedSubstanceId=47835 | 1 | Chemicals | 989eda3e-450c-3078-805e-f8d913e0caca | 4061cba4-cb52-3ef2-85a6-55942ed24d37 | 20aadc24-a391-41cf-b340-3e4529f44bde | 93a60a56-a3c8-11da-a746-0800200b9a66
4,4'-Methylenebis[N,N-dimethylaniline] | 101-61-1 | 101611 | 101611 | C17H22N2 |  | Mass | kg | emission | air | https://ofmpub.epa.gov/sor_internet/registry/substreg/searchandretrieve/substancesearch/search.do?details=displayDetails&selectedSubstanceId=47833 | 1 | Chemicals | 73249020-dea6-3d94-a922-4d004f3f5614 | 4061cba4-cb52-3ef2-85a6-55942ed24d37 | 20aadc24-a391-41cf-b340-3e4529f44bde | 93a60a56-a3c8-11da-a746-0800200b9a66
N-Isopropyl-N'-phenyl-p-phenylenediamine | 101-72-4 | 101724 | 101724 | C15H18N2 |  | Mass | kg | emission | air | https://ofmpub.epa.gov/sor_internet/registry/substreg/searchandretrieve/substancesearch/search.do?details=displayDetails&selectedSubstanceId=94511 | 1 | Chemicals | 7f65d5f6-7c9b-3695-8824-75392588990b | 4061cba4-cb52-3ef2-85a6-55942ed24d37 | 20aadc24-a391-41cf-b340-3e4529f44bde | 93a60a56-a3c8-11da-a746-0800200b9a66
4,4'-Methylenedianiline | 101-77-9 | 101779 | 101779 | C13H14N2 |  | Mass | kg | emission | air | https://ofmpub.epa.gov/sor_internet/registry/substreg/searchandretrieve/substancesearch/search.do?details=displayDetails&selectedSubstanceId=47823 | 1 | Chemicals | 5072cb91-23d2-33f2-844a-0bf4e7ecb227 | 4061cba4-cb52-3ef2-85a6-55942ed24d37 | 20aadc24-a391-41cf-b340-3e4529f44bde | 93a60a56-a3c8-11da-a746-0800200b9a66
Benzenamine, 4-(4-chlorophenoxy)- | 101-79-1 | 101791 | 101791 | C12H10ClNO |  | Mass | kg | emission | air | https://ofmpub.epa.gov/sor_internet/registry/substreg/searchandretrieve/substancesearch/search.do?details=displayDetails&selectedSubstanceId=47822 | 1 | Chemicals | 70ee71e8-ef2f-3d63-a3e0-79c7c8234ec0 | 4061cba4-cb52-3ef2-85a6-55942ed24d37 | 20aadc24-a391-41cf-b340-3e4529f44bde | 93a60a56-a3c8-11da-a746-0800200b9a66
4,4'-Diaminodiphenyl ether | 101-80-4 | 101804 | 101804 | C12H12N2O |  | Mass | kg | emission | air | https://ofmpub.epa.gov/sor_internet/registry/substreg/searchandretrieve/substancesearch/search.do?details=displayDetails&selectedSubstanceId=47821 | 1 | Chemicals | 35dc90de-9bef-378a-a8f7-e8ce2dd90344 | 4061cba4-cb52-3ef2-85a6-55942ed24d37 | 20aadc24-a391-41cf-b340-3e4529f44bde | 93a60a56-a3c8-11da-a746-0800200b9a66
Diphenylmethane | 101-81-5 | 101815 | 101815 | C13H12 |  | Mass | kg | emission | air | https://ofmpub.epa.gov/sor_internet/registry/substreg/searchandretrieve/substancesearch/search.do?details=displayDetails&selectedSubstanceId=47820 | 1 | Chemicals | a791e6ea-2447-3d7f-a400-e49132cca8b1 | 4061cba4-cb52-3ef2-85a6-55942ed24d37 | 20aadc24-a391-41cf-b340-3e4529f44bde | 93a60a56-a3c8-11da-a746-0800200b9a66
Pyridine, 2-(phenylmethyl)- | 101-82-6 | 101826 | 101826 | C12H11N |  | Mass | kg | emission | air | https://ofmpub.epa.gov/sor_internet/registry/substreg/searchandretrieve/substancesearch/search.do?details=displayDetails&selectedSubstanceId=47819 | 1 | Chemicals | f5ddb36d-3254-31c4-9ea6-68b347b3143d | 4061cba4-cb52-3ef2-85a6-55942ed24d37 | 20aadc24-a391-41cf-b340-3e4529f44bde | 93a60a56-a3c8-11da-a746-0800200b9a66
Dicyclohexylamine | 101-83-7 | 101837 | 101837 | C12H23N |  | Mass | kg | emission | air | https://ofmpub.epa.gov/sor_internet/registry/substreg/searchandretrieve/substancesearch/search.do?details=displayDetails&selectedSubstanceId=47818 | 1 | Chemicals | 33ac7da1-3e73-3747-816d-423c15203bbc | 4061cba4-cb52-3ef2-85a6-55942ed24d37 | 20aadc24-a391-41cf-b340-3e4529f44bde | 93a60a56-a3c8-11da-a746-0800200b9a66
Phenyl ether | 101-84-8 | 101848 | 101848 | C12H10O |  | Mass | kg | emission | air | https://ofmpub.epa.gov/sor_internet/registry/substreg/searchandretrieve/substancesearch/search.do?details=displayDetails&selectedSubstanceId=47817 | 1 | Chemicals | 210680fa-e041-37e5-8c52-b16784e7854e | 4061cba4-cb52-3ef2-85a6-55942ed24d37 | 20aadc24-a391-41cf-b340-3e4529f44bde | 93a60a56-a3c8-11da-a746-0800200b9a66
Diglycidyl resorcinol ether | 101-90-6 | 101906 | 101906 | C12H14O4 |  | Mass | kg | emission | air | https://ofmpub.epa.gov/sor_internet/registry/substreg/searchandretrieve/substancesearch/search.do?details=displayDetails&selectedSubstanceId=47813 | 1 | Chemicals | 8e507850-9001-3a58-ba4b-c030b1accd4f | 4061cba4-cb52-3ef2-85a6-55942ed24d37 | 20aadc24-a391-41cf-b340-3e4529f44bde | 93a60a56-a3c8-11da-a746-0800200b9a66
Imazethapyr, ammonium salt | 101917-66-2 | 101917662 | 101917662 | C15H22N4O3 |  | Mass | kg | emission | air | https://ofmpub.epa.gov/sor_internet/registry/substreg/searchandretrieve/substancesearch/search.do?details=displayDetails&selectedSubstanceId=63330 | 1 | Chemicals | 7d4d6d1a-348f-355d-b663-b187584b0b61 | 4061cba4-cb52-3ef2-85a6-55942ed24d37 | 20aadc24-a391-41cf-b340-3e4529f44bde | 93a60a56-a3c8-11da-a746-0800200b9a66
Acetoacetanilide | 102-01-2 | 102012 | 102012 | C10H11NO2 |  | Mass | kg | emission | air | https://ofmpub.epa.gov/sor_internet/registry/substreg/searchandretrieve/substancesearch/search.do?details=displayDetails&selectedSubstanceId=47807 | 1 | Chemicals | 6f745f47-dd30-3e8a-a99d-55dde9966218 | 4061cba4-cb52-3ef2-85a6-55942ed24d37 | 20aadc24-a391-41cf-b340-3e4529f44bde | 93a60a56-a3c8-11da-a746-0800200b9a66
1,3-Diphenylguanidine | 102-06-7 | 102067 | 102067 | C13H13N3 |  | Mass | kg | emission | air | https://ofmpub.epa.gov/sor_internet/registry/substreg/searchandretrieve/substancesearch/search.do?details=displayDetails&selectedSubstanceId=94495 | 1 | Chemicals | c447fbfb-8b34-3155-af97-6bbc3187ed62 | 4061cba4-cb52-3ef2-85a6-55942ed24d37 | 20aadc24-a391-41cf-b340-3e4529f44bde | 93a60a56-a3c8-11da-a746-0800200b9a66
Diphenylthiourea | 102-08-9 | 102089 | 102089 | C13H12N2S |  | Mass | kg | emission | air | https://ofmpub.epa.gov/sor_internet/registry/substreg/searchandretrieve/substancesearch/search.do?details=displayDetails&selectedSubstanceId=47804 | 1 | Chemicals | c038abe0-663e-3f03-9a42-c4b760611b3c | 4061cba4-cb52-3ef2-85a6-55942ed24d37 | 20aadc24-a391-41cf-b340-3e4529f44bde | 93a60a56-a3c8-11da-a746-0800200b9a66
2,2-Dibromo-3-nitrilopropionamide | 10222-01-2 | 10222012 | 10222012 | C3H2Br2N2O |  | Mass | kg | emission | air | https://ofmpub.epa.gov/sor_internet/registry/substreg/searchandretrieve/substancesearch/search.do?details=displayDetails&selectedSubstanceId=39095 | 1 | Chemicals | dc27ad17-27f0-3ba8-be51-fdb7a6a59270 | 4061cba4-cb52-3ef2-85a6-55942ed24d37 | 20aadc24-a391-41cf-b340-3e4529f44bde | 93a60a56-a3c8-11da-a746-0800200b9a66
N-Ethyl-m-toluidine | 102-27-2 | 102272 | 102272 | C9H13N |  | Mass | kg | emission | air | https://ofmpub.epa.gov/sor_internet/registry/substreg/searchandretrieve/substancesearch/search.do?details=displayDetails&selectedSubstanceId=94489 | 1 | Chemicals | 2cfc1df5-8b0a-3db5-bfba-c929e83efb4d | 4061cba4-cb52-3ef2-85a6-55942ed24d37 | 20aadc24-a391-41cf-b340-3e4529f44bde | 93a60a56-a3c8-11da-a746-0800200b9a66
Heptachlor epoxide | 1024-57-3 | 1024573 | 1024573 | C10H5Cl7O |  | Mass | kg | emission | air | https://ofmpub.epa.gov/sor_internet/registry/substreg/searchandretrieve/substancesearch/search.do?details=displayDetails&selectedSubstanceId=43710 | 1 | Chemicals | 2f910297-6e40-30b3-ab65-59c638659c14 | 4061cba4-cb52-3ef2-85a6-55942ed24d37 | 20aadc24-a391-41cf-b340-3e4529f44bde | 93a60a56-a3c8-11da-a746-0800200b9a66
m-Cresidine | 102-50-1 | 102501 | 102501 | C8H11NO |  | Mass | kg | emission | air | https://ofmpub.epa.gov/sor_internet/registry/substreg/searchandretrieve/substancesearch/search.do?details=displayDetails&selectedSubstanceId=76583 | 1 | Chemicals | d668623d-3778-36cc-a32b-93339de4837c | 4061cba4-cb52-3ef2-85a6-55942ed24d37 | 20aadc24-a391-41cf-b340-3e4529f44bde | 93a60a56-a3c8-11da-a746-0800200b9a66
Methamidophos | 10265-92-6 | 10265926 | 10265926 | C2H8NO2PS |  | Mass | kg | emission | air | https://ofmpub.epa.gov/sor_internet/registry/substreg/searchandretrieve/substancesearch/search.do?details=displayDetails&selectedSubstanceId=39073 | 1 | Chemicals | 655275bc-f350-30a5-9153-e6d9c7180e12 | 4061cba4-cb52-3ef2-85a6-55942ed24d37 | 20aadc24-a391-41cf-b340-3e4529f44bde | 93a60a56-a3c8-11da-a746-0800200b9a66
Tripropylamine | 102-69-2 | 102692 | 102692 | C9H21N |  | Mass | kg | emission | air | https://ofmpub.epa.gov/sor_internet/registry/substreg/searchandretrieve/substancesearch/search.do?details=displayDetails&selectedSubstanceId=76578 | 1 | Chemicals | a805d2bc-c571-3300-983f-d44336ae7b19 | 4061cba4-cb52-3ef2-85a6-55942ed24d37 | 20aadc24-a391-41cf-b340-3e4529f44bde | 93a60a56-a3c8-11da-a746-0800200b9a66
Triethanolamine | 102-71-6 | 102716 | 102716 | C6H15NO3 |  | Mass | kg | emission | air | https://ofmpub.epa.gov/sor_internet/registry/substreg/searchandretrieve/substancesearch/search.do?details=displayDetails&selectedSubstanceId=47782 | 1 | Chemicals | b0c4f77e-ea5f-3ca7-901a-cacbcdc4777e | 4061cba4-cb52-3ef2-85a6-55942ed24d37 | 20aadc24-a391-41cf-b340-3e4529f44bde | 93a60a56-a3c8-11da-a746-0800200b9a66
2-(Dibutylamino)ethanol | 102-81-8 | 102818 | 102818 | C10H23NO |  | Mass | kg | emission | air | https://ofmpub.epa.gov/sor_internet/registry/substreg/searchandretrieve/substancesearch/search.do?details=displayDetails&selectedSubstanceId=76573 | 1 | Chemicals | caf431c9-550d-393f-b1a7-0297bfacafb4 | 4061cba4-cb52-3ef2-85a6-55942ed24d37 | 20aadc24-a391-41cf-b340-3e4529f44bde | 93a60a56-a3c8-11da-a746-0800200b9a66
Tributylamine | 102-82-9 | 102829 | 102829 | C12H27N |  | Mass | kg | emission | air | https://ofmpub.epa.gov/sor_internet/registry/substreg/searchandretrieve/substancesearch/search.do?details=displayDetails&selectedSubstanceId=47777 | 1 | Chemicals | 1f35d812-9e6b-3231-97ea-48d7d86be998 | 4061cba4-cb52-3ef2-85a6-55942ed24d37 | 20aadc24-a391-41cf-b340-3e4529f44bde | 93a60a56-a3c8-11da-a746-0800200b9a66
Tau-fluvalinate | 102851-06-9 | 102851069 | 102851069 | C26H22ClF3N2O3 |  | Mass | kg | emission | air | https://ofmpub.epa.gov/sor_internet/registry/substreg/searchandretrieve/substancesearch/search.do?details=displayDetails&selectedSubstanceId=80802 | 1 | Chemicals | ac9d63b2-31a2-3b24-a6c9-9f40cc945864 | 4061cba4-cb52-3ef2-85a6-55942ed24d37 | 20aadc24-a391-41cf-b340-3e4529f44bde | 93a60a56-a3c8-11da-a746-0800200b9a66
Phosphorous acid | 10294-56-1 | 10294561 | 10294561 | H3O3P |  | Mass | kg | emission | air | https://ofmpub.epa.gov/sor_internet/registry/substreg/searchandretrieve/substancesearch/search.do?details=displayDetails&selectedSubstanceId=39056 | 1 | Chemicals | 42d6bd0b-3dc4-3ea2-abf4-d3e087da8d61 | 4061cba4-cb52-3ef2-85a6-55942ed24d37 | 20aadc24-a391-41cf-b340-3e4529f44bde | 93a60a56-a3c8-11da-a746-0800200b9a66
Benzenemethanamine, N-(1-methylethyl)- | 102-97-6 | 102976 | 102976 | C10H15N |  | Mass | kg | emission | air | https://ofmpub.epa.gov/sor_internet/registry/substreg/searchandretrieve/substancesearch/search.do?details=displayDetails&selectedSubstanceId=47772 | 1 | Chemicals | 8fd9d139-7643-3484-9e39-8eb0e738c304 | 4061cba4-cb52-3ef2-85a6-55942ed24d37 | 20aadc24-a391-41cf-b340-3e4529f44bde | 93a60a56-a3c8-11da-a746-0800200b9a66
Phenicarbazide | 103-03-7 | 103037 | 103037 | C7H9N3O |  | Mass | kg | emission | air | https://ofmpub.epa.gov/sor_internet/registry/substreg/searchandretrieve/substancesearch/search.do?details=displayDetails&selectedSubstanceId=48094 | 1 | Chemicals | a7ad0cb2-920a-34f4-a362-78f4e6bf6586 | 4061cba4-cb52-3ef2-85a6-55942ed24d37 | 20aadc24-a391-41cf-b340-3e4529f44bde | 93a60a56-a3c8-11da-a746-0800200b9a66
.alpha.,.alpha.-Dimethylbenzenepropanol | 103-05-9 | 103059 | 103059 | C11H16O |  | Mass | kg | emission | air | https://ofmpub.epa.gov/sor_internet/registry/substreg/searchandretrieve/substancesearch/search.do?details=displayDetails&selectedSubstanceId=48093 | 1 | Chemicals | 621d3470-f0a9-368d-964f-8ff13635eff3 | 4061cba4-cb52-3ef2-85a6-55942ed24d37 | 20aadc24-a391-41cf-b340-3e4529f44bde | 93a60a56-a3c8-11da-a746-0800200b9a66
Endosulfan sulfate | 1031-07-8 | 1031078 | 1031078 | C9H6Cl6O4S |  | Mass | kg | emission | air | https://ofmpub.epa.gov/sor_internet/registry/substreg/searchandretrieve/substancesearch/search.do?details=displayDetails&selectedSubstanceId=43703 | 1 | Chemicals | 2c10a2fb-5409-3caf-864e-716391e2e07a | 4061cba4-cb52-3ef2-85a6-55942ed24d37 | 20aadc24-a391-41cf-b340-3e4529f44bde | 93a60a56-a3c8-11da-a746-0800200b9a66
1H-1,2,4-Triazole-3-carboxylic acid, 1-(2,4-dichlorophenyl)-5-(trichloromethyl)-, ethyl ester | 103112-35-2 | 103112352 | 103112352 | C12H8Cl5N3O2 |  | Mass | kg | emission | air | https://ofmpub.epa.gov/sor_internet/registry/substreg/searchandretrieve/substancesearch/search.do?details=displayDetails&selectedSubstanceId=83490 | 1 | Chemicals | 261af552-9dd0-3f4d-9c9f-28e4f2613730 | 4061cba4-cb52-3ef2-85a6-55942ed24d37 | 20aadc24-a391-41cf-b340-3e4529f44bde | 93a60a56-a3c8-11da-a746-0800200b9a66
2-Ethylhexyl acrylate | 103-11-7 | 103117 | 103117 | C11H20O2 |  | Mass | kg | emission | air | https://ofmpub.epa.gov/sor_internet/registry/substreg/searchandretrieve/substancesearch/search.do?details=displayDetails&selectedSubstanceId=48089 | 1 | Chemicals | 7fb9d646-559d-3fa9-af13-fff830fbf6d5 | 4061cba4-cb52-3ef2-85a6-55942ed24d37 | 20aadc24-a391-41cf-b340-3e4529f44bde | 93a60a56-a3c8-11da-a746-0800200b9a66
Dialifor | 10311-84-9 | 10311849 | 10311849 | C14H17ClNO4PS2 |  | Mass | kg | emission | air | https://ofmpub.epa.gov/sor_internet/registry/substreg/searchandretrieve/substancesearch/search.do?details=displayDetails&selectedSubstanceId=39047 | 1 | Chemicals | 5b07c8ba-b8a3-3e77-a0f4-8b439780e39e | 4061cba4-cb52-3ef2-85a6-55942ed24d37 | 20aadc24-a391-41cf-b340-3e4529f44bde | 93a60a56-a3c8-11da-a746-0800200b9a66
Di(2-ethylhexyl) adipate | 103-23-1 | 103231 | 103231 | C22H42O4 |  | Mass | kg | emission | air | https://ofmpub.epa.gov/sor_internet/registry/substreg/searchandretrieve/substancesearch/search.do?details=displayDetails&selectedSubstanceId=48082 | 1 | Chemicals | 4488f80d-92f9-37b6-a422-866f160cb30c | 4061cba4-cb52-3ef2-85a6-55942ed24d37 | 20aadc24-a391-41cf-b340-3e4529f44bde | 93a60a56-a3c8-11da-a746-0800200b9a66
Azobenzene | 103-33-3 | 103333 | 103333 | C12H10N2 |  | Mass | kg | emission | air | https://ofmpub.epa.gov/sor_internet/registry/substreg/searchandretrieve/substancesearch/search.do?details=displayDetails&selectedSubstanceId=48074 | 1 | Chemicals | 1e7630a5-6858-37f9-99e3-dc0c1301b3fb | 4061cba4-cb52-3ef2-85a6-55942ed24d37 | 20aadc24-a391-41cf-b340-3e4529f44bde | 93a60a56-a3c8-11da-a746-0800200b9a66
Flumioxazin | 103361-09-7 | 103361097 | 103361097 | C19H15FN2O4 |  | Mass | kg | emission | air | https://ofmpub.epa.gov/sor_internet/registry/substreg/searchandretrieve/substancesearch/search.do?details=displayDetails&selectedSubstanceId=80669 | 1 | Chemicals | 7d526ddd-785c-37be-bb73-4ce20a9e81fb | 4061cba4-cb52-3ef2-85a6-55942ed24d37 | 20aadc24-a391-41cf-b340-3e4529f44bde | 93a60a56-a3c8-11da-a746-0800200b9a66
n-Propylbenzene | 103-65-1 | 103651 | 103651 | C9H12 |  | Mass | kg | emission | air | https://ofmpub.epa.gov/sor_internet/registry/substreg/searchandretrieve/substancesearch/search.do?details=displayDetails&selectedSubstanceId=48059 | 1 | Chemicals | 9cc5e69a-6dec-31ca-9557-abaa72ada3f1 | 4061cba4-cb52-3ef2-85a6-55942ed24d37 | 20aadc24-a391-41cf-b340-3e4529f44bde | 93a60a56-a3c8-11da-a746-0800200b9a66
N-Ethylaniline | 103-69-5 | 103695 | 103695 | C8H11N |  | Mass | kg | emission | air | https://ofmpub.epa.gov/sor_internet/registry/substreg/searchandretrieve/substancesearch/search.do?details=displayDetails&selectedSubstanceId=76541 | 1 | Chemicals | e112df52-eb0d-3fbc-aa4c-318f64fcc7fd | 4061cba4-cb52-3ef2-85a6-55942ed24d37 | 20aadc24-a391-41cf-b340-3e4529f44bde | 93a60a56-a3c8-11da-a746-0800200b9a66
Benzene, isothiocyanato- | 103-72-0 | 103720 | 103720 | C7H5NS |  | Mass | kg | emission | air | https://ofmpub.epa.gov/sor_internet/registry/substreg/searchandretrieve/substancesearch/search.do?details=displayDetails&selectedSubstanceId=76539 | 1 | Chemicals | d2d4ae97-3fc0-3a1c-b4b9-a76f8d2f2d34 | 4061cba4-cb52-3ef2-85a6-55942ed24d37 | 20aadc24-a391-41cf-b340-3e4529f44bde | 93a60a56-a3c8-11da-a746-0800200b9a66
2-Pyridineethanol | 103-74-2 | 103742 | 103742 | C7H9NO |  | Mass | kg | emission | air | https://ofmpub.epa.gov/sor_internet/registry/substreg/searchandretrieve/substancesearch/search.do?details=displayDetails&selectedSubstanceId=48054 | 1 | Chemicals | f4ba2c6e-3342-340c-8f74-3c1c35a4d5b1 | 4061cba4-cb52-3ef2-85a6-55942ed24d37 | 20aadc24-a391-41cf-b340-3e4529f44bde | 93a60a56-a3c8-11da-a746-0800200b9a66
1-Piperazineethanol | 103-76-4 | 103764 | 103764 | C6H14N2O |  | Mass | kg | emission | air | https://ofmpub.epa.gov/sor_internet/registry/substreg/searchandretrieve/substancesearch/search.do?details=displayDetails&selectedSubstanceId=76536 | 1 | Chemicals | 29bfff76-0d19-3b70-9f63-3497397c2400 | 4061cba4-cb52-3ef2-85a6-55942ed24d37 | 20aadc24-a391-41cf-b340-3e4529f44bde | 93a60a56-a3c8-11da-a746-0800200b9a66
Copper 8-quinolinolate | 10380-28-6 | 10380286 | 10380286 | C18H12CuN2O2 |  | Mass | kg | emission | air | https://ofmpub.epa.gov/sor_internet/registry/substreg/searchandretrieve/substancesearch/search.do?details=displayDetails&selectedSubstanceId=38984 | 1 | Chemicals | f662a0e2-0014-32c9-b126-49327dd75ef8 | 4061cba4-cb52-3ef2-85a6-55942ed24d37 | 20aadc24-a391-41cf-b340-3e4529f44bde | 93a60a56-a3c8-11da-a746-0800200b9a66
Phenylacetic acid | 103-82-2 | 103822 | 103822 | C8H8O2 |  | Mass | kg | emission | air | https://ofmpub.epa.gov/sor_internet/registry/substreg/searchandretrieve/substancesearch/search.do?details=displayDetails&selectedSubstanceId=48049 | 1 | Chemicals | 30dd02c7-f6fb-3382-8ca0-e444d4061d89 | 4061cba4-cb52-3ef2-85a6-55942ed24d37 | 20aadc24-a391-41cf-b340-3e4529f44bde | 93a60a56-a3c8-11da-a746-0800200b9a66
N,N-Dimethylbenzylamine | 103-83-3 | 103833 | 103833 | C9H13N |  | Mass | kg | emission | air | https://ofmpub.epa.gov/sor_internet/registry/substreg/searchandretrieve/substancesearch/search.do?details=displayDetails&selectedSubstanceId=97270 | 1 | Chemicals | 38329516-15a8-30d0-9977-c47a32b94a12 | 4061cba4-cb52-3ef2-85a6-55942ed24d37 | 20aadc24-a391-41cf-b340-3e4529f44bde | 93a60a56-a3c8-11da-a746-0800200b9a66
Acetanilide | 103-84-4 | 103844 | 103844 | C8H9NO |  | Mass | kg | emission | air | https://ofmpub.epa.gov/sor_internet/registry/substreg/searchandretrieve/substancesearch/search.do?details=displayDetails&selectedSubstanceId=48048 | 1 | Chemicals | 439df3ff-2169-3309-bc66-4d6834e8e712 | 4061cba4-cb52-3ef2-85a6-55942ed24d37 | 20aadc24-a391-41cf-b340-3e4529f44bde | 93a60a56-a3c8-11da-a746-0800200b9a66
Phenylthiourea | 103-85-5 | 103855 | 103855 | C7H8N2S |  | Mass | kg | emission | air | https://ofmpub.epa.gov/sor_internet/registry/substreg/searchandretrieve/substancesearch/search.do?details=displayDetails&selectedSubstanceId=48047 | 1 | Chemicals | ee342b2a-8a06-3a47-af67-feb434daa1e3 | 4061cba4-cb52-3ef2-85a6-55942ed24d37 | 20aadc24-a391-41cf-b340-3e4529f44bde | 93a60a56-a3c8-11da-a746-0800200b9a66
Acetaminophen | 103-90-2 | 103902 | 103902 | C8H9NO2 |  | Mass | kg | emission | air | https://ofmpub.epa.gov/sor_internet/registry/substreg/searchandretrieve/substancesearch/search.do?details=displayDetails&selectedSubstanceId=97267 | 1 | Chemicals | 24f34548-240b-3329-8780-aa32c0524f84 | 4061cba4-cb52-3ef2-85a6-55942ed24d37 | 20aadc24-a391-41cf-b340-3e4529f44bde | 93a60a56-a3c8-11da-a746-0800200b9a66
Imazapic | 104098-48-8 | 104098488 | 104098488 | C14H17N3O3 |  | Mass | kg | emission | air | https://ofmpub.epa.gov/sor_internet/registry/substreg/searchandretrieve/substancesearch/search.do?details=displayDetails&selectedSubstanceId=80800 | 1 | Chemicals | c4263f9c-1997-389e-8e56-27e1c25811b0 | 4061cba4-cb52-3ef2-85a6-55942ed24d37 | 20aadc24-a391-41cf-b340-3e4529f44bde | 93a60a56-a3c8-11da-a746-0800200b9a66
p-Butylaniline | 104-13-2 | 104132 | 104132 | C10H15N |  | Mass | kg | emission | air | https://ofmpub.epa.gov/sor_internet/registry/substreg/searchandretrieve/substancesearch/search.do?details=displayDetails&selectedSubstanceId=47651 | 1 | Chemicals | 61f3bf37-f23f-3052-a1dd-02aa7504752c | 4061cba4-cb52-3ef2-85a6-55942ed24d37 | 20aadc24-a391-41cf-b340-3e4529f44bde | 93a60a56-a3c8-11da-a746-0800200b9a66
Mesotrione | 104206-82-8 | 104206828 | 104206828 | C14H13NO7S |  | Mass | kg | emission | air | https://ofmpub.epa.gov/sor_internet/registry/substreg/searchandretrieve/substancesearch/search.do?details=displayDetails&selectedSubstanceId=80799 | 1 | Chemicals | d273c3f9-9bba-3b32-b245-5e8c74e8c0f9 | 4061cba4-cb52-3ef2-85a6-55942ed24d37 | 20aadc24-a391-41cf-b340-3e4529f44bde | 93a60a56-a3c8-11da-a746-0800200b9a66
p-Nonylphenol | 104-40-5 | 104405 | 104405 | C15H24O |  | Mass | kg | emission | air | https://ofmpub.epa.gov/sor_internet/registry/substreg/searchandretrieve/substancesearch/search.do?details=displayDetails&selectedSubstanceId=47639 | 1 | Chemicals | eda0df5a-4aee-384c-8b4a-dd6dc8f63679 | 4061cba4-cb52-3ef2-85a6-55942ed24d37 | 20aadc24-a391-41cf-b340-3e4529f44bde | 93a60a56-a3c8-11da-a746-0800200b9a66
p-Dodecylaniline | 104-42-7 | 104427 | 104427 | C18H31N |  | Mass | kg | emission | air | https://ofmpub.epa.gov/sor_internet/registry/substreg/searchandretrieve/substancesearch/search.do?details=displayDetails&selectedSubstanceId=47637 | 1 | Chemicals | 16603569-69f1-343b-a068-511141a10443 | 4061cba4-cb52-3ef2-85a6-55942ed24d37 | 20aadc24-a391-41cf-b340-3e4529f44bde | 93a60a56-a3c8-11da-a746-0800200b9a66
4-Dodecylphenol | 104-43-8 | 104438 | 104438 | C18H30O |  | Mass | kg | emission | air | https://ofmpub.epa.gov/sor_internet/registry/substreg/searchandretrieve/substancesearch/search.do?details=displayDetails&selectedSubstanceId=47636 | 1 | Chemicals | 16264664-ed78-37df-b20a-ea33854e4c02 | 4061cba4-cb52-3ef2-85a6-55942ed24d37 | 20aadc24-a391-41cf-b340-3e4529f44bde | 93a60a56-a3c8-11da-a746-0800200b9a66
n-Butylbenzene | 104-51-8 | 104518 | 104518 | C10H14 |  | Mass | kg | emission | air | https://ofmpub.epa.gov/sor_internet/registry/substreg/searchandretrieve/substancesearch/search.do?details=displayDetails&selectedSubstanceId=97250 | 1 | Chemicals | f0c0d132-a564-3a14-ba36-99ea395a080d | 4061cba4-cb52-3ef2-85a6-55942ed24d37 | 20aadc24-a391-41cf-b340-3e4529f44bde | 93a60a56-a3c8-11da-a746-0800200b9a66
Resmethrin | 10453-86-8 | 10453868 | 10453868 | C22H26O3 |  | Mass | kg | emission | air | https://ofmpub.epa.gov/sor_internet/registry/substreg/searchandretrieve/substancesearch/search.do?details=displayDetails&selectedSubstanceId=38942 | 1 | Chemicals | c14595c1-0f67-30f6-ae5d-0d0112f34afd | 4061cba4-cb52-3ef2-85a6-55942ed24d37 | 20aadc24-a391-41cf-b340-3e4529f44bde | 93a60a56-a3c8-11da-a746-0800200b9a66
2-Ethylhexylamine | 104-75-6 | 104756 | 104756 | C8H19N |  | Mass | kg | emission | air | https://ofmpub.epa.gov/sor_internet/registry/substreg/searchandretrieve/substancesearch/search.do?details=displayDetails&selectedSubstanceId=47620 | 1 | Chemicals | 4373ad24-f626-34cb-b7a7-dcd97f4113ca | 4061cba4-cb52-3ef2-85a6-55942ed24d37 | 20aadc24-a391-41cf-b340-3e4529f44bde | 93a60a56-a3c8-11da-a746-0800200b9a66
2-Ethylhexanol | 104-76-7 | 104767 | 104767 | C8H18O |  | Mass | kg | emission | air | https://ofmpub.epa.gov/sor_internet/registry/substreg/searchandretrieve/substancesearch/search.do?details=displayDetails&selectedSubstanceId=47619 | 1 | Chemicals | abe14e72-4a81-359e-9138-bfd5433bfcb1 | 4061cba4-cb52-3ef2-85a6-55942ed24d37 | 20aadc24-a391-41cf-b340-3e4529f44bde | 93a60a56-a3c8-11da-a746-0800200b9a66
p-Tolunitrile | 104-85-8 | 104858 | 104858 | C8H7N |  | Mass | kg | emission | air | https://ofmpub.epa.gov/sor_internet/registry/substreg/searchandretrieve/substancesearch/search.do?details=displayDetails&selectedSubstanceId=47614 | 1 | Chemicals | d573ede5-b54d-3abc-bd73-b46d8c4a7fc4 | 4061cba4-cb52-3ef2-85a6-55942ed24d37 | 20aadc24-a391-41cf-b340-3e4529f44bde | 93a60a56-a3c8-11da-a746-0800200b9a66
4-Methylbenzaldehyde | 104-87-0 | 104870 | 104870 | C8H8O |  | Mass | kg | emission | air | https://ofmpub.epa.gov/sor_internet/registry/substreg/searchandretrieve/substancesearch/search.do?details=displayDetails&selectedSubstanceId=97231 | 1 | Chemicals | 399e0408-a649-31f3-ad97-0f238dc03b45 | 4061cba4-cb52-3ef2-85a6-55942ed24d37 | 20aadc24-a391-41cf-b340-3e4529f44bde | 93a60a56-a3c8-11da-a746-0800200b9a66
p-Chlorobenzaldehyde | 104-88-1 | 104881 | 104881 | C7H5ClO |  | Mass | kg | emission | air | https://ofmpub.epa.gov/sor_internet/registry/substreg/searchandretrieve/substancesearch/search.do?details=displayDetails&selectedSubstanceId=47612 | 1 | Chemicals | b2011bb8-adb0-3526-b2d2-25efd347288e | 4061cba4-cb52-3ef2-85a6-55942ed24d37 | 20aadc24-a391-41cf-b340-3e4529f44bde | 93a60a56-a3c8-11da-a746-0800200b9a66
5-Ethyl-2-methylpyridine | 104-90-5 | 104905 | 104905 | C8H11N |  | Mass | kg | emission | air | https://ofmpub.epa.gov/sor_internet/registry/substreg/searchandretrieve/substancesearch/search.do?details=displayDetails&selectedSubstanceId=97230 | 1 | Chemicals | f38a3118-294c-361b-b517-36180678a075 | 4061cba4-cb52-3ef2-85a6-55942ed24d37 | 20aadc24-a391-41cf-b340-3e4529f44bde | 93a60a56-a3c8-11da-a746-0800200b9a66
p-Methylanisole | 104-93-8 | 104938 | 104938 | C8H10O |  | Mass | kg | emission | air | https://ofmpub.epa.gov/sor_internet/registry/substreg/searchandretrieve/substancesearch/search.do?details=displayDetails&selectedSubstanceId=97228 | 1 | Chemicals | 2bad3c7d-46b0-3c3a-a848-5c146c9baf7c | 4061cba4-cb52-3ef2-85a6-55942ed24d37 | 20aadc24-a391-41cf-b340-3e4529f44bde | 93a60a56-a3c8-11da-a746-0800200b9a66
p-Anisidine | 104-94-9 | 104949 | 104949 | C7H9NO |  | Mass | kg | emission | air | https://ofmpub.epa.gov/sor_internet/registry/substreg/searchandretrieve/substancesearch/search.do?details=displayDetails&selectedSubstanceId=47608 | 1 | Chemicals | fc3b6c40-1f06-3a4b-a8b2-1571a9957453 | 4061cba4-cb52-3ef2-85a6-55942ed24d37 | 20aadc24-a391-41cf-b340-3e4529f44bde | 93a60a56-a3c8-11da-a746-0800200b9a66
p-Quinone dioxime | 105-11-3 | 105113 | 105113 | C6H6N2O2 |  | Mass | kg | emission | air | https://ofmpub.epa.gov/sor_internet/registry/substreg/searchandretrieve/substancesearch/search.do?details=displayDetails&selectedSubstanceId=47600 | 1 | Chemicals | 24b4c4ce-d6fc-3637-a752-7776f67aa4d5 | 4061cba4-cb52-3ef2-85a6-55942ed24d37 | 20aadc24-a391-41cf-b340-3e4529f44bde | 93a60a56-a3c8-11da-a746-0800200b9a66
Ethyl propionate | 105-37-3 | 105373 | 105373 | C5H10O2 |  | Mass | kg | emission | air | https://ofmpub.epa.gov/sor_internet/registry/substreg/searchandretrieve/substancesearch/search.do?details=displayDetails&selectedSubstanceId=47590 | 1 | Chemicals | 6b17f83d-b92d-38d7-a997-1357eab4cb51 | 4061cba4-cb52-3ef2-85a6-55942ed24d37 | 20aadc24-a391-41cf-b340-3e4529f44bde | 93a60a56-a3c8-11da-a746-0800200b9a66
Vinyl propionate | 105-38-4 | 105384 | 105384 | C5H8O2 |  | Mass | kg | emission | air | https://ofmpub.epa.gov/sor_internet/registry/substreg/searchandretrieve/substancesearch/search.do?details=displayDetails&selectedSubstanceId=47589 | 1 | Chemicals | ae2719f1-a44a-3cb9-92f8-6ee3c5a8ae5f | 4061cba4-cb52-3ef2-85a6-55942ed24d37 | 20aadc24-a391-41cf-b340-3e4529f44bde | 93a60a56-a3c8-11da-a746-0800200b9a66
Ethyl chloroacetate | 105-39-5 | 105395 | 105395 | C4H7ClO2 |  | Mass | kg | emission | air | https://ofmpub.epa.gov/sor_internet/registry/substreg/searchandretrieve/substancesearch/search.do?details=displayDetails&selectedSubstanceId=47588 | 1 | Chemicals | 6292186d-c94e-3004-8d08-33e2237f6ec1 | 4061cba4-cb52-3ef2-85a6-55942ed24d37 | 20aadc24-a391-41cf-b340-3e4529f44bde | 93a60a56-a3c8-11da-a746-0800200b9a66
Tamoxifen | 10540-29-1 | 10540291 | 10540291 | C26H29NO |  | Mass | kg | emission | air | https://ofmpub.epa.gov/sor_internet/registry/substreg/searchandretrieve/substancesearch/search.do?details=displayDetails&selectedSubstanceId=94407 | 1 | Chemicals | 789df1e4-3101-3417-bbd0-664eafb5bb2e | 4061cba4-cb52-3ef2-85a6-55942ed24d37 | 20aadc24-a391-41cf-b340-3e4529f44bde | 93a60a56-a3c8-11da-a746-0800200b9a66
sec-Butyl acetate | 105-46-4 | 105464 | 105464 | C6H12O2 |  | Mass | kg | emission | air | https://ofmpub.epa.gov/sor_internet/registry/substreg/searchandretrieve/substancesearch/search.do?details=displayDetails&selectedSubstanceId=47583 | 1 | Chemicals | e137983f-665f-3dad-90b2-16560670ca80 | 4061cba4-cb52-3ef2-85a6-55942ed24d37 | 20aadc24-a391-41cf-b340-3e4529f44bde | 93a60a56-a3c8-11da-a746-0800200b9a66
Diethyl malonate | 105-53-3 | 105533 | 105533 | C7H12O4 |  | Mass | kg | emission | air | https://ofmpub.epa.gov/sor_internet/registry/substreg/searchandretrieve/substancesearch/search.do?details=displayDetails&selectedSubstanceId=47579 | 1 | Chemicals | 0d718136-35f8-38df-be4c-354d91172199 | 4061cba4-cb52-3ef2-85a6-55942ed24d37 | 20aadc24-a391-41cf-b340-3e4529f44bde | 93a60a56-a3c8-11da-a746-0800200b9a66
Ethyl butyrate | 105-54-4 | 105544 | 105544 | C6H12O2 |  | Mass | kg | emission | air | https://ofmpub.epa.gov/sor_internet/registry/substreg/searchandretrieve/substancesearch/search.do?details=displayDetails&selectedSubstanceId=47578 | 1 | Chemicals | f2a8868e-4aaf-336f-84e8-57f56502f287 | 4061cba4-cb52-3ef2-85a6-55942ed24d37 | 20aadc24-a391-41cf-b340-3e4529f44bde | 93a60a56-a3c8-11da-a746-0800200b9a66
N,N'-Diethylthiourea | 105-55-5 | 105555 | 105555 | C5H12N2S |  | Mass | kg | emission | air | https://ofmpub.epa.gov/sor_internet/registry/substreg/searchandretrieve/substancesearch/search.do?details=displayDetails&selectedSubstanceId=47577 | 1 | Chemicals | ca252308-2e19-3421-a089-db312297a348 | 4061cba4-cb52-3ef2-85a6-55942ed24d37 | 20aadc24-a391-41cf-b340-3e4529f44bde | 93a60a56-a3c8-11da-a746-0800200b9a66
N-Methyldiethanolamine | 105-59-9 | 105599 | 105599 | C5H13NO2 |  | Mass | kg | emission | air | https://ofmpub.epa.gov/sor_internet/registry/substreg/searchandretrieve/substancesearch/search.do?details=displayDetails&selectedSubstanceId=47573 | 1 | Chemicals | d393a634-84a3-3135-96d2-d65d27b1e8b0 | 4061cba4-cb52-3ef2-85a6-55942ed24d37 | 20aadc24-a391-41cf-b340-3e4529f44bde | 93a60a56-a3c8-11da-a746-0800200b9a66
Caprolactam | 105-60-2 | 105602 | 105602 | C6H11NO |  | Mass | kg | emission | air | https://ofmpub.epa.gov/sor_internet/registry/substreg/searchandretrieve/substancesearch/search.do?details=displayDetails&selectedSubstanceId=47572 | 1 | Chemicals | 903c0279-d4a5-31f4-b276-bc1ec051b3ae | 4061cba4-cb52-3ef2-85a6-55942ed24d37 | 20aadc24-a391-41cf-b340-3e4529f44bde | 93a60a56-a3c8-11da-a746-0800200b9a66
2,4-Dimethylphenol | 105-67-9 | 105679 | 105679 | C8H10O |  | Mass | kg | emission | air | https://ofmpub.epa.gov/sor_internet/registry/substreg/searchandretrieve/substancesearch/search.do?details=displayDetails&selectedSubstanceId=96968 | 1 | Chemicals | 2e958c5d-3c2c-366e-846e-0f5f21e79404 | 4061cba4-cb52-3ef2-85a6-55942ed24d37 | 20aadc24-a391-41cf-b340-3e4529f44bde | 93a60a56-a3c8-11da-a746-0800200b9a66
Dibutyl maleate | 105-76-0 | 105760 | 105760 | C12H20O4 |  | Mass | kg | emission | air | https://ofmpub.epa.gov/sor_internet/registry/substreg/searchandretrieve/substancesearch/search.do?details=displayDetails&selectedSubstanceId=47566 | 1 | Chemicals | 8d9b75b1-67f4-35c0-8934-ac5dfd1fe55a | 4061cba4-cb52-3ef2-85a6-55942ed24d37 | 20aadc24-a391-41cf-b340-3e4529f44bde | 93a60a56-a3c8-11da-a746-0800200b9a66
Disodium 3-[(5-chloro-2-hydroxyphenyl)azo]-4,5-dihydroxy-2,7-naphthalenedisulfonate | 1058-92-0 | 1058920 | 1058920 | C16H9ClN2Na2O9S2 |  | Mass | kg | emission | air | https://ofmpub.epa.gov/sor_internet/registry/substreg/searchandretrieve/substancesearch/search.do?details=displayDetails&selectedSubstanceId=96961 | 1 | Chemicals | 6427317e-3e9a-30bf-8315-02f3205a81eb | 4061cba4-cb52-3ef2-85a6-55942ed24d37 | 20aadc24-a391-41cf-b340-3e4529f44bde | 93a60a56-a3c8-11da-a746-0800200b9a66
N-Nitrosomethylethylamine | 10595-95-6 | 10595956 | 10595956 | C3H8N2O |  | Mass | kg | emission | air | https://ofmpub.epa.gov/sor_internet/registry/substreg/searchandretrieve/substancesearch/search.do?details=displayDetails&selectedSubstanceId=96955 | 1 | Chemicals | eb5cc9a7-8828-3aec-93cd-72e6cbdd9924 | 4061cba4-cb52-3ef2-85a6-55942ed24d37 | 20aadc24-a391-41cf-b340-3e4529f44bde | 93a60a56-a3c8-11da-a746-0800200b9a66
Dibutyl adipate | 105-99-7 | 105997 | 105997 | C14H26O4 |  | Mass | kg | emission | air | https://ofmpub.epa.gov/sor_internet/registry/substreg/searchandretrieve/substancesearch/search.do?details=displayDetails&selectedSubstanceId=96954 | 1 | Chemicals | c7977779-6c96-32ae-b503-40e7ff690609 | 4061cba4-cb52-3ef2-85a6-55942ed24d37 | 20aadc24-a391-41cf-b340-3e4529f44bde | 93a60a56-a3c8-11da-a746-0800200b9a66
Chloramine | 10599-90-3 | 10599903 | 10599903 | ClH2N |  | Mass | kg | emission | air | https://ofmpub.epa.gov/sor_internet/registry/substreg/searchandretrieve/substancesearch/search.do?details=displayDetails&selectedSubstanceId=38844 | 1 | Chemicals | 1aff3ee0-d112-3e4a-98f4-b63ffc91f47d | 4061cba4-cb52-3ef2-85a6-55942ed24d37 | 20aadc24-a391-41cf-b340-3e4529f44bde | 93a60a56-a3c8-11da-a746-0800200b9a66
Carbendazim | 10605-21-7 | 10605217 | 10605217 | C9H9N3O2 |  | Mass | kg | emission | air | https://ofmpub.epa.gov/sor_internet/registry/substreg/searchandretrieve/substancesearch/search.do?details=displayDetails&selectedSubstanceId=38840 | 1 | Chemicals | 8ec9be20-6063-3824-a9de-33b15d610ffe | 4061cba4-cb52-3ef2-85a6-55942ed24d37 | 20aadc24-a391-41cf-b340-3e4529f44bde | 93a60a56-a3c8-11da-a746-0800200b9a66
Citronellol | 106-22-9 | 106229 | 106229 | C10H20O |  | Mass | kg | emission | air | https://ofmpub.epa.gov/sor_internet/registry/substreg/searchandretrieve/substancesearch/search.do?details=displayDetails&selectedSubstanceId=47542 | 1 | Chemicals | 53df38f4-8ea0-3663-b8c6-560691ac8037 | 4061cba4-cb52-3ef2-85a6-55942ed24d37 | 20aadc24-a391-41cf-b340-3e4529f44bde | 93a60a56-a3c8-11da-a746-0800200b9a66
trans-Geraniol | 106-24-1 | 106241 | 106241 | C10H18O |  | Mass | kg | emission | air | https://ofmpub.epa.gov/sor_internet/registry/substreg/searchandretrieve/substancesearch/search.do?details=displayDetails&selectedSubstanceId=47541 | 1 | Chemicals | fbc880ed-014f-3335-9e48-7c4ba45eebfa | 4061cba4-cb52-3ef2-85a6-55942ed24d37 | 20aadc24-a391-41cf-b340-3e4529f44bde | 93a60a56-a3c8-11da-a746-0800200b9a66
p-Bromoaniline | 106-40-1 | 106401 | 106401 | C6H6BrN |  | Mass | kg | emission | air | https://ofmpub.epa.gov/sor_internet/registry/substreg/searchandretrieve/substancesearch/search.do?details=displayDetails&selectedSubstanceId=47530 | 1 | Chemicals | d075eff6-13ef-3c3f-9f51-e2a34ecaad99 | 4061cba4-cb52-3ef2-85a6-55942ed24d37 | 20aadc24-a391-41cf-b340-3e4529f44bde | 93a60a56-a3c8-11da-a746-0800200b9a66
Phenol, 4-bromo- | 106-41-2 | 106412 | 106412 | C6H5BrO |  | Mass | kg | emission | air | https://ofmpub.epa.gov/sor_internet/registry/substreg/searchandretrieve/substancesearch/search.do?details=displayDetails&selectedSubstanceId=47529 | 1 | Chemicals | 0743cdf6-5c06-3050-92f6-b21f9976d949 | 4061cba4-cb52-3ef2-85a6-55942ed24d37 | 20aadc24-a391-41cf-b340-3e4529f44bde | 93a60a56-a3c8-11da-a746-0800200b9a66
p-Xylene | 106-42-3 | 106423 | 106423 | C8H10 |  | Mass | kg | emission | air | https://ofmpub.epa.gov/sor_internet/registry/substreg/searchandretrieve/substancesearch/search.do?details=displayDetails&selectedSubstanceId=47528 | 1 | Chemicals | df565c7d-5058-3f64-947b-f469c7097b93 | 4061cba4-cb52-3ef2-85a6-55942ed24d37 | 20aadc24-a391-41cf-b340-3e4529f44bde | 93a60a56-a3c8-11da-a746-0800200b9a66
p-Chlorotoluene | 106-43-4 | 106434 | 106434 | C7H7Cl |  | Mass | kg | emission | air | https://ofmpub.epa.gov/sor_internet/registry/substreg/searchandretrieve/substancesearch/search.do?details=displayDetails&selectedSubstanceId=47527 | 1 | Chemicals | 3c475405-7e8c-330b-9509-d3b090cb3130 | 4061cba4-cb52-3ef2-85a6-55942ed24d37 | 20aadc24-a391-41cf-b340-3e4529f44bde | 93a60a56-a3c8-11da-a746-0800200b9a66
p-Cresol | 106-44-5 | 106445 | 106445 | C7H8O |  | Mass | kg | emission | air | https://ofmpub.epa.gov/sor_internet/registry/substreg/searchandretrieve/substancesearch/search.do?details=displayDetails&selectedSubstanceId=47526 | 1 | Chemicals | 071de68d-79a6-3829-a57b-1d918efd6162 | 4061cba4-cb52-3ef2-85a6-55942ed24d37 | 20aadc24-a391-41cf-b340-3e4529f44bde | 93a60a56-a3c8-11da-a746-0800200b9a66
p-Dichlorobenzene | 106-46-7 | 106467 | 106467 | C6H4Cl2 |  | Mass | kg | emission | air | https://ofmpub.epa.gov/sor_internet/registry/substreg/searchandretrieve/substancesearch/search.do?details=displayDetails&selectedSubstanceId=47524 | 1 | Chemicals | 92662262-690f-3a1b-a519-1c2999d0d724 | 4061cba4-cb52-3ef2-85a6-55942ed24d37 | 20aadc24-a391-41cf-b340-3e4529f44bde | 93a60a56-a3c8-11da-a746-0800200b9a66
p-Chloroaniline | 106-47-8 | 106478 | 106478 | C6H6ClN |  | Mass | kg | emission | air | https://ofmpub.epa.gov/sor_internet/registry/substreg/searchandretrieve/substancesearch/search.do?details=displayDetails&selectedSubstanceId=47523 | 1 | Chemicals | b215acd8-bbb5-3308-9b69-1191233dbcc9 | 4061cba4-cb52-3ef2-85a6-55942ed24d37 | 20aadc24-a391-41cf-b340-3e4529f44bde | 93a60a56-a3c8-11da-a746-0800200b9a66
p-Chlorophenol | 106-48-9 | 106489 | 106489 | C6H5ClO |  | Mass | kg | emission | air | https://ofmpub.epa.gov/sor_internet/registry/substreg/searchandretrieve/substancesearch/search.do?details=displayDetails&selectedSubstanceId=47522 | 1 | Chemicals | 19467ea1-4693-3b97-92cf-d3bd5ff31b3e | 4061cba4-cb52-3ef2-85a6-55942ed24d37 | 20aadc24-a391-41cf-b340-3e4529f44bde | 93a60a56-a3c8-11da-a746-0800200b9a66
p-Toluidine | 106-49-0 | 106490 | 106490 | C7H9N |  | Mass | kg | emission | air | https://ofmpub.epa.gov/sor_internet/registry/substreg/searchandretrieve/substancesearch/search.do?details=displayDetails&selectedSubstanceId=47521 | 1 | Chemicals | 3753511c-3b3d-3744-b514-d80f468bbd69 | 4061cba4-cb52-3ef2-85a6-55942ed24d37 | 20aadc24-a391-41cf-b340-3e4529f44bde | 93a60a56-a3c8-11da-a746-0800200b9a66
p-Phenylenediamine | 106-50-3 | 106503 | 106503 | C6H8N2 |  | Mass | kg | emission | air | https://ofmpub.epa.gov/sor_internet/registry/substreg/searchandretrieve/substancesearch/search.do?details=displayDetails&selectedSubstanceId=47520 | 1 | Chemicals | d352018a-ad8d-3746-b37d-036a7359c53a | 4061cba4-cb52-3ef2-85a6-55942ed24d37 | 20aadc24-a391-41cf-b340-3e4529f44bde | 93a60a56-a3c8-11da-a746-0800200b9a66
Quinone | 106-51-4 | 106514 | 106514 | C6H4O2 |  | Mass | kg | emission | air | https://ofmpub.epa.gov/sor_internet/registry/substreg/searchandretrieve/substancesearch/search.do?details=displayDetails&selectedSubstanceId=47519 | 1 | Chemicals | 7c0e0b6b-a698-3b49-8545-912fc5ce98bd | 4061cba4-cb52-3ef2-85a6-55942ed24d37 | 20aadc24-a391-41cf-b340-3e4529f44bde | 93a60a56-a3c8-11da-a746-0800200b9a66
Isobutyl acrylate | 106-63-8 | 106638 | 106638 | C7H12O2 |  | Mass | kg | emission | air | https://ofmpub.epa.gov/sor_internet/registry/substreg/searchandretrieve/substancesearch/search.do?details=displayDetails&selectedSubstanceId=47511 | 1 | Chemicals | ccdcf6fb-9592-39d4-a46b-4c4324390e87 | 4061cba4-cb52-3ef2-85a6-55942ed24d37 | 20aadc24-a391-41cf-b340-3e4529f44bde | 93a60a56-a3c8-11da-a746-0800200b9a66
Trimethyltin chloride | 1066-45-1 | 1066451 | 1066451 | C3H9ClSn |  | Mass | kg | emission | air | https://ofmpub.epa.gov/sor_internet/registry/substreg/searchandretrieve/substancesearch/search.do?details=displayDetails&selectedSubstanceId=96726 | 1 | Chemicals | 63a6cda7-3b79-3bc2-afe3-9685fb2b74bc | 4061cba4-cb52-3ef2-85a6-55942ed24d37 | 20aadc24-a391-41cf-b340-3e4529f44bde | 93a60a56-a3c8-11da-a746-0800200b9a66
Ethyl amyl ketone | 106-68-3 | 106683 | 106683 | C8H16O |  | Mass | kg | emission | air | https://ofmpub.epa.gov/sor_internet/registry/substreg/searchandretrieve/substancesearch/search.do?details=displayDetails&selectedSubstanceId=47507 | 1 | Chemicals | 170e8b53-692e-37ff-a413-d21db6efb68c | 4061cba4-cb52-3ef2-85a6-55942ed24d37 | 20aadc24-a391-41cf-b340-3e4529f44bde | 93a60a56-a3c8-11da-a746-0800200b9a66
1,2,6-Hexanetriol | 106-69-4 | 106694 | 106694 | C6H14O3 |  | Mass | kg | emission | air | https://ofmpub.epa.gov/sor_internet/registry/substreg/searchandretrieve/substancesearch/search.do?details=displayDetails&selectedSubstanceId=47506 | 1 | Chemicals | e0bff3e6-6d4b-31f7-8c01-960a6b8f94e8 | 4061cba4-cb52-3ef2-85a6-55942ed24d37 | 20aadc24-a391-41cf-b340-3e4529f44bde | 93a60a56-a3c8-11da-a746-0800200b9a66
Triethyllead chloride | 1067-14-7 | 1067147 | 1067147 | C6H15ClPb |  | Mass | kg | emission | air | https://ofmpub.epa.gov/sor_internet/registry/substreg/searchandretrieve/substancesearch/search.do?details=displayDetails&selectedSubstanceId=44006 | 1 | Chemicals | 38e8ef12-f30c-3a58-b066-a56439c163d4 | 4061cba4-cb52-3ef2-85a6-55942ed24d37 | 20aadc24-a391-41cf-b340-3e4529f44bde | 93a60a56-a3c8-11da-a746-0800200b9a66
Dibutyltin diacetate | 1067-33-0 | 1067330 | 1067330 | C12H24O4Sn |  | Mass | kg | emission | air | https://ofmpub.epa.gov/sor_internet/registry/substreg/searchandretrieve/substancesearch/search.do?details=displayDetails&selectedSubstanceId=44004 | 1 | Chemicals | baffd242-fe5f-3465-994b-6c9a82c5c0d6 | 4061cba4-cb52-3ef2-85a6-55942ed24d37 | 20aadc24-a391-41cf-b340-3e4529f44bde | 93a60a56-a3c8-11da-a746-0800200b9a66
Acetic acid hydrazide | 1068-57-1 | 1068571 | 1068571 | C2H6N2O |  | Mass | kg | emission | air | https://ofmpub.epa.gov/sor_internet/registry/substreg/searchandretrieve/substancesearch/search.do?details=displayDetails&selectedSubstanceId=43997 | 1 | Chemicals | ff94c70a-e602-3243-8971-2b17d6eeb98e | 4061cba4-cb52-3ef2-85a6-55942ed24d37 | 20aadc24-a391-41cf-b340-3e4529f44bde | 93a60a56-a3c8-11da-a746-0800200b9a66
1,2-Butylene oxide | 106-88-7 | 106887 | 106887 | C4H8O |  | Mass | kg | emission | air | https://ofmpub.epa.gov/sor_internet/registry/substreg/searchandretrieve/substancesearch/search.do?details=displayDetails&selectedSubstanceId=47498 | 1 | Chemicals | 7773d278-4ae8-3ff6-8633-b9ced9a751eb | 4061cba4-cb52-3ef2-85a6-55942ed24d37 | 20aadc24-a391-41cf-b340-3e4529f44bde | 93a60a56-a3c8-11da-a746-0800200b9a66
Epichlorohydrin | 106-89-8 | 106898 | 106898 | C3H5ClO |  | Mass | kg | emission | air | https://ofmpub.epa.gov/sor_internet/registry/substreg/searchandretrieve/substancesearch/search.do?details=displayDetails&selectedSubstanceId=96714 | 1 | Chemicals | 08808a2a-4245-3f35-899f-74ae4cd49477 | 4061cba4-cb52-3ef2-85a6-55942ed24d37 | 20aadc24-a391-41cf-b340-3e4529f44bde | 93a60a56-a3c8-11da-a746-0800200b9a66
Allyl glycidyl ether | 106-92-3 | 106923 | 106923 | C6H10O2 |  | Mass | kg | emission | air | https://ofmpub.epa.gov/sor_internet/registry/substreg/searchandretrieve/substancesearch/search.do?details=displayDetails&selectedSubstanceId=96713 | 1 | Chemicals | e233010b-7bb4-3702-9999-1d5812906f40 | 4061cba4-cb52-3ef2-85a6-55942ed24d37 | 20aadc24-a391-41cf-b340-3e4529f44bde | 93a60a56-a3c8-11da-a746-0800200b9a66
Ethylene dibromide | 106-93-4 | 106934 | 106934 | C2H4Br2 |  | Mass | kg | emission | air | https://ofmpub.epa.gov/sor_internet/registry/substreg/searchandretrieve/substancesearch/search.do?details=displayDetails&selectedSubstanceId=47495 | 1 | Chemicals | 9ad1af20-ea56-35b3-8b64-625f8b280f13 | 4061cba4-cb52-3ef2-85a6-55942ed24d37 | 20aadc24-a391-41cf-b340-3e4529f44bde | 93a60a56-a3c8-11da-a746-0800200b9a66
3-Bromopropene | 106-95-6 | 106956 | 106956 | C3H5Br |  | Mass | kg | emission | air | https://ofmpub.epa.gov/sor_internet/registry/substreg/searchandretrieve/substancesearch/search.do?details=displayDetails&selectedSubstanceId=47493 | 1 | Chemicals | 715c50f6-9b57-37cc-94f4-f7357a05e93c | 4061cba4-cb52-3ef2-85a6-55942ed24d37 | 20aadc24-a391-41cf-b340-3e4529f44bde | 93a60a56-a3c8-11da-a746-0800200b9a66
1,3-Butadiene | 106-99-0 | 106990 | 106990 | C4H6 |  | Mass | kg | emission | air | https://ofmpub.epa.gov/sor_internet/registry/substreg/searchandretrieve/substancesearch/search.do?details=displayDetails&selectedSubstanceId=47490 | 1 | Chemicals | 927d852f-292f-322d-8e28-92db3211dc99 | 4061cba4-cb52-3ef2-85a6-55942ed24d37 | 20aadc24-a391-41cf-b340-3e4529f44bde | 93a60a56-a3c8-11da-a746-0800200b9a66
Acrolein | 107-02-8 | 107028 | 107028 | C3H4O |  | Mass | kg | emission | air | https://ofmpub.epa.gov/sor_internet/registry/substreg/searchandretrieve/substancesearch/search.do?details=displayDetails&selectedSubstanceId=47488 | 1 | Chemicals | ff979464-0365-38e1-abdd-029db547115e | 4061cba4-cb52-3ef2-85a6-55942ed24d37 | 20aadc24-a391-41cf-b340-3e4529f44bde | 93a60a56-a3c8-11da-a746-0800200b9a66
1-Propanethiol | 107-03-9 | 107039 | 107039 | C3H8S |  | Mass | kg | emission | air | https://ofmpub.epa.gov/sor_internet/registry/substreg/searchandretrieve/substancesearch/search.do?details=displayDetails&selectedSubstanceId=96707 | 1 | Chemicals | 725ed991-e220-38f7-9ffb-22c9bc29bce4 | 4061cba4-cb52-3ef2-85a6-55942ed24d37 | 20aadc24-a391-41cf-b340-3e4529f44bde | 93a60a56-a3c8-11da-a746-0800200b9a66
Allyl chloride | 107-05-1 | 107051 | 107051 | C3H5Cl |  | Mass | kg | emission | air | https://ofmpub.epa.gov/sor_internet/registry/substreg/searchandretrieve/substancesearch/search.do?details=displayDetails&selectedSubstanceId=47486 | 1 | Chemicals | a35e6f45-675a-3f0d-ac39-509877ad1202 | 4061cba4-cb52-3ef2-85a6-55942ed24d37 | 20aadc24-a391-41cf-b340-3e4529f44bde | 93a60a56-a3c8-11da-a746-0800200b9a66
1,2-Dichloroethane | 107-06-2 | 107062 | 107062 | C2H4Cl2 |  | Mass | kg | emission | air | https://ofmpub.epa.gov/sor_internet/registry/substreg/searchandretrieve/substancesearch/search.do?details=displayDetails&selectedSubstanceId=47485 | 1 | Chemicals | 7931b117-922a-3496-9fde-2b6e542a6c78 | 4061cba4-cb52-3ef2-85a6-55942ed24d37 | 20aadc24-a391-41cf-b340-3e4529f44bde | 93a60a56-a3c8-11da-a746-0800200b9a66
2-Chloroethanol | 107-07-3 | 107073 | 107073 | C2H5ClO |  | Mass | kg | emission | air | https://ofmpub.epa.gov/sor_internet/registry/substreg/searchandretrieve/substancesearch/search.do?details=displayDetails&selectedSubstanceId=47484 | 1 | Chemicals | ac8064a6-611c-383a-b81e-eaba8f7cbdda | 4061cba4-cb52-3ef2-85a6-55942ed24d37 | 20aadc24-a391-41cf-b340-3e4529f44bde | 93a60a56-a3c8-11da-a746-0800200b9a66
Butanoic acid, 3,3-dimethyl- | 1070-83-3 | 1070833 | 1070833 | C6H12O2 |  | Mass | kg | emission | air | https://ofmpub.epa.gov/sor_internet/registry/substreg/searchandretrieve/substancesearch/search.do?details=displayDetails&selectedSubstanceId=96705 | 1 | Chemicals | 9df82c3e-1816-3b79-b371-e335c09aa6d5 | 4061cba4-cb52-3ef2-85a6-55942ed24d37 | 20aadc24-a391-41cf-b340-3e4529f44bde | 93a60a56-a3c8-11da-a746-0800200b9a66
Propylamine | 107-10-8 | 107108 | 107108 | C3H9N |  | Mass | kg | emission | air | https://ofmpub.epa.gov/sor_internet/registry/substreg/searchandretrieve/substancesearch/search.do?details=displayDetails&selectedSubstanceId=47482 | 1 | Chemicals | 7749cd4b-b7c1-3a32-809a-dcddf71cbfa8 | 4061cba4-cb52-3ef2-85a6-55942ed24d37 | 20aadc24-a391-41cf-b340-3e4529f44bde | 93a60a56-a3c8-11da-a746-0800200b9a66
Allylamine | 107-11-9 | 107119 | 107119 | C3H7N |  | Mass | kg | emission | air | https://ofmpub.epa.gov/sor_internet/registry/substreg/searchandretrieve/substancesearch/search.do?details=displayDetails&selectedSubstanceId=96702 | 1 | Chemicals | f926c0d8-8613-384a-97dc-271a40733672 | 4061cba4-cb52-3ef2-85a6-55942ed24d37 | 20aadc24-a391-41cf-b340-3e4529f44bde | 93a60a56-a3c8-11da-a746-0800200b9a66
Propanenitrile | 107-12-0 | 107120 | 107120 | C3H5N |  | Mass | kg | emission | air | https://ofmpub.epa.gov/sor_internet/registry/substreg/searchandretrieve/substancesearch/search.do?details=displayDetails&selectedSubstanceId=47481 | 1 | Chemicals | d0fcdc70-2739-3736-90f6-ce67c6e13a3f | 4061cba4-cb52-3ef2-85a6-55942ed24d37 | 20aadc24-a391-41cf-b340-3e4529f44bde | 93a60a56-a3c8-11da-a746-0800200b9a66
Acrylonitrile | 107-13-1 | 107131 | 107131 | C3H3N |  | Mass | kg | emission | air | https://ofmpub.epa.gov/sor_internet/registry/substreg/searchandretrieve/substancesearch/search.do?details=displayDetails&selectedSubstanceId=47480 | 1 | Chemicals | b371ad24-49c8-3d74-9dc9-499511757eb5 | 4061cba4-cb52-3ef2-85a6-55942ed24d37 | 20aadc24-a391-41cf-b340-3e4529f44bde | 93a60a56-a3c8-11da-a746-0800200b9a66
Chloroacetonitrile | 107-14-2 | 107142 | 107142 | C2H2ClN |  | Mass | kg | emission | air | https://ofmpub.epa.gov/sor_internet/registry/substreg/searchandretrieve/substancesearch/search.do?details=displayDetails&selectedSubstanceId=47479 | 1 | Chemicals | 776fb9cc-edc6-3122-983b-3fecda41ee87 | 4061cba4-cb52-3ef2-85a6-55942ed24d37 | 20aadc24-a391-41cf-b340-3e4529f44bde | 93a60a56-a3c8-11da-a746-0800200b9a66
Ethylenediamine | 107-15-3 | 107153 | 107153 | C2H8N2 |  | Mass | kg | emission | air | https://ofmpub.epa.gov/sor_internet/registry/substreg/searchandretrieve/substancesearch/search.do?details=displayDetails&selectedSubstanceId=96700 | 1 | Chemicals | e39b3bde-3371-3f28-811b-1b6ff6e74242 | 4061cba4-cb52-3ef2-85a6-55942ed24d37 | 20aadc24-a391-41cf-b340-3e4529f44bde | 93a60a56-a3c8-11da-a746-0800200b9a66
Glyphosate | 1071-83-6 | 1071836 | 1071836 | C3H8NO5P |  | Mass | kg | emission | air | https://ofmpub.epa.gov/sor_internet/registry/substreg/searchandretrieve/substancesearch/search.do?details=displayDetails&selectedSubstanceId=43980 | 1 | Chemicals | 775620c9-94d5-3ab2-99d6-7b7723c83480 | 4061cba4-cb52-3ef2-85a6-55942ed24d37 | 20aadc24-a391-41cf-b340-3e4529f44bde | 93a60a56-a3c8-11da-a746-0800200b9a66
2-Propen-1-ol | 107-18-6 | 107186 | 107186 | C3H6O |  | Mass | kg | emission | air | https://ofmpub.epa.gov/sor_internet/registry/substreg/searchandretrieve/substancesearch/search.do?details=displayDetails&selectedSubstanceId=47477 | 1 | Chemicals | 97e9aeb8-867d-3fa4-9f0c-ec45a5f63c7d | 4061cba4-cb52-3ef2-85a6-55942ed24d37 | 20aadc24-a391-41cf-b340-3e4529f44bde | 93a60a56-a3c8-11da-a746-0800200b9a66
Propargyl alcohol | 107-19-7 | 107197 | 107197 | C3H4O |  | Mass | kg | emission | air | https://ofmpub.epa.gov/sor_internet/registry/substreg/searchandretrieve/substancesearch/search.do?details=displayDetails&selectedSubstanceId=47476 | 1 | Chemicals | 6a12b531-51fe-3cd7-a74d-25e6c366608b | 4061cba4-cb52-3ef2-85a6-55942ed24d37 | 20aadc24-a391-41cf-b340-3e4529f44bde | 93a60a56-a3c8-11da-a746-0800200b9a66
Chloroacetaldehyde | 107-20-0 | 107200 | 107200 | C2H3ClO |  | Mass | kg | emission | air | https://ofmpub.epa.gov/sor_internet/registry/substreg/searchandretrieve/substancesearch/search.do?details=displayDetails&selectedSubstanceId=96698 | 1 | Chemicals | 3f961cb4-8022-3336-b4cc-cdd425b6b9a8 | 4061cba4-cb52-3ef2-85a6-55942ed24d37 | 20aadc24-a391-41cf-b340-3e4529f44bde | 93a60a56-a3c8-11da-a746-0800200b9a66
Ethylene glycol | 107-21-1 | 107211 | 107211 | C2H6O2 |  | Mass | kg | emission | air | https://ofmpub.epa.gov/sor_internet/registry/substreg/searchandretrieve/substancesearch/search.do?details=displayDetails&selectedSubstanceId=47475 | 1 | Chemicals | b7c7be07-e7dd-3a3c-90f7-e3dc082ab1d6 | 4061cba4-cb52-3ef2-85a6-55942ed24d37 | 20aadc24-a391-41cf-b340-3e4529f44bde | 93a60a56-a3c8-11da-a746-0800200b9a66
Glyoxal | 107-22-2 | 107222 | 107222 | C2H2O2 |  | Mass | kg | emission | air | https://ofmpub.epa.gov/sor_internet/registry/substreg/searchandretrieve/substancesearch/search.do?details=displayDetails&selectedSubstanceId=47474 | 1 | Chemicals | a7044691-bc5f-3471-93a2-c06cd0c5c7e4 | 4061cba4-cb52-3ef2-85a6-55942ed24d37 | 20aadc24-a391-41cf-b340-3e4529f44bde | 93a60a56-a3c8-11da-a746-0800200b9a66
Chloromethyl methyl ether | 107-30-2 | 107302 | 107302 | C2H5ClO |  | Mass | kg | emission | air | https://ofmpub.epa.gov/sor_internet/registry/substreg/searchandretrieve/substancesearch/search.do?details=displayDetails&selectedSubstanceId=47472 | 1 | Chemicals | f0f88cee-a0f6-3f97-941b-fefdbbbcb99e | 4061cba4-cb52-3ef2-85a6-55942ed24d37 | 20aadc24-a391-41cf-b340-3e4529f44bde | 93a60a56-a3c8-11da-a746-0800200b9a66
Methyl formate | 107-31-3 | 107313 | 107313 | C2H4O2 |  | Mass | kg | emission | air | https://ofmpub.epa.gov/sor_internet/registry/substreg/searchandretrieve/substancesearch/search.do?details=displayDetails&selectedSubstanceId=47471 | 1 | Chemicals | 7ae9d252-f8cc-3df8-8e58-facf6239a4f0 | 4061cba4-cb52-3ef2-85a6-55942ed24d37 | 20aadc24-a391-41cf-b340-3e4529f44bde | 93a60a56-a3c8-11da-a746-0800200b9a66
Hexylene glycol | 107-41-5 | 107415 | 107415 | C6H14O2 |  | Mass | kg | emission | air | https://ofmpub.epa.gov/sor_internet/registry/substreg/searchandretrieve/substancesearch/search.do?details=displayDetails&selectedSubstanceId=47467 | 1 | Chemicals | 1f156a88-a61e-367a-b1c7-c1f76f790495 | 4061cba4-cb52-3ef2-85a6-55942ed24d37 | 20aadc24-a391-41cf-b340-3e4529f44bde | 93a60a56-a3c8-11da-a746-0800200b9a66
1,1,3,3-Tetramethylbutylamine | 107-45-9 | 107459 | 107459 | C8H19N |  | Mass | kg | emission | air | https://ofmpub.epa.gov/sor_internet/registry/substreg/searchandretrieve/substancesearch/search.do?details=displayDetails&selectedSubstanceId=47464 | 1 | Chemicals | ffbb30ca-124d-3370-bba6-d425f37b9bc9 | 4061cba4-cb52-3ef2-85a6-55942ed24d37 | 20aadc24-a391-41cf-b340-3e4529f44bde | 93a60a56-a3c8-11da-a746-0800200b9a66
Propane, 2,2'-thiobis[2-methyl- | 107-47-1 | 107471 | 107471 | C8H18S |  | Mass | kg | emission | air | https://ofmpub.epa.gov/sor_internet/registry/substreg/searchandretrieve/substancesearch/search.do?details=displayDetails&selectedSubstanceId=47462 | 1 | Chemicals | e102187b-c6ba-3314-a273-fd070f8f0ea7 | 4061cba4-cb52-3ef2-85a6-55942ed24d37 | 20aadc24-a391-41cf-b340-3e4529f44bde | 93a60a56-a3c8-11da-a746-0800200b9a66
Tetraethyl pyrophosphate | 107-49-3 | 107493 | 107493 | C8H20O7P2 |  | Mass | kg | emission | air | https://ofmpub.epa.gov/sor_internet/registry/substreg/searchandretrieve/substancesearch/search.do?details=displayDetails&selectedSubstanceId=47461 | 1 | Chemicals | da35e3e9-6aff-33bc-bb06-49df102ccb4b | 4061cba4-cb52-3ef2-85a6-55942ed24d37 | 20aadc24-a391-41cf-b340-3e4529f44bde | 93a60a56-a3c8-11da-a746-0800200b9a66
Tebuconazole | 107534-96-3 | 107534963 | 107534963 | C16H22ClN3O |  | Mass | kg | emission | air | https://ofmpub.epa.gov/sor_internet/registry/substreg/searchandretrieve/substancesearch/search.do?details=displayDetails&selectedSubstanceId=83455 | 1 | Chemicals | a4364588-0e71-33ee-9fe6-2a1c762f9433 | 4061cba4-cb52-3ef2-85a6-55942ed24d37 | 20aadc24-a391-41cf-b340-3e4529f44bde | 93a60a56-a3c8-11da-a746-0800200b9a66
Dimethyl dioctadecyl ammonium chloride | 107-64-2 | 107642 | 107642 | C38H80ClN |  | Mass | kg | emission | air | https://ofmpub.epa.gov/sor_internet/registry/substreg/searchandretrieve/substancesearch/search.do?details=displayDetails&selectedSubstanceId=47450 | 1 | Chemicals | 8a5bd525-2e57-3789-aa14-8cddf78c364f | 4061cba4-cb52-3ef2-85a6-55942ed24d37 | 20aadc24-a391-41cf-b340-3e4529f44bde | 93a60a56-a3c8-11da-a746-0800200b9a66
Chloramben-ammonium | 1076-46-6 | 1076466 | 1076466 | C7H8Cl2N2O2 |  | Mass | kg | emission | air | https://ofmpub.epa.gov/sor_internet/registry/substreg/searchandretrieve/substancesearch/search.do?details=displayDetails&selectedSubstanceId=43569 | 1 | Chemicals | 08b5dcb9-2a46-3344-9bcb-e9e71a5638aa | 4061cba4-cb52-3ef2-85a6-55942ed24d37 | 20aadc24-a391-41cf-b340-3e4529f44bde | 93a60a56-a3c8-11da-a746-0800200b9a66
Dibutyl phosphate | 107-66-4 | 107664 | 107664 | C8H19O4P |  | Mass | kg | emission | air | https://ofmpub.epa.gov/sor_internet/registry/substreg/searchandretrieve/substancesearch/search.do?details=displayDetails&selectedSubstanceId=96687 | 1 | Chemicals | 28b44dbe-05c1-3546-906b-4ce39e673446 | 4061cba4-cb52-3ef2-85a6-55942ed24d37 | 20aadc24-a391-41cf-b340-3e4529f44bde | 93a60a56-a3c8-11da-a746-0800200b9a66
Butane, 1,3-dibromo- | 107-80-2 | 107802 | 107802 | C4H8Br2 |  | Mass | kg | emission | air | https://ofmpub.epa.gov/sor_internet/registry/substreg/searchandretrieve/substancesearch/search.do?details=displayDetails&selectedSubstanceId=47445 | 1 | Chemicals | dd647779-fa9b-3e2b-ab72-073ac509f8e6 | 4061cba4-cb52-3ef2-85a6-55942ed24d37 | 20aadc24-a391-41cf-b340-3e4529f44bde | 93a60a56-a3c8-11da-a746-0800200b9a66
2-Butenal, 3-methyl- | 107-86-8 | 107868 | 107868 | C5H8O |  | Mass | kg | emission | air | https://ofmpub.epa.gov/sor_internet/registry/substreg/searchandretrieve/substancesearch/search.do?details=displayDetails&selectedSubstanceId=47441 | 1 | Chemicals | a3ca4f48-d6d7-30c6-b3d2-29e39e3b5f3a | 4061cba4-cb52-3ef2-85a6-55942ed24d37 | 20aadc24-a391-41cf-b340-3e4529f44bde | 93a60a56-a3c8-11da-a746-0800200b9a66
2-Pentanone | 107-87-9 | 107879 | 107879 | C5H10O |  | Mass | kg | emission | air | https://ofmpub.epa.gov/sor_internet/registry/substreg/searchandretrieve/substancesearch/search.do?details=displayDetails&selectedSubstanceId=47440 | 1 | Chemicals | ca41055f-786f-397d-bdfa-e0ad91a146e0 | 4061cba4-cb52-3ef2-85a6-55942ed24d37 | 20aadc24-a391-41cf-b340-3e4529f44bde | 93a60a56-a3c8-11da-a746-0800200b9a66
Butyric acid | 107-92-6 | 107926 | 107926 | C4H8O2 |  | Mass | kg | emission | air | https://ofmpub.epa.gov/sor_internet/registry/substreg/searchandretrieve/substancesearch/search.do?details=displayDetails&selectedSubstanceId=96465 | 1 | Chemicals | 3ed8fed1-e279-338f-ae8f-ccf3e4bdd72a | 4061cba4-cb52-3ef2-85a6-55942ed24d37 | 20aadc24-a391-41cf-b340-3e4529f44bde | 93a60a56-a3c8-11da-a746-0800200b9a66
3-Chloropropionic acid | 107-94-8 | 107948 | 107948 | C3H5ClO2 |  | Mass | kg | emission | air | https://ofmpub.epa.gov/sor_internet/registry/substreg/searchandretrieve/substancesearch/search.do?details=displayDetails&selectedSubstanceId=47437 | 1 | Chemicals | e255d2b7-11e6-35b4-9a3f-277d2cbf5d31 | 4061cba4-cb52-3ef2-85a6-55942ed24d37 | 20aadc24-a391-41cf-b340-3e4529f44bde | 93a60a56-a3c8-11da-a746-0800200b9a66
Propylene glycol 1-methyl ether | 107-98-2 | 107982 | 107982 | C4H10O2 |  | Mass | kg | emission | air | https://ofmpub.epa.gov/sor_internet/registry/substreg/searchandretrieve/substancesearch/search.do?details=displayDetails&selectedSubstanceId=47434 | 1 | Chemicals | c62bd0ad-7b25-3abc-8051-0e0086362fe3 | 4061cba4-cb52-3ef2-85a6-55942ed24d37 | 20aadc24-a391-41cf-b340-3e4529f44bde | 93a60a56-a3c8-11da-a746-0800200b9a66
Dimethylaminoethanol | 108-01-0 | 108010 | 108010 | C4H11NO |  | Mass | kg | emission | air | https://ofmpub.epa.gov/sor_internet/registry/substreg/searchandretrieve/substancesearch/search.do?details=displayDetails&selectedSubstanceId=47432 | 1 | Chemicals | 4c4bbbe9-670f-3e25-a6a4-65a6c2a28199 | 4061cba4-cb52-3ef2-85a6-55942ed24d37 | 20aadc24-a391-41cf-b340-3e4529f44bde | 93a60a56-a3c8-11da-a746-0800200b9a66
1-Nitropropane | 108-03-2 | 108032 | 108032 | C3H7NO2 |  | Mass | kg | emission | air | https://ofmpub.epa.gov/sor_internet/registry/substreg/searchandretrieve/substancesearch/search.do?details=displayDetails&selectedSubstanceId=47431 | 1 | Chemicals | 910815ae-323b-355a-bdd7-98c39a0e102e | 4061cba4-cb52-3ef2-85a6-55942ed24d37 | 20aadc24-a391-41cf-b340-3e4529f44bde | 93a60a56-a3c8-11da-a746-0800200b9a66
Vinyl acetate | 108-05-4 | 108054 | 108054 | C4H6O2 |  | Mass | kg | emission | air | https://ofmpub.epa.gov/sor_internet/registry/substreg/searchandretrieve/substancesearch/search.do?details=displayDetails&selectedSubstanceId=96461 | 1 | Chemicals | ba7fe103-9644-3b1e-9431-6d6e43a39430 | 4061cba4-cb52-3ef2-85a6-55942ed24d37 | 20aadc24-a391-41cf-b340-3e4529f44bde | 93a60a56-a3c8-11da-a746-0800200b9a66
Methyl isobutyl ketone | 108-10-1 | 108101 | 108101 | C6H12O |  | Mass | kg | emission | air | https://ofmpub.epa.gov/sor_internet/registry/substreg/searchandretrieve/substancesearch/search.do?details=displayDetails&selectedSubstanceId=47428 | 1 | Chemicals | 3e427dfe-92c7-35cb-bc49-3b1f867a58b5 | 4061cba4-cb52-3ef2-85a6-55942ed24d37 | 20aadc24-a391-41cf-b340-3e4529f44bde | 93a60a56-a3c8-11da-a746-0800200b9a66
4-Methyl-2-pentanol | 108-11-2 | 108112 | 108112 | C6H14O |  | Mass | kg | emission | air | https://ofmpub.epa.gov/sor_internet/registry/substreg/searchandretrieve/substancesearch/search.do?details=displayDetails&selectedSubstanceId=96460 | 1 | Chemicals | 2f5ca695-bd6a-3f31-b8cf-840e98cda8dc | 4061cba4-cb52-3ef2-85a6-55942ed24d37 | 20aadc24-a391-41cf-b340-3e4529f44bde | 93a60a56-a3c8-11da-a746-0800200b9a66
.alpha.-Terthiophene | 1081-34-1 | 1081341 | 1081341 | C12H8S3 |  | Mass | kg | emission | air | https://ofmpub.epa.gov/sor_internet/registry/substreg/searchandretrieve/substancesearch/search.do?details=displayDetails&selectedSubstanceId=77641 | 1 | Chemicals | aade0071-9129-32cd-8f6a-22b3d86e12bb | 4061cba4-cb52-3ef2-85a6-55942ed24d37 | 20aadc24-a391-41cf-b340-3e4529f44bde | 93a60a56-a3c8-11da-a746-0800200b9a66
Diisopropylamine | 108-18-9 | 108189 | 108189 | C6H15N |  | Mass | kg | emission | air | https://ofmpub.epa.gov/sor_internet/registry/substreg/searchandretrieve/substancesearch/search.do?details=displayDetails&selectedSubstanceId=47424 | 1 | Chemicals | 7fd77073-5f21-3508-90d0-3eb80fc5b92a | 4061cba4-cb52-3ef2-85a6-55942ed24d37 | 20aadc24-a391-41cf-b340-3e4529f44bde | 93a60a56-a3c8-11da-a746-0800200b9a66
Isopropyl ether | 108-20-3 | 108203 | 108203 | C6H14O |  | Mass | kg | emission | air | https://ofmpub.epa.gov/sor_internet/registry/substreg/searchandretrieve/substancesearch/search.do?details=displayDetails&selectedSubstanceId=47423 | 1 | Chemicals | 1f9976c9-49da-31c3-aadc-9dd011a965fd | 4061cba4-cb52-3ef2-85a6-55942ed24d37 | 20aadc24-a391-41cf-b340-3e4529f44bde | 93a60a56-a3c8-11da-a746-0800200b9a66
Isopropyl acetate | 108-21-4 | 108214 | 108214 | C5H10O2 |  | Mass | kg | emission | air | https://ofmpub.epa.gov/sor_internet/registry/substreg/searchandretrieve/substancesearch/search.do?details=displayDetails&selectedSubstanceId=47422 | 1 | Chemicals | 84c7857f-3d96-32ae-ad3b-dc328aac4535 | 4061cba4-cb52-3ef2-85a6-55942ed24d37 | 20aadc24-a391-41cf-b340-3e4529f44bde | 93a60a56-a3c8-11da-a746-0800200b9a66
Acetic anhydride | 108-24-7 | 108247 | 108247 | C4H6O3 |  | Mass | kg | emission | air | https://ofmpub.epa.gov/sor_internet/registry/substreg/searchandretrieve/substancesearch/search.do?details=displayDetails&selectedSubstanceId=47420 | 1 | Chemicals | 5f6289f5-69d0-3546-8c03-8bb937ec99f9 | 4061cba4-cb52-3ef2-85a6-55942ed24d37 | 20aadc24-a391-41cf-b340-3e4529f44bde | 93a60a56-a3c8-11da-a746-0800200b9a66
Maleic anhydride | 108-31-6 | 108316 | 108316 | C4H2O3 |  | Mass | kg | emission | air | https://ofmpub.epa.gov/sor_internet/registry/substreg/searchandretrieve/substancesearch/search.do?details=displayDetails&selectedSubstanceId=47417 | 1 | Chemicals | 93948072-41ca-3094-8c32-5fff0cb4bc91 | 4061cba4-cb52-3ef2-85a6-55942ed24d37 | 20aadc24-a391-41cf-b340-3e4529f44bde | 93a60a56-a3c8-11da-a746-0800200b9a66
Propylene carbonate | 108-32-7 | 108327 | 108327 | C4H6O3 |  | Mass | kg | emission | air | https://ofmpub.epa.gov/sor_internet/registry/substreg/searchandretrieve/substancesearch/search.do?details=displayDetails&selectedSubstanceId=96454 | 1 | Chemicals | 5d591fd3-58b0-3dfb-8e86-efcbc6eb7282 | 4061cba4-cb52-3ef2-85a6-55942ed24d37 | 20aadc24-a391-41cf-b340-3e4529f44bde | 93a60a56-a3c8-11da-a746-0800200b9a66
Butanamide, N-(4-ethoxyphenyl)-3-hydroxy- | 1083-57-4 | 1083574 | 1083574 | C12H17NO3 |  | Mass | kg | emission | air | https://ofmpub.epa.gov/sor_internet/registry/substreg/searchandretrieve/substancesearch/search.do?details=displayDetails&selectedSubstanceId=43555 | 1 | Chemicals | eaf940cc-1ef2-3730-9524-8d3934fdd4a2 | 4061cba4-cb52-3ef2-85a6-55942ed24d37 | 20aadc24-a391-41cf-b340-3e4529f44bde | 93a60a56-a3c8-11da-a746-0800200b9a66
m-Xylene | 108-38-3 | 108383 | 108383 | C8H10 |  | Mass | kg | emission | air | https://ofmpub.epa.gov/sor_internet/registry/substreg/searchandretrieve/substancesearch/search.do?details=displayDetails&selectedSubstanceId=96452 | 1 | Chemicals | 76a55813-72b6-379e-8ee3-13a17c500a62 | 4061cba4-cb52-3ef2-85a6-55942ed24d37 | 20aadc24-a391-41cf-b340-3e4529f44bde | 93a60a56-a3c8-11da-a746-0800200b9a66
m-Cresol | 108-39-4 | 108394 | 108394 | C7H8O |  | Mass | kg | emission | air | https://ofmpub.epa.gov/sor_internet/registry/substreg/searchandretrieve/substancesearch/search.do?details=displayDetails&selectedSubstanceId=47414 | 1 | Chemicals | 93df152d-b472-3336-abfe-1bfccfffa3e9 | 4061cba4-cb52-3ef2-85a6-55942ed24d37 | 20aadc24-a391-41cf-b340-3e4529f44bde | 93a60a56-a3c8-11da-a746-0800200b9a66
Benzenethiol, 3-methyl- | 108-40-7 | 108407 | 108407 | C7H8S |  | Mass | kg | emission | air | https://ofmpub.epa.gov/sor_internet/registry/substreg/searchandretrieve/substancesearch/search.do?details=displayDetails&selectedSubstanceId=47413 | 1 | Chemicals | c38b84b6-6f40-3286-9a0d-2ea9d1cab7e8 | 4061cba4-cb52-3ef2-85a6-55942ed24d37 | 20aadc24-a391-41cf-b340-3e4529f44bde | 93a60a56-a3c8-11da-a746-0800200b9a66
m-Chloroaniline | 108-42-9 | 108429 | 108429 | C6H6ClN |  | Mass | kg | emission | air | https://ofmpub.epa.gov/sor_internet/registry/substreg/searchandretrieve/substancesearch/search.do?details=displayDetails&selectedSubstanceId=96451 | 1 | Chemicals | 88d8fbbf-ff49-3c3f-afc7-bd2eb9c75b98 | 4061cba4-cb52-3ef2-85a6-55942ed24d37 | 20aadc24-a391-41cf-b340-3e4529f44bde | 93a60a56-a3c8-11da-a746-0800200b9a66
m-Chlorophenol | 108-43-0 | 108430 | 108430 | C6H5ClO |  | Mass | kg | emission | air | https://ofmpub.epa.gov/sor_internet/registry/substreg/searchandretrieve/substancesearch/search.do?details=displayDetails&selectedSubstanceId=47411 | 1 | Chemicals | 41fb40ff-d0de-3e89-b2d6-11299cac0e4c | 4061cba4-cb52-3ef2-85a6-55942ed24d37 | 20aadc24-a391-41cf-b340-3e4529f44bde | 93a60a56-a3c8-11da-a746-0800200b9a66
m-Toluidine | 108-44-1 | 108441 | 108441 | C7H9N |  | Mass | kg | emission | air | https://ofmpub.epa.gov/sor_internet/registry/substreg/searchandretrieve/substancesearch/search.do?details=displayDetails&selectedSubstanceId=47410 | 1 | Chemicals | a183b3fb-2372-337e-9812-62be9a347a90 | 4061cba4-cb52-3ef2-85a6-55942ed24d37 | 20aadc24-a391-41cf-b340-3e4529f44bde | 93a60a56-a3c8-11da-a746-0800200b9a66
1,3-Phenylenediamine | 108-45-2 | 108452 | 108452 | C6H8N2 |  | Mass | kg | emission | air | https://ofmpub.epa.gov/sor_internet/registry/substreg/searchandretrieve/substancesearch/search.do?details=displayDetails&selectedSubstanceId=96450 | 1 | Chemicals | 33fb0943-1a8b-37bb-b604-b0d37d48befd | 4061cba4-cb52-3ef2-85a6-55942ed24d37 | 20aadc24-a391-41cf-b340-3e4529f44bde | 93a60a56-a3c8-11da-a746-0800200b9a66
Resorcinol | 108-46-3 | 108463 | 108463 | C6H6O2 |  | Mass | kg | emission | air | https://ofmpub.epa.gov/sor_internet/registry/substreg/searchandretrieve/substancesearch/search.do?details=displayDetails&selectedSubstanceId=47409 | 1 | Chemicals | 317e6b35-f295-3a19-ae86-efe8b57d5d8c | 4061cba4-cb52-3ef2-85a6-55942ed24d37 | 20aadc24-a391-41cf-b340-3e4529f44bde | 93a60a56-a3c8-11da-a746-0800200b9a66
Dimethyl malonate | 108-59-8 | 108598 | 108598 | C5H8O4 |  | Mass | kg | emission | air | https://ofmpub.epa.gov/sor_internet/registry/substreg/searchandretrieve/substancesearch/search.do?details=displayDetails&selectedSubstanceId=47403 | 1 | Chemicals | d29a3ed0-f761-3dab-9cc9-8152437824fb | 4061cba4-cb52-3ef2-85a6-55942ed24d37 | 20aadc24-a391-41cf-b340-3e4529f44bde | 93a60a56-a3c8-11da-a746-0800200b9a66
Dichlofluanid | 1085-98-9 | 1085989 | 1085989 | C9H11Cl2FN2O2S2 |  | Mass | kg | emission | air | https://ofmpub.epa.gov/sor_internet/registry/substreg/searchandretrieve/substancesearch/search.do?details=displayDetails&selectedSubstanceId=81860 | 1 | Chemicals | 1ab2d4d4-0d93-3d8a-8413-727514895e3a | 4061cba4-cb52-3ef2-85a6-55942ed24d37 | 20aadc24-a391-41cf-b340-3e4529f44bde | 93a60a56-a3c8-11da-a746-0800200b9a66
Bis(2-chloro-1-methylethyl) ether | 108-60-1 | 108601 | 108601 | C6H12Cl2O |  | Mass | kg | emission | air | https://ofmpub.epa.gov/sor_internet/registry/substreg/searchandretrieve/substancesearch/search.do?details=displayDetails&selectedSubstanceId=47402 | 1 | Chemicals | 88730434-919d-3b26-aecc-18e127f9661f | 4061cba4-cb52-3ef2-85a6-55942ed24d37 | 20aadc24-a391-41cf-b340-3e4529f44bde | 93a60a56-a3c8-11da-a746-0800200b9a66
Metaldehyde | 108-62-3 | 108623 | 108623 | C8H16O4 |  | Mass | kg | emission | air | https://ofmpub.epa.gov/sor_internet/registry/substreg/searchandretrieve/substancesearch/search.do?details=displayDetails&selectedSubstanceId=47401 | 1 | Chemicals | 044bf5cb-718e-317f-be5d-a580885d1042 | 4061cba4-cb52-3ef2-85a6-55942ed24d37 | 20aadc24-a391-41cf-b340-3e4529f44bde | 93a60a56-a3c8-11da-a746-0800200b9a66
1,3,5-Trimethylbenzene | 108-67-8 | 108678 | 108678 | C9H12 |  | Mass | kg | emission | air | https://ofmpub.epa.gov/sor_internet/registry/substreg/searchandretrieve/substancesearch/search.do?details=displayDetails&selectedSubstanceId=47397 | 1 | Chemicals | 6e8b8e4f-4dcd-3b7f-99c9-a205518e5caf | 4061cba4-cb52-3ef2-85a6-55942ed24d37 | 20aadc24-a391-41cf-b340-3e4529f44bde | 93a60a56-a3c8-11da-a746-0800200b9a66
3,5-Dimethylphenol | 108-68-9 | 108689 | 108689 | C8H10O |  | Mass | kg | emission | air | https://ofmpub.epa.gov/sor_internet/registry/substreg/searchandretrieve/substancesearch/search.do?details=displayDetails&selectedSubstanceId=47396 | 1 | Chemicals | e3fef3d7-2a2c-33b8-a15f-287d7a7fdd49 | 4061cba4-cb52-3ef2-85a6-55942ed24d37 | 20aadc24-a391-41cf-b340-3e4529f44bde | 93a60a56-a3c8-11da-a746-0800200b9a66
3,5-Dimethylaniline | 108-69-0 | 108690 | 108690 | C8H11N |  | Mass | kg | emission | air | https://ofmpub.epa.gov/sor_internet/registry/substreg/searchandretrieve/substancesearch/search.do?details=displayDetails&selectedSubstanceId=47395 | 1 | Chemicals | ea1cd764-4a9d-3467-8516-615ba2ee6870 | 4061cba4-cb52-3ef2-85a6-55942ed24d37 | 20aadc24-a391-41cf-b340-3e4529f44bde | 93a60a56-a3c8-11da-a746-0800200b9a66
1,3,5-Trichlorobenzene | 108-70-3 | 108703 | 108703 | C6H3Cl3 |  | Mass | kg | emission | air | https://ofmpub.epa.gov/sor_internet/registry/substreg/searchandretrieve/substancesearch/search.do?details=displayDetails&selectedSubstanceId=47394 | 1 | Chemicals | b74f3775-f8ce-3f4b-806a-b808fd4cb188 | 4061cba4-cb52-3ef2-85a6-55942ed24d37 | 20aadc24-a391-41cf-b340-3e4529f44bde | 93a60a56-a3c8-11da-a746-0800200b9a66
Fomesafen-sodium | 108731-70-0 | 108731700 | 108731700 | C15H9ClF3N2NaO6S |  | Mass | kg | emission | air | https://ofmpub.epa.gov/sor_internet/registry/substreg/searchandretrieve/substancesearch/search.do?details=displayDetails&selectedSubstanceId=80792 | 1 | Chemicals | 628a3710-f3c1-39c1-85ed-96292499781e | 4061cba4-cb52-3ef2-85a6-55942ed24d37 | 20aadc24-a391-41cf-b340-3e4529f44bde | 93a60a56-a3c8-11da-a746-0800200b9a66
Melamine | 108-78-1 | 108781 | 108781 | C3H6N6 |  | Mass | kg | emission | air | https://ofmpub.epa.gov/sor_internet/registry/substreg/searchandretrieve/substancesearch/search.do?details=displayDetails&selectedSubstanceId=47387 | 1 | Chemicals | ad26cb09-6e79-38d2-a447-cb0b76bcb7ab | 4061cba4-cb52-3ef2-85a6-55942ed24d37 | 20aadc24-a391-41cf-b340-3e4529f44bde | 93a60a56-a3c8-11da-a746-0800200b9a66
Cyanuric acid | 108-80-5 | 108805 | 108805 | C3H3N3O3 |  | Mass | kg | emission | air | https://ofmpub.epa.gov/sor_internet/registry/substreg/searchandretrieve/substancesearch/search.do?details=displayDetails&selectedSubstanceId=47385 | 1 | Chemicals | ca4e8e10-dc2b-3af3-bfc7-f47c129f96e1 | 4061cba4-cb52-3ef2-85a6-55942ed24d37 | 20aadc24-a391-41cf-b340-3e4529f44bde | 93a60a56-a3c8-11da-a746-0800200b9a66
Diisobutyl ketone | 108-83-8 | 108838 | 108838 | C9H18O |  | Mass | kg | emission | air | https://ofmpub.epa.gov/sor_internet/registry/substreg/searchandretrieve/substancesearch/search.do?details=displayDetails&selectedSubstanceId=47384 | 1 | Chemicals | 574ece00-2fdb-3d9d-9d55-4aa13203cda7 | 4061cba4-cb52-3ef2-85a6-55942ed24d37 | 20aadc24-a391-41cf-b340-3e4529f44bde | 93a60a56-a3c8-11da-a746-0800200b9a66
4-Methyl-2-pentanol, acetate | 108-84-9 | 108849 | 108849 | C8H16O2 |  | Mass | kg | emission | air | https://ofmpub.epa.gov/sor_internet/registry/substreg/searchandretrieve/substancesearch/search.do?details=displayDetails&selectedSubstanceId=47383 | 1 | Chemicals | 39d08a85-e6cd-3fe0-9c3f-cd53fea59fd4 | 4061cba4-cb52-3ef2-85a6-55942ed24d37 | 20aadc24-a391-41cf-b340-3e4529f44bde | 93a60a56-a3c8-11da-a746-0800200b9a66
Cyclohexane, bromo- | 108-85-0 | 108850 | 108850 | C6H11Br |  | Mass | kg | emission | air | https://ofmpub.epa.gov/sor_internet/registry/substreg/searchandretrieve/substancesearch/search.do?details=displayDetails&selectedSubstanceId=96444 | 1 | Chemicals | 9573bdb8-0aee-3693-bb9a-83372371232a | 4061cba4-cb52-3ef2-85a6-55942ed24d37 | 20aadc24-a391-41cf-b340-3e4529f44bde | 93a60a56-a3c8-11da-a746-0800200b9a66
Bromobenzene | 108-86-1 | 108861 | 108861 | C6H5Br |  | Mass | kg | emission | air | https://ofmpub.epa.gov/sor_internet/registry/substreg/searchandretrieve/substancesearch/search.do?details=displayDetails&selectedSubstanceId=47382 | 1 | Chemicals | 28f7aa22-a4ac-3537-b2b1-0adbaefc4bec | 4061cba4-cb52-3ef2-85a6-55942ed24d37 | 20aadc24-a391-41cf-b340-3e4529f44bde | 93a60a56-a3c8-11da-a746-0800200b9a66
Methylcyclohexane | 108-87-2 | 108872 | 108872 | C7H14 |  | Mass | kg | emission | air | https://ofmpub.epa.gov/sor_internet/registry/substreg/searchandretrieve/substancesearch/search.do?details=displayDetails&selectedSubstanceId=47381 | 1 | Chemicals | ead97552-ed4b-3440-816f-bbf052d013c8 | 4061cba4-cb52-3ef2-85a6-55942ed24d37 | 20aadc24-a391-41cf-b340-3e4529f44bde | 93a60a56-a3c8-11da-a746-0800200b9a66
Toluene | 108-88-3 | 108883 | 108883 | C7H8 |  | Mass | kg | emission | air | https://ofmpub.epa.gov/sor_internet/registry/substreg/searchandretrieve/substancesearch/search.do?details=displayDetails&selectedSubstanceId=47380 | 1 | Chemicals | b43520f0-bcc4-3800-a60e-f8ed389f506a | 4061cba4-cb52-3ef2-85a6-55942ed24d37 | 20aadc24-a391-41cf-b340-3e4529f44bde | 93a60a56-a3c8-11da-a746-0800200b9a66
4-Methylpyridine | 108-89-4 | 108894 | 108894 | C6H7N |  | Mass | kg | emission | air | https://ofmpub.epa.gov/sor_internet/registry/substreg/searchandretrieve/substancesearch/search.do?details=displayDetails&selectedSubstanceId=96443 | 1 | Chemicals | 23218671-2d29-31a9-a112-797981014b41 | 4061cba4-cb52-3ef2-85a6-55942ed24d37 | 20aadc24-a391-41cf-b340-3e4529f44bde | 93a60a56-a3c8-11da-a746-0800200b9a66
Chlorobenzene | 108-90-7 | 108907 | 108907 | C6H5Cl |  | Mass | kg | emission | air | https://ofmpub.epa.gov/sor_internet/registry/substreg/searchandretrieve/substancesearch/search.do?details=displayDetails&selectedSubstanceId=47379 | 1 | Chemicals | 2bc4ca6d-b5ee-3ef5-9848-8d42f2b5ab23 | 4061cba4-cb52-3ef2-85a6-55942ed24d37 | 20aadc24-a391-41cf-b340-3e4529f44bde | 93a60a56-a3c8-11da-a746-0800200b9a66
Cyclohexylamine | 108-91-8 | 108918 | 108918 | C6H13N |  | Mass | kg | emission | air | https://ofmpub.epa.gov/sor_internet/registry/substreg/searchandretrieve/substancesearch/search.do?details=displayDetails&selectedSubstanceId=47378 | 1 | Chemicals | 21204364-c37e-33be-b7f0-8f44fa24aaa1 | 4061cba4-cb52-3ef2-85a6-55942ed24d37 | 20aadc24-a391-41cf-b340-3e4529f44bde | 93a60a56-a3c8-11da-a746-0800200b9a66
Cyclohexanol | 108-93-0 | 108930 | 108930 | C6H12O |  | Mass | kg | emission | air | https://ofmpub.epa.gov/sor_internet/registry/substreg/searchandretrieve/substancesearch/search.do?details=displayDetails&selectedSubstanceId=47377 | 1 | Chemicals | 78d1d7c1-39ae-3484-b13e-b4655d22e7ce | 4061cba4-cb52-3ef2-85a6-55942ed24d37 | 20aadc24-a391-41cf-b340-3e4529f44bde | 93a60a56-a3c8-11da-a746-0800200b9a66
Cyclohexanone | 108-94-1 | 108941 | 108941 | C6H10O |  | Mass | kg | emission | air | https://ofmpub.epa.gov/sor_internet/registry/substreg/searchandretrieve/substancesearch/search.do?details=displayDetails&selectedSubstanceId=96442 | 1 | Chemicals | 50c4474a-a323-3d96-b661-683895452073 | 4061cba4-cb52-3ef2-85a6-55942ed24d37 | 20aadc24-a391-41cf-b340-3e4529f44bde | 93a60a56-a3c8-11da-a746-0800200b9a66
Phenol | 108-95-2 | 108952 | 108952 | C6H6O |  | Mass | kg | emission | air | https://ofmpub.epa.gov/sor_internet/registry/substreg/searchandretrieve/substancesearch/search.do?details=displayDetails&selectedSubstanceId=47376 | 1 | Chemicals | a267e691-3cca-39b3-86e7-e5172952f839 | 4061cba4-cb52-3ef2-85a6-55942ed24d37 | 20aadc24-a391-41cf-b340-3e4529f44bde | 93a60a56-a3c8-11da-a746-0800200b9a66
3-Methylpyridine | 108-99-6 | 108996 | 108996 | C6H7N |  | Mass | kg | emission | air | https://ofmpub.epa.gov/sor_internet/registry/substreg/searchandretrieve/substancesearch/search.do?details=displayDetails&selectedSubstanceId=47374 | 1 | Chemicals | d74fc7df-0541-339d-be9a-0613b89d7e2a | 4061cba4-cb52-3ef2-85a6-55942ed24d37 | 20aadc24-a391-41cf-b340-3e4529f44bde | 93a60a56-a3c8-11da-a746-0800200b9a66
3-Pyridinol | 109-00-2 | 109002 | 109002 | C5H5NO |  | Mass | kg | emission | air | https://ofmpub.epa.gov/sor_internet/registry/substreg/searchandretrieve/substancesearch/search.do?details=displayDetails&selectedSubstanceId=47373 | 1 | Chemicals | 41396405-6a41-37e0-a0d6-be295b4427dd | 4061cba4-cb52-3ef2-85a6-55942ed24d37 | 20aadc24-a391-41cf-b340-3e4529f44bde | 93a60a56-a3c8-11da-a746-0800200b9a66
Piperazine, 1-methyl- | 109-01-3 | 109013 | 109013 | C5H12N2 |  | Mass | kg | emission | air | https://ofmpub.epa.gov/sor_internet/registry/substreg/searchandretrieve/substancesearch/search.do?details=displayDetails&selectedSubstanceId=47372 | 1 | Chemicals | 4eb50f17-8db8-38f2-9801-f03c3784ae4e | 4061cba4-cb52-3ef2-85a6-55942ed24d37 | 20aadc24-a391-41cf-b340-3e4529f44bde | 93a60a56-a3c8-11da-a746-0800200b9a66
2-Methylpyridine | 109-06-8 | 109068 | 109068 | C6H7N |  | Mass | kg | emission | air | https://ofmpub.epa.gov/sor_internet/registry/substreg/searchandretrieve/substancesearch/search.do?details=displayDetails&selectedSubstanceId=47369 | 1 | Chemicals | 9cf52c1b-7463-36b6-b009-a912309711ea | 4061cba4-cb52-3ef2-85a6-55942ed24d37 | 20aadc24-a391-41cf-b340-3e4529f44bde | 93a60a56-a3c8-11da-a746-0800200b9a66
Piperazine, 2-methyl- | 109-07-9 | 109079 | 109079 | C5H12N2 |  | Mass | kg | emission | air | https://ofmpub.epa.gov/sor_internet/registry/substreg/searchandretrieve/substancesearch/search.do?details=displayDetails&selectedSubstanceId=96438 | 1 | Chemicals | 996a34f3-ecda-3e12-a040-d2a8ec3cb1c6 | 4061cba4-cb52-3ef2-85a6-55942ed24d37 | 20aadc24-a391-41cf-b340-3e4529f44bde | 93a60a56-a3c8-11da-a746-0800200b9a66
2-Chloropyridine | 109-09-1 | 109091 | 109091 | C5H4ClN |  | Mass | kg | emission | air | https://ofmpub.epa.gov/sor_internet/registry/substreg/searchandretrieve/substancesearch/search.do?details=displayDetails&selectedSubstanceId=47367 | 1 | Chemicals | d7fa9f7a-890e-3fcd-be34-6eb7d0c451c2 | 4061cba4-cb52-3ef2-85a6-55942ed24d37 | 20aadc24-a391-41cf-b340-3e4529f44bde | 93a60a56-a3c8-11da-a746-0800200b9a66
Butyl butyrate | 109-21-7 | 109217 | 109217 | C8H16O2 |  | Mass | kg | emission | air | https://ofmpub.epa.gov/sor_internet/registry/substreg/searchandretrieve/substancesearch/search.do?details=displayDetails&selectedSubstanceId=47362 | 1 | Chemicals | 17b02178-ead5-3ec3-b532-f77b2bb64977 | 4061cba4-cb52-3ef2-85a6-55942ed24d37 | 20aadc24-a391-41cf-b340-3e4529f44bde | 93a60a56-a3c8-11da-a746-0800200b9a66
Diflufenzopyr-sodium | 109293-98-3 | 109293983 | 109293983 | C15H11F2N4NaO3 |  | Mass | kg | emission | air | https://ofmpub.epa.gov/sor_internet/registry/substreg/searchandretrieve/substancesearch/search.do?details=displayDetails&selectedSubstanceId=80791 | 1 | Chemicals | fe93c09f-e07e-30a1-8c47-895ef17d7fe8 | 4061cba4-cb52-3ef2-85a6-55942ed24d37 | 20aadc24-a391-41cf-b340-3e4529f44bde | 93a60a56-a3c8-11da-a746-0800200b9a66
N,N'-Dibutylthiourea | 109-46-6 | 109466 | 109466 | C9H20N2S |  | Mass | kg | emission | air | https://ofmpub.epa.gov/sor_internet/registry/substreg/searchandretrieve/substancesearch/search.do?details=displayDetails&selectedSubstanceId=47352 | 1 | Chemicals | ada78e18-3175-336a-8e88-a2bdfa9cb4f3 | 4061cba4-cb52-3ef2-85a6-55942ed24d37 | 20aadc24-a391-41cf-b340-3e4529f44bde | 93a60a56-a3c8-11da-a746-0800200b9a66
Valeric acid | 109-52-4 | 109524 | 109524 | C5H10O2 |  | Mass | kg | emission | air | https://ofmpub.epa.gov/sor_internet/registry/substreg/searchandretrieve/substancesearch/search.do?details=displayDetails&selectedSubstanceId=47350 | 1 | Chemicals | 6eac7cd8-bd9d-3fab-8345-d9b22bbcd264 | 4061cba4-cb52-3ef2-85a6-55942ed24d37 | 20aadc24-a391-41cf-b340-3e4529f44bde | 93a60a56-a3c8-11da-a746-0800200b9a66
Propane, 1-(ethenyloxy)-2-methyl- | 109-53-5 | 109535 | 109535 | C6H12O |  | Mass | kg | emission | air | https://ofmpub.epa.gov/sor_internet/registry/substreg/searchandretrieve/substancesearch/search.do?details=displayDetails&selectedSubstanceId=47349 | 1 | Chemicals | fd3f9a5e-3dba-3032-a442-0f1f620a2269 | 4061cba4-cb52-3ef2-85a6-55942ed24d37 | 20aadc24-a391-41cf-b340-3e4529f44bde | 93a60a56-a3c8-11da-a746-0800200b9a66
3-(Dimethylamino)propylamine | 109-55-7 | 109557 | 109557 | C5H14N2 |  | Mass | kg | emission | air | https://ofmpub.epa.gov/sor_internet/registry/substreg/searchandretrieve/substancesearch/search.do?details=displayDetails&selectedSubstanceId=96425 | 1 | Chemicals | 56804f2a-2f9d-3e34-b381-4f9541323c18 | 4061cba4-cb52-3ef2-85a6-55942ed24d37 | 20aadc24-a391-41cf-b340-3e4529f44bde | 93a60a56-a3c8-11da-a746-0800200b9a66
Allylthiourea | 109-57-9 | 109579 | 109579 | C4H8N2S |  | Mass | kg | emission | air | https://ofmpub.epa.gov/sor_internet/registry/substreg/searchandretrieve/substancesearch/search.do?details=displayDetails&selectedSubstanceId=47347 | 1 | Chemicals | 05289ccc-f5d9-3104-8d8a-16cece26c7e0 | 4061cba4-cb52-3ef2-85a6-55942ed24d37 | 20aadc24-a391-41cf-b340-3e4529f44bde | 93a60a56-a3c8-11da-a746-0800200b9a66
Propyl acetate | 109-60-4 | 109604 | 109604 | C5H10O2 |  | Mass | kg | emission | air | https://ofmpub.epa.gov/sor_internet/registry/substreg/searchandretrieve/substancesearch/search.do?details=displayDetails&selectedSubstanceId=47345 | 1 | Chemicals | bf66be53-8c2a-3633-972c-5573f3868ca8 | 4061cba4-cb52-3ef2-85a6-55942ed24d37 | 20aadc24-a391-41cf-b340-3e4529f44bde | 93a60a56-a3c8-11da-a746-0800200b9a66
1-Bromobutane | 109-65-9 | 109659 | 109659 | C4H9Br |  | Mass | kg | emission | air | https://ofmpub.epa.gov/sor_internet/registry/substreg/searchandretrieve/substancesearch/search.do?details=displayDetails&selectedSubstanceId=47341 | 1 | Chemicals | 0399888c-c5dc-3406-a83d-06579b2b501c | 4061cba4-cb52-3ef2-85a6-55942ed24d37 | 20aadc24-a391-41cf-b340-3e4529f44bde | 93a60a56-a3c8-11da-a746-0800200b9a66
Pentane | 109-66-0 | 109660 | 109660 | C5H12 |  | Mass | kg | emission | air | https://ofmpub.epa.gov/sor_internet/registry/substreg/searchandretrieve/substancesearch/search.do?details=displayDetails&selectedSubstanceId=47340 | 1 | Chemicals | 48117353-2f34-3cad-b0fa-9fa20d08961c | 4061cba4-cb52-3ef2-85a6-55942ed24d37 | 20aadc24-a391-41cf-b340-3e4529f44bde | 93a60a56-a3c8-11da-a746-0800200b9a66
1-Chlorobutane | 109-69-3 | 109693 | 109693 | C4H9Cl |  | Mass | kg | emission | air | https://ofmpub.epa.gov/sor_internet/registry/substreg/searchandretrieve/substancesearch/search.do?details=displayDetails&selectedSubstanceId=47337 | 1 | Chemicals | 5a91ef0e-27ca-308b-a424-b0f1ad92fb9b | 4061cba4-cb52-3ef2-85a6-55942ed24d37 | 20aadc24-a391-41cf-b340-3e4529f44bde | 93a60a56-a3c8-11da-a746-0800200b9a66
Butylamine | 109-73-9 | 109739 | 109739 | C4H11N |  | Mass | kg | emission | air | https://ofmpub.epa.gov/sor_internet/registry/substreg/searchandretrieve/substancesearch/search.do?details=displayDetails&selectedSubstanceId=47334 | 1 | Chemicals | 95cf7285-650d-3474-afc5-920e8d79a64e | 4061cba4-cb52-3ef2-85a6-55942ed24d37 | 20aadc24-a391-41cf-b340-3e4529f44bde | 93a60a56-a3c8-11da-a746-0800200b9a66
3-Butenenitrile | 109-75-1 | 109751 | 109751 | C4H5N |  | Mass | kg | emission | air | https://ofmpub.epa.gov/sor_internet/registry/substreg/searchandretrieve/substancesearch/search.do?details=displayDetails&selectedSubstanceId=47332 | 1 | Chemicals | f810e068-0563-341d-b648-eaed79b0aaac | 4061cba4-cb52-3ef2-85a6-55942ed24d37 | 20aadc24-a391-41cf-b340-3e4529f44bde | 93a60a56-a3c8-11da-a746-0800200b9a66
1,3-Diaminopropane | 109-76-2 | 109762 | 109762 | C3H10N2 |  | Mass | kg | emission | air | https://ofmpub.epa.gov/sor_internet/registry/substreg/searchandretrieve/substancesearch/search.do?details=displayDetails&selectedSubstanceId=47331 | 1 | Chemicals | 12758b32-205f-3339-8e1c-35db44f4cb8f | 4061cba4-cb52-3ef2-85a6-55942ed24d37 | 20aadc24-a391-41cf-b340-3e4529f44bde | 93a60a56-a3c8-11da-a746-0800200b9a66
Malononitrile | 109-77-3 | 109773 | 109773 | C3H2N2 |  | Mass | kg | emission | air | https://ofmpub.epa.gov/sor_internet/registry/substreg/searchandretrieve/substancesearch/search.do?details=displayDetails&selectedSubstanceId=47330 | 1 | Chemicals | 6b1ff742-2409-31da-92d6-7532fe003430 | 4061cba4-cb52-3ef2-85a6-55942ed24d37 | 20aadc24-a391-41cf-b340-3e4529f44bde | 93a60a56-a3c8-11da-a746-0800200b9a66
Butyl mercaptan | 109-79-5 | 109795 | 109795 | C4H10S |  | Mass | kg | emission | air | https://ofmpub.epa.gov/sor_internet/registry/substreg/searchandretrieve/substancesearch/search.do?details=displayDetails&selectedSubstanceId=47328 | 1 | Chemicals | 3a9c3b8e-a023-378d-972e-bdee6f9084ec | 4061cba4-cb52-3ef2-85a6-55942ed24d37 | 20aadc24-a391-41cf-b340-3e4529f44bde | 93a60a56-a3c8-11da-a746-0800200b9a66
N-Methylethanolamine | 109-83-1 | 109831 | 109831 | C3H9NO |  | Mass | kg | emission | air | https://ofmpub.epa.gov/sor_internet/registry/substreg/searchandretrieve/substancesearch/search.do?details=displayDetails&selectedSubstanceId=47324 | 1 | Chemicals | 4cb6192d-15d3-3640-b00c-3cb31249817c | 4061cba4-cb52-3ef2-85a6-55942ed24d37 | 20aadc24-a391-41cf-b340-3e4529f44bde | 93a60a56-a3c8-11da-a746-0800200b9a66
2-Hydroxyethylhydrazine | 109-84-2 | 109842 | 109842 | C2H8N2O |  | Mass | kg | emission | air | https://ofmpub.epa.gov/sor_internet/registry/substreg/searchandretrieve/substancesearch/search.do?details=displayDetails&selectedSubstanceId=47323 | 1 | Chemicals | 97fd1362-de27-386c-ace3-589c09450375 | 4061cba4-cb52-3ef2-85a6-55942ed24d37 | 20aadc24-a391-41cf-b340-3e4529f44bde | 93a60a56-a3c8-11da-a746-0800200b9a66
Ethanamine, 2-methoxy- | 109-85-3 | 109853 | 109853 | C3H9NO |  | Mass | kg | emission | air | https://ofmpub.epa.gov/sor_internet/registry/substreg/searchandretrieve/substancesearch/search.do?details=displayDetails&selectedSubstanceId=47322 | 1 | Chemicals | 6988851b-800e-309d-aea4-0f30c99ee972 | 4061cba4-cb52-3ef2-85a6-55942ed24d37 | 20aadc24-a391-41cf-b340-3e4529f44bde | 93a60a56-a3c8-11da-a746-0800200b9a66
2-Methoxyethanol | 109-86-4 | 109864 | 109864 | C3H8O2 |  | Mass | kg | emission | air | https://ofmpub.epa.gov/sor_internet/registry/substreg/searchandretrieve/substancesearch/search.do?details=displayDetails&selectedSubstanceId=47321 | 1 | Chemicals | 6c9e682a-3e29-3507-9a22-a602f2e26db8 | 4061cba4-cb52-3ef2-85a6-55942ed24d37 | 20aadc24-a391-41cf-b340-3e4529f44bde | 93a60a56-a3c8-11da-a746-0800200b9a66
Dimethoxymethane | 109-87-5 | 109875 | 109875 | C3H8O2 |  | Mass | kg | emission | air | https://ofmpub.epa.gov/sor_internet/registry/substreg/searchandretrieve/substancesearch/search.do?details=displayDetails&selectedSubstanceId=47320 | 1 | Chemicals | 6fb57fd5-9585-3ffe-876c-d285de5d05a5 | 4061cba4-cb52-3ef2-85a6-55942ed24d37 | 20aadc24-a391-41cf-b340-3e4529f44bde | 93a60a56-a3c8-11da-a746-0800200b9a66
Diethylamine | 109-89-7 | 109897 | 109897 | C4H11N |  | Mass | kg | emission | air | https://ofmpub.epa.gov/sor_internet/registry/substreg/searchandretrieve/substancesearch/search.do?details=displayDetails&selectedSubstanceId=47318 | 1 | Chemicals | 053d64d6-c368-3b7b-a73e-56a690f11860 | 4061cba4-cb52-3ef2-85a6-55942ed24d37 | 20aadc24-a391-41cf-b340-3e4529f44bde | 93a60a56-a3c8-11da-a746-0800200b9a66
Vinyl ethyl ether | 109-92-2 | 109922 | 109922 | C4H8O |  | Mass | kg | emission | air | https://ofmpub.epa.gov/sor_internet/registry/substreg/searchandretrieve/substancesearch/search.do?details=displayDetails&selectedSubstanceId=47317 | 1 | Chemicals | 8ebf3bda-cd5a-3f8f-9ff0-1466610a8467 | 4061cba4-cb52-3ef2-85a6-55942ed24d37 | 20aadc24-a391-41cf-b340-3e4529f44bde | 93a60a56-a3c8-11da-a746-0800200b9a66
Tetrahydrofuran | 109-99-9 | 109999 | 109999 | C4H8O |  | Mass | kg | emission | air | https://ofmpub.epa.gov/sor_internet/registry/substreg/searchandretrieve/substancesearch/search.do?details=displayDetails&selectedSubstanceId=47713 | 1 | Chemicals | faac81ee-1d43-3d8b-97d4-d731cfa3f203 | 4061cba4-cb52-3ef2-85a6-55942ed24d37 | 20aadc24-a391-41cf-b340-3e4529f44bde | 93a60a56-a3c8-11da-a746-0800200b9a66
Furan | 110-00-9 | 110009 | 110009 | C4H4O |  | Mass | kg | emission | air | https://ofmpub.epa.gov/sor_internet/registry/substreg/searchandretrieve/substancesearch/search.do?details=displayDetails&selectedSubstanceId=47712 | 1 | Chemicals | 4a851b87-1df8-39c5-83fa-223797b5fdc9 | 4061cba4-cb52-3ef2-85a6-55942ed24d37 | 20aadc24-a391-41cf-b340-3e4529f44bde | 93a60a56-a3c8-11da-a746-0800200b9a66
Thiophene | 110-02-1 | 110021 | 110021 | C4H4S |  | Mass | kg | emission | air | https://ofmpub.epa.gov/sor_internet/registry/substreg/searchandretrieve/substancesearch/search.do?details=displayDetails&selectedSubstanceId=47711 | 1 | Chemicals | da2eead4-96fe-3700-8f6c-4b914cf255f4 | 4061cba4-cb52-3ef2-85a6-55942ed24d37 | 20aadc24-a391-41cf-b340-3e4529f44bde | 93a60a56-a3c8-11da-a746-0800200b9a66
Methyl isoamyl ketone | 110-12-3 | 110123 | 110123 | C7H14O |  | Mass | kg | emission | air | https://ofmpub.epa.gov/sor_internet/registry/substreg/searchandretrieve/substancesearch/search.do?details=displayDetails&selectedSubstanceId=47707 | 1 | Chemicals | 3ec37847-f443-31f1-8056-e38b4013bdcc | 4061cba4-cb52-3ef2-85a6-55942ed24d37 | 20aadc24-a391-41cf-b340-3e4529f44bde | 93a60a56-a3c8-11da-a746-0800200b9a66
Succinic acid | 110-15-6 | 110156 | 110156 | C4H6O4 |  | Mass | kg | emission | air | https://ofmpub.epa.gov/sor_internet/registry/substreg/searchandretrieve/substancesearch/search.do?details=displayDetails&selectedSubstanceId=47705 | 1 | Chemicals | b624a6df-39ed-3aad-a125-38194f8d1911 | 4061cba4-cb52-3ef2-85a6-55942ed24d37 | 20aadc24-a391-41cf-b340-3e4529f44bde | 93a60a56-a3c8-11da-a746-0800200b9a66
Maleic acid | 110-16-7 | 110167 | 110167 | C4H4O4 |  | Mass | kg | emission | air | https://ofmpub.epa.gov/sor_internet/registry/substreg/searchandretrieve/substancesearch/search.do?details=displayDetails&selectedSubstanceId=47704 | 1 | Chemicals | efdbee51-227f-3136-aedd-66941af73b5d | 4061cba4-cb52-3ef2-85a6-55942ed24d37 | 20aadc24-a391-41cf-b340-3e4529f44bde | 93a60a56-a3c8-11da-a746-0800200b9a66
Fumaric acid | 110-17-8 | 110178 | 110178 | C4H4O4 |  | Mass | kg | emission | air | https://ofmpub.epa.gov/sor_internet/registry/substreg/searchandretrieve/substancesearch/search.do?details=displayDetails&selectedSubstanceId=96282 | 1 | Chemicals | 753e09cd-bb29-3dfa-b48e-4802335669d6 | 4061cba4-cb52-3ef2-85a6-55942ed24d37 | 20aadc24-a391-41cf-b340-3e4529f44bde | 93a60a56-a3c8-11da-a746-0800200b9a66
Isobutyl acetate | 110-19-0 | 110190 | 110190 | C6H12O2 |  | Mass | kg | emission | air | https://ofmpub.epa.gov/sor_internet/registry/substreg/searchandretrieve/substancesearch/search.do?details=displayDetails&selectedSubstanceId=47702 | 1 | Chemicals | 9ef78c51-287d-33fc-b647-7d939de164f8 | 4061cba4-cb52-3ef2-85a6-55942ed24d37 | 20aadc24-a391-41cf-b340-3e4529f44bde | 93a60a56-a3c8-11da-a746-0800200b9a66
Isopropyl myristate | 110-27-0 | 110270 | 110270 | C17H34O2 |  | Mass | kg | emission | air | https://ofmpub.epa.gov/sor_internet/registry/substreg/searchandretrieve/substancesearch/search.do?details=displayDetails&selectedSubstanceId=47698 | 1 | Chemicals | 9fcbddc2-49d6-3015-87f9-afb9f089108c | 4061cba4-cb52-3ef2-85a6-55942ed24d37 | 20aadc24-a391-41cf-b340-3e4529f44bde | 93a60a56-a3c8-11da-a746-0800200b9a66
Dihexyl adipate | 110-33-8 | 110338 | 110338 | C18H34O4 |  | Mass | kg | emission | air | https://ofmpub.epa.gov/sor_internet/registry/substreg/searchandretrieve/substancesearch/search.do?details=displayDetails&selectedSubstanceId=47696 | 1 | Chemicals | e0806792-ee26-3c69-9854-f71086fab8d6 | 4061cba4-cb52-3ef2-85a6-55942ed24d37 | 20aadc24-a391-41cf-b340-3e4529f44bde | 93a60a56-a3c8-11da-a746-0800200b9a66
Decanedioic acid, diethyl ester | 110-40-7 | 110407 | 110407 | C14H26O4 |  | Mass | kg | emission | air | https://ofmpub.epa.gov/sor_internet/registry/substreg/searchandretrieve/substancesearch/search.do?details=displayDetails&selectedSubstanceId=96274 | 1 | Chemicals | 5db92334-1e10-3139-9909-25187bead9ad | 4061cba4-cb52-3ef2-85a6-55942ed24d37 | 20aadc24-a391-41cf-b340-3e4529f44bde | 93a60a56-a3c8-11da-a746-0800200b9a66
2-Heptanone | 110-43-0 | 110430 | 110430 | C7H14O |  | Mass | kg | emission | air | https://ofmpub.epa.gov/sor_internet/registry/substreg/searchandretrieve/substancesearch/search.do?details=displayDetails&selectedSubstanceId=96273 | 1 | Chemicals | 04645b46-23f0-31cd-aa71-f6507230696e | 4061cba4-cb52-3ef2-85a6-55942ed24d37 | 20aadc24-a391-41cf-b340-3e4529f44bde | 93a60a56-a3c8-11da-a746-0800200b9a66
Sorbic acid | 110-44-1 | 110441 | 110441 | C6H8O2 |  | Mass | kg | emission | air | https://ofmpub.epa.gov/sor_internet/registry/substreg/searchandretrieve/substancesearch/search.do?details=displayDetails&selectedSubstanceId=47690 | 1 | Chemicals | 0c33defa-23f6-3a0e-b874-d8f75df40133 | 4061cba4-cb52-3ef2-85a6-55942ed24d37 | 20aadc24-a391-41cf-b340-3e4529f44bde | 93a60a56-a3c8-11da-a746-0800200b9a66
Dimethomorph | 110488-70-5 | 110488705 | 110488705 | C21H22ClNO4 |  | Mass | kg | emission | air | https://ofmpub.epa.gov/sor_internet/registry/substreg/searchandretrieve/substancesearch/search.do?details=displayDetails&selectedSubstanceId=80789 | 1 | Chemicals | ed7c1040-c854-3186-9594-96a42a76c2a3 | 4061cba4-cb52-3ef2-85a6-55942ed24d37 | 20aadc24-a391-41cf-b340-3e4529f44bde | 93a60a56-a3c8-11da-a746-0800200b9a66
Ethylene glycol monomethyl ether acetate | 110-49-6 | 110496 | 110496 | C5H10O3 |  | Mass | kg | emission | air | https://ofmpub.epa.gov/sor_internet/registry/substreg/searchandretrieve/substancesearch/search.do?details=displayDetails&selectedSubstanceId=47687 | 1 | Chemicals | ec07b0af-d5fe-38f1-9ce1-21a5508219ce | 4061cba4-cb52-3ef2-85a6-55942ed24d37 | 20aadc24-a391-41cf-b340-3e4529f44bde | 93a60a56-a3c8-11da-a746-0800200b9a66
Hexane | 110-54-3 | 110543 | 110543 | C6H14 |  | Mass | kg | emission | air | https://ofmpub.epa.gov/sor_internet/registry/substreg/searchandretrieve/substancesearch/search.do?details=displayDetails&selectedSubstanceId=47684 | 1 | Chemicals | 32b45c33-4d5e-3e06-a680-cd244d51576e | 4061cba4-cb52-3ef2-85a6-55942ed24d37 | 20aadc24-a391-41cf-b340-3e4529f44bde | 93a60a56-a3c8-11da-a746-0800200b9a66
1,4-Dichlorobutane | 110-56-5 | 110565 | 110565 | C4H8Cl2 |  | Mass | kg | emission | air | https://ofmpub.epa.gov/sor_internet/registry/substreg/searchandretrieve/substancesearch/search.do?details=displayDetails&selectedSubstanceId=47683 | 1 | Chemicals | dfa08b2e-b158-3074-999d-0aa3c6a6ed62 | 4061cba4-cb52-3ef2-85a6-55942ed24d37 | 20aadc24-a391-41cf-b340-3e4529f44bde | 93a60a56-a3c8-11da-a746-0800200b9a66
Amylamine | 110-58-7 | 110587 | 110587 | C5H13N |  | Mass | kg | emission | air | https://ofmpub.epa.gov/sor_internet/registry/substreg/searchandretrieve/substancesearch/search.do?details=displayDetails&selectedSubstanceId=47682 | 1 | Chemicals | 353fcf4b-3857-3111-8db2-2e10ddda5bfe | 4061cba4-cb52-3ef2-85a6-55942ed24d37 | 20aadc24-a391-41cf-b340-3e4529f44bde | 93a60a56-a3c8-11da-a746-0800200b9a66
Pentanal | 110-62-3 | 110623 | 110623 | C5H10O |  | Mass | kg | emission | air | https://ofmpub.epa.gov/sor_internet/registry/substreg/searchandretrieve/substancesearch/search.do?details=displayDetails&selectedSubstanceId=47678 | 1 | Chemicals | b1134a7d-36f6-39ff-a1c4-5cf92775c610 | 4061cba4-cb52-3ef2-85a6-55942ed24d37 | 20aadc24-a391-41cf-b340-3e4529f44bde | 93a60a56-a3c8-11da-a746-0800200b9a66
1,4-Butanediol | 110-63-4 | 110634 | 110634 | C4H10O2 |  | Mass | kg | emission | air | https://ofmpub.epa.gov/sor_internet/registry/substreg/searchandretrieve/substancesearch/search.do?details=displayDetails&selectedSubstanceId=47677 | 1 | Chemicals | c2807f0f-7017-32c5-8504-0c0dda04521c | 4061cba4-cb52-3ef2-85a6-55942ed24d37 | 20aadc24-a391-41cf-b340-3e4529f44bde | 93a60a56-a3c8-11da-a746-0800200b9a66
2-Butyne-1,4-diol | 110-65-6 | 110656 | 110656 | C4H6O2 |  | Mass | kg | emission | air | https://ofmpub.epa.gov/sor_internet/registry/substreg/searchandretrieve/substancesearch/search.do?details=displayDetails&selectedSubstanceId=47675 | 1 | Chemicals | 74e232a3-6bfc-3021-8808-6ad412c06147 | 4061cba4-cb52-3ef2-85a6-55942ed24d37 | 20aadc24-a391-41cf-b340-3e4529f44bde | 93a60a56-a3c8-11da-a746-0800200b9a66
Tetrapropylenebenzenesulfonic acid | 11067-81-5 | 11067815 | 11067815 | - |  | Mass | kg | emission | air | https://ofmpub.epa.gov/sor_internet/registry/substreg/searchandretrieve/substancesearch/search.do?details=displayDetails&selectedSubstanceId=78242 | 1 | Chemicals | b9a54fff-dc1c-32c0-9410-57e0d82dacea | 4061cba4-cb52-3ef2-85a6-55942ed24d37 | 20aadc24-a391-41cf-b340-3e4529f44bde | 93a60a56-a3c8-11da-a746-0800200b9a66
N-Ethyl ethanolamine | 110-73-6 | 110736 | 110736 | C4H11NO |  | Mass | kg | emission | air | https://ofmpub.epa.gov/sor_internet/registry/substreg/searchandretrieve/substancesearch/search.do?details=displayDetails&selectedSubstanceId=47667 | 1 | Chemicals | 667cfc27-55ee-3f02-93df-a237dd54bcb2 | 4061cba4-cb52-3ef2-85a6-55942ed24d37 | 20aadc24-a391-41cf-b340-3e4529f44bde | 93a60a56-a3c8-11da-a746-0800200b9a66
2-Chloroethyl vinyl ether | 110-75-8 | 110758 | 110758 | C4H7ClO |  | Mass | kg | emission | air | https://ofmpub.epa.gov/sor_internet/registry/substreg/searchandretrieve/substancesearch/search.do?details=displayDetails&selectedSubstanceId=47665 | 1 | Chemicals | 1d9fdc23-09e1-311e-a5a0-0e0d1b85e177 | 4061cba4-cb52-3ef2-85a6-55942ed24d37 | 20aadc24-a391-41cf-b340-3e4529f44bde | 93a60a56-a3c8-11da-a746-0800200b9a66
Ethanol, 2-(ethylthio)- | 110-77-0 | 110770 | 110770 | C4H10OS |  | Mass | kg | emission | air | https://ofmpub.epa.gov/sor_internet/registry/substreg/searchandretrieve/substancesearch/search.do?details=displayDetails&selectedSubstanceId=47663 | 1 | Chemicals | 7f7d912b-0b45-34ab-8501-d5a58b9c34f0 | 4061cba4-cb52-3ef2-85a6-55942ed24d37 | 20aadc24-a391-41cf-b340-3e4529f44bde | 93a60a56-a3c8-11da-a746-0800200b9a66
2-Ethoxyethanol | 110-80-5 | 110805 | 110805 | C4H10O2 |  | Mass | kg | emission | air | https://ofmpub.epa.gov/sor_internet/registry/substreg/searchandretrieve/substancesearch/search.do?details=displayDetails&selectedSubstanceId=47661 | 1 | Chemicals | 3fd8020a-bb09-33d3-a58f-24422a01fc22 | 4061cba4-cb52-3ef2-85a6-55942ed24d37 | 20aadc24-a391-41cf-b340-3e4529f44bde | 93a60a56-a3c8-11da-a746-0800200b9a66
Diethyl disulfide | 110-81-6 | 110816 | 110816 | C4H10S2 |  | Mass | kg | emission | air | https://ofmpub.epa.gov/sor_internet/registry/substreg/searchandretrieve/substancesearch/search.do?details=displayDetails&selectedSubstanceId=47660 | 1 | Chemicals | 28cd3f2a-4d5f-3ea4-8bd8-a354df689ee0 | 4061cba4-cb52-3ef2-85a6-55942ed24d37 | 20aadc24-a391-41cf-b340-3e4529f44bde | 93a60a56-a3c8-11da-a746-0800200b9a66
Cyclohexane | 110-82-7 | 110827 | 110827 | C6H12 |  | Mass | kg | emission | air | https://ofmpub.epa.gov/sor_internet/registry/substreg/searchandretrieve/substancesearch/search.do?details=displayDetails&selectedSubstanceId=47659 | 1 | Chemicals | 9766d33f-bcf5-36a7-8d7d-20757752fe69 | 4061cba4-cb52-3ef2-85a6-55942ed24d37 | 20aadc24-a391-41cf-b340-3e4529f44bde | 93a60a56-a3c8-11da-a746-0800200b9a66
Cyclohexene | 110-83-8 | 110838 | 110838 | C6H10 |  | Mass | kg | emission | air | https://ofmpub.epa.gov/sor_internet/registry/substreg/searchandretrieve/substancesearch/search.do?details=displayDetails&selectedSubstanceId=47658 | 1 | Chemicals | 26c92b9c-ed3c-398f-85df-1598f093a2d8 | 4061cba4-cb52-3ef2-85a6-55942ed24d37 | 20aadc24-a391-41cf-b340-3e4529f44bde | 93a60a56-a3c8-11da-a746-0800200b9a66
Pyridine | 110-86-1 | 110861 | 110861 | C5H5N |  | Mass | kg | emission | air | https://ofmpub.epa.gov/sor_internet/registry/substreg/searchandretrieve/substancesearch/search.do?details=displayDetails&selectedSubstanceId=46949 | 1 | Chemicals | b119ddf0-864f-3bf8-bcda-d10f0a658667 | 4061cba4-cb52-3ef2-85a6-55942ed24d37 | 20aadc24-a391-41cf-b340-3e4529f44bde | 93a60a56-a3c8-11da-a746-0800200b9a66
1,3,5-Trioxane | 110-88-3 | 110883 | 110883 | C3H6O3 |  | Mass | kg | emission | air | https://ofmpub.epa.gov/sor_internet/registry/substreg/searchandretrieve/substancesearch/search.do?details=displayDetails&selectedSubstanceId=46947 | 1 | Chemicals | 53c892ac-e930-3be8-b7d5-0005c5d067f0 | 4061cba4-cb52-3ef2-85a6-55942ed24d37 | 20aadc24-a391-41cf-b340-3e4529f44bde | 93a60a56-a3c8-11da-a746-0800200b9a66
Morpholine | 110-91-8 | 110918 | 110918 | C4H9NO |  | Mass | kg | emission | air | https://ofmpub.epa.gov/sor_internet/registry/substreg/searchandretrieve/substancesearch/search.do?details=displayDetails&selectedSubstanceId=96266 | 1 | Chemicals | f6cbdec4-3c96-38ec-bff8-7ba869486d8e | 4061cba4-cb52-3ef2-85a6-55942ed24d37 | 20aadc24-a391-41cf-b340-3e4529f44bde | 93a60a56-a3c8-11da-a746-0800200b9a66
6-Methyl-5-hepten-2-one | 110-93-0 | 110930 | 110930 | C8H14O |  | Mass | kg | emission | air | https://ofmpub.epa.gov/sor_internet/registry/substreg/searchandretrieve/substancesearch/search.do?details=displayDetails&selectedSubstanceId=46944 | 1 | Chemicals | adec144d-5fad-3966-a315-15ba26bc86f5 | 4061cba4-cb52-3ef2-85a6-55942ed24d37 | 20aadc24-a391-41cf-b340-3e4529f44bde | 93a60a56-a3c8-11da-a746-0800200b9a66
1,3-Propanediamine, N,N,N',N'-tetramethyl- | 110-95-2 | 110952 | 110952 | C7H18N2 |  | Mass | kg | emission | air | https://ofmpub.epa.gov/sor_internet/registry/substreg/searchandretrieve/substancesearch/search.do?details=displayDetails&selectedSubstanceId=96265 | 1 | Chemicals | 809949f7-d996-3915-850f-c52576f4f878 | 4061cba4-cb52-3ef2-85a6-55942ed24d37 | 20aadc24-a391-41cf-b340-3e4529f44bde | 93a60a56-a3c8-11da-a746-0800200b9a66
Diisobutylamine | 110-96-3 | 110963 | 110963 | C8H19N |  | Mass | kg | emission | air | https://ofmpub.epa.gov/sor_internet/registry/substreg/searchandretrieve/substancesearch/search.do?details=displayDetails&selectedSubstanceId=46942 | 1 | Chemicals | ae44617a-3cfe-3b67-9295-f05a5977e580 | 4061cba4-cb52-3ef2-85a6-55942ed24d37 | 20aadc24-a391-41cf-b340-3e4529f44bde | 93a60a56-a3c8-11da-a746-0800200b9a66
Diisopropanolamine | 110-97-4 | 110974 | 110974 | C6H15NO2 |  | Mass | kg | emission | air | https://ofmpub.epa.gov/sor_internet/registry/substreg/searchandretrieve/substancesearch/search.do?details=displayDetails&selectedSubstanceId=46941 | 1 | Chemicals | 6695a04d-cf43-3abe-9b0c-c5ceac17f20f | 4061cba4-cb52-3ef2-85a6-55942ed24d37 | 20aadc24-a391-41cf-b340-3e4529f44bde | 93a60a56-a3c8-11da-a746-0800200b9a66
Bis(2-hydroxypropyl) ether | 110-98-5 | 110985 | 110985 | C6H14O3 |  | Mass | kg | emission | air | https://ofmpub.epa.gov/sor_internet/registry/substreg/searchandretrieve/substancesearch/search.do?details=displayDetails&selectedSubstanceId=96264 | 1 | Chemicals | 9f0f3a65-b1bb-3857-b015-b32ddde31b8a | 4061cba4-cb52-3ef2-85a6-55942ed24d37 | 20aadc24-a391-41cf-b340-3e4529f44bde | 93a60a56-a3c8-11da-a746-0800200b9a66
Acetic acid, 2,2'-oxybis- | 110-99-6 | 110996 | 110996 | C4H6O5 |  | Mass | kg | emission | air | https://ofmpub.epa.gov/sor_internet/registry/substreg/searchandretrieve/substancesearch/search.do?details=displayDetails&selectedSubstanceId=46940 | 1 | Chemicals | a9ed6cfd-12eb-3e8d-88f2-95482b21166f | 4061cba4-cb52-3ef2-85a6-55942ed24d37 | 20aadc24-a391-41cf-b340-3e4529f44bde | 93a60a56-a3c8-11da-a746-0800200b9a66
Aroclor 1221 | 11104-28-2 | 11104282 | 11104282 | - |  | Mass | kg | emission | air | https://ofmpub.epa.gov/sor_internet/registry/substreg/searchandretrieve/substancesearch/search.do?details=displayDetails&selectedSubstanceId=38807 | 1 | Chemicals | d8108974-e595-32a0-9a48-8b4d9177c1e5 | 4061cba4-cb52-3ef2-85a6-55942ed24d37 | 20aadc24-a391-41cf-b340-3e4529f44bde | 93a60a56-a3c8-11da-a746-0800200b9a66
2-Octanone | 111-13-7 | 111137 | 111137 | C8H16O |  | Mass | kg | emission | air | https://ofmpub.epa.gov/sor_internet/registry/substreg/searchandretrieve/substancesearch/search.do?details=displayDetails&selectedSubstanceId=46933 | 1 | Chemicals | 2069e1b0-b62e-3437-84a1-71062722eeb1 | 4061cba4-cb52-3ef2-85a6-55942ed24d37 | 20aadc24-a391-41cf-b340-3e4529f44bde | 93a60a56-a3c8-11da-a746-0800200b9a66
Heptanoic acid | 111-14-8 | 111148 | 111148 | C7H14O2 |  | Mass | kg | emission | air | https://ofmpub.epa.gov/sor_internet/registry/substreg/searchandretrieve/substancesearch/search.do?details=displayDetails&selectedSubstanceId=96259 | 1 | Chemicals | e459f372-6f9d-3eae-8645-b684f27ec8cb | 4061cba4-cb52-3ef2-85a6-55942ed24d37 | 20aadc24-a391-41cf-b340-3e4529f44bde | 93a60a56-a3c8-11da-a746-0800200b9a66
Ethylene glycol monoethyl ether acetate | 111-15-9 | 111159 | 111159 | C6H12O3 |  | Mass | kg | emission | air | https://ofmpub.epa.gov/sor_internet/registry/substreg/searchandretrieve/substancesearch/search.do?details=displayDetails&selectedSubstanceId=46932 | 1 | Chemicals | a09e8a32-6af7-3dab-bafc-059f663ccc99 | 4061cba4-cb52-3ef2-85a6-55942ed24d37 | 20aadc24-a391-41cf-b340-3e4529f44bde | 93a60a56-a3c8-11da-a746-0800200b9a66
N,N,N',N'-Tetramethyl-1,6-hexanediamine | 111-18-2 | 111182 | 111182 | C10H24N2 |  | Mass | kg | emission | air | https://ofmpub.epa.gov/sor_internet/registry/substreg/searchandretrieve/substancesearch/search.do?details=displayDetails&selectedSubstanceId=46930 | 1 | Chemicals | fe233d34-2009-3d40-9929-4f3744a72a66 | 4061cba4-cb52-3ef2-85a6-55942ed24d37 | 20aadc24-a391-41cf-b340-3e4529f44bde | 93a60a56-a3c8-11da-a746-0800200b9a66
Hexane, 1-bromo- | 111-25-1 | 111251 | 111251 | C6H13Br |  | Mass | kg | emission | air | https://ofmpub.epa.gov/sor_internet/registry/substreg/searchandretrieve/substancesearch/search.do?details=displayDetails&selectedSubstanceId=46926 | 1 | Chemicals | 1bac9552-510f-37b0-b61f-28be414c4702 | 4061cba4-cb52-3ef2-85a6-55942ed24d37 | 20aadc24-a391-41cf-b340-3e4529f44bde | 93a60a56-a3c8-11da-a746-0800200b9a66
Hexylamine | 111-26-2 | 111262 | 111262 | C6H15N |  | Mass | kg | emission | air | https://ofmpub.epa.gov/sor_internet/registry/substreg/searchandretrieve/substancesearch/search.do?details=displayDetails&selectedSubstanceId=46925 | 1 | Chemicals | 9ef63be6-cdbd-324d-b8fa-efc2b5627f9f | 4061cba4-cb52-3ef2-85a6-55942ed24d37 | 20aadc24-a391-41cf-b340-3e4529f44bde | 93a60a56-a3c8-11da-a746-0800200b9a66
1-Hexanol | 111-27-3 | 111273 | 111273 | C6H14O |  | Mass | kg | emission | air | https://ofmpub.epa.gov/sor_internet/registry/substreg/searchandretrieve/substancesearch/search.do?details=displayDetails&selectedSubstanceId=96250 | 1 | Chemicals | 18d4b15f-19c3-376b-be61-5eb64b7e3979 | 4061cba4-cb52-3ef2-85a6-55942ed24d37 | 20aadc24-a391-41cf-b340-3e4529f44bde | 93a60a56-a3c8-11da-a746-0800200b9a66
1,5-Pentanediol | 111-29-5 | 111295 | 111295 | C5H12O2 |  | Mass | kg | emission | air | https://ofmpub.epa.gov/sor_internet/registry/substreg/searchandretrieve/substancesearch/search.do?details=displayDetails&selectedSubstanceId=46923 | 1 | Chemicals | bcd04156-0499-3acf-b8ef-551f1a4d9d50 | 4061cba4-cb52-3ef2-85a6-55942ed24d37 | 20aadc24-a391-41cf-b340-3e4529f44bde | 93a60a56-a3c8-11da-a746-0800200b9a66
Omethoate | 1113-02-6 | 1113026 | 1113026 | C5H12NO4PS |  | Mass | kg | emission | air | https://ofmpub.epa.gov/sor_internet/registry/substreg/searchandretrieve/substancesearch/search.do?details=displayDetails&selectedSubstanceId=81859 | 1 | Chemicals | ceca8dd2-6bab-3d33-bdfb-537eec7089c7 | 4061cba4-cb52-3ef2-85a6-55942ed24d37 | 20aadc24-a391-41cf-b340-3e4529f44bde | 93a60a56-a3c8-11da-a746-0800200b9a66
Glutaraldehyde | 111-30-8 | 111308 | 111308 | C5H8O2 |  | Mass | kg | emission | air | https://ofmpub.epa.gov/sor_internet/registry/substreg/searchandretrieve/substancesearch/search.do?details=displayDetails&selectedSubstanceId=46922 | 1 | Chemicals | 98fc7b97-3036-3fdc-aae0-b5b8ffe1a527 | 4061cba4-cb52-3ef2-85a6-55942ed24d37 | 20aadc24-a391-41cf-b340-3e4529f44bde | 93a60a56-a3c8-11da-a746-0800200b9a66
Diammonium oxalate | 1113-38-8 | 1113388 | 1113388 | C2H8N2O4 |  | Mass | kg | emission | air | https://ofmpub.epa.gov/sor_internet/registry/substreg/searchandretrieve/substancesearch/search.do?details=displayDetails&selectedSubstanceId=43538 | 1 | Chemicals | f12bd290-9a0b-3ebf-b92e-0739af63d386 | 4061cba4-cb52-3ef2-85a6-55942ed24d37 | 20aadc24-a391-41cf-b340-3e4529f44bde | 93a60a56-a3c8-11da-a746-0800200b9a66
Butyl isocyanate | 111-36-4 | 111364 | 111364 | C5H9NO |  | Mass | kg | emission | air | https://ofmpub.epa.gov/sor_internet/registry/substreg/searchandretrieve/substancesearch/search.do?details=displayDetails&selectedSubstanceId=96247 | 1 | Chemicals | 947eff63-9fce-32be-983e-04ed2991d48a | 4061cba4-cb52-3ef2-85a6-55942ed24d37 | 20aadc24-a391-41cf-b340-3e4529f44bde | 93a60a56-a3c8-11da-a746-0800200b9a66
Branched and linear heptyl nonyl phthalate | 111381-89-6 | 111381896 | 111381896 | - |  | Mass | kg | emission | air | https://ofmpub.epa.gov/sor_internet/registry/substreg/searchandretrieve/substancesearch/search.do?details=displayDetails&selectedSubstanceId=25580 | 1 | Chemicals | ca198511-5b4b-3ab9-886b-c664f2d13fce | 4061cba4-cb52-3ef2-85a6-55942ed24d37 | 20aadc24-a391-41cf-b340-3e4529f44bde | 93a60a56-a3c8-11da-a746-0800200b9a66
Diethylenetriamine | 111-40-0 | 111400 | 111400 | C4H13N3 |  | Mass | kg | emission | air | https://ofmpub.epa.gov/sor_internet/registry/substreg/searchandretrieve/substancesearch/search.do?details=displayDetails&selectedSubstanceId=46917 | 1 | Chemicals | ac85b6d9-8e3a-379f-9235-5af10c5ba1fa | 4061cba4-cb52-3ef2-85a6-55942ed24d37 | 20aadc24-a391-41cf-b340-3e4529f44bde | 93a60a56-a3c8-11da-a746-0800200b9a66
N-Hydroxyethylethylenediamine | 111-41-1 | 111411 | 111411 | C4H12N2O |  | Mass | kg | emission | air | https://ofmpub.epa.gov/sor_internet/registry/substreg/searchandretrieve/substancesearch/search.do?details=displayDetails&selectedSubstanceId=96246 | 1 | Chemicals | 46138eab-1053-38fe-9d00-604a0669aa57 | 4061cba4-cb52-3ef2-85a6-55942ed24d37 | 20aadc24-a391-41cf-b340-3e4529f44bde | 93a60a56-a3c8-11da-a746-0800200b9a66
Aroclor 1232 | 11141-16-5 | 11141165 | 11141165 | - |  | Mass | kg | emission | air | https://ofmpub.epa.gov/sor_internet/registry/substreg/searchandretrieve/substancesearch/search.do?details=displayDetails&selectedSubstanceId=62305 | 1 | Chemicals | 916d1283-1a92-39f1-beda-814bd5e68a48 | 4061cba4-cb52-3ef2-85a6-55942ed24d37 | 20aadc24-a391-41cf-b340-3e4529f44bde | 93a60a56-a3c8-11da-a746-0800200b9a66
Azadirachtin A | 11141-17-6 | 11141176 | 11141176 | C35H44O16 |  | Mass | kg | emission | air | https://ofmpub.epa.gov/sor_internet/registry/substreg/searchandretrieve/substancesearch/search.do?details=displayDetails&selectedSubstanceId=81077 | 1 | Chemicals | e5b60f3d-7896-39e3-8dea-3086bee81861 | 4061cba4-cb52-3ef2-85a6-55942ed24d37 | 20aadc24-a391-41cf-b340-3e4529f44bde | 93a60a56-a3c8-11da-a746-0800200b9a66
Diethanolamine | 111-42-2 | 111422 | 111422 | C4H11NO2 |  | Mass | kg | emission | air | https://ofmpub.epa.gov/sor_internet/registry/substreg/searchandretrieve/substancesearch/search.do?details=displayDetails&selectedSubstanceId=46916 | 1 | Chemicals | 8ddede05-1102-30ef-819a-072d873f7625 | 4061cba4-cb52-3ef2-85a6-55942ed24d37 | 20aadc24-a391-41cf-b340-3e4529f44bde | 93a60a56-a3c8-11da-a746-0800200b9a66
Bis(2-chloroethyl) ether | 111-44-4 | 111444 | 111444 | C4H8Cl2O |  | Mass | kg | emission | air | https://ofmpub.epa.gov/sor_internet/registry/substreg/searchandretrieve/substancesearch/search.do?details=displayDetails&selectedSubstanceId=46914 | 1 | Chemicals | 90b3b875-a5c8-359b-8e32-2d37560b4be1 | 4061cba4-cb52-3ef2-85a6-55942ed24d37 | 20aadc24-a391-41cf-b340-3e4529f44bde | 93a60a56-a3c8-11da-a746-0800200b9a66
Diethylene glycol | 111-46-6 | 111466 | 111466 | C4H10O3 |  | Mass | kg | emission | air | https://ofmpub.epa.gov/sor_internet/registry/substreg/searchandretrieve/substancesearch/search.do?details=displayDetails&selectedSubstanceId=46913 | 1 | Chemicals | cd47bbce-dc28-3e1a-9b4a-2512ac3a9d0c | 4061cba4-cb52-3ef2-85a6-55942ed24d37 | 20aadc24-a391-41cf-b340-3e4529f44bde | 93a60a56-a3c8-11da-a746-0800200b9a66
Pebulate | 1114-71-2 | 1114712 | 1114712 | C10H21NOS |  | Mass | kg | emission | air | https://ofmpub.epa.gov/sor_internet/registry/substreg/searchandretrieve/substancesearch/search.do?details=displayDetails&selectedSubstanceId=43532 | 1 | Chemicals | edb3cd7f-360f-3479-bf40-fe74497139a8 | 4061cba4-cb52-3ef2-85a6-55942ed24d37 | 20aadc24-a391-41cf-b340-3e4529f44bde | 93a60a56-a3c8-11da-a746-0800200b9a66
Dipropyl sulfide | 111-47-7 | 111477 | 111477 | C6H14S |  | Mass | kg | emission | air | https://ofmpub.epa.gov/sor_internet/registry/substreg/searchandretrieve/substancesearch/search.do?details=displayDetails&selectedSubstanceId=46912 | 1 | Chemicals | 2f0ca292-1317-3d8e-8620-901b9f5b5133 | 4061cba4-cb52-3ef2-85a6-55942ed24d37 | 20aadc24-a391-41cf-b340-3e4529f44bde | 93a60a56-a3c8-11da-a746-0800200b9a66
Propanoic acid, 2-[4-[(6-chloro-2-quinoxalinyl)oxy]phenoxy]-, 2-[[(1-methylethylidene)amino]oxy]ethyl ester, (2R)- | 111479-05-1 | 111479051 | 111479051 | C22H22ClN3O5 |  | Mass | kg | emission | air | https://ofmpub.epa.gov/sor_internet/registry/substreg/searchandretrieve/substancesearch/search.do?details=displayDetails&selectedSubstanceId=83318 | 1 | Chemicals | d84c3f3d-a156-35bf-adb8-0adb092ddc39 | 4061cba4-cb52-3ef2-85a6-55942ed24d37 | 20aadc24-a391-41cf-b340-3e4529f44bde | 93a60a56-a3c8-11da-a746-0800200b9a66
Neopental glycol monohydroxypivalate | 1115-20-4 | 1115204 | 1115204 | C10H20O4 |  | Mass | kg | emission | air | https://ofmpub.epa.gov/sor_internet/registry/substreg/searchandretrieve/substancesearch/search.do?details=displayDetails&selectedSubstanceId=43528 | 1 | Chemicals | 3e01c4d4-bd95-37a1-bcc4-2aa2ba23c7f8 | 4061cba4-cb52-3ef2-85a6-55942ed24d37 | 20aadc24-a391-41cf-b340-3e4529f44bde | 93a60a56-a3c8-11da-a746-0800200b9a66
Ethylene glycol diacetate | 111-55-7 | 111557 | 111557 | C6H10O4 |  | Mass | kg | emission | air | https://ofmpub.epa.gov/sor_internet/registry/substreg/searchandretrieve/substancesearch/search.do?details=displayDetails&selectedSubstanceId=46905 | 1 | Chemicals | 4df3be42-148f-33ba-b085-087ee5075262 | 4061cba4-cb52-3ef2-85a6-55942ed24d37 | 20aadc24-a391-41cf-b340-3e4529f44bde | 93a60a56-a3c8-11da-a746-0800200b9a66
N-Nitrosodiethanolamine | 1116-54-7 | 1116547 | 1116547 | C4H10N2O3 |  | Mass | kg | emission | air | https://ofmpub.epa.gov/sor_internet/registry/substreg/searchandretrieve/substancesearch/search.do?details=displayDetails&selectedSubstanceId=43519 | 1 | Chemicals | f19be7e8-663e-3b97-aaee-514283bd5b6f | 4061cba4-cb52-3ef2-85a6-55942ed24d37 | 20aadc24-a391-41cf-b340-3e4529f44bde | 93a60a56-a3c8-11da-a746-0800200b9a66
Octane | 111-65-9 | 111659 | 111659 | C8H18 |  | Mass | kg | emission | air | https://ofmpub.epa.gov/sor_internet/registry/substreg/searchandretrieve/substancesearch/search.do?details=displayDetails&selectedSubstanceId=46895 | 1 | Chemicals | 75ccd2c0-54ab-3162-a649-5ce264b4974e | 4061cba4-cb52-3ef2-85a6-55942ed24d37 | 20aadc24-a391-41cf-b340-3e4529f44bde | 93a60a56-a3c8-11da-a746-0800200b9a66
1-Heptanamine | 111-68-2 | 111682 | 111682 | C7H17N |  | Mass | kg | emission | air | https://ofmpub.epa.gov/sor_internet/registry/substreg/searchandretrieve/substancesearch/search.do?details=displayDetails&selectedSubstanceId=47315 | 1 | Chemicals | af9a34d9-0353-3f92-86e7-2afc0ae14ada | 4061cba4-cb52-3ef2-85a6-55942ed24d37 | 20aadc24-a391-41cf-b340-3e4529f44bde | 93a60a56-a3c8-11da-a746-0800200b9a66
Adiponitrile | 111-69-3 | 111693 | 111693 | C6H8N2 |  | Mass | kg | emission | air | https://ofmpub.epa.gov/sor_internet/registry/substreg/searchandretrieve/substancesearch/search.do?details=displayDetails&selectedSubstanceId=96242 | 1 | Chemicals | 2c5b9e74-f965-3c7c-aa31-662d97d33dcb | 4061cba4-cb52-3ef2-85a6-55942ed24d37 | 20aadc24-a391-41cf-b340-3e4529f44bde | 93a60a56-a3c8-11da-a746-0800200b9a66
1-Heptanol | 111-70-6 | 111706 | 111706 | C7H16O |  | Mass | kg | emission | air | https://ofmpub.epa.gov/sor_internet/registry/substreg/searchandretrieve/substancesearch/search.do?details=displayDetails&selectedSubstanceId=47314 | 1 | Chemicals | af9c3c20-6477-3d8f-9bc1-e4b6fd39b4f0 | 4061cba4-cb52-3ef2-85a6-55942ed24d37 | 20aadc24-a391-41cf-b340-3e4529f44bde | 93a60a56-a3c8-11da-a746-0800200b9a66
Ethylene glycol monobutyl ether | 111-76-2 | 111762 | 111762 | C6H14O2 |  | Mass | kg | emission | air | https://ofmpub.epa.gov/sor_internet/registry/substreg/searchandretrieve/substancesearch/search.do?details=displayDetails&selectedSubstanceId=47310 | 1 | Chemicals | 293545e8-e5a7-31a3-b131-68ec324e958f | 4061cba4-cb52-3ef2-85a6-55942ed24d37 | 20aadc24-a391-41cf-b340-3e4529f44bde | 93a60a56-a3c8-11da-a746-0800200b9a66
Diethylene glycol monomethyl ether | 111-77-3 | 111773 | 111773 | C5H12O3 |  | Mass | kg | emission | air | https://ofmpub.epa.gov/sor_internet/registry/substreg/searchandretrieve/substancesearch/search.do?details=displayDetails&selectedSubstanceId=96237 | 1 | Chemicals | ec4cc8d3-255f-31d9-a265-5032ea2555b5 | 4061cba4-cb52-3ef2-85a6-55942ed24d37 | 20aadc24-a391-41cf-b340-3e4529f44bde | 93a60a56-a3c8-11da-a746-0800200b9a66
1,5-Cyclooctadiene | 111-78-4 | 111784 | 111784 | C8H12 |  | Mass | kg | emission | air | https://ofmpub.epa.gov/sor_internet/registry/substreg/searchandretrieve/substancesearch/search.do?details=displayDetails&selectedSubstanceId=47309 | 1 | Chemicals | eda45733-ef04-35c1-9203-657b84ef386c | 4061cba4-cb52-3ef2-85a6-55942ed24d37 | 20aadc24-a391-41cf-b340-3e4529f44bde | 93a60a56-a3c8-11da-a746-0800200b9a66
Octane, 1-bromo- | 111-83-1 | 111831 | 111831 | C8H17Br |  | Mass | kg | emission | air | https://ofmpub.epa.gov/sor_internet/registry/substreg/searchandretrieve/substancesearch/search.do?details=displayDetails&selectedSubstanceId=96053 | 1 | Chemicals | 1a0776f0-9e85-3433-8549-1c53010ce18d | 4061cba4-cb52-3ef2-85a6-55942ed24d37 | 20aadc24-a391-41cf-b340-3e4529f44bde | 93a60a56-a3c8-11da-a746-0800200b9a66
Butyltin trichloride | 1118-46-3 | 1118463 | 1118463 | C4H9Cl3Sn |  | Mass | kg | emission | air | https://ofmpub.epa.gov/sor_internet/registry/substreg/searchandretrieve/substancesearch/search.do?details=displayDetails&selectedSubstanceId=43506 | 1 | Chemicals | 21ded9d6-20aa-3be1-be18-8eca92fca163 | 4061cba4-cb52-3ef2-85a6-55942ed24d37 | 20aadc24-a391-41cf-b340-3e4529f44bde | 93a60a56-a3c8-11da-a746-0800200b9a66
Octylamine | 111-86-4 | 111864 | 111864 | C8H19N |  | Mass | kg | emission | air | https://ofmpub.epa.gov/sor_internet/registry/substreg/searchandretrieve/substancesearch/search.do?details=displayDetails&selectedSubstanceId=96050 | 1 | Chemicals | 68f1fa4f-9c87-3039-8948-19581d2c396f | 4061cba4-cb52-3ef2-85a6-55942ed24d37 | 20aadc24-a391-41cf-b340-3e4529f44bde | 93a60a56-a3c8-11da-a746-0800200b9a66
1-Octanol | 111-87-5 | 111875 | 111875 | C8H18O |  | Mass | kg | emission | air | https://ofmpub.epa.gov/sor_internet/registry/substreg/searchandretrieve/substancesearch/search.do?details=displayDetails&selectedSubstanceId=47303 | 1 | Chemicals | e30573a5-8684-33a8-bf75-65343b260fbe | 4061cba4-cb52-3ef2-85a6-55942ed24d37 | 20aadc24-a391-41cf-b340-3e4529f44bde | 93a60a56-a3c8-11da-a746-0800200b9a66
Diethylene glycol monoethyl ether | 111-90-0 | 111900 | 111900 | C6H14O3 |  | Mass | kg | emission | air | https://ofmpub.epa.gov/sor_internet/registry/substreg/searchandretrieve/substancesearch/search.do?details=displayDetails&selectedSubstanceId=47301 | 1 | Chemicals | 8a581012-c3eb-3e63-895b-c9679a5b7e56 | 4061cba4-cb52-3ef2-85a6-55942ed24d37 | 20aadc24-a391-41cf-b340-3e4529f44bde | 93a60a56-a3c8-11da-a746-0800200b9a66
Bis(2-chloroethoxy)methane | 111-91-1 | 111911 | 111911 | C5H10Cl2O2 |  | Mass | kg | emission | air | https://ofmpub.epa.gov/sor_internet/registry/substreg/searchandretrieve/substancesearch/search.do?details=displayDetails&selectedSubstanceId=96048 | 1 | Chemicals | 0b7df6f3-f85a-3898-9092-ae24e5d89493 | 4061cba4-cb52-3ef2-85a6-55942ed24d37 | 20aadc24-a391-41cf-b340-3e4529f44bde | 93a60a56-a3c8-11da-a746-0800200b9a66
Dibutylamine | 111-92-2 | 111922 | 111922 | C8H19N |  | Mass | kg | emission | air | https://ofmpub.epa.gov/sor_internet/registry/substreg/searchandretrieve/substancesearch/search.do?details=displayDetails&selectedSubstanceId=47300 | 1 | Chemicals | c1f8f032-1144-3434-8257-4854f2c9865d | 4061cba4-cb52-3ef2-85a6-55942ed24d37 | 20aadc24-a391-41cf-b340-3e4529f44bde | 93a60a56-a3c8-11da-a746-0800200b9a66
Thiacloprid | 111988-49-9 | 111988499 | 111988499 | C10H9ClN4S |  | Mass | kg | emission | air | https://ofmpub.epa.gov/sor_internet/registry/substreg/searchandretrieve/substancesearch/search.do?details=displayDetails&selectedSubstanceId=80788 | 1 | Chemicals | e81f1969-cf5e-363c-84a0-068ae0816efb | 4061cba4-cb52-3ef2-85a6-55942ed24d37 | 20aadc24-a391-41cf-b340-3e4529f44bde | 93a60a56-a3c8-11da-a746-0800200b9a66
Nicosulfuron | 111991-09-4 | 111991094 | 111991094 | C15H18N6O6S |  | Mass | kg | emission | air | https://ofmpub.epa.gov/sor_internet/registry/substreg/searchandretrieve/substancesearch/search.do?details=displayDetails&selectedSubstanceId=85102 | 1 | Chemicals | a00ea987-101f-3ef1-8725-19dd4c8696fc | 4061cba4-cb52-3ef2-85a6-55942ed24d37 | 20aadc24-a391-41cf-b340-3e4529f44bde | 93a60a56-a3c8-11da-a746-0800200b9a66
Tetradecyl trimethyl ammonium bromide | 1119-97-7 | 1119977 | 1119977 | C17H38BrN |  | Mass | kg | emission | air | https://ofmpub.epa.gov/sor_internet/registry/substreg/searchandretrieve/substancesearch/search.do?details=displayDetails&selectedSubstanceId=96042 | 1 | Chemicals | 554aefca-c7f8-3e32-b0cd-f54912faf6e5 | 4061cba4-cb52-3ef2-85a6-55942ed24d37 | 20aadc24-a391-41cf-b340-3e4529f44bde | 93a60a56-a3c8-11da-a746-0800200b9a66
Sodium cetyl sulfate | 1120-01-0 | 1120010 | 1120010 | C16H33NaO4S |  | Mass | kg | emission | air | https://ofmpub.epa.gov/sor_internet/registry/substreg/searchandretrieve/substancesearch/search.do?details=displayDetails&selectedSubstanceId=43493 | 1 | Chemicals | 0324faef-1f6a-3674-9064-8e93beab24d3 | 4061cba4-cb52-3ef2-85a6-55942ed24d37 | 20aadc24-a391-41cf-b340-3e4529f44bde | 93a60a56-a3c8-11da-a746-0800200b9a66
Dodecyl trimethyl ammonium chloride | 112-00-5 | 112005 | 112005 | C15H34ClN |  | Mass | kg | emission | air | https://ofmpub.epa.gov/sor_internet/registry/substreg/searchandretrieve/substancesearch/search.do?details=displayDetails&selectedSubstanceId=96040 | 1 | Chemicals | 2f139654-46a9-38dd-b8da-73ff779d1297 | 4061cba4-cb52-3ef2-85a6-55942ed24d37 | 20aadc24-a391-41cf-b340-3e4529f44bde | 93a60a56-a3c8-11da-a746-0800200b9a66
Cetyl trimethyl ammonium chloride | 112-02-7 | 112027 | 112027 | C19H42ClN |  | Mass | kg | emission | air | https://ofmpub.epa.gov/sor_internet/registry/substreg/searchandretrieve/substancesearch/search.do?details=displayDetails&selectedSubstanceId=47296 | 1 | Chemicals | 28383236-199e-3442-93ef-ebfc4a6d21ca | 4061cba4-cb52-3ef2-85a6-55942ed24d37 | 20aadc24-a391-41cf-b340-3e4529f44bde | 93a60a56-a3c8-11da-a746-0800200b9a66
Nonanoic acid | 112-05-0 | 112050 | 112050 | C9H18O2 |  | Mass | kg | emission | air | https://ofmpub.epa.gov/sor_internet/registry/substreg/searchandretrieve/substancesearch/search.do?details=displayDetails&selectedSubstanceId=47294 | 1 | Chemicals | a30223dd-fd10-31fe-8b90-a666b99033f4 | 4061cba4-cb52-3ef2-85a6-55942ed24d37 | 20aadc24-a391-41cf-b340-3e4529f44bde | 93a60a56-a3c8-11da-a746-0800200b9a66
1,3-Propane sultone | 1120-71-4 | 1120714 | 1120714 | C3H6O3S |  | Mass | kg | emission | air | https://ofmpub.epa.gov/sor_internet/registry/substreg/searchandretrieve/substancesearch/search.do?details=displayDetails&selectedSubstanceId=43483 | 1 | Chemicals | 7be4ac23-41ef-34fd-8faa-106dbe849390 | 4061cba4-cb52-3ef2-85a6-55942ed24d37 | 20aadc24-a391-41cf-b340-3e4529f44bde | 93a60a56-a3c8-11da-a746-0800200b9a66
Ethylene glycol monobutyl ether acetate | 112-07-2 | 112072 | 112072 | C8H16O3 |  | Mass | kg | emission | air | https://ofmpub.epa.gov/sor_internet/registry/substreg/searchandretrieve/substancesearch/search.do?details=displayDetails&selectedSubstanceId=96033 | 1 | Chemicals | 7a1a76e2-a056-385b-b724-861e2eb05934 | 4061cba4-cb52-3ef2-85a6-55942ed24d37 | 20aadc24-a391-41cf-b340-3e4529f44bde | 93a60a56-a3c8-11da-a746-0800200b9a66
Methyl nonyl ketone | 112-12-9 | 112129 | 112129 | C11H22O |  | Mass | kg | emission | air | https://ofmpub.epa.gov/sor_internet/registry/substreg/searchandretrieve/substancesearch/search.do?details=displayDetails&selectedSubstanceId=47291 | 1 | Chemicals | c2bd8a1f-9ded-3c07-a4ba-12883df75617 | 4061cba4-cb52-3ef2-85a6-55942ed24d37 | 20aadc24-a391-41cf-b340-3e4529f44bde | 93a60a56-a3c8-11da-a746-0800200b9a66
2-Pyridinecarboxaldehyde | 1121-60-4 | 1121604 | 1121604 | C6H5NO |  | Mass | kg | emission | air | https://ofmpub.epa.gov/sor_internet/registry/substreg/searchandretrieve/substancesearch/search.do?details=displayDetails&selectedSubstanceId=43477 | 1 | Chemicals | 8c1d2ec3-e299-3a83-8bfd-9dd6cf655f2d | 4061cba4-cb52-3ef2-85a6-55942ed24d37 | 20aadc24-a391-41cf-b340-3e4529f44bde | 93a60a56-a3c8-11da-a746-0800200b9a66
Lauryldimethylamine | 112-18-5 | 112185 | 112185 | C14H31N |  | Mass | kg | emission | air | https://ofmpub.epa.gov/sor_internet/registry/substreg/searchandretrieve/substancesearch/search.do?details=displayDetails&selectedSubstanceId=96029 | 1 | Chemicals | 1a59a4a6-6f8f-3d1e-9dab-518867bb253f | 4061cba4-cb52-3ef2-85a6-55942ed24d37 | 20aadc24-a391-41cf-b340-3e4529f44bde | 93a60a56-a3c8-11da-a746-0800200b9a66
1-Nonanamine | 112-20-9 | 112209 | 112209 | C9H21N |  | Mass | kg | emission | air | https://ofmpub.epa.gov/sor_internet/registry/substreg/searchandretrieve/substancesearch/search.do?details=displayDetails&selectedSubstanceId=47285 | 1 | Chemicals | 0e3de6c0-bb3c-36cd-8be2-0ee518217cfd | 4061cba4-cb52-3ef2-85a6-55942ed24d37 | 20aadc24-a391-41cf-b340-3e4529f44bde | 93a60a56-a3c8-11da-a746-0800200b9a66
1,2-Dibenzoyl-1-tert-butylhydrazine | 112225-87-3 | 112225873 | 112225873 | C18H20N2O2 |  | Mass | kg | emission | air | https://ofmpub.epa.gov/sor_internet/registry/substreg/searchandretrieve/substancesearch/search.do?details=displayDetails&selectedSubstanceId=83316 | 1 | Chemicals | d8dfef27-34e3-3b4a-9d8a-0ef0d27391e8 | 4061cba4-cb52-3ef2-85a6-55942ed24d37 | 20aadc24-a391-41cf-b340-3e4529f44bde | 93a60a56-a3c8-11da-a746-0800200b9a66
Halofenozide | 112226-61-6 | 112226616 | 112226616 | C18H19ClN2O2 |  | Mass | kg | emission | air | https://ofmpub.epa.gov/sor_internet/registry/substreg/searchandretrieve/substancesearch/search.do?details=displayDetails&selectedSubstanceId=85101 | 1 | Chemicals | 6f884b90-ab79-3c30-be3a-ed00aae846ff | 4061cba4-cb52-3ef2-85a6-55942ed24d37 | 20aadc24-a391-41cf-b340-3e4529f44bde | 93a60a56-a3c8-11da-a746-0800200b9a66
Triethylenetetramine | 112-24-3 | 112243 | 112243 | C6H18N4 |  | Mass | kg | emission | air | https://ofmpub.epa.gov/sor_internet/registry/substreg/searchandretrieve/substancesearch/search.do?details=displayDetails&selectedSubstanceId=96027 | 1 | Chemicals | 1c84d0e2-bc55-3cbd-8900-fc0f859ac434 | 4061cba4-cb52-3ef2-85a6-55942ed24d37 | 20aadc24-a391-41cf-b340-3e4529f44bde | 93a60a56-a3c8-11da-a746-0800200b9a66
Ethylene glycol monohexyl ether | 112-25-4 | 112254 | 112254 | C8H18O2 |  | Mass | kg | emission | air | https://ofmpub.epa.gov/sor_internet/registry/substreg/searchandretrieve/substancesearch/search.do?details=displayDetails&selectedSubstanceId=47282 | 1 | Chemicals | f94f494c-c957-3455-98fd-e721005cc637 | 4061cba4-cb52-3ef2-85a6-55942ed24d37 | 20aadc24-a391-41cf-b340-3e4529f44bde | 93a60a56-a3c8-11da-a746-0800200b9a66
4-Acetylpyridine | 1122-54-9 | 1122549 | 1122549 | C7H7NO |  | Mass | kg | emission | air | https://ofmpub.epa.gov/sor_internet/registry/substreg/searchandretrieve/substancesearch/search.do?details=displayDetails&selectedSubstanceId=43470 | 1 | Chemicals | f42d26da-6a79-3e90-93b7-411439b6ed5d | 4061cba4-cb52-3ef2-85a6-55942ed24d37 | 20aadc24-a391-41cf-b340-3e4529f44bde | 93a60a56-a3c8-11da-a746-0800200b9a66
4-(Dimethylamino)pyridine | 1122-58-3 | 1122583 | 1122583 | C7H10N2 |  | Mass | kg | emission | air | https://ofmpub.epa.gov/sor_internet/registry/substreg/searchandretrieve/substancesearch/search.do?details=displayDetails&selectedSubstanceId=43468 | 1 | Chemicals | 38f50c4a-8081-3664-91d8-5d4eed2b1562 | 4061cba4-cb52-3ef2-85a6-55942ed24d37 | 20aadc24-a391-41cf-b340-3e4529f44bde | 93a60a56-a3c8-11da-a746-0800200b9a66
Triethylene glycol | 112-27-6 | 112276 | 112276 | C6H14O4 |  | Mass | kg | emission | air | https://ofmpub.epa.gov/sor_internet/registry/substreg/searchandretrieve/substancesearch/search.do?details=displayDetails&selectedSubstanceId=96026 | 1 | Chemicals | d025ef4d-5f5a-34c5-838a-e7bb0fb23d4c | 4061cba4-cb52-3ef2-85a6-55942ed24d37 | 20aadc24-a391-41cf-b340-3e4529f44bde | 93a60a56-a3c8-11da-a746-0800200b9a66
Tetraconazole | 112281-77-3 | 112281773 | 112281773 | C13H11Cl2F4N3O |  | Mass | kg | emission | air | https://ofmpub.epa.gov/sor_internet/registry/substreg/searchandretrieve/substancesearch/search.do?details=displayDetails&selectedSubstanceId=80785 | 1 | Chemicals | 6f2ceda2-4e9e-310e-896b-98c35be0cce6 | 4061cba4-cb52-3ef2-85a6-55942ed24d37 | 20aadc24-a391-41cf-b340-3e4529f44bde | 93a60a56-a3c8-11da-a746-0800200b9a66
Decane, 1-bromo- | 112-29-8 | 112298 | 112298 | C10H21Br |  | Mass | kg | emission | air | https://ofmpub.epa.gov/sor_internet/registry/substreg/searchandretrieve/substancesearch/search.do?details=displayDetails&selectedSubstanceId=47280 | 1 | Chemicals | 2b4ae1de-d576-323c-b61d-c9f88eeed8b7 | 4061cba4-cb52-3ef2-85a6-55942ed24d37 | 20aadc24-a391-41cf-b340-3e4529f44bde | 93a60a56-a3c8-11da-a746-0800200b9a66
1-Decanol | 112-30-1 | 112301 | 112301 | C10H22O |  | Mass | kg | emission | air | https://ofmpub.epa.gov/sor_internet/registry/substreg/searchandretrieve/substancesearch/search.do?details=displayDetails&selectedSubstanceId=47279 | 1 | Chemicals | 06b6a08c-6ac1-3504-a178-0e350dd013d2 | 4061cba4-cb52-3ef2-85a6-55942ed24d37 | 20aadc24-a391-41cf-b340-3e4529f44bde | 93a60a56-a3c8-11da-a746-0800200b9a66
Diethylene glycol monobutyl ether | 112-34-5 | 112345 | 112345 | C8H18O3 |  | Mass | kg | emission | air | https://ofmpub.epa.gov/sor_internet/registry/substreg/searchandretrieve/substancesearch/search.do?details=displayDetails&selectedSubstanceId=47276 | 1 | Chemicals | b330dd62-32ed-3c2f-b7f6-abe8c5b34d71 | 4061cba4-cb52-3ef2-85a6-55942ed24d37 | 20aadc24-a391-41cf-b340-3e4529f44bde | 93a60a56-a3c8-11da-a746-0800200b9a66
Triethylene glycol monomethyl ether | 112-35-6 | 112356 | 112356 | C7H16O4 |  | Mass | kg | emission | air | https://ofmpub.epa.gov/sor_internet/registry/substreg/searchandretrieve/substancesearch/search.do?details=displayDetails&selectedSubstanceId=47275 | 1 | Chemicals | 68743669-58a7-3168-a2eb-7872260774bd | 4061cba4-cb52-3ef2-85a6-55942ed24d37 | 20aadc24-a391-41cf-b340-3e4529f44bde | 93a60a56-a3c8-11da-a746-0800200b9a66
Diethylene glycol diethyl ether | 112-36-7 | 112367 | 112367 | C8H18O3 |  | Mass | kg | emission | air | https://ofmpub.epa.gov/sor_internet/registry/substreg/searchandretrieve/substancesearch/search.do?details=displayDetails&selectedSubstanceId=96023 | 1 | Chemicals | 9e90f025-e53e-3171-ab1b-cbdefd06bc08 | 4061cba4-cb52-3ef2-85a6-55942ed24d37 | 20aadc24-a391-41cf-b340-3e4529f44bde | 93a60a56-a3c8-11da-a746-0800200b9a66
Undecanoic acid | 112-37-8 | 112378 | 112378 | C11H22O2 |  | Mass | kg | emission | air | https://ofmpub.epa.gov/sor_internet/registry/substreg/searchandretrieve/substancesearch/search.do?details=displayDetails&selectedSubstanceId=47274 | 1 | Chemicals | cf60966b-fd1a-3b39-9ca2-ed40efcc0e19 | 4061cba4-cb52-3ef2-85a6-55942ed24d37 | 20aadc24-a391-41cf-b340-3e4529f44bde | 93a60a56-a3c8-11da-a746-0800200b9a66
Tebufenozide | 112410-23-8 | 112410238 | 112410238 | C22H28N2O2 |  | Mass | kg | emission | air | https://ofmpub.epa.gov/sor_internet/registry/substreg/searchandretrieve/substancesearch/search.do?details=displayDetails&selectedSubstanceId=80784 | 1 | Chemicals | 771452fe-2594-3379-99fa-b9ff0f7971ed | 4061cba4-cb52-3ef2-85a6-55942ed24d37 | 20aadc24-a391-41cf-b340-3e4529f44bde | 93a60a56-a3c8-11da-a746-0800200b9a66
1-Undecanol | 112-42-5 | 112425 | 112425 | C11H24O |  | Mass | kg | emission | air | https://ofmpub.epa.gov/sor_internet/registry/substreg/searchandretrieve/substancesearch/search.do?details=displayDetails&selectedSubstanceId=47270 | 1 | Chemicals | e8c9e265-b3f8-3de9-ac7e-e9033c8c9600 | 4061cba4-cb52-3ef2-85a6-55942ed24d37 | 20aadc24-a391-41cf-b340-3e4529f44bde | 93a60a56-a3c8-11da-a746-0800200b9a66
1-Dodecanol | 112-53-8 | 112538 | 112538 | C12H26O |  | Mass | kg | emission | air | https://ofmpub.epa.gov/sor_internet/registry/substreg/searchandretrieve/substancesearch/search.do?details=displayDetails&selectedSubstanceId=47262 | 1 | Chemicals | d735787e-b65e-3245-9916-265b0dd0451c | 4061cba4-cb52-3ef2-85a6-55942ed24d37 | 20aadc24-a391-41cf-b340-3e4529f44bde | 93a60a56-a3c8-11da-a746-0800200b9a66
Lethane | 112-56-1 | 112561 | 112561 | C9H17NO2S |  | Mass | kg | emission | air | https://ofmpub.epa.gov/sor_internet/registry/substreg/searchandretrieve/substancesearch/search.do?details=displayDetails&selectedSubstanceId=47205 | 1 | Chemicals | 4a41d92d-0e6a-37df-a8bd-af0d4c5c67cc | 4061cba4-cb52-3ef2-85a6-55942ed24d37 | 20aadc24-a391-41cf-b340-3e4529f44bde | 93a60a56-a3c8-11da-a746-0800200b9a66
Tetraethylenepentamine | 112-57-2 | 112572 | 112572 | C8H23N5 |  | Mass | kg | emission | air | https://ofmpub.epa.gov/sor_internet/registry/substreg/searchandretrieve/substancesearch/search.do?details=displayDetails&selectedSubstanceId=47204 | 1 | Chemicals | ab88a621-1f57-3997-a6f2-94e30f95fb35 | 4061cba4-cb52-3ef2-85a6-55942ed24d37 | 20aadc24-a391-41cf-b340-3e4529f44bde | 93a60a56-a3c8-11da-a746-0800200b9a66
Tetraethylene glycol | 112-60-7 | 112607 | 112607 | C8H18O5 |  | Mass | kg | emission | air | https://ofmpub.epa.gov/sor_internet/registry/substreg/searchandretrieve/substancesearch/search.do?details=displayDetails&selectedSubstanceId=47201 | 1 | Chemicals | 7400e866-2cde-3d22-843d-af3e24fec145 | 4061cba4-cb52-3ef2-85a6-55942ed24d37 | 20aadc24-a391-41cf-b340-3e4529f44bde | 93a60a56-a3c8-11da-a746-0800200b9a66
Benzenesulfonic acid, 3-amino-, monosodium salt | 1126-34-7 | 1126347 | 1126347 | C6H6NNaO3S |  | Mass | kg | emission | air | https://ofmpub.epa.gov/sor_internet/registry/substreg/searchandretrieve/substancesearch/search.do?details=displayDetails&selectedSubstanceId=96017 | 1 | Chemicals | 9155611c-d5db-3a54-9300-6fe28b03558d | 4061cba4-cb52-3ef2-85a6-55942ed24d37 | 20aadc24-a391-41cf-b340-3e4529f44bde | 93a60a56-a3c8-11da-a746-0800200b9a66
Benzoic acid, 4-chloro-, methyl ester | 1126-46-1 | 1126461 | 1126461 | C8H7ClO2 |  | Mass | kg | emission | air | https://ofmpub.epa.gov/sor_internet/registry/substreg/searchandretrieve/substancesearch/search.do?details=displayDetails&selectedSubstanceId=43453 | 1 | Chemicals | 9c50dca5-2cd0-3f36-b3d8-1f7a18dc1559 | 4061cba4-cb52-3ef2-85a6-55942ed24d37 | 20aadc24-a391-41cf-b340-3e4529f44bde | 93a60a56-a3c8-11da-a746-0800200b9a66
Benzene, butoxy- | 1126-79-0 | 1126790 | 1126790 | C10H14O |  | Mass | kg | emission | air | https://ofmpub.epa.gov/sor_internet/registry/substreg/searchandretrieve/substancesearch/search.do?details=displayDetails&selectedSubstanceId=43451 | 1 | Chemicals | 2514b4ed-f0af-3868-82b3-937ded07770a | 4061cba4-cb52-3ef2-85a6-55942ed24d37 | 20aadc24-a391-41cf-b340-3e4529f44bde | 93a60a56-a3c8-11da-a746-0800200b9a66
Dimethylcetylamine | 112-69-6 | 112696 | 112696 | C18H39N |  | Mass | kg | emission | air | https://ofmpub.epa.gov/sor_internet/registry/substreg/searchandretrieve/substancesearch/search.do?details=displayDetails&selectedSubstanceId=47195 | 1 | Chemicals | c1fbe0e1-5a87-3155-a905-82e9020598ac | 4061cba4-cb52-3ef2-85a6-55942ed24d37 | 20aadc24-a391-41cf-b340-3e4529f44bde | 93a60a56-a3c8-11da-a746-0800200b9a66
1-Tridecanol | 112-70-9 | 112709 | 112709 | C13H28O |  | Mass | kg | emission | air | https://ofmpub.epa.gov/sor_internet/registry/substreg/searchandretrieve/substancesearch/search.do?details=displayDetails&selectedSubstanceId=47194 | 1 | Chemicals | 68ea96ac-e65a-37fb-a823-b1e9724fd882 | 4061cba4-cb52-3ef2-85a6-55942ed24d37 | 20aadc24-a391-41cf-b340-3e4529f44bde | 93a60a56-a3c8-11da-a746-0800200b9a66
1-Tetradecanol | 112-72-1 | 112721 | 112721 | C14H30O |  | Mass | kg | emission | air | https://ofmpub.epa.gov/sor_internet/registry/substreg/searchandretrieve/substancesearch/search.do?details=displayDetails&selectedSubstanceId=47193 | 1 | Chemicals | d6e45791-cda2-3c56-a360-be017f21c5e7 | 4061cba4-cb52-3ef2-85a6-55942ed24d37 | 20aadc24-a391-41cf-b340-3e4529f44bde | 93a60a56-a3c8-11da-a746-0800200b9a66
Oleic acid | 112-80-1 | 112801 | 112801 | C18H34O2 |  | Mass | kg | emission | air | https://ofmpub.epa.gov/sor_internet/registry/substreg/searchandretrieve/substancesearch/search.do?details=displayDetails&selectedSubstanceId=47190 | 1 | Chemicals | 7c5df213-44a5-39a5-b6de-9e762ce65d0d | 4061cba4-cb52-3ef2-85a6-55942ed24d37 | 20aadc24-a391-41cf-b340-3e4529f44bde | 93a60a56-a3c8-11da-a746-0800200b9a66
Oleylamine | 112-90-3 | 112903 | 112903 | C18H37N |  | Mass | kg | emission | air | https://ofmpub.epa.gov/sor_internet/registry/substreg/searchandretrieve/substancesearch/search.do?details=displayDetails&selectedSubstanceId=47185 | 1 | Chemicals | 69f31523-0f7e-3853-8c28-dda440b9efcc | 4061cba4-cb52-3ef2-85a6-55942ed24d37 | 20aadc24-a391-41cf-b340-3e4529f44bde | 93a60a56-a3c8-11da-a746-0800200b9a66
1-Octadecanol | 112-92-5 | 112925 | 112925 | C18H38O |  | Mass | kg | emission | air | https://ofmpub.epa.gov/sor_internet/registry/substreg/searchandretrieve/substancesearch/search.do?details=displayDetails&selectedSubstanceId=47184 | 1 | Chemicals | e2a1fddb-ec8f-39c8-950d-f464ba476e54 | 4061cba4-cb52-3ef2-85a6-55942ed24d37 | 20aadc24-a391-41cf-b340-3e4529f44bde | 93a60a56-a3c8-11da-a746-0800200b9a66
Metolcarb | 1129-41-5 | 1129415 | 1129415 | C9H11NO2 |  | Mass | kg | emission | air | https://ofmpub.epa.gov/sor_internet/registry/substreg/searchandretrieve/substancesearch/search.do?details=displayDetails&selectedSubstanceId=96005 | 1 | Chemicals | 56dcb734-416c-3ceb-beaa-4a565b266cb3 | 4061cba4-cb52-3ef2-85a6-55942ed24d37 | 20aadc24-a391-41cf-b340-3e4529f44bde | 93a60a56-a3c8-11da-a746-0800200b9a66
Cyclanilide | 113136-77-9 | 113136779 | 113136779 | C11H9Cl2NO3 |  | Mass | kg | emission | air | https://ofmpub.epa.gov/sor_internet/registry/substreg/searchandretrieve/substancesearch/search.do?details=displayDetails&selectedSubstanceId=85013 | 1 | Chemicals | 0abb12ca-bd86-3f76-91b7-fae825e1a85b | 4061cba4-cb52-3ef2-85a6-55942ed24d37 | 20aadc24-a391-41cf-b340-3e4529f44bde | 93a60a56-a3c8-11da-a746-0800200b9a66
Cycloate | 1134-23-2 | 1134232 | 1134232 | C11H21NOS |  | Mass | kg | emission | air | https://ofmpub.epa.gov/sor_internet/registry/substreg/searchandretrieve/substancesearch/search.do?details=displayDetails&selectedSubstanceId=43437 | 1 | Chemicals | bf63da06-fd26-3eb4-a991-7b545c8167af | 4061cba4-cb52-3ef2-85a6-55942ed24d37 | 20aadc24-a391-41cf-b340-3e4529f44bde | 93a60a56-a3c8-11da-a746-0800200b9a66
Erythromycin | 114-07-8 | 114078 | 114078 | C37H67NO13 |  | Mass | kg | emission | air | https://ofmpub.epa.gov/sor_internet/registry/substreg/searchandretrieve/substancesearch/search.do?details=displayDetails&selectedSubstanceId=76712 | 1 | Chemicals | 45cf7c0a-13a7-3b63-a63d-fd3f43b3391d | 4061cba4-cb52-3ef2-85a6-55942ed24d37 | 20aadc24-a391-41cf-b340-3e4529f44bde | 93a60a56-a3c8-11da-a746-0800200b9a66
Disulfide, bis(4-chlorophenyl) | 1142-19-4 | 1142194 | 1142194 | C12H8Cl2S2 |  | Mass | kg | emission | air | https://ofmpub.epa.gov/sor_internet/registry/substreg/searchandretrieve/substancesearch/search.do?details=displayDetails&selectedSubstanceId=43426 | 1 | Chemicals | 7b37ae4a-fc1c-3e37-9de9-0bb3d535d344 | 4061cba4-cb52-3ef2-85a6-55942ed24d37 | 20aadc24-a391-41cf-b340-3e4529f44bde | 93a60a56-a3c8-11da-a746-0800200b9a66
Propoxur | 114-26-1 | 114261 | 114261 | C11H15NO3 |  | Mass | kg | emission | air | https://ofmpub.epa.gov/sor_internet/registry/substreg/searchandretrieve/substancesearch/search.do?details=displayDetails&selectedSubstanceId=95786 | 1 | Chemicals | acb47d62-c78e-3710-b6be-539e0467da16 | 4061cba4-cb52-3ef2-85a6-55942ed24d37 | 20aadc24-a391-41cf-b340-3e4529f44bde | 93a60a56-a3c8-11da-a746-0800200b9a66
Imazamox | 114311-32-9 | 114311329 | 114311329 | C15H19N3O4 |  | Mass | kg | emission | air | https://ofmpub.epa.gov/sor_internet/registry/substreg/searchandretrieve/substancesearch/search.do?details=displayDetails&selectedSubstanceId=84783 | 1 | Chemicals | c4c24641-34ff-3fde-bbb0-a4607db9cbd1 | 4061cba4-cb52-3ef2-85a6-55942ed24d37 | 20aadc24-a391-41cf-b340-3e4529f44bde | 93a60a56-a3c8-11da-a746-0800200b9a66
Fenbuconazole | 114369-43-6 | 114369436 | 114369436 | C19H17ClN4 |  | Mass | kg | emission | air | https://ofmpub.epa.gov/sor_internet/registry/substreg/searchandretrieve/substancesearch/search.do?details=displayDetails&selectedSubstanceId=84782 | 1 | Chemicals | 2eda4022-7a0f-345e-a95b-7edf9efdfeae | 4061cba4-cb52-3ef2-85a6-55942ed24d37 | 20aadc24-a391-41cf-b340-3e4529f44bde | 93a60a56-a3c8-11da-a746-0800200b9a66
.beta.-Acetylphenylhydrazine | 114-83-0 | 114830 | 114830 | C8H10N2O |  | Mass | kg | emission | air | https://ofmpub.epa.gov/sor_internet/registry/substreg/searchandretrieve/substancesearch/search.do?details=displayDetails&selectedSubstanceId=47175 | 1 | Chemicals | d31a6f55-557a-327e-b7a6-3713ba38a93e | 4061cba4-cb52-3ef2-85a6-55942ed24d37 | 20aadc24-a391-41cf-b340-3e4529f44bde | 93a60a56-a3c8-11da-a746-0800200b9a66
Propylene | 115-07-1 | 115071 | 115071 | C3H6 |  | Mass | kg | emission | air | https://ofmpub.epa.gov/sor_internet/registry/substreg/searchandretrieve/substancesearch/search.do?details=displayDetails&selectedSubstanceId=47173 | 1 | Chemicals | b6a31cfd-b46a-3c18-bd23-3b50a44d7a76 | 4061cba4-cb52-3ef2-85a6-55942ed24d37 | 20aadc24-a391-41cf-b340-3e4529f44bde | 93a60a56-a3c8-11da-a746-0800200b9a66
Methylmercury chloride | 115-09-3 | 115093 | 115093 | CH3ClHg |  | Mass | kg | emission | air | https://ofmpub.epa.gov/sor_internet/registry/substreg/searchandretrieve/substancesearch/search.do?details=displayDetails&selectedSubstanceId=78093 | 1 | Chemicals | 7e0892c2-2532-38e4-a270-222eeca7a971 | 4061cba4-cb52-3ef2-85a6-55942ed24d37 | 20aadc24-a391-41cf-b340-3e4529f44bde | 93a60a56-a3c8-11da-a746-0800200b9a66
Isobutene | 115-11-7 | 115117 | 115117 | C4H8 |  | Mass | kg | emission | air | https://ofmpub.epa.gov/sor_internet/registry/substreg/searchandretrieve/substancesearch/search.do?details=displayDetails&selectedSubstanceId=47171 | 1 | Chemicals | 1d2429d1-94f7-3d9e-b39d-b329477554c2 | 4061cba4-cb52-3ef2-85a6-55942ed24d37 | 20aadc24-a391-41cf-b340-3e4529f44bde | 93a60a56-a3c8-11da-a746-0800200b9a66
2-Methyl-3-buten-2-ol | 115-18-4 | 115184 | 115184 | C5H10O |  | Mass | kg | emission | air | https://ofmpub.epa.gov/sor_internet/registry/substreg/searchandretrieve/substancesearch/search.do?details=displayDetails&selectedSubstanceId=47170 | 1 | Chemicals | 4c0ed724-1191-3f56-bb81-cf00eeb7deb0 | 4061cba4-cb52-3ef2-85a6-55942ed24d37 | 20aadc24-a391-41cf-b340-3e4529f44bde | 93a60a56-a3c8-11da-a746-0800200b9a66
2-Methyl-3-butyn-2-ol | 115-19-5 | 115195 | 115195 | C5H8O |  | Mass | kg | emission | air | https://ofmpub.epa.gov/sor_internet/registry/substreg/searchandretrieve/substancesearch/search.do?details=displayDetails&selectedSubstanceId=47169 | 1 | Chemicals | 34e4b732-a69a-3e57-94d3-ed320159ee8c | 4061cba4-cb52-3ef2-85a6-55942ed24d37 | 20aadc24-a391-41cf-b340-3e4529f44bde | 93a60a56-a3c8-11da-a746-0800200b9a66
2,2,2-Trichloroethanol | 115-20-8 | 115208 | 115208 | C2H3Cl3O |  | Mass | kg | emission | air | https://ofmpub.epa.gov/sor_internet/registry/substreg/searchandretrieve/substancesearch/search.do?details=displayDetails&selectedSubstanceId=95778 | 1 | Chemicals | 2fea836f-0305-33d6-bd0c-0f60f22b3bcc | 4061cba4-cb52-3ef2-85a6-55942ed24d37 | 20aadc24-a391-41cf-b340-3e4529f44bde | 93a60a56-a3c8-11da-a746-0800200b9a66
Chlorendic acid | 115-28-6 | 115286 | 115286 | C9H4Cl6O4 |  | Mass | kg | emission | air | https://ofmpub.epa.gov/sor_internet/registry/substreg/searchandretrieve/substancesearch/search.do?details=displayDetails&selectedSubstanceId=47165 | 1 | Chemicals | b418aa77-3358-375a-b416-5aa60a0437c3 | 4061cba4-cb52-3ef2-85a6-55942ed24d37 | 20aadc24-a391-41cf-b340-3e4529f44bde | 93a60a56-a3c8-11da-a746-0800200b9a66
Endosulfan | 115-29-7 | 115297 | 115297 | C9H6Cl6O3S |  | Mass | kg | emission | air | https://ofmpub.epa.gov/sor_internet/registry/substreg/searchandretrieve/substancesearch/search.do?details=displayDetails&selectedSubstanceId=47164 | 1 | Chemicals | 9f01637d-1fb7-3bb2-a211-17c2ba9cb1a6 | 4061cba4-cb52-3ef2-85a6-55942ed24d37 | 20aadc24-a391-41cf-b340-3e4529f44bde | 93a60a56-a3c8-11da-a746-0800200b9a66
Isobornyl thiocyanatoacetate | 115-31-1 | 115311 | 115311 | C13H19NO2S |  | Mass | kg | emission | air | https://ofmpub.epa.gov/sor_internet/registry/substreg/searchandretrieve/substancesearch/search.do?details=displayDetails&selectedSubstanceId=95775 | 1 | Chemicals | a29b71da-cbbc-30fa-9ef4-8f6f9f1a5909 | 4061cba4-cb52-3ef2-85a6-55942ed24d37 | 20aadc24-a391-41cf-b340-3e4529f44bde | 93a60a56-a3c8-11da-a746-0800200b9a66
Dicofol | 115-32-2 | 115322 | 115322 | C14H9Cl5O |  | Mass | kg | emission | air | https://ofmpub.epa.gov/sor_internet/registry/substreg/searchandretrieve/substancesearch/search.do?details=displayDetails&selectedSubstanceId=47163 | 1 | Chemicals | 2b5dd9c6-9859-3eaf-9649-467c921824e6 | 4061cba4-cb52-3ef2-85a6-55942ed24d37 | 20aadc24-a391-41cf-b340-3e4529f44bde | 93a60a56-a3c8-11da-a746-0800200b9a66
Pentaerythritol | 115-77-5 | 115775 | 115775 | C5H12O4 |  | Mass | kg | emission | air | https://ofmpub.epa.gov/sor_internet/registry/substreg/searchandretrieve/substancesearch/search.do?details=displayDetails&selectedSubstanceId=47158 | 1 | Chemicals | 590199ef-a2ce-3055-a12e-c14ef1927f13 | 4061cba4-cb52-3ef2-85a6-55942ed24d37 | 20aadc24-a391-41cf-b340-3e4529f44bde | 93a60a56-a3c8-11da-a746-0800200b9a66
Triphenyl phosphate | 115-86-6 | 115866 | 115866 | C18H15O4P |  | Mass | kg | emission | air | https://ofmpub.epa.gov/sor_internet/registry/substreg/searchandretrieve/substancesearch/search.do?details=displayDetails&selectedSubstanceId=47153 | 1 | Chemicals | 42f16691-711d-3dff-a475-fe914f307a91 | 4061cba4-cb52-3ef2-85a6-55942ed24d37 | 20aadc24-a391-41cf-b340-3e4529f44bde | 93a60a56-a3c8-11da-a746-0800200b9a66
Fensulfothion | 115-90-2 | 115902 | 115902 | C11H17O4PS2 |  | Mass | kg | emission | air | https://ofmpub.epa.gov/sor_internet/registry/substreg/searchandretrieve/substancesearch/search.do?details=displayDetails&selectedSubstanceId=47151 | 1 | Chemicals | 156592de-2389-3410-b694-163a8beabbcc | 4061cba4-cb52-3ef2-85a6-55942ed24d37 | 20aadc24-a391-41cf-b340-3e4529f44bde | 93a60a56-a3c8-11da-a746-0800200b9a66
Tris(2-chloroethyl) phosphate | 115-96-8 | 115968 | 115968 | C6H12Cl3O4P |  | Mass | kg | emission | air | https://ofmpub.epa.gov/sor_internet/registry/substreg/searchandretrieve/substancesearch/search.do?details=displayDetails&selectedSubstanceId=47148 | 1 | Chemicals | 325ae2e8-29f2-38ae-a85a-6cf1d956477d | 4061cba4-cb52-3ef2-85a6-55942ed24d37 | 20aadc24-a391-41cf-b340-3e4529f44bde | 93a60a56-a3c8-11da-a746-0800200b9a66
Cyclohexanol, 3,3,5-trimethyl- | 116-02-9 | 116029 | 116029 | C9H18O |  | Mass | kg | emission | air | https://ofmpub.epa.gov/sor_internet/registry/substreg/searchandretrieve/substancesearch/search.do?details=displayDetails&selectedSubstanceId=47145 | 1 | Chemicals | 9b5d53f7-49b8-3cfd-9eef-872a722089db | 4061cba4-cb52-3ef2-85a6-55942ed24d37 | 20aadc24-a391-41cf-b340-3e4529f44bde | 93a60a56-a3c8-11da-a746-0800200b9a66
Aldicarb | 116-06-3 | 116063 | 116063 | C7H14N2O2S |  | Mass | kg | emission | air | https://ofmpub.epa.gov/sor_internet/registry/substreg/searchandretrieve/substancesearch/search.do?details=displayDetails&selectedSubstanceId=47144 | 1 | Chemicals | ea92c37b-6ed7-3f6e-8844-6e6224ae08e2 | 4061cba4-cb52-3ef2-85a6-55942ed24d37 | 20aadc24-a391-41cf-b340-3e4529f44bde | 93a60a56-a3c8-11da-a746-0800200b9a66
Tetrafluoroethene | 116-14-3 | 116143 | 116143 | C2F4 |  | Mass | kg | emission | air | https://ofmpub.epa.gov/sor_internet/registry/substreg/searchandretrieve/substancesearch/search.do?details=displayDetails&selectedSubstanceId=47141 | 1 | Chemicals | d7c7389d-733b-32ed-98a9-7c81139b6771 | 4061cba4-cb52-3ef2-85a6-55942ed24d37 | 20aadc24-a391-41cf-b340-3e4529f44bde | 93a60a56-a3c8-11da-a746-0800200b9a66
Bromuconazole | 116255-48-2 | 116255482 | 116255482 | C13H12BrCl2N3O |  | Mass | kg | emission | air | https://ofmpub.epa.gov/sor_internet/registry/substreg/searchandretrieve/substancesearch/search.do?details=displayDetails&selectedSubstanceId=83299 | 1 | Chemicals | 492dbc17-b536-375b-ad06-6e80a49b1bb8 | 4061cba4-cb52-3ef2-85a6-55942ed24d37 | 20aadc24-a391-41cf-b340-3e4529f44bde | 93a60a56-a3c8-11da-a746-0800200b9a66
Aflatoxin B1 | 1162-65-8 | 1162658 | 1162658 | C17H12O6 |  | Mass | kg | emission | air | https://ofmpub.epa.gov/sor_internet/registry/substreg/searchandretrieve/substancesearch/search.do?details=displayDetails&selectedSubstanceId=77965 | 1 | Chemicals | a8cc8241-b100-3f43-ba74-e8760c74a759 | 4061cba4-cb52-3ef2-85a6-55942ed24d37 | 20aadc24-a391-41cf-b340-3e4529f44bde | 93a60a56-a3c8-11da-a746-0800200b9a66
Tetradifon | 116-29-0 | 116290 | 116290 | C12H6Cl4O2S |  | Mass | kg | emission | air | https://ofmpub.epa.gov/sor_internet/registry/substreg/searchandretrieve/substancesearch/search.do?details=displayDetails&selectedSubstanceId=85000 | 1 | Chemicals | 0ce0317e-6345-3e70-9bee-efdc230bd85a | 4061cba4-cb52-3ef2-85a6-55942ed24d37 | 20aadc24-a391-41cf-b340-3e4529f44bde | 93a60a56-a3c8-11da-a746-0800200b9a66
Decabromodiphenyl oxide | 1163-19-5 | 1163195 | 1163195 | C12Br10O |  | Mass | kg | emission | air | https://ofmpub.epa.gov/sor_internet/registry/substreg/searchandretrieve/substancesearch/search.do?details=displayDetails&selectedSubstanceId=95770 | 1 | Chemicals | 90fac16b-d775-3aba-b5d2-b410d8a12d02 | 4061cba4-cb52-3ef2-85a6-55942ed24d37 | 20aadc24-a391-41cf-b340-3e4529f44bde | 93a60a56-a3c8-11da-a746-0800200b9a66
2-Methylbutyric acid | 116-53-0 | 116530 | 116530 | C5H10O2 |  | Mass | kg | emission | air | https://ofmpub.epa.gov/sor_internet/registry/substreg/searchandretrieve/substancesearch/search.do?details=displayDetails&selectedSubstanceId=95767 | 1 | Chemicals | 6cb45c26-22cc-33c8-90ea-4ca2c1138200 | 4061cba4-cb52-3ef2-85a6-55942ed24d37 | 20aadc24-a391-41cf-b340-3e4529f44bde | 93a60a56-a3c8-11da-a746-0800200b9a66
Novaluron | 116714-46-6 | 116714466 | 116714466 | C17H9ClF8N2O4 |  | Mass | kg | emission | air | https://ofmpub.epa.gov/sor_internet/registry/substreg/searchandretrieve/substancesearch/search.do?details=displayDetails&selectedSubstanceId=80783 | 1 | Chemicals | 80e4b963-a2bf-3aa5-b4bc-3d99545cf67b | 4061cba4-cb52-3ef2-85a6-55942ed24d37 | 20aadc24-a391-41cf-b340-3e4529f44bde | 93a60a56-a3c8-11da-a746-0800200b9a66
Danthron | 117-10-2 | 117102 | 117102 | C14H8O4 |  | Mass | kg | emission | air | https://ofmpub.epa.gov/sor_internet/registry/substreg/searchandretrieve/substancesearch/search.do?details=displayDetails&selectedSubstanceId=47124 | 1 | Chemicals | 4c293799-c367-31e5-98af-faaaac558c5d | 4061cba4-cb52-3ef2-85a6-55942ed24d37 | 20aadc24-a391-41cf-b340-3e4529f44bde | 93a60a56-a3c8-11da-a746-0800200b9a66
Tecnazene | 117-18-0 | 117180 | 117180 | C6HCl4NO2 |  | Mass | kg | emission | air | https://ofmpub.epa.gov/sor_internet/registry/substreg/searchandretrieve/substancesearch/search.do?details=displayDetails&selectedSubstanceId=47122 | 1 | Chemicals | 90c93f8e-ac4d-36bf-87f4-d3db2b95f5c5 | 4061cba4-cb52-3ef2-85a6-55942ed24d37 | 20aadc24-a391-41cf-b340-3e4529f44bde | 93a60a56-a3c8-11da-a746-0800200b9a66
Fluthiacet-methyl | 117337-19-6 | 117337196 | 117337196 | C15H15ClFN3O3S2 |  | Mass | kg | emission | air | https://ofmpub.epa.gov/sor_internet/registry/substreg/searchandretrieve/substancesearch/search.do?details=displayDetails&selectedSubstanceId=76914 | 1 | Chemicals | 674601c4-b37a-3c1f-bfca-f6d224531a3c | 4061cba4-cb52-3ef2-85a6-55942ed24d37 | 20aadc24-a391-41cf-b340-3e4529f44bde | 93a60a56-a3c8-11da-a746-0800200b9a66
Quercetin | 117-39-5 | 117395 | 117395 | C15H10O7 |  | Mass | kg | emission | air | https://ofmpub.epa.gov/sor_internet/registry/substreg/searchandretrieve/substancesearch/search.do?details=displayDetails&selectedSubstanceId=95510 | 1 | Chemicals | 51244309-b808-3e42-93e8-66982fc04b5c | 4061cba4-cb52-3ef2-85a6-55942ed24d37 | 20aadc24-a391-41cf-b340-3e4529f44bde | 93a60a56-a3c8-11da-a746-0800200b9a66
Thiazopyr | 117718-60-2 | 117718602 | 117718602 | C16H17F5N2O2S |  | Mass | kg | emission | air | https://ofmpub.epa.gov/sor_internet/registry/substreg/searchandretrieve/substancesearch/search.do?details=displayDetails&selectedSubstanceId=84401 | 1 | Chemicals | 8b202789-18ea-3b6d-a446-48c428f1321c | 4061cba4-cb52-3ef2-85a6-55942ed24d37 | 20aadc24-a391-41cf-b340-3e4529f44bde | 93a60a56-a3c8-11da-a746-0800200b9a66
2-Aminoanthraquinone | 117-79-3 | 117793 | 117793 | C14H9NO2 |  | Mass | kg | emission | air | https://ofmpub.epa.gov/sor_internet/registry/substreg/searchandretrieve/substancesearch/search.do?details=displayDetails&selectedSubstanceId=47112 | 1 | Chemicals | 06ade1e3-d121-3fd5-8283-50d28fcb29a5 | 4061cba4-cb52-3ef2-85a6-55942ed24d37 | 20aadc24-a391-41cf-b340-3e4529f44bde | 93a60a56-a3c8-11da-a746-0800200b9a66
Dichlone | 117-80-6 | 117806 | 117806 | C10H4Cl2O2 |  | Mass | kg | emission | air | https://ofmpub.epa.gov/sor_internet/registry/substreg/searchandretrieve/substancesearch/search.do?details=displayDetails&selectedSubstanceId=47111 | 1 | Chemicals | fe01eeb7-db88-3eed-90f0-fb24ad19dace | 4061cba4-cb52-3ef2-85a6-55942ed24d37 | 20aadc24-a391-41cf-b340-3e4529f44bde | 93a60a56-a3c8-11da-a746-0800200b9a66
Di(2-ethylhexyl) phthalate | 117-81-7 | 117817 | 117817 | C24H38O4 |  | Mass | kg | emission | air | https://ofmpub.epa.gov/sor_internet/registry/substreg/searchandretrieve/substancesearch/search.do?details=displayDetails&selectedSubstanceId=95501 | 1 | Chemicals | ff44086f-099e-32d2-9532-3be566000cc4 | 4061cba4-cb52-3ef2-85a6-55942ed24d37 | 20aadc24-a391-41cf-b340-3e4529f44bde | 93a60a56-a3c8-11da-a746-0800200b9a66
Di-n-octyl phthalate | 117-84-0 | 117840 | 117840 | C24H38O4 |  | Mass | kg | emission | air | https://ofmpub.epa.gov/sor_internet/registry/substreg/searchandretrieve/substancesearch/search.do?details=displayDetails&selectedSubstanceId=47109 | 1 | Chemicals | 424e1364-badd-3ea1-b1ba-37051019b386 | 4061cba4-cb52-3ef2-85a6-55942ed24d37 | 20aadc24-a391-41cf-b340-3e4529f44bde | 93a60a56-a3c8-11da-a746-0800200b9a66
1-Naphthalenamine, N-ethyl- | 118-44-5 | 118445 | 118445 | C12H13N |  | Mass | kg | emission | air | https://ofmpub.epa.gov/sor_internet/registry/substreg/searchandretrieve/substancesearch/search.do?details=displayDetails&selectedSubstanceId=47090 | 1 | Chemicals | fadb6ca8-9aaf-329b-bbd7-0d2936c994a6 | 4061cba4-cb52-3ef2-85a6-55942ed24d37 | 20aadc24-a391-41cf-b340-3e4529f44bde | 93a60a56-a3c8-11da-a746-0800200b9a66
2H-3,1-Benzoxazine-2,4(1H)-dione | 118-48-9 | 118489 | 118489 | C8H5NO3 |  | Mass | kg | emission | air | https://ofmpub.epa.gov/sor_internet/registry/substreg/searchandretrieve/substancesearch/search.do?details=displayDetails&selectedSubstanceId=95488 | 1 | Chemicals | f7a5b9c7-85e4-3ba9-9065-9e4b016d3b5a | 4061cba4-cb52-3ef2-85a6-55942ed24d37 | 20aadc24-a391-41cf-b340-3e4529f44bde | 93a60a56-a3c8-11da-a746-0800200b9a66
Phenyl salicylate | 118-55-8 | 118558 | 118558 | C13H10O3 |  | Mass | kg | emission | air | https://ofmpub.epa.gov/sor_internet/registry/substreg/searchandretrieve/substancesearch/search.do?details=displayDetails&selectedSubstanceId=47086 | 1 | Chemicals | 0b4f2a2b-ad4b-3f6a-9350-8f599f9dd7b1 | 4061cba4-cb52-3ef2-85a6-55942ed24d37 | 20aadc24-a391-41cf-b340-3e4529f44bde | 93a60a56-a3c8-11da-a746-0800200b9a66
Ethyl salicylate | 118-61-6 | 118616 | 118616 | C9H10O3 |  | Mass | kg | emission | air | https://ofmpub.epa.gov/sor_internet/registry/substreg/searchandretrieve/substancesearch/search.do?details=displayDetails&selectedSubstanceId=95483 | 1 | Chemicals | c151b567-a0d7-3e32-b237-39a7536ce75b | 4061cba4-cb52-3ef2-85a6-55942ed24d37 | 20aadc24-a391-41cf-b340-3e4529f44bde | 93a60a56-a3c8-11da-a746-0800200b9a66
Hexachlorobenzene | 118-74-1 | 118741 | 118741 | C6Cl6 |  | Mass | kg | emission | air | https://ofmpub.epa.gov/sor_internet/registry/substreg/searchandretrieve/substancesearch/search.do?details=displayDetails&selectedSubstanceId=95480 | 1 | Chemicals | e3cf6fd0-9874-3320-a035-b64952a1081a | 4061cba4-cb52-3ef2-85a6-55942ed24d37 | 20aadc24-a391-41cf-b340-3e4529f44bde | 93a60a56-a3c8-11da-a746-0800200b9a66
Chloranil | 118-75-2 | 118752 | 118752 | C6Cl4O2 |  | Mass | kg | emission | air | https://ofmpub.epa.gov/sor_internet/registry/substreg/searchandretrieve/substancesearch/search.do?details=displayDetails&selectedSubstanceId=47080 | 1 | Chemicals | 97f79583-9dca-35de-b76c-008c5102960a | 4061cba4-cb52-3ef2-85a6-55942ed24d37 | 20aadc24-a391-41cf-b340-3e4529f44bde | 93a60a56-a3c8-11da-a746-0800200b9a66
2,4,6-Tribromophenol | 118-79-6 | 118796 | 118796 | C6H3Br3O |  | Mass | kg | emission | air | https://ofmpub.epa.gov/sor_internet/registry/substreg/searchandretrieve/substancesearch/search.do?details=displayDetails&selectedSubstanceId=47078 | 1 | Chemicals | b80c0694-b400-3c29-b072-63fc26c064e8 | 4061cba4-cb52-3ef2-85a6-55942ed24d37 | 20aadc24-a391-41cf-b340-3e4529f44bde | 93a60a56-a3c8-11da-a746-0800200b9a66
Isopropyl-4,6-dinitrophenol | 118-95-6 | 118956 | 118956 | C9H10N2O5 |  | Mass | kg | emission | air | https://ofmpub.epa.gov/sor_internet/registry/substreg/searchandretrieve/substancesearch/search.do?details=displayDetails&selectedSubstanceId=76692 | 1 | Chemicals | 8dc009db-5338-3f5e-82ff-83b416a29ad7 | 4061cba4-cb52-3ef2-85a6-55942ed24d37 | 20aadc24-a391-41cf-b340-3e4529f44bde | 93a60a56-a3c8-11da-a746-0800200b9a66
Trinitrotoluene | 118-96-7 | 118967 | 118967 | C7H5N3O6 |  | Mass | kg | emission | air | https://ofmpub.epa.gov/sor_internet/registry/substreg/searchandretrieve/substancesearch/search.do?details=displayDetails&selectedSubstanceId=47073 | 1 | Chemicals | 46804485-7487-3397-8a61-ee03baa8dcaf | 4061cba4-cb52-3ef2-85a6-55942ed24d37 | 20aadc24-a391-41cf-b340-3e4529f44bde | 93a60a56-a3c8-11da-a746-0800200b9a66
Pyridaphenthion | 119-12-0 | 119120 | 119120 | C14H17N2O4PS |  | Mass | kg | emission | air | https://ofmpub.epa.gov/sor_internet/registry/substreg/searchandretrieve/substancesearch/search.do?details=displayDetails&selectedSubstanceId=76746 | 1 | Chemicals | e46918af-540e-3c4f-963a-793fa3a03891 | 4061cba4-cb52-3ef2-85a6-55942ed24d37 | 20aadc24-a391-41cf-b340-3e4529f44bde | 93a60a56-a3c8-11da-a746-0800200b9a66
Sodium tetradecyl sulfate | 1191-50-0 | 1191500 | 1191500 | C14H29NaO4S |  | Mass | kg | emission | air | https://ofmpub.epa.gov/sor_internet/registry/substreg/searchandretrieve/substancesearch/search.do?details=displayDetails&selectedSubstanceId=43372 | 1 | Chemicals | 381eea61-030c-3b2e-a970-4342f0d77fa1 | 4061cba4-cb52-3ef2-85a6-55942ed24d37 | 20aadc24-a391-41cf-b340-3e4529f44bde | 93a60a56-a3c8-11da-a746-0800200b9a66
Cyclopentanone, oxime | 1192-28-5 | 1192285 | 1192285 | C5H9NO |  | Mass | kg | emission | air | https://ofmpub.epa.gov/sor_internet/registry/substreg/searchandretrieve/substancesearch/search.do?details=displayDetails&selectedSubstanceId=95237 | 1 | Chemicals | f6138c13-8361-309d-b259-c74d86bc4678 | 4061cba4-cb52-3ef2-85a6-55942ed24d37 | 20aadc24-a391-41cf-b340-3e4529f44bde | 93a60a56-a3c8-11da-a746-0800200b9a66
4-Methyl-3-nitroaniline | 119-32-4 | 119324 | 119324 | C7H8N2O2 |  | Mass | kg | emission | air | https://ofmpub.epa.gov/sor_internet/registry/substreg/searchandretrieve/substancesearch/search.do?details=displayDetails&selectedSubstanceId=47065 | 1 | Chemicals | 33b1139b-0b5e-333d-9da8-d91b55af57dc | 4061cba4-cb52-3ef2-85a6-55942ed24d37 | 20aadc24-a391-41cf-b340-3e4529f44bde | 93a60a56-a3c8-11da-a746-0800200b9a66
2-Nitro-p-cresol | 119-33-5 | 119335 | 119335 | C7H7NO3 |  | Mass | kg | emission | air | https://ofmpub.epa.gov/sor_internet/registry/substreg/searchandretrieve/substancesearch/search.do?details=displayDetails&selectedSubstanceId=47064 | 1 | Chemicals | c538e7ad-7865-3080-805c-010264d1f55c | 4061cba4-cb52-3ef2-85a6-55942ed24d37 | 20aadc24-a391-41cf-b340-3e4529f44bde | 93a60a56-a3c8-11da-a746-0800200b9a66
4-Amino-2-nitrophenol | 119-34-6 | 119346 | 119346 | C6H6N2O3 |  | Mass | kg | emission | air | https://ofmpub.epa.gov/sor_internet/registry/substreg/searchandretrieve/substancesearch/search.do?details=displayDetails&selectedSubstanceId=95233 | 1 | Chemicals | 0be33b8d-0cad-32c1-b366-b0de44c41b9d | 4061cba4-cb52-3ef2-85a6-55942ed24d37 | 20aadc24-a391-41cf-b340-3e4529f44bde | 93a60a56-a3c8-11da-a746-0800200b9a66
Isolane | 119-38-0 | 119380 | 119380 | C10H17N3O2 |  | Mass | kg | emission | air | https://ofmpub.epa.gov/sor_internet/registry/substreg/searchandretrieve/substancesearch/search.do?details=displayDetails&selectedSubstanceId=47062 | 1 | Chemicals | 47c00a48-2ab3-340c-a75d-ba73adcfbd4e | 4061cba4-cb52-3ef2-85a6-55942ed24d37 | 20aadc24-a391-41cf-b340-3e4529f44bde | 93a60a56-a3c8-11da-a746-0800200b9a66
4-Fluorobenzonitrile | 1194-02-1 | 1194021 | 1194021 | C7H4FN |  | Mass | kg | emission | air | https://ofmpub.epa.gov/sor_internet/registry/substreg/searchandretrieve/substancesearch/search.do?details=displayDetails&selectedSubstanceId=43355 | 1 | Chemicals | 8e120fb6-3fc1-3c23-b1d0-948e49fd94e8 | 4061cba4-cb52-3ef2-85a6-55942ed24d37 | 20aadc24-a391-41cf-b340-3e4529f44bde | 93a60a56-a3c8-11da-a746-0800200b9a66
Difenoconazole | 119446-68-3 | 119446683 | 119446683 | C19H17Cl2N3O3 |  | Mass | kg | emission | air | https://ofmpub.epa.gov/sor_internet/registry/substreg/searchandretrieve/substancesearch/search.do?details=displayDetails&selectedSubstanceId=84274 | 1 | Chemicals | d85c9543-919a-30e8-9075-66dddb952c5d | 4061cba4-cb52-3ef2-85a6-55942ed24d37 | 20aadc24-a391-41cf-b340-3e4529f44bde | 93a60a56-a3c8-11da-a746-0800200b9a66
Dichlobenil | 1194-65-6 | 1194656 | 1194656 | C7H3Cl2N |  | Mass | kg | emission | air | https://ofmpub.epa.gov/sor_internet/registry/substreg/searchandretrieve/substancesearch/search.do?details=displayDetails&selectedSubstanceId=43354 | 1 | Chemicals | 075d2306-b1ec-3da8-adfb-8b9e40145e79 | 4061cba4-cb52-3ef2-85a6-55942ed24d37 | 20aadc24-a391-41cf-b340-3e4529f44bde | 93a60a56-a3c8-11da-a746-0800200b9a66
Benzophenone | 119-61-9 | 119619 | 119619 | C13H10O |  | Mass | kg | emission | air | https://ofmpub.epa.gov/sor_internet/registry/substreg/searchandretrieve/substancesearch/search.do?details=displayDetails&selectedSubstanceId=47055 | 1 | Chemicals | 933c7a95-5431-3c85-8bdd-226dfa273a50 | 4061cba4-cb52-3ef2-85a6-55942ed24d37 | 20aadc24-a391-41cf-b340-3e4529f44bde | 93a60a56-a3c8-11da-a746-0800200b9a66
1,2,3,4-Tetrahydronaphthalene | 119-64-2 | 119642 | 119642 | C10H12 |  | Mass | kg | emission | air | https://ofmpub.epa.gov/sor_internet/registry/substreg/searchandretrieve/substancesearch/search.do?details=displayDetails&selectedSubstanceId=95226 | 1 | Chemicals | 9c0f5f70-9181-3fff-b36f-d7ea0c5e2edf | 4061cba4-cb52-3ef2-85a6-55942ed24d37 | 20aadc24-a391-41cf-b340-3e4529f44bde | 93a60a56-a3c8-11da-a746-0800200b9a66
Isoquinoline | 119-65-3 | 119653 | 119653 | C9H7N |  | Mass | kg | emission | air | https://ofmpub.epa.gov/sor_internet/registry/substreg/searchandretrieve/substancesearch/search.do?details=displayDetails&selectedSubstanceId=47053 | 1 | Chemicals | 450d6979-7f90-346f-95ed-f82ab2f2dafb | 4061cba4-cb52-3ef2-85a6-55942ed24d37 | 20aadc24-a391-41cf-b340-3e4529f44bde | 93a60a56-a3c8-11da-a746-0800200b9a66
3,4-Dihydrocoumarin | 119-84-6 | 119846 | 119846 | C9H8O2 |  | Mass | kg | emission | air | https://ofmpub.epa.gov/sor_internet/registry/substreg/searchandretrieve/substancesearch/search.do?details=displayDetails&selectedSubstanceId=47041 | 1 | Chemicals | 7e969212-0094-3a45-a34f-151cbf7a8653 | 4061cba4-cb52-3ef2-85a6-55942ed24d37 | 20aadc24-a391-41cf-b340-3e4529f44bde | 93a60a56-a3c8-11da-a746-0800200b9a66
Tetrachlorocatechol | 1198-55-6 | 1198556 | 1198556 | C6H2Cl4O2 |  | Mass | kg | emission | air | https://ofmpub.epa.gov/sor_internet/registry/substreg/searchandretrieve/substancesearch/search.do?details=displayDetails&selectedSubstanceId=95220 | 1 | Chemicals | b2870f1f-4ca8-3a7f-9668-908bd1981f42 | 4061cba4-cb52-3ef2-85a6-55942ed24d37 | 20aadc24-a391-41cf-b340-3e4529f44bde | 93a60a56-a3c8-11da-a746-0800200b9a66
3,3'-Dimethylbenzidine | 119-93-7 | 119937 | 119937 | C14H16N2 |  | Mass | kg | emission | air | https://ofmpub.epa.gov/sor_internet/registry/substreg/searchandretrieve/substancesearch/search.do?details=displayDetails&selectedSubstanceId=95217 | 1 | Chemicals | c99e7c6f-2c1a-3551-b263-7ed29a625260 | 4061cba4-cb52-3ef2-85a6-55942ed24d37 | 20aadc24-a391-41cf-b340-3e4529f44bde | 93a60a56-a3c8-11da-a746-0800200b9a66
Trichlorobenzene | 12002-48-1 | 12002481 | 12002481 | - |  | Mass | kg | emission | air | https://ofmpub.epa.gov/sor_internet/registry/substreg/searchandretrieve/substancesearch/search.do?details=displayDetails&selectedSubstanceId=62297 | 1 | Chemicals | 91a01f64-a034-3bda-bff6-a5c1d12d7308 | 4061cba4-cb52-3ef2-85a6-55942ed24d37 | 20aadc24-a391-41cf-b340-3e4529f44bde | 93a60a56-a3c8-11da-a746-0800200b9a66
Trimedlure | 12002-53-8 | 12002538 | 12002538 | - |  | Mass | kg | emission | air | https://ofmpub.epa.gov/sor_internet/registry/substreg/searchandretrieve/substancesearch/search.do?details=displayDetails&selectedSubstanceId=62295 | 1 | Chemicals | d7e7042f-4614-310b-bb7c-eccb3845a1f2 | 4061cba4-cb52-3ef2-85a6-55942ed24d37 | 20aadc24-a391-41cf-b340-3e4529f44bde | 93a60a56-a3c8-11da-a746-0800200b9a66
Fipronil | 120068-37-3 | 120068373 | 120068373 | C12H4Cl2F6N4OS |  | Mass | kg | emission | air | https://ofmpub.epa.gov/sor_internet/registry/substreg/searchandretrieve/substancesearch/search.do?details=displayDetails&selectedSubstanceId=84178 | 1 | Chemicals | 5b2693a6-cb55-34c5-9b2e-c5f5ab97ad7c | 4061cba4-cb52-3ef2-85a6-55942ed24d37 | 20aadc24-a391-41cf-b340-3e4529f44bde | 93a60a56-a3c8-11da-a746-0800200b9a66
N-Phenyldiethanolamine | 120-07-0 | 120070 | 120070 | C10H15NO2 |  | Mass | kg | emission | air | https://ofmpub.epa.gov/sor_internet/registry/substreg/searchandretrieve/substancesearch/search.do?details=displayDetails&selectedSubstanceId=95214 | 1 | Chemicals | 5aefae54-66ae-34f0-9077-54936c7615fb | 4061cba4-cb52-3ef2-85a6-55942ed24d37 | 20aadc24-a391-41cf-b340-3e4529f44bde | 93a60a56-a3c8-11da-a746-0800200b9a66
Cyazofamid | 120116-88-3 | 120116883 | 120116883 | C13H13ClN4O2S |  | Mass | kg | emission | air | https://ofmpub.epa.gov/sor_internet/registry/substreg/searchandretrieve/substancesearch/search.do?details=displayDetails&selectedSubstanceId=76909 | 1 | Chemicals | 7147ac89-2bcc-320f-b474-6b960bc6b6e4 | 4061cba4-cb52-3ef2-85a6-55942ed24d37 | 20aadc24-a391-41cf-b340-3e4529f44bde | 93a60a56-a3c8-11da-a746-0800200b9a66
Anthracene | 120-12-7 | 120127 | 120127 | C14H10 |  | Mass | kg | emission | air | https://ofmpub.epa.gov/sor_internet/registry/substreg/searchandretrieve/substancesearch/search.do?details=displayDetails&selectedSubstanceId=95212 | 1 | Chemicals | b5609bcd-9715-3252-b4e7-d6c05ef9f217 | 4061cba4-cb52-3ef2-85a6-55942ed24d37 | 20aadc24-a391-41cf-b340-3e4529f44bde | 93a60a56-a3c8-11da-a746-0800200b9a66
2-Naphthalenesulfonic acid | 120-18-3 | 120183 | 120183 | C10H8O3S |  | Mass | kg | emission | air | https://ofmpub.epa.gov/sor_internet/registry/substreg/searchandretrieve/substancesearch/search.do?details=displayDetails&selectedSubstanceId=95211 | 1 | Chemicals | bbddf3fa-0f75-312d-b96a-d2fd97ee0142 | 4061cba4-cb52-3ef2-85a6-55942ed24d37 | 20aadc24-a391-41cf-b340-3e4529f44bde | 93a60a56-a3c8-11da-a746-0800200b9a66
o-Benzyl-p-chlorophenol | 120-32-1 | 120321 | 120321 | C13H11ClO |  | Mass | kg | emission | air | https://ofmpub.epa.gov/sor_internet/registry/substreg/searchandretrieve/substancesearch/search.do?details=displayDetails&selectedSubstanceId=95207 | 1 | Chemicals | dcb37e81-23e2-334d-bdfa-ce8bbc231d50 | 4061cba4-cb52-3ef2-85a6-55942ed24d37 | 20aadc24-a391-41cf-b340-3e4529f44bde | 93a60a56-a3c8-11da-a746-0800200b9a66
Dichlorprop | 120-36-5 | 120365 | 120365 | C9H8Cl2O3 |  | Mass | kg | emission | air | https://ofmpub.epa.gov/sor_internet/registry/substreg/searchandretrieve/substancesearch/search.do?details=displayDetails&selectedSubstanceId=47026 | 1 | Chemicals | 8f6e97e8-6140-3cbb-a1d5-ecabad55f205 | 4061cba4-cb52-3ef2-85a6-55942ed24d37 | 20aadc24-a391-41cf-b340-3e4529f44bde | 93a60a56-a3c8-11da-a746-0800200b9a66
2-Bromo-2',5'-dimethoxyacetophenone | 1204-21-3 | 1204213 | 1204213 | C10H11BrO3 |  | Mass | kg | emission | air | https://ofmpub.epa.gov/sor_internet/registry/substreg/searchandretrieve/substancesearch/search.do?details=displayDetails&selectedSubstanceId=76682 | 1 | Chemicals | f1951c05-ec3b-3664-abbc-1a81738467f1 | 4061cba4-cb52-3ef2-85a6-55942ed24d37 | 20aadc24-a391-41cf-b340-3e4529f44bde | 93a60a56-a3c8-11da-a746-0800200b9a66
Benzyl benzoate | 120-51-4 | 120514 | 120514 | C14H12O2 |  | Mass | kg | emission | air | https://ofmpub.epa.gov/sor_internet/registry/substreg/searchandretrieve/substancesearch/search.do?details=displayDetails&selectedSubstanceId=47020 | 1 | Chemicals | 78973280-bb4d-3dff-b25f-ebdc03116d65 | 4061cba4-cb52-3ef2-85a6-55942ed24d37 | 20aadc24-a391-41cf-b340-3e4529f44bde | 93a60a56-a3c8-11da-a746-0800200b9a66
Dimethyl terephthalate | 120-61-6 | 120616 | 120616 | C10H10O4 |  | Mass | kg | emission | air | https://ofmpub.epa.gov/sor_internet/registry/substreg/searchandretrieve/substancesearch/search.do?details=displayDetails&selectedSubstanceId=94940 | 1 | Chemicals | 196d53b1-ca17-35b0-b57b-0a93de1945c8 | 4061cba4-cb52-3ef2-85a6-55942ed24d37 | 20aadc24-a391-41cf-b340-3e4529f44bde | 93a60a56-a3c8-11da-a746-0800200b9a66
Piperonyl sulfoxide | 120-62-7 | 120627 | 120627 | C18H28O3S |  | Mass | kg | emission | air | https://ofmpub.epa.gov/sor_internet/registry/substreg/searchandretrieve/substancesearch/search.do?details=displayDetails&selectedSubstanceId=47015 | 1 | Chemicals | b9bd6615-0379-3b82-92ff-678adc997e67 | 4061cba4-cb52-3ef2-85a6-55942ed24d37 | 20aadc24-a391-41cf-b340-3e4529f44bde | 93a60a56-a3c8-11da-a746-0800200b9a66
p-Cresidine | 120-71-8 | 120718 | 120718 | C8H11NO |  | Mass | kg | emission | air | https://ofmpub.epa.gov/sor_internet/registry/substreg/searchandretrieve/substancesearch/search.do?details=displayDetails&selectedSubstanceId=47012 | 1 | Chemicals | a18a8446-b521-37d8-896e-32a2121d8d9f | 4061cba4-cb52-3ef2-85a6-55942ed24d37 | 20aadc24-a391-41cf-b340-3e4529f44bde | 93a60a56-a3c8-11da-a746-0800200b9a66
Propineb | 12071-83-9 | 12071839 | 12071839 | C5H8N2S4Zn |  | Mass | kg | emission | air | https://ofmpub.epa.gov/sor_internet/registry/substreg/searchandretrieve/substancesearch/search.do?details=displayDetails&selectedSubstanceId=77394 | 1 | Chemicals | cbaf4aaa-8ffd-397f-8af3-e8e64b1f8886 | 4061cba4-cb52-3ef2-85a6-55942ed24d37 | 20aadc24-a391-41cf-b340-3e4529f44bde | 93a60a56-a3c8-11da-a746-0800200b9a66
Indole | 120-72-9 | 120729 | 120729 | C8H7N |  | Mass | kg | emission | air | https://ofmpub.epa.gov/sor_internet/registry/substreg/searchandretrieve/substancesearch/search.do?details=displayDetails&selectedSubstanceId=94937 | 1 | Chemicals | e35aaaed-0f46-31c6-a560-b2b12569270d | 4061cba4-cb52-3ef2-85a6-55942ed24d37 | 20aadc24-a391-41cf-b340-3e4529f44bde | 93a60a56-a3c8-11da-a746-0800200b9a66
Catechol | 120-80-9 | 120809 | 120809 | C6H6O2 |  | Mass | kg | emission | air | https://ofmpub.epa.gov/sor_internet/registry/substreg/searchandretrieve/substancesearch/search.do?details=displayDetails&selectedSubstanceId=47008 | 1 | Chemicals | 687c42ca-7804-3156-92c9-04d7d04c5461 | 4061cba4-cb52-3ef2-85a6-55942ed24d37 | 20aadc24-a391-41cf-b340-3e4529f44bde | 93a60a56-a3c8-11da-a746-0800200b9a66
1,2,4-Trichlorobenzene | 120-82-1 | 120821 | 120821 | C6H3Cl3 |  | Mass | kg | emission | air | https://ofmpub.epa.gov/sor_internet/registry/substreg/searchandretrieve/substancesearch/search.do?details=displayDetails&selectedSubstanceId=47007 | 1 | Chemicals | 9f61cc44-55fb-3b18-9087-56db23535ef6 | 4061cba4-cb52-3ef2-85a6-55942ed24d37 | 20aadc24-a391-41cf-b340-3e4529f44bde | 93a60a56-a3c8-11da-a746-0800200b9a66
2,4-Dichlorophenol | 120-83-2 | 120832 | 120832 | C6H4Cl2O |  | Mass | kg | emission | air | https://ofmpub.epa.gov/sor_internet/registry/substreg/searchandretrieve/substancesearch/search.do?details=displayDetails&selectedSubstanceId=94933 | 1 | Chemicals | 37783b23-4ed3-3c92-805a-a54d0c4e8fa2 | 4061cba4-cb52-3ef2-85a6-55942ed24d37 | 20aadc24-a391-41cf-b340-3e4529f44bde | 93a60a56-a3c8-11da-a746-0800200b9a66
Cyclopentanone | 120-92-3 | 120923 | 120923 | C5H8O |  | Mass | kg | emission | air | https://ofmpub.epa.gov/sor_internet/registry/substreg/searchandretrieve/substancesearch/search.do?details=displayDetails&selectedSubstanceId=47004 | 1 | Chemicals | dc655565-bf51-3dde-8295-460bdd09d5d0 | 4061cba4-cb52-3ef2-85a6-55942ed24d37 | 20aadc24-a391-41cf-b340-3e4529f44bde | 93a60a56-a3c8-11da-a746-0800200b9a66
2-Imidazolidinone | 120-93-4 | 120934 | 120934 | C3H6N2O |  | Mass | kg | emission | air | https://ofmpub.epa.gov/sor_internet/registry/substreg/searchandretrieve/substancesearch/search.do?details=displayDetails&selectedSubstanceId=47003 | 1 | Chemicals | 21a6bebd-1461-390e-bfa8-4e00379d7ddf | 4061cba4-cb52-3ef2-85a6-55942ed24d37 | 20aadc24-a391-41cf-b340-3e4529f44bde | 93a60a56-a3c8-11da-a746-0800200b9a66
N-Methylpyrrolidine | 120-94-5 | 120945 | 120945 | C5H11N |  | Mass | kg | emission | air | https://ofmpub.epa.gov/sor_internet/registry/substreg/searchandretrieve/substancesearch/search.do?details=displayDetails&selectedSubstanceId=47002 | 1 | Chemicals | acac1206-f889-3281-b5fb-b9da2c1ed7d3 | 4061cba4-cb52-3ef2-85a6-55942ed24d37 | 20aadc24-a391-41cf-b340-3e4529f44bde | 93a60a56-a3c8-11da-a746-0800200b9a66
2,4-Dinitrotoluene | 121-14-2 | 121142 | 121142 | C7H6N2O4 |  | Mass | kg | emission | air | https://ofmpub.epa.gov/sor_internet/registry/substreg/searchandretrieve/substancesearch/search.do?details=displayDetails&selectedSubstanceId=46998 | 1 | Chemicals | 7e124063-572e-3b10-bfee-bfe6b87684b6 | 4061cba4-cb52-3ef2-85a6-55942ed24d37 | 20aadc24-a391-41cf-b340-3e4529f44bde | 93a60a56-a3c8-11da-a746-0800200b9a66
Pyrethrin I | 121-21-1 | 121211 | 121211 | C21H28O3 |  | Mass | kg | emission | air | https://ofmpub.epa.gov/sor_internet/registry/substreg/searchandretrieve/substancesearch/search.do?details=displayDetails&selectedSubstanceId=46995 | 1 | Chemicals | 3d0fac14-eb81-3584-a825-6ab45a921218 | 4061cba4-cb52-3ef2-85a6-55942ed24d37 | 20aadc24-a391-41cf-b340-3e4529f44bde | 93a60a56-a3c8-11da-a746-0800200b9a66
Zineb | 12122-67-7 | 12122677 | 12122677 | C4H6N2S4Zn |  | Mass | kg | emission | air | https://ofmpub.epa.gov/sor_internet/registry/substreg/searchandretrieve/substancesearch/search.do?details=displayDetails&selectedSubstanceId=60385 | 1 | Chemicals | 8e32d196-3c01-3061-968a-621dfbea437d | 4061cba4-cb52-3ef2-85a6-55942ed24d37 | 20aadc24-a391-41cf-b340-3e4529f44bde | 93a60a56-a3c8-11da-a746-0800200b9a66
Amprolium | 121-25-5 | 121255 | 121255 | - |  | Mass | kg | emission | air | https://ofmpub.epa.gov/sor_internet/registry/substreg/searchandretrieve/substancesearch/search.do?details=displayDetails&selectedSubstanceId=76672 | 1 | Chemicals | e0fc5869-8a13-3f59-9ebe-4572863eec62 | 4061cba4-cb52-3ef2-85a6-55942ed24d37 | 20aadc24-a391-41cf-b340-3e4529f44bde | 93a60a56-a3c8-11da-a746-0800200b9a66
Pyrethrin II | 121-29-9 | 121299 | 121299 | C22H28O5 |  | Mass | kg | emission | air | https://ofmpub.epa.gov/sor_internet/registry/substreg/searchandretrieve/substancesearch/search.do?details=displayDetails&selectedSubstanceId=46993 | 1 | Chemicals | 89d55712-0f89-3fb9-8ec9-0e95670c4e07 | 4061cba4-cb52-3ef2-85a6-55942ed24d37 | 20aadc24-a391-41cf-b340-3e4529f44bde | 93a60a56-a3c8-11da-a746-0800200b9a66
Ethyl vanillin | 121-32-4 | 121324 | 121324 | C9H10O3 |  | Mass | kg | emission | air | https://ofmpub.epa.gov/sor_internet/registry/substreg/searchandretrieve/substancesearch/search.do?details=displayDetails&selectedSubstanceId=46991 | 1 | Chemicals | 74a6b2d3-12e2-3a7e-b21d-4414a5f4afaa | 4061cba4-cb52-3ef2-85a6-55942ed24d37 | 20aadc24-a391-41cf-b340-3e4529f44bde | 93a60a56-a3c8-11da-a746-0800200b9a66
Vanillin | 121-33-5 | 121335 | 121335 | C8H8O3 |  | Mass | kg | emission | air | https://ofmpub.epa.gov/sor_internet/registry/substreg/searchandretrieve/substancesearch/search.do?details=displayDetails&selectedSubstanceId=46990 | 1 | Chemicals | e750a60a-887c-36c0-9491-9dc066963390 | 4061cba4-cb52-3ef2-85a6-55942ed24d37 | 20aadc24-a391-41cf-b340-3e4529f44bde | 93a60a56-a3c8-11da-a746-0800200b9a66
Vanillic acid | 121-34-6 | 121346 | 121346 | C8H8O4 |  | Mass | kg | emission | air | https://ofmpub.epa.gov/sor_internet/registry/substreg/searchandretrieve/substancesearch/search.do?details=displayDetails&selectedSubstanceId=46989 | 1 | Chemicals | 137d64bf-10d1-33fa-8929-fb1e5187ed15 | 4061cba4-cb52-3ef2-85a6-55942ed24d37 | 20aadc24-a391-41cf-b340-3e4529f44bde | 93a60a56-a3c8-11da-a746-0800200b9a66
N-Benzyladenine | 1214-39-7 | 1214397 | 1214397 | C12H11N5 |  | Mass | kg | emission | air | https://ofmpub.epa.gov/sor_internet/registry/substreg/searchandretrieve/substancesearch/search.do?details=displayDetails&selectedSubstanceId=94915 | 1 | Chemicals | 93085ad1-16f0-3d7d-b731-3fd4ceb6a4ea | 4061cba4-cb52-3ef2-85a6-55942ed24d37 | 20aadc24-a391-41cf-b340-3e4529f44bde | 93a60a56-a3c8-11da-a746-0800200b9a66
Triethylamine | 121-44-8 | 121448 | 121448 | C6H15N |  | Mass | kg | emission | air | https://ofmpub.epa.gov/sor_internet/registry/substreg/searchandretrieve/substancesearch/search.do?details=displayDetails&selectedSubstanceId=46986 | 1 | Chemicals | 9c01ff3e-8990-3fe2-a193-0f3d2be3be1d | 4061cba4-cb52-3ef2-85a6-55942ed24d37 | 20aadc24-a391-41cf-b340-3e4529f44bde | 93a60a56-a3c8-11da-a746-0800200b9a66
2,5-Norbornadiene | 121-46-0 | 121460 | 121460 | C7H8 |  | Mass | kg | emission | air | https://ofmpub.epa.gov/sor_internet/registry/substreg/searchandretrieve/substancesearch/search.do?details=displayDetails&selectedSubstanceId=46984 | 1 | Chemicals | eb8594d3-6274-3b6e-97e1-246ea39ae690 | 4061cba4-cb52-3ef2-85a6-55942ed24d37 | 20aadc24-a391-41cf-b340-3e4529f44bde | 93a60a56-a3c8-11da-a746-0800200b9a66
Benzethonium chloride | 121-54-0 | 121540 | 121540 | C27H42ClNO2 |  | Mass | kg | emission | air | https://ofmpub.epa.gov/sor_internet/registry/substreg/searchandretrieve/substancesearch/search.do?details=displayDetails&selectedSubstanceId=94913 | 1 | Chemicals | 9e083a15-6c71-3cba-954e-3a402384c667 | 4061cba4-cb52-3ef2-85a6-55942ed24d37 | 20aadc24-a391-41cf-b340-3e4529f44bde | 93a60a56-a3c8-11da-a746-0800200b9a66
Cyprodinil | 121552-61-2 | 121552612 | 121552612 | C14H15N3 |  | Mass | kg | emission | air | https://ofmpub.epa.gov/sor_internet/registry/substreg/searchandretrieve/substancesearch/search.do?details=displayDetails&selectedSubstanceId=80779 | 1 | Chemicals | cc161233-b247-3d1c-998c-84e0b2583e17 | 4061cba4-cb52-3ef2-85a6-55942ed24d37 | 20aadc24-a391-41cf-b340-3e4529f44bde | 93a60a56-a3c8-11da-a746-0800200b9a66
Sulfanilic acid | 121-57-3 | 121573 | 121573 | C6H7NO3S |  | Mass | kg | emission | air | https://ofmpub.epa.gov/sor_internet/registry/substreg/searchandretrieve/substancesearch/search.do?details=displayDetails&selectedSubstanceId=46978 | 1 | Chemicals | 84b5346d-f018-396e-a481-51a9f90a9f1e | 4061cba4-cb52-3ef2-85a6-55942ed24d37 | 20aadc24-a391-41cf-b340-3e4529f44bde | 93a60a56-a3c8-11da-a746-0800200b9a66
2-Amino-5-nitrothiazole | 121-66-4 | 121664 | 121664 | C3H3N3O2S |  | Mass | kg | emission | air | https://ofmpub.epa.gov/sor_internet/registry/substreg/searchandretrieve/substancesearch/search.do?details=displayDetails&selectedSubstanceId=46974 | 1 | Chemicals | f763da08-7b5d-3fe2-beb2-969c4b0b7902 | 4061cba4-cb52-3ef2-85a6-55942ed24d37 | 20aadc24-a391-41cf-b340-3e4529f44bde | 93a60a56-a3c8-11da-a746-0800200b9a66
N,N-Dimethylaniline | 121-69-7 | 121697 | 121697 | C8H11N |  | Mass | kg | emission | air | https://ofmpub.epa.gov/sor_internet/registry/substreg/searchandretrieve/substancesearch/search.do?details=displayDetails&selectedSubstanceId=94909 | 1 | Chemicals | 5c036077-6c2f-3d51-8bf8-f79d489387f1 | 4061cba4-cb52-3ef2-85a6-55942ed24d37 | 20aadc24-a391-41cf-b340-3e4529f44bde | 93a60a56-a3c8-11da-a746-0800200b9a66
m-Chloronitrobenzene | 121-73-3 | 121733 | 121733 | C6H4ClNO2 |  | Mass | kg | emission | air | https://ofmpub.epa.gov/sor_internet/registry/substreg/searchandretrieve/substancesearch/search.do?details=displayDetails&selectedSubstanceId=94907 | 1 | Chemicals | ff8aa8c9-ffa7-34d3-a2e8-0368247d4224 | 4061cba4-cb52-3ef2-85a6-55942ed24d37 | 20aadc24-a391-41cf-b340-3e4529f44bde | 93a60a56-a3c8-11da-a746-0800200b9a66
Malathion | 121-75-5 | 121755 | 121755 | C10H19O6PS2 |  | Mass | kg | emission | air | https://ofmpub.epa.gov/sor_internet/registry/substreg/searchandretrieve/substancesearch/search.do?details=displayDetails&selectedSubstanceId=46970 | 1 | Chemicals | 98e6e669-1d97-34cb-8beb-7374221d2a2b | 4061cba4-cb52-3ef2-85a6-55942ed24d37 | 20aadc24-a391-41cf-b340-3e4529f44bde | 93a60a56-a3c8-11da-a746-0800200b9a66
Propyl gallate | 121-79-9 | 121799 | 121799 | C10H12O5 |  | Mass | kg | emission | air | https://ofmpub.epa.gov/sor_internet/registry/substreg/searchandretrieve/substancesearch/search.do?details=displayDetails&selectedSubstanceId=94905 | 1 | Chemicals | 7add04c0-ae78-3ec4-94f9-e33d98f92b6b | 4061cba4-cb52-3ef2-85a6-55942ed24d37 | 20aadc24-a391-41cf-b340-3e4529f44bde | 93a60a56-a3c8-11da-a746-0800200b9a66
Cyclonite | 121-82-4 | 121824 | 121824 | C3H6N6O6 |  | Mass | kg | emission | air | https://ofmpub.epa.gov/sor_internet/registry/substreg/searchandretrieve/substancesearch/search.do?details=displayDetails&selectedSubstanceId=46969 | 1 | Chemicals | 9dc725ea-fb49-3a92-aa85-6177ba66c5d3 | 4061cba4-cb52-3ef2-85a6-55942ed24d37 | 20aadc24-a391-41cf-b340-3e4529f44bde | 93a60a56-a3c8-11da-a746-0800200b9a66
2-Chloro-4-nitrotoluene | 121-86-8 | 121868 | 121868 | C7H6ClNO2 |  | Mass | kg | emission | air | https://ofmpub.epa.gov/sor_internet/registry/substreg/searchandretrieve/substancesearch/search.do?details=displayDetails&selectedSubstanceId=94903 | 1 | Chemicals | 262bd5ee-029b-383a-9b4b-a12f064df6a1 | 4061cba4-cb52-3ef2-85a6-55942ed24d37 | 20aadc24-a391-41cf-b340-3e4529f44bde | 93a60a56-a3c8-11da-a746-0800200b9a66
2-Chloro-4-nitroaniline | 121-87-9 | 121879 | 121879 | C6H5ClN2O2 |  | Mass | kg | emission | air | https://ofmpub.epa.gov/sor_internet/registry/substreg/searchandretrieve/substancesearch/search.do?details=displayDetails&selectedSubstanceId=46968 | 1 | Chemicals | 5561d1b9-c142-3d73-b6e1-54c996fa06d4 | 4061cba4-cb52-3ef2-85a6-55942ed24d37 | 20aadc24-a391-41cf-b340-3e4529f44bde | 93a60a56-a3c8-11da-a746-0800200b9a66
2-Amino-5-nitrophenol | 121-88-0 | 121880 | 121880 | C6H6N2O3 |  | Mass | kg | emission | air | https://ofmpub.epa.gov/sor_internet/registry/substreg/searchandretrieve/substancesearch/search.do?details=displayDetails&selectedSubstanceId=46967 | 1 | Chemicals | 4ddc0a16-54b9-340e-af37-ee2eaa317048 | 4061cba4-cb52-3ef2-85a6-55942ed24d37 | 20aadc24-a391-41cf-b340-3e4529f44bde | 93a60a56-a3c8-11da-a746-0800200b9a66
Cyhalofop-butyl | 122008-85-9 | 122008859 | 122008859 | C20H20FNO4 |  | Mass | kg | emission | air | https://ofmpub.epa.gov/sor_internet/registry/substreg/searchandretrieve/substancesearch/search.do?details=displayDetails&selectedSubstanceId=76904 | 1 | Chemicals | 74f902a9-9ab7-3e45-959a-613e0c541ee2 | 4061cba4-cb52-3ef2-85a6-55942ed24d37 | 20aadc24-a391-41cf-b340-3e4529f44bde | 93a60a56-a3c8-11da-a746-0800200b9a66
Cuminaldehyde | 122-03-2 | 122032 | 122032 | C10H12O |  | Mass | kg | emission | air | https://ofmpub.epa.gov/sor_internet/registry/substreg/searchandretrieve/substancesearch/search.do?details=displayDetails&selectedSubstanceId=46960 | 1 | Chemicals | 60174680-3bfc-3620-a340-3762b3a3c379 | 4061cba4-cb52-3ef2-85a6-55942ed24d37 | 20aadc24-a391-41cf-b340-3e4529f44bde | 93a60a56-a3c8-11da-a746-0800200b9a66
Dimethyl 3-hydroxyglutaconate dimethyl phosphate | 122-10-1 | 122101 | 122101 | C9H15O8P |  | Mass | kg | emission | air | https://ofmpub.epa.gov/sor_internet/registry/substreg/searchandretrieve/substancesearch/search.do?details=displayDetails&selectedSubstanceId=46957 | 1 | Chemicals | a94ff866-9eec-37a7-acbd-df82c964cd29 | 4061cba4-cb52-3ef2-85a6-55942ed24d37 | 20aadc24-a391-41cf-b340-3e4529f44bde | 93a60a56-a3c8-11da-a746-0800200b9a66
Fenitrothion | 122-14-5 | 122145 | 122145 | C9H12NO5PS |  | Mass | kg | emission | air | https://ofmpub.epa.gov/sor_internet/registry/substreg/searchandretrieve/substancesearch/search.do?details=displayDetails&selectedSubstanceId=94895 | 1 | Chemicals | 33d33794-af28-3b78-afcb-6b9ac1360d1f | 4061cba4-cb52-3ef2-85a6-55942ed24d37 | 20aadc24-a391-41cf-b340-3e4529f44bde | 93a60a56-a3c8-11da-a746-0800200b9a66
Simazine | 122-34-9 | 122349 | 122349 | C7H12ClN5 |  | Mass | kg | emission | air | https://ofmpub.epa.gov/sor_internet/registry/substreg/searchandretrieve/substancesearch/search.do?details=displayDetails&selectedSubstanceId=94729 | 1 | Chemicals | a45aea4e-b884-3f75-8f5a-a27d8dd7ff55 | 4061cba4-cb52-3ef2-85a6-55942ed24d37 | 20aadc24-a391-41cf-b340-3e4529f44bde | 93a60a56-a3c8-11da-a746-0800200b9a66
Diphenylamine | 122-39-4 | 122394 | 122394 | C12H11N |  | Mass | kg | emission | air | https://ofmpub.epa.gov/sor_internet/registry/substreg/searchandretrieve/substancesearch/search.do?details=displayDetails&selectedSubstanceId=47259 | 1 | Chemicals | fd31a9d0-3919-370c-ac9b-b27c7b77197b | 4061cba4-cb52-3ef2-85a6-55942ed24d37 | 20aadc24-a391-41cf-b340-3e4529f44bde | 93a60a56-a3c8-11da-a746-0800200b9a66
Propham | 122-42-9 | 122429 | 122429 | C10H13NO2 |  | Mass | kg | emission | air | https://ofmpub.epa.gov/sor_internet/registry/substreg/searchandretrieve/substancesearch/search.do?details=displayDetails&selectedSubstanceId=94727 | 1 | Chemicals | e54f6b84-c290-3335-9ece-90ee2c689a56 | 4061cba4-cb52-3ef2-85a6-55942ed24d37 | 20aadc24-a391-41cf-b340-3e4529f44bde | 93a60a56-a3c8-11da-a746-0800200b9a66
Phenyl glycidyl ether | 122-60-1 | 122601 | 122601 | C9H10O2 |  | Mass | kg | emission | air | https://ofmpub.epa.gov/sor_internet/registry/substreg/searchandretrieve/substancesearch/search.do?details=displayDetails&selectedSubstanceId=94722 | 1 | Chemicals | 0a6f2f1a-35ea-3569-832b-2192da049bc5 | 4061cba4-cb52-3ef2-85a6-55942ed24d37 | 20aadc24-a391-41cf-b340-3e4529f44bde | 93a60a56-a3c8-11da-a746-0800200b9a66
1,2-Diphenylhydrazine | 122-66-7 | 122667 | 122667 | C12H12N2 |  | Mass | kg | emission | air | https://ofmpub.epa.gov/sor_internet/registry/substreg/searchandretrieve/substancesearch/search.do?details=displayDetails&selectedSubstanceId=47248 | 1 | Chemicals | 2966ba7e-8368-3310-bed9-13416d5a1e8a | 4061cba4-cb52-3ef2-85a6-55942ed24d37 | 20aadc24-a391-41cf-b340-3e4529f44bde | 93a60a56-a3c8-11da-a746-0800200b9a66
Sulfentrazone | 122836-35-5 | 122836355 | 122836355 | C11H10Cl2F2N4O3S |  | Mass | kg | emission | air | https://ofmpub.epa.gov/sor_internet/registry/substreg/searchandretrieve/substancesearch/search.do?details=displayDetails&selectedSubstanceId=85502 | 1 | Chemicals | 657dd6b3-f8a6-34f2-a822-e581df94b6b2 | 4061cba4-cb52-3ef2-85a6-55942ed24d37 | 20aadc24-a391-41cf-b340-3e4529f44bde | 93a60a56-a3c8-11da-a746-0800200b9a66
4-Chlorophenoxyacetic acid | 122-88-3 | 122883 | 122883 | C8H7ClO3 |  | Mass | kg | emission | air | https://ofmpub.epa.gov/sor_internet/registry/substreg/searchandretrieve/substancesearch/search.do?details=displayDetails&selectedSubstanceId=94719 | 1 | Chemicals | c22083e8-83b4-33f3-b5c7-2e82dcad6e6e | 4061cba4-cb52-3ef2-85a6-55942ed24d37 | 20aadc24-a391-41cf-b340-3e4529f44bde | 93a60a56-a3c8-11da-a746-0800200b9a66
Rimsulfuron | 122931-48-0 | 122931480 | 122931480 | C14H17N5O7S2 |  | Mass | kg | emission | air | https://ofmpub.epa.gov/sor_internet/registry/substreg/searchandretrieve/substancesearch/search.do?details=displayDetails&selectedSubstanceId=83165 | 1 | Chemicals | b0e9b31d-d598-3e74-a6bb-abad056f6342 | 4061cba4-cb52-3ef2-85a6-55942ed24d37 | 20aadc24-a391-41cf-b340-3e4529f44bde | 93a60a56-a3c8-11da-a746-0800200b9a66
Ethylene glycol monophenyl ether | 122-99-6 | 122996 | 122996 | C8H10O2 |  | Mass | kg | emission | air | https://ofmpub.epa.gov/sor_internet/registry/substreg/searchandretrieve/substancesearch/search.do?details=displayDetails&selectedSubstanceId=47227 | 1 | Chemicals | 111c6c28-9309-3efc-b106-aacd74e5a709 | 4061cba4-cb52-3ef2-85a6-55942ed24d37 | 20aadc24-a391-41cf-b340-3e4529f44bde | 93a60a56-a3c8-11da-a746-0800200b9a66
Dodecylbenzene | 123-01-3 | 123013 | 123013 | C18H30 |  | Mass | kg | emission | air | https://ofmpub.epa.gov/sor_internet/registry/substreg/searchandretrieve/substancesearch/search.do?details=displayDetails&selectedSubstanceId=94715 | 1 | Chemicals | abdb7be2-5013-3b5d-bdab-7b737d6d59d2 | 4061cba4-cb52-3ef2-85a6-55942ed24d37 | 20aadc24-a391-41cf-b340-3e4529f44bde | 93a60a56-a3c8-11da-a746-0800200b9a66
Cetylpyridinium chloride | 123-03-5 | 123035 | 123035 | C21H38ClN |  | Mass | kg | emission | air | https://ofmpub.epa.gov/sor_internet/registry/substreg/searchandretrieve/substancesearch/search.do?details=displayDetails&selectedSubstanceId=94714 | 1 | Chemicals | 8958b14e-d918-340a-8a3c-7c7833d4c778 | 4061cba4-cb52-3ef2-85a6-55942ed24d37 | 20aadc24-a391-41cf-b340-3e4529f44bde | 93a60a56-a3c8-11da-a746-0800200b9a66
2-Ethylhexanal | 123-05-7 | 123057 | 123057 | C8H16O |  | Mass | kg | emission | air | https://ofmpub.epa.gov/sor_internet/registry/substreg/searchandretrieve/substancesearch/search.do?details=displayDetails&selectedSubstanceId=47223 | 1 | Chemicals | e688bb44-dfcc-357b-a27b-c037c2cbde6a | 4061cba4-cb52-3ef2-85a6-55942ed24d37 | 20aadc24-a391-41cf-b340-3e4529f44bde | 93a60a56-a3c8-11da-a746-0800200b9a66
p-Ethylphenol | 123-07-9 | 123079 | 123079 | C8H10O |  | Mass | kg | emission | air | https://ofmpub.epa.gov/sor_internet/registry/substreg/searchandretrieve/substancesearch/search.do?details=displayDetails&selectedSubstanceId=94713 | 1 | Chemicals | 93c004e4-43be-3059-a8ca-4d1900914e82 | 4061cba4-cb52-3ef2-85a6-55942ed24d37 | 20aadc24-a391-41cf-b340-3e4529f44bde | 93a60a56-a3c8-11da-a746-0800200b9a66
p-Aminophenol | 123-30-8 | 123308 | 123308 | C6H7NO |  | Mass | kg | emission | air | https://ofmpub.epa.gov/sor_internet/registry/substreg/searchandretrieve/substancesearch/search.do?details=displayDetails&selectedSubstanceId=47212 | 1 | Chemicals | eb9122a0-ed22-3cd7-83c2-cf122f7e748c | 4061cba4-cb52-3ef2-85a6-55942ed24d37 | 20aadc24-a391-41cf-b340-3e4529f44bde | 93a60a56-a3c8-11da-a746-0800200b9a66
Pymetrozine | 123312-89-0 | 123312890 | 123312890 | C10H11N5O |  | Mass | kg | emission | air | https://ofmpub.epa.gov/sor_internet/registry/substreg/searchandretrieve/substancesearch/search.do?details=displayDetails&selectedSubstanceId=80778 | 1 | Chemicals | f7445b59-bc3e-3043-ade8-34a492d833de | 4061cba4-cb52-3ef2-85a6-55942ed24d37 | 20aadc24-a391-41cf-b340-3e4529f44bde | 93a60a56-a3c8-11da-a746-0800200b9a66
Hydroquinone | 123-31-9 | 123319 | 123319 | C6H6O2 |  | Mass | kg | emission | air | https://ofmpub.epa.gov/sor_internet/registry/substreg/searchandretrieve/substancesearch/search.do?details=displayDetails&selectedSubstanceId=47211 | 1 | Chemicals | 5fecb800-e4a5-3b0d-82f3-82f663dbe182 | 4061cba4-cb52-3ef2-85a6-55942ed24d37 | 20aadc24-a391-41cf-b340-3e4529f44bde | 93a60a56-a3c8-11da-a746-0800200b9a66
Maleic hydrazide | 123-33-1 | 123331 | 123331 | C4H4N2O2 |  | Mass | kg | emission | air | https://ofmpub.epa.gov/sor_internet/registry/substreg/searchandretrieve/substancesearch/search.do?details=displayDetails&selectedSubstanceId=47210 | 1 | Chemicals | 61429306-7ea9-3d6a-a6e6-dcaae7b72a2c | 4061cba4-cb52-3ef2-85a6-55942ed24d37 | 20aadc24-a391-41cf-b340-3e4529f44bde | 93a60a56-a3c8-11da-a746-0800200b9a66
Pyrithiobac-sodium | 123343-16-8 | 123343168 | 123343168 | C13H10ClN2NaO4S |  | Mass | kg | emission | air | https://ofmpub.epa.gov/sor_internet/registry/substreg/searchandretrieve/substancesearch/search.do?details=displayDetails&selectedSubstanceId=85309 | 1 | Chemicals | 7c9ee667-8e2c-3a9f-940b-464f8525d37e | 4061cba4-cb52-3ef2-85a6-55942ed24d37 | 20aadc24-a391-41cf-b340-3e4529f44bde | 93a60a56-a3c8-11da-a746-0800200b9a66
Propionaldehyde | 123-38-6 | 123386 | 123386 | C3H6O |  | Mass | kg | emission | air | https://ofmpub.epa.gov/sor_internet/registry/substreg/searchandretrieve/substancesearch/search.do?details=displayDetails&selectedSubstanceId=94706 | 1 | Chemicals | 445259f5-82aa-3ab8-a6af-0d013c7e5160 | 4061cba4-cb52-3ef2-85a6-55942ed24d37 | 20aadc24-a391-41cf-b340-3e4529f44bde | 93a60a56-a3c8-11da-a746-0800200b9a66
4-Hydroxy-4-methyl-2-pentanone | 123-42-2 | 123422 | 123422 | C6H12O2 |  | Mass | kg | emission | air | https://ofmpub.epa.gov/sor_internet/registry/substreg/searchandretrieve/substancesearch/search.do?details=displayDetails&selectedSubstanceId=94705 | 1 | Chemicals | 3029b9bf-f9f4-3989-8a64-77cbd1375b79 | 4061cba4-cb52-3ef2-85a6-55942ed24d37 | 20aadc24-a391-41cf-b340-3e4529f44bde | 93a60a56-a3c8-11da-a746-0800200b9a66
Acetic acid, sulfo- | 123-43-3 | 123433 | 123433 | C2H4O5S |  | Mass | kg | emission | air | https://ofmpub.epa.gov/sor_internet/registry/substreg/searchandretrieve/substancesearch/search.do?details=displayDetails&selectedSubstanceId=46839 | 1 | Chemicals | 4c648406-7a8f-3838-96bb-857c1b9fd8d6 | 4061cba4-cb52-3ef2-85a6-55942ed24d37 | 20aadc24-a391-41cf-b340-3e4529f44bde | 93a60a56-a3c8-11da-a746-0800200b9a66
3-Methyl-1-butanol | 123-51-3 | 123513 | 123513 | C5H12O |  | Mass | kg | emission | air | https://ofmpub.epa.gov/sor_internet/registry/substreg/searchandretrieve/substancesearch/search.do?details=displayDetails&selectedSubstanceId=46837 | 1 | Chemicals | 268e8354-a0f8-3069-b97d-81037f0fd5b4 | 4061cba4-cb52-3ef2-85a6-55942ed24d37 | 20aadc24-a391-41cf-b340-3e4529f44bde | 93a60a56-a3c8-11da-a746-0800200b9a66
Acetylacetone | 123-54-6 | 123546 | 123546 | C5H8O2 |  | Mass | kg | emission | air | https://ofmpub.epa.gov/sor_internet/registry/substreg/searchandretrieve/substancesearch/search.do?details=displayDetails&selectedSubstanceId=46836 | 1 | Chemicals | 44f288b3-f847-3c78-93e7-ff8459187e21 | 4061cba4-cb52-3ef2-85a6-55942ed24d37 | 20aadc24-a391-41cf-b340-3e4529f44bde | 93a60a56-a3c8-11da-a746-0800200b9a66
Ethyl hexanoate | 123-66-0 | 123660 | 123660 | C8H16O2 |  | Mass | kg | emission | air | https://ofmpub.epa.gov/sor_internet/registry/substreg/searchandretrieve/substancesearch/search.do?details=displayDetails&selectedSubstanceId=46833 | 1 | Chemicals | 198a3427-cfac-3ea6-8ad1-c022207505eb | 4061cba4-cb52-3ef2-85a6-55942ed24d37 | 20aadc24-a391-41cf-b340-3e4529f44bde | 93a60a56-a3c8-11da-a746-0800200b9a66
Butyraldehyde | 123-72-8 | 123728 | 123728 | C4H8O |  | Mass | kg | emission | air | https://ofmpub.epa.gov/sor_internet/registry/substreg/searchandretrieve/substancesearch/search.do?details=displayDetails&selectedSubstanceId=94699 | 1 | Chemicals | 965be830-630b-37e5-9518-16191b831cd4 | 4061cba4-cb52-3ef2-85a6-55942ed24d37 | 20aadc24-a391-41cf-b340-3e4529f44bde | 93a60a56-a3c8-11da-a746-0800200b9a66
trans-Crotonaldehyde | 123-73-9 | 123739 | 123739 | C4H6O |  | Mass | kg | emission | air | https://ofmpub.epa.gov/sor_internet/registry/substreg/searchandretrieve/substancesearch/search.do?details=displayDetails&selectedSubstanceId=46829 | 1 | Chemicals | 9d7060e5-bfb7-30d5-a36d-d03a304b57dc | 4061cba4-cb52-3ef2-85a6-55942ed24d37 | 20aadc24-a391-41cf-b340-3e4529f44bde | 93a60a56-a3c8-11da-a746-0800200b9a66
n-Butyl acetate | 123-86-4 | 123864 | 123864 | C6H12O2 |  | Mass | kg | emission | air | https://ofmpub.epa.gov/sor_internet/registry/substreg/searchandretrieve/substancesearch/search.do?details=displayDetails&selectedSubstanceId=46822 | 1 | Chemicals | a671edbb-0d7a-3daf-b9cc-3a06481905a1 | 4061cba4-cb52-3ef2-85a6-55942ed24d37 | 20aadc24-a391-41cf-b340-3e4529f44bde | 93a60a56-a3c8-11da-a746-0800200b9a66
2-Methoxyethylmercury chloride | 123-88-6 | 123886 | 123886 | C3H7ClHgO |  | Mass | kg | emission | air | https://ofmpub.epa.gov/sor_internet/registry/substreg/searchandretrieve/substancesearch/search.do?details=displayDetails&selectedSubstanceId=78090 | 1 | Chemicals | 94f7d5ca-484b-3baa-be99-3ee3b15cf9cb | 4061cba4-cb52-3ef2-85a6-55942ed24d37 | 20aadc24-a391-41cf-b340-3e4529f44bde | 93a60a56-a3c8-11da-a746-0800200b9a66
1,4-Dioxane | 123-91-1 | 123911 | 123911 | C4H8O2 |  | Mass | kg | emission | air | https://ofmpub.epa.gov/sor_internet/registry/substreg/searchandretrieve/substancesearch/search.do?details=displayDetails&selectedSubstanceId=46821 | 1 | Chemicals | deba7bfe-d5b3-3a74-a36f-18c6cf00a576 | 4061cba4-cb52-3ef2-85a6-55942ed24d37 | 20aadc24-a391-41cf-b340-3e4529f44bde | 93a60a56-a3c8-11da-a746-0800200b9a66
Isoamyl acetate | 123-92-2 | 123922 | 123922 | C7H14O2 |  | Mass | kg | emission | air | https://ofmpub.epa.gov/sor_internet/registry/substreg/searchandretrieve/substancesearch/search.do?details=displayDetails&selectedSubstanceId=46820 | 1 | Chemicals | e40e23b5-b54e-3ee2-a689-b99491f0a50e | 4061cba4-cb52-3ef2-85a6-55942ed24d37 | 20aadc24-a391-41cf-b340-3e4529f44bde | 93a60a56-a3c8-11da-a746-0800200b9a66
2-Octanol | 123-96-6 | 123966 | 123966 | C8H18O |  | Mass | kg | emission | air | https://ofmpub.epa.gov/sor_internet/registry/substreg/searchandretrieve/substancesearch/search.do?details=displayDetails&selectedSubstanceId=46816 | 1 | Chemicals | 9ddc9852-ded1-3c94-b52a-91c58436ddaf | 4061cba4-cb52-3ef2-85a6-55942ed24d37 | 20aadc24-a391-41cf-b340-3e4529f44bde | 93a60a56-a3c8-11da-a746-0800200b9a66
Diallylamine | 124-02-7 | 124027 | 124027 | C6H11N |  | Mass | kg | emission | air | https://ofmpub.epa.gov/sor_internet/registry/substreg/searchandretrieve/substancesearch/search.do?details=displayDetails&selectedSubstanceId=46813 | 1 | Chemicals | 9449e03d-2d01-31ff-ac17-0833f87f6d71 | 4061cba4-cb52-3ef2-85a6-55942ed24d37 | 20aadc24-a391-41cf-b340-3e4529f44bde | 93a60a56-a3c8-11da-a746-0800200b9a66
Adipic acid | 124-04-9 | 124049 | 124049 | C6H10O4 |  | Mass | kg | emission | air | https://ofmpub.epa.gov/sor_internet/registry/substreg/searchandretrieve/substancesearch/search.do?details=displayDetails&selectedSubstanceId=46811 | 1 | Chemicals | dac24e5c-43e2-3bde-ac4d-a55b03730311 | 4061cba4-cb52-3ef2-85a6-55942ed24d37 | 20aadc24-a391-41cf-b340-3e4529f44bde | 93a60a56-a3c8-11da-a746-0800200b9a66
Octanoic acid | 124-07-2 | 124072 | 124072 | C8H16O2 |  | Mass | kg | emission | air | https://ofmpub.epa.gov/sor_internet/registry/substreg/searchandretrieve/substancesearch/search.do?details=displayDetails&selectedSubstanceId=46808 | 1 | Chemicals | d88a5fb6-cd07-3e3b-a917-9482815536fb | 4061cba4-cb52-3ef2-85a6-55942ed24d37 | 20aadc24-a391-41cf-b340-3e4529f44bde | 93a60a56-a3c8-11da-a746-0800200b9a66
Hexamethylenediamine | 124-09-4 | 124094 | 124094 | C6H16N2 |  | Mass | kg | emission | air | https://ofmpub.epa.gov/sor_internet/registry/substreg/searchandretrieve/substancesearch/search.do?details=displayDetails&selectedSubstanceId=46807 | 1 | Chemicals | 41ce8d79-b641-375a-a89d-dc4af6f19c26 | 4061cba4-cb52-3ef2-85a6-55942ed24d37 | 20aadc24-a391-41cf-b340-3e4529f44bde | 93a60a56-a3c8-11da-a746-0800200b9a66
Decane | 124-18-5 | 124185 | 124185 | C10H22 |  | Mass | kg | emission | air | https://ofmpub.epa.gov/sor_internet/registry/substreg/searchandretrieve/substancesearch/search.do?details=displayDetails&selectedSubstanceId=46801 | 1 | Chemicals | 65992fbe-3702-39e5-b31b-d8c8f30ca60d | 4061cba4-cb52-3ef2-85a6-55942ed24d37 | 20aadc24-a391-41cf-b340-3e4529f44bde | 93a60a56-a3c8-11da-a746-0800200b9a66
2-Ethylhexyl diphenyl phosphate | 1241-94-7 | 1241947 | 1241947 | C20H27O4P |  | Mass | kg | emission | air | https://ofmpub.epa.gov/sor_internet/registry/substreg/searchandretrieve/substancesearch/search.do?details=displayDetails&selectedSubstanceId=43299 | 1 | Chemicals | 2bf85c37-1047-3045-86ea-7e91366dda90 | 4061cba4-cb52-3ef2-85a6-55942ed24d37 | 20aadc24-a391-41cf-b340-3e4529f44bde | 93a60a56-a3c8-11da-a746-0800200b9a66
Dodecylamine | 124-22-1 | 124221 | 124221 | C12H27N |  | Mass | kg | emission | air | https://ofmpub.epa.gov/sor_internet/registry/substreg/searchandretrieve/substancesearch/search.do?details=displayDetails&selectedSubstanceId=46799 | 1 | Chemicals | a0be9b8a-0d99-3d48-97b9-d13846a70936 | 4061cba4-cb52-3ef2-85a6-55942ed24d37 | 20aadc24-a391-41cf-b340-3e4529f44bde | 93a60a56-a3c8-11da-a746-0800200b9a66
Maneb | 12427-38-2 | 12427382 | 12427382 | C4H6MnN2S4 |  | Mass | kg | emission | air | https://ofmpub.epa.gov/sor_internet/registry/substreg/searchandretrieve/substancesearch/search.do?details=displayDetails&selectedSubstanceId=62227 | 1 | Chemicals | a9aa0824-8814-3070-9de3-6d84a01b5bf5 | 4061cba4-cb52-3ef2-85a6-55942ed24d37 | 20aadc24-a391-41cf-b340-3e4529f44bde | 93a60a56-a3c8-11da-a746-0800200b9a66
Stearamine | 124-30-1 | 124301 | 124301 | C18H39N |  | Mass | kg | emission | air | https://ofmpub.epa.gov/sor_internet/registry/substreg/searchandretrieve/substancesearch/search.do?details=displayDetails&selectedSubstanceId=46796 | 1 | Chemicals | 1586e7af-6adb-396a-a4ff-60f508affb1a | 4061cba4-cb52-3ef2-85a6-55942ed24d37 | 20aadc24-a391-41cf-b340-3e4529f44bde | 93a60a56-a3c8-11da-a746-0800200b9a66
Dimethylamine | 124-40-3 | 124403 | 124403 | C2H7N |  | Mass | kg | emission | air | https://ofmpub.epa.gov/sor_internet/registry/substreg/searchandretrieve/substancesearch/search.do?details=displayDetails&selectedSubstanceId=46794 | 1 | Chemicals | 3f54565b-822f-30ea-ab3a-5cdddd6dc23e | 4061cba4-cb52-3ef2-85a6-55942ed24d37 | 20aadc24-a391-41cf-b340-3e4529f44bde | 93a60a56-a3c8-11da-a746-0800200b9a66
Chlorodibromomethane | 124-48-1 | 124481 | 124481 | CHBr2Cl |  | Mass | kg | emission | air | https://ofmpub.epa.gov/sor_internet/registry/substreg/searchandretrieve/substancesearch/search.do?details=displayDetails&selectedSubstanceId=46791 | 1 | Chemicals | 88c24f44-80c4-3029-bac0-92b0aec825ef | 4061cba4-cb52-3ef2-85a6-55942ed24d37 | 20aadc24-a391-41cf-b340-3e4529f44bde | 93a60a56-a3c8-11da-a746-0800200b9a66
Methanesulfonyl chloride | 124-63-0 | 124630 | 124630 | CH3ClO2S |  | Mass | kg | emission | air | https://ofmpub.epa.gov/sor_internet/registry/substreg/searchandretrieve/substancesearch/search.do?details=displayDetails&selectedSubstanceId=94688 | 1 | Chemicals | 92152408-dfc8-35fb-840c-9186f1ece0eb | 4061cba4-cb52-3ef2-85a6-55942ed24d37 | 20aadc24-a391-41cf-b340-3e4529f44bde | 93a60a56-a3c8-11da-a746-0800200b9a66
Sodium cacodylate | 124-65-2 | 124652 | 124652 | C2H6AsNaO2 |  | Mass | kg | emission | air | https://ofmpub.epa.gov/sor_internet/registry/substreg/searchandretrieve/substancesearch/search.do?details=displayDetails&selectedSubstanceId=46789 | 1 | Chemicals | 585148ab-8927-361d-a13a-8b8ca1a27eed | 4061cba4-cb52-3ef2-85a6-55942ed24d37 | 20aadc24-a391-41cf-b340-3e4529f44bde | 93a60a56-a3c8-11da-a746-0800200b9a66
2-Amino-2-methyl-1-propanol | 124-68-5 | 124685 | 124685 | C4H11NO |  | Mass | kg | emission | air | https://ofmpub.epa.gov/sor_internet/registry/substreg/searchandretrieve/substancesearch/search.do?details=displayDetails&selectedSubstanceId=94687 | 1 | Chemicals | 925bb32b-de16-3c33-98ca-e2a5609f3ad3 | 4061cba4-cb52-3ef2-85a6-55942ed24d37 | 20aadc24-a391-41cf-b340-3e4529f44bde | 93a60a56-a3c8-11da-a746-0800200b9a66
Picrotoxin | 124-87-8 | 124878 | 124878 | - |  | Mass | kg | emission | air | https://ofmpub.epa.gov/sor_internet/registry/substreg/searchandretrieve/substancesearch/search.do?details=displayDetails&selectedSubstanceId=46785 | 1 | Chemicals | 08a6a0bf-48d6-3393-97b8-026043e9f859 | 4061cba4-cb52-3ef2-85a6-55942ed24d37 | 20aadc24-a391-41cf-b340-3e4529f44bde | 93a60a56-a3c8-11da-a746-0800200b9a66
Metconazole | 125116-23-6 | 125116236 | 125116236 | C17H22ClN3O |  | Mass | kg | emission | air | https://ofmpub.epa.gov/sor_internet/registry/substreg/searchandretrieve/substancesearch/search.do?details=displayDetails&selectedSubstanceId=80777 | 1 | Chemicals | 3da8a5d2-8725-35a0-be6c-0bd9578c0558 | 4061cba4-cb52-3ef2-85a6-55942ed24d37 | 20aadc24-a391-41cf-b340-3e4529f44bde | 93a60a56-a3c8-11da-a746-0800200b9a66
Primidone | 125-33-7 | 125337 | 125337 | C12H14N2O2 |  | Mass | kg | emission | air | https://ofmpub.epa.gov/sor_internet/registry/substreg/searchandretrieve/substancesearch/search.do?details=displayDetails&selectedSubstanceId=78089 | 1 | Chemicals | 3178d504-dcb8-337e-b58b-5bd586ba7d3b | 4061cba4-cb52-3ef2-85a6-55942ed24d37 | 20aadc24-a391-41cf-b340-3e4529f44bde | 93a60a56-a3c8-11da-a746-0800200b9a66
Bispyribac-sodium | 125401-92-5 | 125401925 | 125401925 | C19H17N4NaO8 |  | Mass | kg | emission | air | https://ofmpub.epa.gov/sor_internet/registry/substreg/searchandretrieve/substancesearch/search.do?details=displayDetails&selectedSubstanceId=76902 | 1 | Chemicals | dcbb13de-2006-3879-aa09-af5d62a92494 | 4061cba4-cb52-3ef2-85a6-55942ed24d37 | 20aadc24-a391-41cf-b340-3e4529f44bde | 93a60a56-a3c8-11da-a746-0800200b9a66
Griseofulvin | 126-07-8 | 126078 | 126078 | C17H17ClO6 |  | Mass | kg | emission | air | https://ofmpub.epa.gov/sor_internet/registry/substreg/searchandretrieve/substancesearch/search.do?details=displayDetails&selectedSubstanceId=78088 | 1 | Chemicals | 5fbad70c-0602-3d2f-a3f3-29c44f730fc8 | 4061cba4-cb52-3ef2-85a6-55942ed24d37 | 20aadc24-a391-41cf-b340-3e4529f44bde | 93a60a56-a3c8-11da-a746-0800200b9a66
2-(Hydroxymethyl)-2-nitro-1,3-propanediol | 126-11-4 | 126114 | 126114 | C4H9NO5 |  | Mass | kg | emission | air | https://ofmpub.epa.gov/sor_internet/registry/substreg/searchandretrieve/substancesearch/search.do?details=displayDetails&selectedSubstanceId=46778 | 1 | Chemicals | 3fc55d44-48a5-307a-ae7f-d190a8cce5d9 | 4061cba4-cb52-3ef2-85a6-55942ed24d37 | 20aadc24-a391-41cf-b340-3e4529f44bde | 93a60a56-a3c8-11da-a746-0800200b9a66
Butonate | 126-22-7 | 126227 | 126227 | C8H14Cl3O5P |  | Mass | kg | emission | air | https://ofmpub.epa.gov/sor_internet/registry/substreg/searchandretrieve/substancesearch/search.do?details=displayDetails&selectedSubstanceId=76743 | 1 | Chemicals | 073e00f5-9c7d-31c3-ab04-b60f7cdbd1c9 | 4061cba4-cb52-3ef2-85a6-55942ed24d37 | 20aadc24-a391-41cf-b340-3e4529f44bde | 93a60a56-a3c8-11da-a746-0800200b9a66
Neopentyl glycol | 126-30-7 | 126307 | 126307 | C5H12O2 |  | Mass | kg | emission | air | https://ofmpub.epa.gov/sor_internet/registry/substreg/searchandretrieve/substancesearch/search.do?details=displayDetails&selectedSubstanceId=46776 | 1 | Chemicals | 95dc07ba-ece5-3fb6-a6c0-5d26f4fe29fa | 4061cba4-cb52-3ef2-85a6-55942ed24d37 | 20aadc24-a391-41cf-b340-3e4529f44bde | 93a60a56-a3c8-11da-a746-0800200b9a66
Sulfolane | 126-33-0 | 126330 | 126330 | C4H8O2S |  | Mass | kg | emission | air | https://ofmpub.epa.gov/sor_internet/registry/substreg/searchandretrieve/substancesearch/search.do?details=displayDetails&selectedSubstanceId=46775 | 1 | Chemicals | 5ba7fa41-7070-3531-b248-e6b8b2f47d09 | 4061cba4-cb52-3ef2-85a6-55942ed24d37 | 20aadc24-a391-41cf-b340-3e4529f44bde | 93a60a56-a3c8-11da-a746-0800200b9a66
Triflusulfuron-methyl | 126535-15-7 | 126535157 | 126535157 | C17H19F3N6O6S |  | Mass | kg | emission | air | https://ofmpub.epa.gov/sor_internet/registry/substreg/searchandretrieve/substancesearch/search.do?details=displayDetails&selectedSubstanceId=80775 | 1 | Chemicals | c37d91ec-3d08-3f60-b32f-805547311a6e | 4061cba4-cb52-3ef2-85a6-55942ed24d37 | 20aadc24-a391-41cf-b340-3e4529f44bde | 93a60a56-a3c8-11da-a746-0800200b9a66
Triisobutyl phosphate | 126-71-6 | 126716 | 126716 | C12H27O4P |  | Mass | kg | emission | air | https://ofmpub.epa.gov/sor_internet/registry/substreg/searchandretrieve/substancesearch/search.do?details=displayDetails&selectedSubstanceId=46768 | 1 | Chemicals | 49f47bd3-59c5-3c86-b651-b2abf70c02e1 | 4061cba4-cb52-3ef2-85a6-55942ed24d37 | 20aadc24-a391-41cf-b340-3e4529f44bde | 93a60a56-a3c8-11da-a746-0800200b9a66
Aroclor 1248 | 12672-29-6 | 12672296 | 12672296 | - |  | Mass | kg | emission | air | https://ofmpub.epa.gov/sor_internet/registry/substreg/searchandretrieve/substancesearch/search.do?details=displayDetails&selectedSubstanceId=61983 | 1 | Chemicals | 9a15b482-66c0-391b-9a04-f88129b67b10 | 4061cba4-cb52-3ef2-85a6-55942ed24d37 | 20aadc24-a391-41cf-b340-3e4529f44bde | 93a60a56-a3c8-11da-a746-0800200b9a66
Tris(2,3-dibromopropyl) phosphate | 126-72-7 | 126727 | 126727 | C9H15Br6O4P |  | Mass | kg | emission | air | https://ofmpub.epa.gov/sor_internet/registry/substreg/searchandretrieve/substancesearch/search.do?details=displayDetails&selectedSubstanceId=94461 | 1 | Chemicals | 41b79723-19cf-3322-b6f8-160ddf177a21 | 4061cba4-cb52-3ef2-85a6-55942ed24d37 | 20aadc24-a391-41cf-b340-3e4529f44bde | 93a60a56-a3c8-11da-a746-0800200b9a66
Tributyl phosphate | 126-73-8 | 126738 | 126738 | C12H27O4P |  | Mass | kg | emission | air | https://ofmpub.epa.gov/sor_internet/registry/substreg/searchandretrieve/substancesearch/search.do?details=displayDetails&selectedSubstanceId=46767 | 1 | Chemicals | 5bd439a3-8706-3f66-ab05-8aa5ec7a9458 | 4061cba4-cb52-3ef2-85a6-55942ed24d37 | 20aadc24-a391-41cf-b340-3e4529f44bde | 93a60a56-a3c8-11da-a746-0800200b9a66
1,3-Cyclohexanedione, 5,5-dimethyl- | 126-81-8 | 126818 | 126818 | C8H12O2 |  | Mass | kg | emission | air | https://ofmpub.epa.gov/sor_internet/registry/substreg/searchandretrieve/substancesearch/search.do?details=displayDetails&selectedSubstanceId=94460 | 1 | Chemicals | 244235bb-7b58-3515-a9ff-31d6e3471220 | 4061cba4-cb52-3ef2-85a6-55942ed24d37 | 20aadc24-a391-41cf-b340-3e4529f44bde | 93a60a56-a3c8-11da-a746-0800200b9a66
Fenhexamid | 126833-17-8 | 126833178 | 126833178 | C14H17Cl2NO2 |  | Mass | kg | emission | air | https://ofmpub.epa.gov/sor_internet/registry/substreg/searchandretrieve/substancesearch/search.do?details=displayDetails&selectedSubstanceId=76899 | 1 | Chemicals | 3c911f60-6eca-3ded-88a6-1bcbe0ef5524 | 4061cba4-cb52-3ef2-85a6-55942ed24d37 | 20aadc24-a391-41cf-b340-3e4529f44bde | 93a60a56-a3c8-11da-a746-0800200b9a66
Methacrylonitrile | 126-98-7 | 126987 | 126987 | C4H5N |  | Mass | kg | emission | air | https://ofmpub.epa.gov/sor_internet/registry/substreg/searchandretrieve/substancesearch/search.do?details=displayDetails&selectedSubstanceId=46757 | 1 | Chemicals | 2adc44b1-3deb-3507-87d6-6c8f21b187b2 | 4061cba4-cb52-3ef2-85a6-55942ed24d37 | 20aadc24-a391-41cf-b340-3e4529f44bde | 93a60a56-a3c8-11da-a746-0800200b9a66
Chloroprene | 126-99-8 | 126998 | 126998 | C4H5Cl |  | Mass | kg | emission | air | https://ofmpub.epa.gov/sor_internet/registry/substreg/searchandretrieve/substancesearch/search.do?details=displayDetails&selectedSubstanceId=46756 | 1 | Chemicals | 4caa7e2b-645d-324b-aa4b-74c20967bec0 | 4061cba4-cb52-3ef2-85a6-55942ed24d37 | 20aadc24-a391-41cf-b340-3e4529f44bde | 93a60a56-a3c8-11da-a746-0800200b9a66
1-Chloro-2-propanol | 127-00-4 | 127004 | 127004 | C3H7ClO |  | Mass | kg | emission | air | https://ofmpub.epa.gov/sor_internet/registry/substreg/searchandretrieve/substancesearch/search.do?details=displayDetails&selectedSubstanceId=46755 | 1 | Chemicals | 012d05fb-4d93-38fd-ae37-84a9a524e2fa | 4061cba4-cb52-3ef2-85a6-55942ed24d37 | 20aadc24-a391-41cf-b340-3e4529f44bde | 93a60a56-a3c8-11da-a746-0800200b9a66
Acetone oxime | 127-06-0 | 127060 | 127060 | C3H7NO |  | Mass | kg | emission | air | https://ofmpub.epa.gov/sor_internet/registry/substreg/searchandretrieve/substancesearch/search.do?details=displayDetails&selectedSubstanceId=46754 | 1 | Chemicals | 1c946b1f-dbc7-3236-9c09-a4d52fee6a6b | 4061cba4-cb52-3ef2-85a6-55942ed24d37 | 20aadc24-a391-41cf-b340-3e4529f44bde | 93a60a56-a3c8-11da-a746-0800200b9a66
Hydroxyurea | 127-07-1 | 127071 | 127071 | CH4N2O2 |  | Mass | kg | emission | air | https://ofmpub.epa.gov/sor_internet/registry/substreg/searchandretrieve/substancesearch/search.do?details=displayDetails&selectedSubstanceId=82232 | 1 | Chemicals | d26bc3d1-6ac7-391f-928d-7bfc9454bcb8 | 4061cba4-cb52-3ef2-85a6-55942ed24d37 | 20aadc24-a391-41cf-b340-3e4529f44bde | 93a60a56-a3c8-11da-a746-0800200b9a66
Sodium acetate | 127-09-3 | 127093 | 127093 | C2H3NaO2 |  | Mass | kg | emission | air | https://ofmpub.epa.gov/sor_internet/registry/substreg/searchandretrieve/substancesearch/search.do?details=displayDetails&selectedSubstanceId=46752 | 1 | Chemicals | 94d24214-f40b-3e27-9e7d-ae7c4652d5d9 | 4061cba4-cb52-3ef2-85a6-55942ed24d37 | 20aadc24-a391-41cf-b340-3e4529f44bde | 93a60a56-a3c8-11da-a746-0800200b9a66
Tetrachloroethylene | 127-18-4 | 127184 | 127184 | C2Cl4 |  | Mass | kg | emission | air | https://ofmpub.epa.gov/sor_internet/registry/substreg/searchandretrieve/substancesearch/search.do?details=displayDetails&selectedSubstanceId=46750 | 1 | Chemicals | 4b0e96d7-fc13-3946-bff4-85202fc82183 | 4061cba4-cb52-3ef2-85a6-55942ed24d37 | 20aadc24-a391-41cf-b340-3e4529f44bde | 93a60a56-a3c8-11da-a746-0800200b9a66
Dimethylacetamide | 127-19-5 | 127195 | 127195 | C4H9NO |  | Mass | kg | emission | air | https://ofmpub.epa.gov/sor_internet/registry/substreg/searchandretrieve/substancesearch/search.do?details=displayDetails&selectedSubstanceId=46749 | 1 | Chemicals | c9b4f118-e3b8-3d86-a014-1e3eced62919 | 4061cba4-cb52-3ef2-85a6-55942ed24d37 | 20aadc24-a391-41cf-b340-3e4529f44bde | 93a60a56-a3c8-11da-a746-0800200b9a66
Dalapon-sodium | 127-20-8 | 127208 | 127208 | C3H3Cl2NaO2 |  | Mass | kg | emission | air | https://ofmpub.epa.gov/sor_internet/registry/substreg/searchandretrieve/substancesearch/search.do?details=displayDetails&selectedSubstanceId=46748 | 1 | Chemicals | 061d2ce3-a39a-3cde-a77b-bed85fd283a9 | 4061cba4-cb52-3ef2-85a6-55942ed24d37 | 20aadc24-a391-41cf-b340-3e4529f44bde | 93a60a56-a3c8-11da-a746-0800200b9a66
Pimaric acid | 127-27-5 | 127275 | 127275 | C20H30O2 |  | Mass | kg | emission | air | https://ofmpub.epa.gov/sor_internet/registry/substreg/searchandretrieve/substancesearch/search.do?details=displayDetails&selectedSubstanceId=82230 | 1 | Chemicals | fe871459-b137-34e3-bce0-8fb9495987f6 | 4061cba4-cb52-3ef2-85a6-55942ed24d37 | 20aadc24-a391-41cf-b340-3e4529f44bde | 93a60a56-a3c8-11da-a746-0800200b9a66
Prohexadione calcium | 127277-53-6 | 127277536 | 127277536 | C10H10CaO5 |  | Mass | kg | emission | air | https://ofmpub.epa.gov/sor_internet/registry/substreg/searchandretrieve/substancesearch/search.do?details=displayDetails&selectedSubstanceId=80774 | 1 | Chemicals | 98a3790f-55f8-3044-a5d3-0908f4bcde3e | 4061cba4-cb52-3ef2-85a6-55942ed24d37 | 20aadc24-a391-41cf-b340-3e4529f44bde | 93a60a56-a3c8-11da-a746-0800200b9a66
Retinol acetate | 127-47-9 | 127479 | 127479 | C22H32O2 |  | Mass | kg | emission | air | https://ofmpub.epa.gov/sor_internet/registry/substreg/searchandretrieve/substancesearch/search.do?details=displayDetails&selectedSubstanceId=46740 | 1 | Chemicals | 384e99f9-20a8-3378-9f14-c085609c44f0 | 4061cba4-cb52-3ef2-85a6-55942ed24d37 | 20aadc24-a391-41cf-b340-3e4529f44bde | 93a60a56-a3c8-11da-a746-0800200b9a66
Chloramine B | 127-52-6 | 127526 | 127526 | C6H5ClNNaO2S |  | Mass | kg | emission | air | https://ofmpub.epa.gov/sor_internet/registry/substreg/searchandretrieve/substancesearch/search.do?details=displayDetails&selectedSubstanceId=46739 | 1 | Chemicals | b4df2a67-b3b9-38e4-8239-7b331901805c | 4061cba4-cb52-3ef2-85a6-55942ed24d37 | 20aadc24-a391-41cf-b340-3e4529f44bde | 93a60a56-a3c8-11da-a746-0800200b9a66
Chloramine T | 127-65-1 | 127651 | 127651 | C7H7ClNNaO2S |  | Mass | kg | emission | air | https://ofmpub.epa.gov/sor_internet/registry/substreg/searchandretrieve/substancesearch/search.do?details=displayDetails&selectedSubstanceId=46736 | 1 | Chemicals | 496fed62-7a09-38f3-98ef-9c5bd4cbe154 | 4061cba4-cb52-3ef2-85a6-55942ed24d37 | 20aadc24-a391-41cf-b340-3e4529f44bde | 93a60a56-a3c8-11da-a746-0800200b9a66
2-Phenyl-3-butyn-2-ol | 127-66-2 | 127662 | 127662 | C10H10O |  | Mass | kg | emission | air | https://ofmpub.epa.gov/sor_internet/registry/substreg/searchandretrieve/substancesearch/search.do?details=displayDetails&selectedSubstanceId=46735 | 1 | Chemicals | 2364a28b-adbc-3772-b666-0946674dccf0 | 4061cba4-cb52-3ef2-85a6-55942ed24d37 | 20aadc24-a391-41cf-b340-3e4529f44bde | 93a60a56-a3c8-11da-a746-0800200b9a66
Sodium 3-Nitrobenzenesulfonate | 127-68-4 | 127684 | 127684 | C6H4NNaO5S |  | Mass | kg | emission | air | https://ofmpub.epa.gov/sor_internet/registry/substreg/searchandretrieve/substancesearch/search.do?details=displayDetails&selectedSubstanceId=94452 | 1 | Chemicals | 2aa7132c-462d-30c8-9bfa-8a2cc55278d5 | 4061cba4-cb52-3ef2-85a6-55942ed24d37 | 20aadc24-a391-41cf-b340-3e4529f44bde | 93a60a56-a3c8-11da-a746-0800200b9a66
Ancymidol | 12771-68-5 | 12771685 | 12771685 | C15H16N2O2 |  | Mass | kg | emission | air | https://ofmpub.epa.gov/sor_internet/registry/substreg/searchandretrieve/substancesearch/search.do?details=displayDetails&selectedSubstanceId=61952 | 1 | Chemicals | 82f004a2-42a6-3605-89a4-4291c2dec20e | 4061cba4-cb52-3ef2-85a6-55942ed24d37 | 20aadc24-a391-41cf-b340-3e4529f44bde | 93a60a56-a3c8-11da-a746-0800200b9a66
.beta.-Pinene | 127-91-3 | 127913 | 127913 | C10H16 |  | Mass | kg | emission | air | https://ofmpub.epa.gov/sor_internet/registry/substreg/searchandretrieve/substancesearch/search.do?details=displayDetails&selectedSubstanceId=46731 | 1 | Chemicals | 09f95b67-29df-3d13-b852-0a67c003070a | 4061cba4-cb52-3ef2-85a6-55942ed24d37 | 20aadc24-a391-41cf-b340-3e4529f44bde | 93a60a56-a3c8-11da-a746-0800200b9a66
Potassium dimethyldithiocarbamate | 128-03-0 | 128030 | 128030 | C3H6KNS2 |  | Mass | kg | emission | air | https://ofmpub.epa.gov/sor_internet/registry/substreg/searchandretrieve/substancesearch/search.do?details=displayDetails&selectedSubstanceId=94449 | 1 | Chemicals | 0aa90e88-6804-3efc-8641-b94c2e2b18eb | 4061cba4-cb52-3ef2-85a6-55942ed24d37 | 20aadc24-a391-41cf-b340-3e4529f44bde | 93a60a56-a3c8-11da-a746-0800200b9a66
Sodium dimethyldithiocarbamate | 128-04-1 | 128041 | 128041 | C3H6NNaS2 |  | Mass | kg | emission | air | https://ofmpub.epa.gov/sor_internet/registry/substreg/searchandretrieve/substancesearch/search.do?details=displayDetails&selectedSubstanceId=46728 | 1 | Chemicals | fff4a514-6f91-3d09-97c4-cf99cc8475aa | 4061cba4-cb52-3ef2-85a6-55942ed24d37 | 20aadc24-a391-41cf-b340-3e4529f44bde | 93a60a56-a3c8-11da-a746-0800200b9a66
2,6-Di-tert-butyl-p-cresol | 128-37-0 | 128370 | 128370 | C15H24O |  | Mass | kg | emission | air | https://ofmpub.epa.gov/sor_internet/registry/substreg/searchandretrieve/substancesearch/search.do?details=displayDetails&selectedSubstanceId=46726 | 1 | Chemicals | 40b1ed67-ac75-3ca3-a5cc-4ca0257dd8b4 | 4061cba4-cb52-3ef2-85a6-55942ed24d37 | 20aadc24-a391-41cf-b340-3e4529f44bde | 93a60a56-a3c8-11da-a746-0800200b9a66
Saccharin sodium | 128-44-9 | 128449 | 128449 | C7H4NNaO3S |  | Mass | kg | emission | air | https://ofmpub.epa.gov/sor_internet/registry/substreg/searchandretrieve/substancesearch/search.do?details=displayDetails&selectedSubstanceId=94446 | 1 | Chemicals | 1ff8a670-7dde-39f1-8df4-83590a4154aa | 4061cba4-cb52-3ef2-85a6-55942ed24d37 | 20aadc24-a391-41cf-b340-3e4529f44bde | 93a60a56-a3c8-11da-a746-0800200b9a66
Carfentrazone-ethyl | 128639-02-1 | 128639021 | 128639021 | C15H14Cl2F3N3O3 |  | Mass | kg | emission | air | https://ofmpub.epa.gov/sor_internet/registry/substreg/searchandretrieve/substancesearch/search.do?details=displayDetails&selectedSubstanceId=80773 | 1 | Chemicals | 511fb7d5-8a65-3d43-b563-8d3fb787e07b | 4061cba4-cb52-3ef2-85a6-55942ed24d37 | 20aadc24-a391-41cf-b340-3e4529f44bde | 93a60a56-a3c8-11da-a746-0800200b9a66
C.I. Vat Yellow 4 | 128-66-5 | 128665 | 128665 | C24H12O2 |  | Mass | kg | emission | air | https://ofmpub.epa.gov/sor_internet/registry/substreg/searchandretrieve/substancesearch/search.do?details=displayDetails&selectedSubstanceId=46718 | 1 | Chemicals | 95768c06-113a-34ce-9521-ca1f0ec9df5e | 4061cba4-cb52-3ef2-85a6-55942ed24d37 | 20aadc24-a391-41cf-b340-3e4529f44bde | 93a60a56-a3c8-11da-a746-0800200b9a66
Pyrene | 129-00-0 | 129000 | 129000 | C16H10 |  | Mass | kg | emission | air | https://ofmpub.epa.gov/sor_internet/registry/substreg/searchandretrieve/substancesearch/search.do?details=displayDetails&selectedSubstanceId=46705 | 1 | Chemicals | f7026094-c300-317d-9d65-1cbfbe2c1169 | 4061cba4-cb52-3ef2-85a6-55942ed24d37 | 20aadc24-a391-41cf-b340-3e4529f44bde | 93a60a56-a3c8-11da-a746-0800200b9a66
2-Methyl-1-nitroanthraquinone | 129-15-7 | 129157 | 129157 | C15H9NO4 |  | Mass | kg | emission | air | https://ofmpub.epa.gov/sor_internet/registry/substreg/searchandretrieve/substancesearch/search.do?details=displayDetails&selectedSubstanceId=78048 | 1 | Chemicals | 41c8f927-819a-3f76-8510-a8d616dc63b7 | 4061cba4-cb52-3ef2-85a6-55942ed24d37 | 20aadc24-a391-41cf-b340-3e4529f44bde | 93a60a56-a3c8-11da-a746-0800200b9a66
9,10-Anthracenedione, 1-hydroxy- | 129-43-1 | 129431 | 129431 | C14H8O3 |  | Mass | kg | emission | air | https://ofmpub.epa.gov/sor_internet/registry/substreg/searchandretrieve/substancesearch/search.do?details=displayDetails&selectedSubstanceId=46694 | 1 | Chemicals | 875e1955-0050-3ee6-b88b-9234124add84 | 4061cba4-cb52-3ef2-85a6-55942ed24d37 | 20aadc24-a391-41cf-b340-3e4529f44bde | 93a60a56-a3c8-11da-a746-0800200b9a66
Pyraflufen-ethyl | 129630-19-9 | 129630199 | 129630199 | C15H13Cl2F3N2O4 |  | Mass | kg | emission | air | https://ofmpub.epa.gov/sor_internet/registry/substreg/searchandretrieve/substancesearch/search.do?details=displayDetails&selectedSubstanceId=76897 | 1 | Chemicals | 7ac3bbe5-f597-3ca7-9709-26b4e379d6ab | 4061cba4-cb52-3ef2-85a6-55942ed24d37 | 20aadc24-a391-41cf-b340-3e4529f44bde | 93a60a56-a3c8-11da-a746-0800200b9a66
N'-Nitro-N-nitroso-N-propylguanidine | 13010-07-6 | 13010076 | 13010076 | C4H9N5O3 |  | Mass | kg | emission | air | https://ofmpub.epa.gov/sor_internet/registry/substreg/searchandretrieve/substancesearch/search.do?details=displayDetails&selectedSubstanceId=97371 | 1 | Chemicals | a6ad0ea6-3105-3a69-9599-22fc84086430 | 4061cba4-cb52-3ef2-85a6-55942ed24d37 | 20aadc24-a391-41cf-b340-3e4529f44bde | 93a60a56-a3c8-11da-a746-0800200b9a66
1,4-Naphthoquinone | 130-15-4 | 130154 | 130154 | C10H6O2 |  | Mass | kg | emission | air | https://ofmpub.epa.gov/sor_internet/registry/substreg/searchandretrieve/substancesearch/search.do?details=displayDetails&selectedSubstanceId=46684 | 1 | Chemicals | d4d5cbbb-70f4-3378-b0fc-9a83ebd46f65 | 4061cba4-cb52-3ef2-85a6-55942ed24d37 | 20aadc24-a391-41cf-b340-3e4529f44bde | 93a60a56-a3c8-11da-a746-0800200b9a66
Sodium alizarinesulfonate | 130-22-3 | 130223 | 130223 | - |  | Mass | kg | emission | air | https://ofmpub.epa.gov/sor_internet/registry/substreg/searchandretrieve/substancesearch/search.do?details=displayDetails&selectedSubstanceId=98020 | 1 | Chemicals | e0876867-ed0c-3bac-b8c7-2e156c57bb19 | 4061cba4-cb52-3ef2-85a6-55942ed24d37 | 20aadc24-a391-41cf-b340-3e4529f44bde | 93a60a56-a3c8-11da-a746-0800200b9a66
Bentonite | 1302-78-9 | 1302789 | 1302789 | - |  | Mass | kg | emission | air | https://ofmpub.epa.gov/sor_internet/registry/substreg/searchandretrieve/substancesearch/search.do?details=displayDetails&selectedSubstanceId=16372 | 1 | Chemicals | 4072fc0d-29f6-3a63-8a6a-c72483ff7164 | 4061cba4-cb52-3ef2-85a6-55942ed24d37 | 20aadc24-a391-41cf-b340-3e4529f44bde | 93a60a56-a3c8-11da-a746-0800200b9a66
Cyanofenphos | 13067-93-1 | 13067931 | 13067931 | C15H14NO2PS |  | Mass | kg | emission | air | https://ofmpub.epa.gov/sor_internet/registry/substreg/searchandretrieve/substancesearch/search.do?details=displayDetails&selectedSubstanceId=98010 | 1 | Chemicals | 75cb06c0-f582-3e4e-821d-4d349e1339c9 | 4061cba4-cb52-3ef2-85a6-55942ed24d37 | 20aadc24-a391-41cf-b340-3e4529f44bde | 93a60a56-a3c8-11da-a746-0800200b9a66
Terbufos | 13071-79-9 | 13071799 | 13071799 | C9H21O2PS3 |  | Mass | kg | emission | air | https://ofmpub.epa.gov/sor_internet/registry/substreg/searchandretrieve/substancesearch/search.do?details=displayDetails&selectedSubstanceId=61528 | 1 | Chemicals | e305e8e5-b6ca-398b-97ae-bb42597b9a63 | 4061cba4-cb52-3ef2-85a6-55942ed24d37 | 20aadc24-a391-41cf-b340-3e4529f44bde | 93a60a56-a3c8-11da-a746-0800200b9a66
L-Ethionine | 13073-35-3 | 13073353 | 13073353 | C6H13NO2S |  | Mass | kg | emission | air | https://ofmpub.epa.gov/sor_internet/registry/substreg/searchandretrieve/substancesearch/search.do?details=displayDetails&selectedSubstanceId=61527 | 1 | Chemicals | a297c47b-2292-3d47-8854-867f11a9aba3 | 4061cba4-cb52-3ef2-85a6-55942ed24d37 | 20aadc24-a391-41cf-b340-3e4529f44bde | 93a60a56-a3c8-11da-a746-0800200b9a66
9,10-Anthracenedione, 2-chloro- | 131-09-9 | 131099 | 131099 | C14H7ClO2 |  | Mass | kg | emission | air | https://ofmpub.epa.gov/sor_internet/registry/substreg/searchandretrieve/substancesearch/search.do?details=displayDetails&selectedSubstanceId=46675 | 1 | Chemicals | 8c61fe0f-fbe7-3573-b9fb-ee5f8b8fe210 | 4061cba4-cb52-3ef2-85a6-55942ed24d37 | 20aadc24-a391-41cf-b340-3e4529f44bde | 93a60a56-a3c8-11da-a746-0800200b9a66
Dimethyl phthalate | 131-11-3 | 131113 | 131113 | C10H10O4 |  | Mass | kg | emission | air | https://ofmpub.epa.gov/sor_internet/registry/substreg/searchandretrieve/substancesearch/search.do?details=displayDetails&selectedSubstanceId=97998 | 1 | Chemicals | 6798b063-8354-33a5-8647-52102657a43b | 4061cba4-cb52-3ef2-85a6-55942ed24d37 | 20aadc24-a391-41cf-b340-3e4529f44bde | 93a60a56-a3c8-11da-a746-0800200b9a66
Dipropyl phthalate | 131-16-8 | 131168 | 131168 | C14H18O4 |  | Mass | kg | emission | air | https://ofmpub.epa.gov/sor_internet/registry/substreg/searchandretrieve/substancesearch/search.do?details=displayDetails&selectedSubstanceId=46673 | 1 | Chemicals | 6d8c983d-6dd3-3108-ad8c-b5c4dcbe322e | 4061cba4-cb52-3ef2-85a6-55942ed24d37 | 20aadc24-a391-41cf-b340-3e4529f44bde | 93a60a56-a3c8-11da-a746-0800200b9a66
Diallyl phthalate | 131-17-9 | 131179 | 131179 | C14H14O4 |  | Mass | kg | emission | air | https://ofmpub.epa.gov/sor_internet/registry/substreg/searchandretrieve/substancesearch/search.do?details=displayDetails&selectedSubstanceId=46672 | 1 | Chemicals | 57b96620-dcad-3315-9667-51c0b2d2685e | 4061cba4-cb52-3ef2-85a6-55942ed24d37 | 20aadc24-a391-41cf-b340-3e4529f44bde | 93a60a56-a3c8-11da-a746-0800200b9a66
Cyhexatin | 13121-70-5 | 13121705 | 13121705 | C18H34OSn |  | Mass | kg | emission | air | https://ofmpub.epa.gov/sor_internet/registry/substreg/searchandretrieve/substancesearch/search.do?details=displayDetails&selectedSubstanceId=83509 | 1 | Chemicals | 5ae2765f-0d6c-3331-be93-dbdf861e5d0e | 4061cba4-cb52-3ef2-85a6-55942ed24d37 | 20aadc24-a391-41cf-b340-3e4529f44bde | 93a60a56-a3c8-11da-a746-0800200b9a66
Molybdenum trioxide | 1313-27-5 | 1313275 | 1313275 | MoO3 |  | Mass | kg | emission | air | https://ofmpub.epa.gov/sor_internet/registry/substreg/searchandretrieve/substancesearch/search.do?details=displayDetails&selectedSubstanceId=42882 | 1 | Chemicals | 01c7b62a-0726-3fd8-b3c1-6bbdb6c21451 | 4061cba4-cb52-3ef2-85a6-55942ed24d37 | 20aadc24-a391-41cf-b340-3e4529f44bde | 93a60a56-a3c8-11da-a746-0800200b9a66
Fludioxonil | 131341-86-1 | 131341861 | 131341861 | C12H6F2N2O2 |  | Mass | kg | emission | air | https://ofmpub.epa.gov/sor_internet/registry/substreg/searchandretrieve/substancesearch/search.do?details=displayDetails&selectedSubstanceId=84466 | 1 | Chemicals | a4b9d2af-5914-33aa-988e-f136911ca9b5 | 4061cba4-cb52-3ef2-85a6-55942ed24d37 | 20aadc24-a391-41cf-b340-3e4529f44bde | 93a60a56-a3c8-11da-a746-0800200b9a66
Zinc phosphide | 1314-84-7 | 1314847 | 1314847 | P2Zn3 |  | Mass | kg | emission | air | https://ofmpub.epa.gov/sor_internet/registry/substreg/searchandretrieve/substancesearch/search.do?details=displayDetails&selectedSubstanceId=42847 | 1 | Chemicals | 15534ded-d056-31ae-9916-8ef5ecfc8202 | 4061cba4-cb52-3ef2-85a6-55942ed24d37 | 20aadc24-a391-41cf-b340-3e4529f44bde | 93a60a56-a3c8-11da-a746-0800200b9a66
Sodium lauryl(triethylene glycol) sulfate | 13150-00-0 | 13150000 | 13150000 | C18H37NaO7S |  | Mass | kg | emission | air | https://ofmpub.epa.gov/sor_internet/registry/substreg/searchandretrieve/substancesearch/search.do?details=displayDetails&selectedSubstanceId=61488 | 1 | Chemicals | 89ed7fb6-9db2-3002-9059-288391f42d2e | 4061cba4-cb52-3ef2-85a6-55942ed24d37 | 20aadc24-a391-41cf-b340-3e4529f44bde | 93a60a56-a3c8-11da-a746-0800200b9a66
Sodium pentachlorophenate | 131-52-2 | 131522 | 131522 | C6Cl5NaO |  | Mass | kg | emission | air | https://ofmpub.epa.gov/sor_internet/registry/substreg/searchandretrieve/substancesearch/search.do?details=displayDetails&selectedSubstanceId=46669 | 1 | Chemicals | 9951c98f-1c9e-3974-a898-0c13f715d3f1 | 4061cba4-cb52-3ef2-85a6-55942ed24d37 | 20aadc24-a391-41cf-b340-3e4529f44bde | 93a60a56-a3c8-11da-a746-0800200b9a66
Phosphamidon | 13171-21-6 | 13171216 | 13171216 | C10H19ClNO5P |  | Mass | kg | emission | air | https://ofmpub.epa.gov/sor_internet/registry/substreg/searchandretrieve/substancesearch/search.do?details=displayDetails&selectedSubstanceId=61306 | 1 | Chemicals | 1c2d1334-19cf-3d2f-965f-21b423eb909a | 4061cba4-cb52-3ef2-85a6-55942ed24d37 | 20aadc24-a391-41cf-b340-3e4529f44bde | 93a60a56-a3c8-11da-a746-0800200b9a66
Cupric oxide | 1317-38-0 | 1317380 | 1317380 | CuO |  | Mass | kg | emission | air | https://ofmpub.epa.gov/sor_internet/registry/substreg/searchandretrieve/substancesearch/search.do?details=displayDetails&selectedSubstanceId=43248 | 1 | Chemicals | 2201bb4b-c14d-336c-bb04-da12e57fa7ae | 4061cba4-cb52-3ef2-85a6-55942ed24d37 | 20aadc24-a391-41cf-b340-3e4529f44bde | 93a60a56-a3c8-11da-a746-0800200b9a66
C.I. Solvent Yellow 6 | 131-79-3 | 131793 | 131793 | C17H15N3 |  | Mass | kg | emission | air | https://ofmpub.epa.gov/sor_internet/registry/substreg/searchandretrieve/substancesearch/search.do?details=displayDetails&selectedSubstanceId=97353 | 1 | Chemicals | 1cd43a20-7384-349e-a3a8-fdc246f210cf | 4061cba4-cb52-3ef2-85a6-55942ed24d37 | 20aadc24-a391-41cf-b340-3e4529f44bde | 93a60a56-a3c8-11da-a746-0800200b9a66
Famoxadone | 131807-57-3 | 131807573 | 131807573 | C22H18N2O4 |  | Mass | kg | emission | air | https://ofmpub.epa.gov/sor_internet/registry/substreg/searchandretrieve/substancesearch/search.do?details=displayDetails&selectedSubstanceId=76892 | 1 | Chemicals | 14d9598b-8bfc-3e2f-a7e9-7a8521aea444 | 4061cba4-cb52-3ef2-85a6-55942ed24d37 | 20aadc24-a391-41cf-b340-3e4529f44bde | 93a60a56-a3c8-11da-a746-0800200b9a66
Bromofenoxim | 13181-17-4 | 13181174 | 13181174 | C13H7Br2N3O6 |  | Mass | kg | emission | air | https://ofmpub.epa.gov/sor_internet/registry/substreg/searchandretrieve/substancesearch/search.do?details=displayDetails&selectedSubstanceId=83395 | 1 | Chemicals | b3bb05d6-361b-3fa3-a532-f607ffa8f0a2 | 4061cba4-cb52-3ef2-85a6-55942ed24d37 | 20aadc24-a391-41cf-b340-3e4529f44bde | 93a60a56-a3c8-11da-a746-0800200b9a66
Azoxystrobin | 131860-33-8 | 131860338 | 131860338 | C22H17N3O5 |  | Mass | kg | emission | air | https://ofmpub.epa.gov/sor_internet/registry/substreg/searchandretrieve/substancesearch/search.do?details=displayDetails&selectedSubstanceId=84382 | 1 | Chemicals | d66c8c93-b51f-363b-b327-d70e0afa0630 | 4061cba4-cb52-3ef2-85a6-55942ed24d37 | 20aadc24-a391-41cf-b340-3e4529f44bde | 93a60a56-a3c8-11da-a746-0800200b9a66
Dinex | 131-89-5 | 131895 | 131895 | C12H14N2O5 |  | Mass | kg | emission | air | https://ofmpub.epa.gov/sor_internet/registry/substreg/searchandretrieve/substancesearch/search.do?details=displayDetails&selectedSubstanceId=97976 | 1 | Chemicals | 037f0000-0331-370b-a8f1-a5e15df2285c | 4061cba4-cb52-3ef2-85a6-55942ed24d37 | 20aadc24-a391-41cf-b340-3e4529f44bde | 93a60a56-a3c8-11da-a746-0800200b9a66
2-Naphthalenol, 1-nitroso- | 131-91-9 | 131919 | 131919 | C10H7NO2 |  | Mass | kg | emission | air | https://ofmpub.epa.gov/sor_internet/registry/substreg/searchandretrieve/substancesearch/search.do?details=displayDetails&selectedSubstanceId=46661 | 1 | Chemicals | 4ac09648-2b30-324e-91fa-7dba3c4be0b1 | 4061cba4-cb52-3ef2-85a6-55942ed24d37 | 20aadc24-a391-41cf-b340-3e4529f44bde | 93a60a56-a3c8-11da-a746-0800200b9a66
Ethoprop | 13194-48-4 | 13194484 | 13194484 | C8H19O2PS2 |  | Mass | kg | emission | air | https://ofmpub.epa.gov/sor_internet/registry/substreg/searchandretrieve/substancesearch/search.do?details=displayDetails&selectedSubstanceId=97974 | 1 | Chemicals | 2c5b994f-66d5-3f8a-8acd-f351c0aa858f | 4061cba4-cb52-3ef2-85a6-55942ed24d37 | 20aadc24-a391-41cf-b340-3e4529f44bde | 93a60a56-a3c8-11da-a746-0800200b9a66
Cresol | 1319-77-3 | 1319773 | 1319773 | C7H8O |  | Mass | kg | emission | air | https://ofmpub.epa.gov/sor_internet/registry/substreg/searchandretrieve/substancesearch/search.do?details=displayDetails&selectedSubstanceId=43230 | 1 | Chemicals | b78c246f-44cb-3a54-b441-f7381a69b6f8 | 4061cba4-cb52-3ef2-85a6-55942ed24d37 | 20aadc24-a391-41cf-b340-3e4529f44bde | 93a60a56-a3c8-11da-a746-0800200b9a66
C.I. Acid Orange 24, monosodium salt | 1320-07-6 | 1320076 | 1320076 | C20H17N4NaO5S |  | Mass | kg | emission | air | https://ofmpub.epa.gov/sor_internet/registry/substreg/searchandretrieve/substancesearch/search.do?details=displayDetails&selectedSubstanceId=43226 | 1 | Chemicals | aa08366c-cfd0-3521-9875-8da3fe2b9c58 | 4061cba4-cb52-3ef2-85a6-55942ed24d37 | 20aadc24-a391-41cf-b340-3e4529f44bde | 93a60a56-a3c8-11da-a746-0800200b9a66
2,4-D 2-butoxymethylethyl ester | 1320-18-9 | 1320189 | 1320189 | - |  | Mass | kg | emission | air | https://ofmpub.epa.gov/sor_internet/registry/substreg/searchandretrieve/substancesearch/search.do?details=displayDetails&selectedSubstanceId=43223 | 1 | Chemicals | 1777a401-3866-3a27-8af1-8c69b585d291 | 4061cba4-cb52-3ef2-85a6-55942ed24d37 | 20aadc24-a391-41cf-b340-3e4529f44bde | 93a60a56-a3c8-11da-a746-0800200b9a66
Methylnaphthalene | 1321-94-4 | 1321944 | 1321944 | C11H10 |  | Mass | kg | emission | air | https://ofmpub.epa.gov/sor_internet/registry/substreg/searchandretrieve/substancesearch/search.do?details=displayDetails&selectedSubstanceId=43208 | 1 | Chemicals | 998a93e7-52a3-3558-87c9-184d9e9a4346 | 4061cba4-cb52-3ef2-85a6-55942ed24d37 | 20aadc24-a391-41cf-b340-3e4529f44bde | 93a60a56-a3c8-11da-a746-0800200b9a66
Sodium o-phenylphenoxide | 132-27-4 | 132274 | 132274 | C12H9NaO |  | Mass | kg | emission | air | https://ofmpub.epa.gov/sor_internet/registry/substreg/searchandretrieve/substancesearch/search.do?details=displayDetails&selectedSubstanceId=46656 | 1 | Chemicals | aa2320f3-fb42-3c41-bbd2-f601460bf047 | 4061cba4-cb52-3ef2-85a6-55942ed24d37 | 20aadc24-a391-41cf-b340-3e4529f44bde | 93a60a56-a3c8-11da-a746-0800200b9a66
N,N,-Diamylnitrosamine | 13256-06-9 | 13256069 | 13256069 | C10H22N2O |  | Mass | kg | emission | air | https://ofmpub.epa.gov/sor_internet/registry/substreg/searchandretrieve/substancesearch/search.do?details=displayDetails&selectedSubstanceId=77833 | 1 | Chemicals | 4ff4966a-1218-33b2-a7b5-b3ce83ef15b1 | 4061cba4-cb52-3ef2-85a6-55942ed24d37 | 20aadc24-a391-41cf-b340-3e4529f44bde | 93a60a56-a3c8-11da-a746-0800200b9a66
Dibenzofuran | 132-64-9 | 132649 | 132649 | C12H8O |  | Mass | kg | emission | air | https://ofmpub.epa.gov/sor_internet/registry/substreg/searchandretrieve/substancesearch/search.do?details=displayDetails&selectedSubstanceId=46646 | 1 | Chemicals | 5c949664-229d-335b-bea7-38830d24188c | 4061cba4-cb52-3ef2-85a6-55942ed24d37 | 20aadc24-a391-41cf-b340-3e4529f44bde | 93a60a56-a3c8-11da-a746-0800200b9a66
Dibenzothiophene | 132-65-0 | 132650 | 132650 | C12H8S |  | Mass | kg | emission | air | https://ofmpub.epa.gov/sor_internet/registry/substreg/searchandretrieve/substancesearch/search.do?details=displayDetails&selectedSubstanceId=46645 | 1 | Chemicals | a457f56d-7d64-306b-83d0-b7a340bf6727 | 4061cba4-cb52-3ef2-85a6-55942ed24d37 | 20aadc24-a391-41cf-b340-3e4529f44bde | 93a60a56-a3c8-11da-a746-0800200b9a66
Rifampin | 13292-46-1 | 13292461 | 13292461 | C43H58N4O12 |  | Mass | kg | emission | air | https://ofmpub.epa.gov/sor_internet/registry/substreg/searchandretrieve/substancesearch/search.do?details=displayDetails&selectedSubstanceId=78316 | 1 | Chemicals | afb88fff-a2b0-345e-a651-91a3efe84c02 | 4061cba4-cb52-3ef2-85a6-55942ed24d37 | 20aadc24-a391-41cf-b340-3e4529f44bde | 93a60a56-a3c8-11da-a746-0800200b9a66
Xylene | 1330-20-7 | 1330207 | 1330207 | C8H10 |  | Mass | kg | emission | air | https://ofmpub.epa.gov/sor_internet/registry/substreg/searchandretrieve/substancesearch/search.do?details=displayDetails&selectedSubstanceId=43047 | 1 | Chemicals | d6b4b42a-0db8-36a5-a809-6fec9563fbc9 | 4061cba4-cb52-3ef2-85a6-55942ed24d37 | 20aadc24-a391-41cf-b340-3e4529f44bde | 93a60a56-a3c8-11da-a746-0800200b9a66
Captan | 133-06-2 | 133062 | 133062 | C9H8Cl3NO2S |  | Mass | kg | emission | air | https://ofmpub.epa.gov/sor_internet/registry/substreg/searchandretrieve/substancesearch/search.do?details=displayDetails&selectedSubstanceId=46639 | 1 | Chemicals | d83acf99-749d-32bd-a78f-7cf6374a4b21 | 4061cba4-cb52-3ef2-85a6-55942ed24d37 | 20aadc24-a391-41cf-b340-3e4529f44bde | 93a60a56-a3c8-11da-a746-0800200b9a66
Folpet | 133-07-3 | 133073 | 133073 | C9H4Cl3NO2S |  | Mass | kg | emission | air | https://ofmpub.epa.gov/sor_internet/registry/substreg/searchandretrieve/substancesearch/search.do?details=displayDetails&selectedSubstanceId=97937 | 1 | Chemicals | b7266373-42ea-3b89-9023-3ad681d8641a | 4061cba4-cb52-3ef2-85a6-55942ed24d37 | 20aadc24-a391-41cf-b340-3e4529f44bde | 93a60a56-a3c8-11da-a746-0800200b9a66
Tricresyl phosphate | 1330-78-5 | 1330785 | 1330785 | - |  | Mass | kg | emission | air | https://ofmpub.epa.gov/sor_internet/registry/substreg/searchandretrieve/substancesearch/search.do?details=displayDetails&selectedSubstanceId=43038 | 1 | Chemicals | d6fc31ad-7af5-3990-8b71-a172927c2767 | 4061cba4-cb52-3ef2-85a6-55942ed24d37 | 20aadc24-a391-41cf-b340-3e4529f44bde | 93a60a56-a3c8-11da-a746-0800200b9a66
Flutamide | 13311-84-7 | 13311847 | 13311847 | C11H11F3N2O3 |  | Mass | kg | emission | air | https://ofmpub.epa.gov/sor_internet/registry/substreg/searchandretrieve/substancesearch/search.do?details=displayDetails&selectedSubstanceId=78315 | 1 | Chemicals | d942d5b3-4d63-3fc2-b6e8-1cad8a0420f7 | 4061cba4-cb52-3ef2-85a6-55942ed24d37 | 20aadc24-a391-41cf-b340-3e4529f44bde | 93a60a56-a3c8-11da-a746-0800200b9a66
Phenyl 4-aminosalicylate | 133-11-9 | 133119 | 133119 | C13H11NO3 |  | Mass | kg | emission | air | https://ofmpub.epa.gov/sor_internet/registry/substreg/searchandretrieve/substancesearch/search.do?details=displayDetails&selectedSubstanceId=97142 | 1 | Chemicals | 26f0c5b2-468c-3fee-8ec7-4139cfa3b85a | 4061cba4-cb52-3ef2-85a6-55942ed24d37 | 20aadc24-a391-41cf-b340-3e4529f44bde | 93a60a56-a3c8-11da-a746-0800200b9a66
Basic copper chloride | 1332-40-7 | 1332407 | 1332407 | Cl2Cu4H6O6 |  | Mass | kg | emission | air | https://ofmpub.epa.gov/sor_internet/registry/substreg/searchandretrieve/substancesearch/search.do?details=displayDetails&selectedSubstanceId=43018 | 1 | Chemicals | 6442712d-af7c-356e-9882-4359d848dd47 | 4061cba4-cb52-3ef2-85a6-55942ed24d37 | 20aadc24-a391-41cf-b340-3e4529f44bde | 93a60a56-a3c8-11da-a746-0800200b9a66
Kaolin | 1332-58-7 | 1332587 | 1332587 | - |  | Mass | kg | emission | air | https://ofmpub.epa.gov/sor_internet/registry/substreg/searchandretrieve/substancesearch/search.do?details=displayDetails&selectedSubstanceId=16368 | 1 | Chemicals | 42a6ff2f-a002-3aad-8384-0a62ac6e9d2f | 4061cba4-cb52-3ef2-85a6-55942ed24d37 | 20aadc24-a391-41cf-b340-3e4529f44bde | 93a60a56-a3c8-11da-a746-0800200b9a66
Indole-3-butyric acid | 133-32-4 | 133324 | 133324 | C12H13NO2 |  | Mass | kg | emission | air | https://ofmpub.epa.gov/sor_internet/registry/substreg/searchandretrieve/substancesearch/search.do?details=displayDetails&selectedSubstanceId=46634 | 1 | Chemicals | 73fbda40-3c82-36c7-a63f-fece635ecbfc | 4061cba4-cb52-3ef2-85a6-55942ed24d37 | 20aadc24-a391-41cf-b340-3e4529f44bde | 93a60a56-a3c8-11da-a746-0800200b9a66
Fenbutatin oxide | 13356-08-6 | 13356086 | 13356086 | C60H78OSn2 |  | Mass | kg | emission | air | https://ofmpub.epa.gov/sor_internet/registry/substreg/searchandretrieve/substancesearch/search.do?details=displayDetails&selectedSubstanceId=97918 | 1 | Chemicals | edf696b5-5720-3762-9ada-b064a9fb3012 | 4061cba4-cb52-3ef2-85a6-55942ed24d37 | 20aadc24-a391-41cf-b340-3e4529f44bde | 93a60a56-a3c8-11da-a746-0800200b9a66
Chlorbromuron | 13360-45-7 | 13360457 | 13360457 | C9H10BrClN2O2 |  | Mass | kg | emission | air | https://ofmpub.epa.gov/sor_internet/registry/substreg/searchandretrieve/substancesearch/search.do?details=displayDetails&selectedSubstanceId=77374 | 1 | Chemicals | f404aa08-c8b3-3b85-8c5a-bc77dff25154 | 4061cba4-cb52-3ef2-85a6-55942ed24d37 | 20aadc24-a391-41cf-b340-3e4529f44bde | 93a60a56-a3c8-11da-a746-0800200b9a66
Chloramben | 133-90-4 | 133904 | 133904 | C7H5Cl2NO2 |  | Mass | kg | emission | air | https://ofmpub.epa.gov/sor_internet/registry/substreg/searchandretrieve/substancesearch/search.do?details=displayDetails&selectedSubstanceId=46629 | 1 | Chemicals | 73c16fce-1a57-33ec-a223-c96e847183f7 | 4061cba4-cb52-3ef2-85a6-55942ed24d37 | 20aadc24-a391-41cf-b340-3e4529f44bde | 93a60a56-a3c8-11da-a746-0800200b9a66
Fenpyroximate | 134098-61-6 | 134098616 | 134098616 | C24H27N3O4 |  | Mass | kg | emission | air | https://ofmpub.epa.gov/sor_internet/registry/substreg/searchandretrieve/substancesearch/search.do?details=displayDetails&selectedSubstanceId=76889 | 1 | Chemicals | 0bd36840-4cc7-3e44-a2e6-a80a6cf967a7 | 4061cba4-cb52-3ef2-85a6-55942ed24d37 | 20aadc24-a391-41cf-b340-3e4529f44bde | 93a60a56-a3c8-11da-a746-0800200b9a66
Nifurpirinol | 13411-16-0 | 13411160 | 13411160 | C12H10N2O4 |  | Mass | kg | emission | air | https://ofmpub.epa.gov/sor_internet/registry/substreg/searchandretrieve/substancesearch/search.do?details=displayDetails&selectedSubstanceId=97126 | 1 | Chemicals | 35356bb0-4497-39ad-8f87-19e2ca0ab8cb | 4061cba4-cb52-3ef2-85a6-55942ed24d37 | 20aadc24-a391-41cf-b340-3e4529f44bde | 93a60a56-a3c8-11da-a746-0800200b9a66
Methyl anthranilate | 134-20-3 | 134203 | 134203 | C8H9NO2 |  | Mass | kg | emission | air | https://ofmpub.epa.gov/sor_internet/registry/substreg/searchandretrieve/substancesearch/search.do?details=displayDetails&selectedSubstanceId=97896 | 1 | Chemicals | 2072b074-a641-3559-91a4-de19140f9234 | 4061cba4-cb52-3ef2-85a6-55942ed24d37 | 20aadc24-a391-41cf-b340-3e4529f44bde | 93a60a56-a3c8-11da-a746-0800200b9a66
o-Anisidine hydrochloride | 134-29-2 | 134292 | 134292 | C7H10ClNO |  | Mass | kg | emission | air | https://ofmpub.epa.gov/sor_internet/registry/substreg/searchandretrieve/substancesearch/search.do?details=displayDetails&selectedSubstanceId=97895 | 1 | Chemicals | 14a74116-314c-3b65-a9fe-a1d7c80aee02 | 4061cba4-cb52-3ef2-85a6-55942ed24d37 | 20aadc24-a391-41cf-b340-3e4529f44bde | 93a60a56-a3c8-11da-a746-0800200b9a66
1-Naphthalenamine | 134-32-7 | 134327 | 134327 | C10H9N |  | Mass | kg | emission | air | https://ofmpub.epa.gov/sor_internet/registry/substreg/searchandretrieve/substancesearch/search.do?details=displayDetails&selectedSubstanceId=46621 | 1 | Chemicals | b06720a8-768c-3801-82f1-96f6a7464a38 | 4061cba4-cb52-3ef2-85a6-55942ed24d37 | 20aadc24-a391-41cf-b340-3e4529f44bde | 93a60a56-a3c8-11da-a746-0800200b9a66
Alumina | 1344-28-1 | 1344281 | 1344281 | - |  | Mass | kg | emission | air | https://ofmpub.epa.gov/sor_internet/registry/substreg/searchandretrieve/substancesearch/search.do?details=displayDetails&selectedSubstanceId=42955 | 1 | Chemicals | 4060af79-65a4-3316-acdc-4c0696cb626b | 4061cba4-cb52-3ef2-85a6-55942ed24d37 | 20aadc24-a391-41cf-b340-3e4529f44bde | 93a60a56-a3c8-11da-a746-0800200b9a66
Calcium polysulfide | 1344-81-6 | 1344816 | 1344816 | - |  | Mass | kg | emission | air | https://ofmpub.epa.gov/sor_internet/registry/substreg/searchandretrieve/substancesearch/search.do?details=displayDetails&selectedSubstanceId=42943 | 1 | Chemicals | 83ef9b40-e021-342c-8466-488ed8affd8a | 4061cba4-cb52-3ef2-85a6-55942ed24d37 | 20aadc24-a391-41cf-b340-3e4529f44bde | 93a60a56-a3c8-11da-a746-0800200b9a66
Pyrazophos | 13457-18-6 | 13457186 | 13457186 | C14H20N3O5PS |  | Mass | kg | emission | air | https://ofmpub.epa.gov/sor_internet/registry/substreg/searchandretrieve/substancesearch/search.do?details=displayDetails&selectedSubstanceId=97883 | 1 | Chemicals | ff4954a9-621e-3d14-b4b6-49584424522c | 4061cba4-cb52-3ef2-85a6-55942ed24d37 | 20aadc24-a391-41cf-b340-3e4529f44bde | 93a60a56-a3c8-11da-a746-0800200b9a66
N,N-Diethyl-m-toluamide | 134-62-3 | 134623 | 134623 | C12H17NO |  | Mass | kg | emission | air | https://ofmpub.epa.gov/sor_internet/registry/substreg/searchandretrieve/substancesearch/search.do?details=displayDetails&selectedSubstanceId=46618 | 1 | Chemicals | 7418c9d8-70f5-3114-ae09-9e2251f9e030 | 4061cba4-cb52-3ef2-85a6-55942ed24d37 | 20aadc24-a391-41cf-b340-3e4529f44bde | 93a60a56-a3c8-11da-a746-0800200b9a66
Zinc pyrithione | 13463-41-7 | 13463417 | 13463417 | C10H8N2O2S2Zn |  | Mass | kg | emission | air | https://ofmpub.epa.gov/sor_internet/registry/substreg/searchandretrieve/substancesearch/search.do?details=displayDetails&selectedSubstanceId=60584 | 1 | Chemicals | d14cec5a-570e-384a-b804-b0098c865fe1 | 4061cba4-cb52-3ef2-85a6-55942ed24d37 | 20aadc24-a391-41cf-b340-3e4529f44bde | 93a60a56-a3c8-11da-a746-0800200b9a66
Dipotassium phosphite | 13492-26-7 | 13492267 | 13492267 | HK2O3P |  | Mass | kg | emission | air | https://ofmpub.epa.gov/sor_internet/registry/substreg/searchandretrieve/substancesearch/search.do?details=displayDetails&selectedSubstanceId=60329 | 1 | Chemicals | 7307a476-38ec-3ed3-97f2-9cfe17dfb298 | 4061cba4-cb52-3ef2-85a6-55942ed24d37 | 20aadc24-a391-41cf-b340-3e4529f44bde | 93a60a56-a3c8-11da-a746-0800200b9a66
o-Diethylbenzene | 135-01-3 | 135013 | 135013 | C10H14 |  | Mass | kg | emission | air | https://ofmpub.epa.gov/sor_internet/registry/substreg/searchandretrieve/substancesearch/search.do?details=displayDetails&selectedSubstanceId=46611 | 1 | Chemicals | a61c0ec6-4f67-3ae9-9827-997aba351cc9 | 4061cba4-cb52-3ef2-85a6-55942ed24d37 | 20aadc24-a391-41cf-b340-3e4529f44bde | 93a60a56-a3c8-11da-a746-0800200b9a66
Acibenzolar-S-methyl | 135158-54-2 | 135158542 | 135158542 | C8H6N2OS2 |  | Mass | kg | emission | air | https://ofmpub.epa.gov/sor_internet/registry/substreg/searchandretrieve/substancesearch/search.do?details=displayDetails&selectedSubstanceId=80675 | 1 | Chemicals | 3cbf6d51-b7e2-3315-89d8-ea2e58698a5b | 4061cba4-cb52-3ef2-85a6-55942ed24d37 | 20aadc24-a391-41cf-b340-3e4529f44bde | 93a60a56-a3c8-11da-a746-0800200b9a66
2-Naphthalenol | 135-19-3 | 135193 | 135193 | C10H8O |  | Mass | kg | emission | air | https://ofmpub.epa.gov/sor_internet/registry/substreg/searchandretrieve/substancesearch/search.do?details=displayDetails&selectedSubstanceId=46608 | 1 | Chemicals | 1d527b2b-6f7d-3514-94f4-aaf791793673 | 4061cba4-cb52-3ef2-85a6-55942ed24d37 | 20aadc24-a391-41cf-b340-3e4529f44bde | 93a60a56-a3c8-11da-a746-0800200b9a66
Cupferron | 135-20-6 | 135206 | 135206 | C6H9N3O2 |  | Mass | kg | emission | air | https://ofmpub.epa.gov/sor_internet/registry/substreg/searchandretrieve/substancesearch/search.do?details=displayDetails&selectedSubstanceId=46607 | 1 | Chemicals | 1640f768-afc6-3833-857e-3853b97dbe23 | 4061cba4-cb52-3ef2-85a6-55942ed24d37 | 20aadc24-a391-41cf-b340-3e4529f44bde | 93a60a56-a3c8-11da-a746-0800200b9a66
Methapyrilene hydrochloride | 135-23-9 | 135239 | 135239 | C14H20ClN3S |  | Mass | kg | emission | air | https://ofmpub.epa.gov/sor_internet/registry/substreg/searchandretrieve/substancesearch/search.do?details=displayDetails&selectedSubstanceId=97865 | 1 | Chemicals | 4471bf91-da75-3794-bc86-1a0e27d84da5 | 4061cba4-cb52-3ef2-85a6-55942ed24d37 | 20aadc24-a391-41cf-b340-3e4529f44bde | 93a60a56-a3c8-11da-a746-0800200b9a66
Acetamiprid | 135410-20-7 | 135410207 | 135410207 | C10H11ClN4 |  | Mass | kg | emission | air | https://ofmpub.epa.gov/sor_internet/registry/substreg/searchandretrieve/substancesearch/search.do?details=displayDetails&selectedSubstanceId=80674 | 1 | Chemicals | 738f5a8e-a8c5-31fb-9ed8-2faba65dcf8d | 4061cba4-cb52-3ef2-85a6-55942ed24d37 | 20aadc24-a391-41cf-b340-3e4529f44bde | 93a60a56-a3c8-11da-a746-0800200b9a66
4,4'-Methylenedianiline dihydrochloride | 13552-44-8 | 13552448 | 13552448 | C13H16Cl2N2 |  | Mass | kg | emission | air | https://ofmpub.epa.gov/sor_internet/registry/substreg/searchandretrieve/substancesearch/search.do?details=displayDetails&selectedSubstanceId=60097 | 1 | Chemicals | 229cad5b-ee70-3ecc-9b1b-bbb862843173 | 4061cba4-cb52-3ef2-85a6-55942ed24d37 | 20aadc24-a391-41cf-b340-3e4529f44bde | 93a60a56-a3c8-11da-a746-0800200b9a66
N-Phenyl-2-naphthylamine | 135-88-6 | 135886 | 135886 | C16H13N |  | Mass | kg | emission | air | https://ofmpub.epa.gov/sor_internet/registry/substreg/searchandretrieve/substancesearch/search.do?details=displayDetails&selectedSubstanceId=46587 | 1 | Chemicals | 2d9de80f-0c63-320b-b78b-6c92d4fdf971 | 4061cba4-cb52-3ef2-85a6-55942ed24d37 | 20aadc24-a391-41cf-b340-3e4529f44bde | 93a60a56-a3c8-11da-a746-0800200b9a66
Quinalphos | 13593-03-8 | 13593038 | 13593038 | C12H15N2O3PS |  | Mass | kg | emission | air | https://ofmpub.epa.gov/sor_internet/registry/substreg/searchandretrieve/substancesearch/search.do?details=displayDetails&selectedSubstanceId=59880 | 1 | Chemicals | ba2effca-c630-3218-96b7-a0ee384c81fa | 4061cba4-cb52-3ef2-85a6-55942ed24d37 | 20aadc24-a391-41cf-b340-3e4529f44bde | 93a60a56-a3c8-11da-a746-0800200b9a66
Erbon | 136-25-4 | 136254 | 136254 | C11H9Cl5O3 |  | Mass | kg | emission | air | https://ofmpub.epa.gov/sor_internet/registry/substreg/searchandretrieve/substancesearch/search.do?details=displayDetails&selectedSubstanceId=77761 | 1 | Chemicals | eac131aa-db67-37aa-908a-aa4cfb2ff07f | 4061cba4-cb52-3ef2-85a6-55942ed24d37 | 20aadc24-a391-41cf-b340-3e4529f44bde | 93a60a56-a3c8-11da-a746-0800200b9a66
Phenazopyridine hydrochloride | 136-40-3 | 136403 | 136403 | C11H12ClN5 |  | Mass | kg | emission | air | https://ofmpub.epa.gov/sor_internet/registry/substreg/searchandretrieve/substancesearch/search.do?details=displayDetails&selectedSubstanceId=78046 | 1 | Chemicals | 70cbfc8c-7c15-3262-a0e2-78c8f7aebae3 | 4061cba4-cb52-3ef2-85a6-55942ed24d37 | 20aadc24-a391-41cf-b340-3e4529f44bde | 93a60a56-a3c8-11da-a746-0800200b9a66
Tris(1-chloro-2-propyl) phosphate | 13674-84-5 | 13674845 | 13674845 | C9H18Cl3O4P |  | Mass | kg | emission | air | https://ofmpub.epa.gov/sor_internet/registry/substreg/searchandretrieve/substancesearch/search.do?details=displayDetails&selectedSubstanceId=59648 | 1 | Chemicals | a464f87e-d59d-399f-986d-c5194ce831aa | 4061cba4-cb52-3ef2-85a6-55942ed24d37 | 20aadc24-a391-41cf-b340-3e4529f44bde | 93a60a56-a3c8-11da-a746-0800200b9a66
Tris(1,3-dichloro-2-propyl)phosphate | 13674-87-8 | 13674878 | 13674878 | C9H15Cl6O4P |  | Mass | kg | emission | air | https://ofmpub.epa.gov/sor_internet/registry/substreg/searchandretrieve/substancesearch/search.do?details=displayDetails&selectedSubstanceId=59647 | 1 | Chemicals | 79bca8f8-27d8-35a7-9991-69f1ba72fae6 | 4061cba4-cb52-3ef2-85a6-55942ed24d37 | 20aadc24-a391-41cf-b340-3e4529f44bde | 93a60a56-a3c8-11da-a746-0800200b9a66
Desmedipham | 13684-56-5 | 13684565 | 13684565 | C16H16N2O4 |  | Mass | kg | emission | air | https://ofmpub.epa.gov/sor_internet/registry/substreg/searchandretrieve/substancesearch/search.do?details=displayDetails&selectedSubstanceId=36428 | 1 | Chemicals | db49cb66-074f-383d-bdb9-4ff428af70a7 | 4061cba4-cb52-3ef2-85a6-55942ed24d37 | 20aadc24-a391-41cf-b340-3e4529f44bde | 93a60a56-a3c8-11da-a746-0800200b9a66
Phenmedipham | 13684-63-4 | 13684634 | 13684634 | C16H16N2O4 |  | Mass | kg | emission | air | https://ofmpub.epa.gov/sor_internet/registry/substreg/searchandretrieve/substancesearch/search.do?details=displayDetails&selectedSubstanceId=97833 | 1 | Chemicals | c54d12a4-75d7-3763-9958-6d9961f47885 | 4061cba4-cb52-3ef2-85a6-55942ed24d37 | 20aadc24-a391-41cf-b340-3e4529f44bde | 93a60a56-a3c8-11da-a746-0800200b9a66
2,4-Diaminophenol dihydrochloride | 137-09-7 | 137097 | 137097 | C6H10Cl2N2O |  | Mass | kg | emission | air | https://ofmpub.epa.gov/sor_internet/registry/substreg/searchandretrieve/substancesearch/search.do?details=displayDetails&selectedSubstanceId=97825 | 1 | Chemicals | 64b0a453-5b0b-3812-a222-43093420ea02 | 4061cba4-cb52-3ef2-85a6-55942ed24d37 | 20aadc24-a391-41cf-b340-3e4529f44bde | 93a60a56-a3c8-11da-a746-0800200b9a66
2,4,5-Trimethylaniline | 137-17-7 | 137177 | 137177 | C9H13N |  | Mass | kg | emission | air | https://ofmpub.epa.gov/sor_internet/registry/substreg/searchandretrieve/substancesearch/search.do?details=displayDetails&selectedSubstanceId=78044 | 1 | Chemicals | 6666434a-cf72-39a9-bc97-b776f1bc87b3 | 4061cba4-cb52-3ef2-85a6-55942ed24d37 | 20aadc24-a391-41cf-b340-3e4529f44bde | 93a60a56-a3c8-11da-a746-0800200b9a66
1,3-Benzenediol, 4,6-dichloro- | 137-19-9 | 137199 | 137199 | C6H4Cl2O2 |  | Mass | kg | emission | air | https://ofmpub.epa.gov/sor_internet/registry/substreg/searchandretrieve/substancesearch/search.do?details=displayDetails&selectedSubstanceId=46566 | 1 | Chemicals | b8cfac68-3050-386c-887b-2fcb68e0a1b1 | 4061cba4-cb52-3ef2-85a6-55942ed24d37 | 20aadc24-a391-41cf-b340-3e4529f44bde | 93a60a56-a3c8-11da-a746-0800200b9a66
Thiram | 137-26-8 | 137268 | 137268 | C6H12N2S4 |  | Mass | kg | emission | air | https://ofmpub.epa.gov/sor_internet/registry/substreg/searchandretrieve/substancesearch/search.do?details=displayDetails&selectedSubstanceId=97821 | 1 | Chemicals | 53a0f761-a95e-3824-8f32-c8303f126a41 | 4061cba4-cb52-3ef2-85a6-55942ed24d37 | 20aadc24-a391-41cf-b340-3e4529f44bde | 93a60a56-a3c8-11da-a746-0800200b9a66
Copper dimethyldithiocarbamate | 137-29-1 | 137291 | 137291 | C6H12CuN2S4 |  | Mass | kg | emission | air | https://ofmpub.epa.gov/sor_internet/registry/substreg/searchandretrieve/substancesearch/search.do?details=displayDetails&selectedSubstanceId=46564 | 1 | Chemicals | 663d23b1-51d8-3fb2-aa74-1076ae192616 | 4061cba4-cb52-3ef2-85a6-55942ed24d37 | 20aadc24-a391-41cf-b340-3e4529f44bde | 93a60a56-a3c8-11da-a746-0800200b9a66
Ziram | 137-30-4 | 137304 | 137304 | C6H12N2S4Zn |  | Mass | kg | emission | air | https://ofmpub.epa.gov/sor_internet/registry/substreg/searchandretrieve/substancesearch/search.do?details=displayDetails&selectedSubstanceId=97820 | 1 | Chemicals | 947f0af8-8394-3a20-9115-c41e004e8475 | 4061cba4-cb52-3ef2-85a6-55942ed24d37 | 20aadc24-a391-41cf-b340-3e4529f44bde | 93a60a56-a3c8-11da-a746-0800200b9a66
Sodium propionate | 137-40-6 | 137406 | 137406 | C3H5NaO2 |  | Mass | kg | emission | air | https://ofmpub.epa.gov/sor_internet/registry/substreg/searchandretrieve/substancesearch/search.do?details=displayDetails&selectedSubstanceId=46562 | 1 | Chemicals | d73acddb-e0bc-3a35-ae5f-48d2c0f3e33a | 4061cba4-cb52-3ef2-85a6-55942ed24d37 | 20aadc24-a391-41cf-b340-3e4529f44bde | 93a60a56-a3c8-11da-a746-0800200b9a66
Potassium N-methyldithiocarbamate | 137-41-7 | 137417 | 137417 | C2H4KNS2 |  | Mass | kg | emission | air | https://ofmpub.epa.gov/sor_internet/registry/substreg/searchandretrieve/substancesearch/search.do?details=displayDetails&selectedSubstanceId=46561 | 1 | Chemicals | 4a3059b6-d09a-3e3b-9a57-aa444c898236 | 4061cba4-cb52-3ef2-85a6-55942ed24d37 | 20aadc24-a391-41cf-b340-3e4529f44bde | 93a60a56-a3c8-11da-a746-0800200b9a66
Sodium methyldithiocarbamate | 137-42-8 | 137428 | 137428 | C2H4NNaS2 |  | Mass | kg | emission | air | https://ofmpub.epa.gov/sor_internet/registry/substreg/searchandretrieve/substancesearch/search.do?details=displayDetails&selectedSubstanceId=97819 | 1 | Chemicals | aa8e26cd-41ec-352a-931b-f951a734997e | 4061cba4-cb52-3ef2-85a6-55942ed24d37 | 20aadc24-a391-41cf-b340-3e4529f44bde | 93a60a56-a3c8-11da-a746-0800200b9a66
N-Oxydiethylenethiocarbamyl-N'-oxydiethylenesulfenamide | 13752-51-7 | 13752517 | 13752517 | C9H16N2O2S2 |  | Mass | kg | emission | air | https://ofmpub.epa.gov/sor_internet/registry/substreg/searchandretrieve/substancesearch/search.do?details=displayDetails&selectedSubstanceId=62187 | 1 | Chemicals | 8fa9c1cd-e45a-3dd0-b19b-0edbbe693f69 | 4061cba4-cb52-3ef2-85a6-55942ed24d37 | 20aadc24-a391-41cf-b340-3e4529f44bde | 93a60a56-a3c8-11da-a746-0800200b9a66
n-Butyl lactate | 138-22-7 | 138227 | 138227 | C7H14O3 |  | Mass | kg | emission | air | https://ofmpub.epa.gov/sor_internet/registry/substreg/searchandretrieve/substancesearch/search.do?details=displayDetails&selectedSubstanceId=46550 | 1 | Chemicals | 78cbc700-07d9-36b7-9d3b-f6a103fb6db4 | 4061cba4-cb52-3ef2-85a6-55942ed24d37 | 20aadc24-a391-41cf-b340-3e4529f44bde | 93a60a56-a3c8-11da-a746-0800200b9a66
Imidacloprid | 138261-41-3 | 138261413 | 138261413 | C9H10ClN5O2 |  | Mass | kg | emission | air | https://ofmpub.epa.gov/sor_internet/registry/substreg/searchandretrieve/substancesearch/search.do?details=displayDetails&selectedSubstanceId=82986 | 1 | Chemicals | fedd648c-608e-30ac-8cb1-725918ad95d2 | 4061cba4-cb52-3ef2-85a6-55942ed24d37 | 20aadc24-a391-41cf-b340-3e4529f44bde | 93a60a56-a3c8-11da-a746-0800200b9a66
3-Phenoxybenzenemethanol | 13826-35-2 | 13826352 | 13826352 | C13H12O2 |  | Mass | kg | emission | air | https://ofmpub.epa.gov/sor_internet/registry/substreg/searchandretrieve/substancesearch/search.do?details=displayDetails&selectedSubstanceId=61705 | 1 | Chemicals | 66906c85-efd9-30db-a226-9e333bc59062 | 4061cba4-cb52-3ef2-85a6-55942ed24d37 | 20aadc24-a391-41cf-b340-3e4529f44bde | 93a60a56-a3c8-11da-a746-0800200b9a66
Disodium 4,4'-bis[4-anilino-6-(N-methyl-2-hydroxyethylamino)-1,3,5-triazin-2-yl)-amino]stilbene-2,2'-disulfonate | 13863-31-5 | 13863315 | 13863315 | C38H38N12Na2O8S2 |  | Mass | kg | emission | air | https://ofmpub.epa.gov/sor_internet/registry/substreg/searchandretrieve/substancesearch/search.do?details=displayDetails&selectedSubstanceId=97801 | 1 | Chemicals | 60b5ac6a-ca15-3dea-89de-976c92c6692c | 4061cba4-cb52-3ef2-85a6-55942ed24d37 | 20aadc24-a391-41cf-b340-3e4529f44bde | 93a60a56-a3c8-11da-a746-0800200b9a66
Limonene | 138-86-3 | 138863 | 138863 | C10H16 |  | Mass | kg | emission | air | https://ofmpub.epa.gov/sor_internet/registry/substreg/searchandretrieve/substancesearch/search.do?details=displayDetails&selectedSubstanceId=46540 | 1 | Chemicals | 09206640-e8c2-3bd5-b28e-c7d283c8c3f1 | 4061cba4-cb52-3ef2-85a6-55942ed24d37 | 20aadc24-a391-41cf-b340-3e4529f44bde | 93a60a56-a3c8-11da-a746-0800200b9a66
Disodium cyanodithioimidocarbonate | 138-93-2 | 138932 | 138932 | C2N2Na2S2 |  | Mass | kg | emission | air | https://ofmpub.epa.gov/sor_internet/registry/substreg/searchandretrieve/substancesearch/search.do?details=displayDetails&selectedSubstanceId=46536 | 1 | Chemicals | 4dba6106-5d27-34b1-8dc9-6c18aeb29f28 | 4061cba4-cb52-3ef2-85a6-55942ed24d37 | 20aadc24-a391-41cf-b340-3e4529f44bde | 93a60a56-a3c8-11da-a746-0800200b9a66
Sodium cyclamate | 139-05-9 | 139059 | 139059 | C6H12NNaO3S |  | Mass | kg | emission | air | https://ofmpub.epa.gov/sor_internet/registry/substreg/searchandretrieve/substancesearch/search.do?details=displayDetails&selectedSubstanceId=46534 | 1 | Chemicals | b19c2559-2f39-358f-8e00-9fce30afcec7 | 4061cba4-cb52-3ef2-85a6-55942ed24d37 | 20aadc24-a391-41cf-b340-3e4529f44bde | 93a60a56-a3c8-11da-a746-0800200b9a66
2',3',4'-Trimethoxyacetophenone | 13909-73-4 | 13909734 | 13909734 | C11H14O4 |  | Mass | kg | emission | air | https://ofmpub.epa.gov/sor_internet/registry/substreg/searchandretrieve/substancesearch/search.do?details=displayDetails&selectedSubstanceId=97090 | 1 | Chemicals | 7d1bc862-5861-3d84-9232-1ad53a88931d | 4061cba4-cb52-3ef2-85a6-55942ed24d37 | 20aadc24-a391-41cf-b340-3e4529f44bde | 93a60a56-a3c8-11da-a746-0800200b9a66
Nitrilotriacetic acid | 139-13-9 | 139139 | 139139 | C6H9NO6 |  | Mass | kg | emission | air | https://ofmpub.epa.gov/sor_internet/registry/substreg/searchandretrieve/substancesearch/search.do?details=displayDetails&selectedSubstanceId=46891 | 1 | Chemicals | 75d5f204-e83b-3a2a-bc72-9a2e55f3131c | 4061cba4-cb52-3ef2-85a6-55942ed24d37 | 20aadc24-a391-41cf-b340-3e4529f44bde | 93a60a56-a3c8-11da-a746-0800200b9a66
Propazine | 139-40-2 | 139402 | 139402 | C9H16ClN5 |  | Mass | kg | emission | air | https://ofmpub.epa.gov/sor_internet/registry/substreg/searchandretrieve/substancesearch/search.do?details=displayDetails&selectedSubstanceId=46889 | 1 | Chemicals | 3e827314-6581-3d7a-a314-361bb21ab862 | 4061cba4-cb52-3ef2-85a6-55942ed24d37 | 20aadc24-a391-41cf-b340-3e4529f44bde | 93a60a56-a3c8-11da-a746-0800200b9a66
4,4'-Thiodianiline | 139-65-1 | 139651 | 139651 | C12H12N2S |  | Mass | kg | emission | air | https://ofmpub.epa.gov/sor_internet/registry/substreg/searchandretrieve/substancesearch/search.do?details=displayDetails&selectedSubstanceId=97791 | 1 | Chemicals | d0fa222d-5a83-309d-8d52-e46c6b771ffb | 4061cba4-cb52-3ef2-85a6-55942ed24d37 | 20aadc24-a391-41cf-b340-3e4529f44bde | 93a60a56-a3c8-11da-a746-0800200b9a66
Antimycin A | 1397-94-0 | 1397940 | 1397940 | - |  | Mass | kg | emission | air | https://ofmpub.epa.gov/sor_internet/registry/substreg/searchandretrieve/substancesearch/search.do?details=displayDetails&selectedSubstanceId=42927 | 1 | Chemicals | bf49da1b-bfc9-3ef6-99d7-455b901a4784 | 4061cba4-cb52-3ef2-85a6-55942ed24d37 | 20aadc24-a391-41cf-b340-3e4529f44bde | 93a60a56-a3c8-11da-a746-0800200b9a66
Nithiazide | 139-94-6 | 139946 | 139946 | C6H8N4O3S |  | Mass | kg | emission | air | https://ofmpub.epa.gov/sor_internet/registry/substreg/searchandretrieve/substancesearch/search.do?details=displayDetails&selectedSubstanceId=78043 | 1 | Chemicals | 9cd3c5a2-b0bc-3e91-b467-50472ec35f32 | 4061cba4-cb52-3ef2-85a6-55942ed24d37 | 20aadc24-a391-41cf-b340-3e4529f44bde | 93a60a56-a3c8-11da-a746-0800200b9a66
4-Chloro-2-allylphenol | 13997-73-4 | 13997734 | 13997734 | C9H9ClO |  | Mass | kg | emission | air | https://ofmpub.epa.gov/sor_internet/registry/substreg/searchandretrieve/substancesearch/search.do?details=displayDetails&selectedSubstanceId=97085 | 1 | Chemicals | f30ba8c9-425f-3b6f-b381-e4289f788620 | 4061cba4-cb52-3ef2-85a6-55942ed24d37 | 20aadc24-a391-41cf-b340-3e4529f44bde | 93a60a56-a3c8-11da-a746-0800200b9a66
Pentasodium diethylenetriaminepentaacetate | 140-01-2 | 140012 | 140012 | C14H18N3Na5O10 |  | Mass | kg | emission | air | https://ofmpub.epa.gov/sor_internet/registry/substreg/searchandretrieve/substancesearch/search.do?details=displayDetails&selectedSubstanceId=97784 | 1 | Chemicals | e7dc1bd3-28ae-3533-b81c-2fe80d026bf3 | 4061cba4-cb52-3ef2-85a6-55942ed24d37 | 20aadc24-a391-41cf-b340-3e4529f44bde | 93a60a56-a3c8-11da-a746-0800200b9a66
Benzyl acetate | 140-11-4 | 140114 | 140114 | C9H10O2 |  | Mass | kg | emission | air | https://ofmpub.epa.gov/sor_internet/registry/substreg/searchandretrieve/substancesearch/search.do?details=displayDetails&selectedSubstanceId=46873 | 1 | Chemicals | 02b6a8ce-93d4-34d5-b022-5d2aeba0cd73 | 4061cba4-cb52-3ef2-85a6-55942ed24d37 | 20aadc24-a391-41cf-b340-3e4529f44bde | 93a60a56-a3c8-11da-a746-0800200b9a66
Tannic acid | 1401-55-4 | 1401554 | 1401554 | - |  | Mass | kg | emission | air | https://ofmpub.epa.gov/sor_internet/registry/substreg/searchandretrieve/substancesearch/search.do?details=displayDetails&selectedSubstanceId=16360 | 1 | Chemicals | a3480d23-d50f-3633-8ed0-21c1ca488413 | 4061cba4-cb52-3ef2-85a6-55942ed24d37 | 20aadc24-a391-41cf-b340-3e4529f44bde | 93a60a56-a3c8-11da-a746-0800200b9a66
1-Piperazineethanamine | 140-31-8 | 140318 | 140318 | C6H15N3 |  | Mass | kg | emission | air | https://ofmpub.epa.gov/sor_internet/registry/substreg/searchandretrieve/substancesearch/search.do?details=displayDetails&selectedSubstanceId=97777 | 1 | Chemicals | 70b46c11-8101-3cc4-9af8-099ed4dcfd63 | 4061cba4-cb52-3ef2-85a6-55942ed24d37 | 20aadc24-a391-41cf-b340-3e4529f44bde | 93a60a56-a3c8-11da-a746-0800200b9a66
4-Chlorophenylurea | 140-38-5 | 140385 | 140385 | C7H7ClN2O |  | Mass | kg | emission | air | https://ofmpub.epa.gov/sor_internet/registry/substreg/searchandretrieve/substancesearch/search.do?details=displayDetails&selectedSubstanceId=97776 | 1 | Chemicals | a532f7e5-db9a-3ca1-ae86-877f22061470 | 4061cba4-cb52-3ef2-85a6-55942ed24d37 | 20aadc24-a391-41cf-b340-3e4529f44bde | 93a60a56-a3c8-11da-a746-0800200b9a66
Fenaminosulf | 140-56-7 | 140567 | 140567 | C8H10N3NaO3S |  | Mass | kg | emission | air | https://ofmpub.epa.gov/sor_internet/registry/substreg/searchandretrieve/substancesearch/search.do?details=displayDetails&selectedSubstanceId=78042 | 1 | Chemicals | 964501f2-d889-384f-82a7-db805731fe65 | 4061cba4-cb52-3ef2-85a6-55942ed24d37 | 20aadc24-a391-41cf-b340-3e4529f44bde | 93a60a56-a3c8-11da-a746-0800200b9a66
Aramite | 140-57-8 | 140578 | 140578 | C15H23ClO4S |  | Mass | kg | emission | air | https://ofmpub.epa.gov/sor_internet/registry/substreg/searchandretrieve/substancesearch/search.do?details=displayDetails&selectedSubstanceId=46863 | 1 | Chemicals | 9283c84e-d47f-3bc3-a659-377af1f38d02 | 4061cba4-cb52-3ef2-85a6-55942ed24d37 | 20aadc24-a391-41cf-b340-3e4529f44bde | 93a60a56-a3c8-11da-a746-0800200b9a66
3-Aminobenzoyl hydrazine | 14062-34-1 | 14062341 | 14062341 | C7H9N3O |  | Mass | kg | emission | air | https://ofmpub.epa.gov/sor_internet/registry/substreg/searchandretrieve/substancesearch/search.do?details=displayDetails&selectedSubstanceId=96893 | 1 | Chemicals | 2678850a-7677-3b27-b5e9-0d80c9b2b903 | 4061cba4-cb52-3ef2-85a6-55942ed24d37 | 20aadc24-a391-41cf-b340-3e4529f44bde | 93a60a56-a3c8-11da-a746-0800200b9a66
p-(1,1,3,3-Tetramethylbutyl)phenol | 140-66-9 | 140669 | 140669 | C14H22O |  | Mass | kg | emission | air | https://ofmpub.epa.gov/sor_internet/registry/substreg/searchandretrieve/substancesearch/search.do?details=displayDetails&selectedSubstanceId=46862 | 1 | Chemicals | a0d883f4-0ef5-3055-bb50-dd243591d40c | 4061cba4-cb52-3ef2-85a6-55942ed24d37 | 20aadc24-a391-41cf-b340-3e4529f44bde | 93a60a56-a3c8-11da-a746-0800200b9a66
Estragole | 140-67-0 | 140670 | 140670 | C10H12O |  | Mass | kg | emission | air | https://ofmpub.epa.gov/sor_internet/registry/substreg/searchandretrieve/substancesearch/search.do?details=displayDetails&selectedSubstanceId=97773 | 1 | Chemicals | 167f0cfa-e362-3ed9-b904-f139bd509255 | 4061cba4-cb52-3ef2-85a6-55942ed24d37 | 20aadc24-a391-41cf-b340-3e4529f44bde | 93a60a56-a3c8-11da-a746-0800200b9a66
Piperazine, 1,4-dinitroso- | 140-79-4 | 140794 | 140794 | C4H8N4O2 |  | Mass | kg | emission | air | https://ofmpub.epa.gov/sor_internet/registry/substreg/searchandretrieve/substancesearch/search.do?details=displayDetails&selectedSubstanceId=97769 | 1 | Chemicals | fbe2c55f-1899-39c0-a397-eb5b8212f0d7 | 4061cba4-cb52-3ef2-85a6-55942ed24d37 | 20aadc24-a391-41cf-b340-3e4529f44bde | 93a60a56-a3c8-11da-a746-0800200b9a66
Ethyl acrylate | 140-88-5 | 140885 | 140885 | C5H8O2 |  | Mass | kg | emission | air | https://ofmpub.epa.gov/sor_internet/registry/substreg/searchandretrieve/substancesearch/search.do?details=displayDetails&selectedSubstanceId=97768 | 1 | Chemicals | 21cbdfe9-1e33-36f5-8f9e-1e22025b9666 | 4061cba4-cb52-3ef2-85a6-55942ed24d37 | 20aadc24-a391-41cf-b340-3e4529f44bde | 93a60a56-a3c8-11da-a746-0800200b9a66
Proclonol | 14088-71-2 | 14088712 | 14088712 | C16H14Cl2O |  | Mass | kg | emission | air | https://ofmpub.epa.gov/sor_internet/registry/substreg/searchandretrieve/substancesearch/search.do?details=displayDetails&selectedSubstanceId=97767 | 1 | Chemicals | 7c317048-0b36-32d3-b25a-55d6b1eec1a0 | 4061cba4-cb52-3ef2-85a6-55942ed24d37 | 20aadc24-a391-41cf-b340-3e4529f44bde | 93a60a56-a3c8-11da-a746-0800200b9a66
Potassium ethyl xanthate | 140-89-6 | 140896 | 140896 | C3H5KOS2 |  | Mass | kg | emission | air | https://ofmpub.epa.gov/sor_internet/registry/substreg/searchandretrieve/substancesearch/search.do?details=displayDetails&selectedSubstanceId=46855 | 1 | Chemicals | 5e578f13-45ff-3e3b-a051-3dcf4c3c6d56 | 4061cba4-cb52-3ef2-85a6-55942ed24d37 | 20aadc24-a391-41cf-b340-3e4529f44bde | 93a60a56-a3c8-11da-a746-0800200b9a66
Proxan-sodium | 140-93-2 | 140932 | 140932 | C4H7NaOS2 |  | Mass | kg | emission | air | https://ofmpub.epa.gov/sor_internet/registry/substreg/searchandretrieve/substancesearch/search.do?details=displayDetails&selectedSubstanceId=46853 | 1 | Chemicals | f18fa030-9b7d-3ac1-9930-7d4dad109a7c | 4061cba4-cb52-3ef2-85a6-55942ed24d37 | 20aadc24-a391-41cf-b340-3e4529f44bde | 93a60a56-a3c8-11da-a746-0800200b9a66
Dibutyl succinate | 141-03-7 | 141037 | 141037 | C12H22O4 |  | Mass | kg | emission | air | https://ofmpub.epa.gov/sor_internet/registry/substreg/searchandretrieve/substancesearch/search.do?details=displayDetails&selectedSubstanceId=46848 | 1 | Chemicals | e95e610a-21d6-3742-b3ac-595896d6699c | 4061cba4-cb52-3ef2-85a6-55942ed24d37 | 20aadc24-a391-41cf-b340-3e4529f44bde | 93a60a56-a3c8-11da-a746-0800200b9a66
Pseudoionone | 141-10-6 | 141106 | 141106 | C13H20O |  | Mass | kg | emission | air | https://ofmpub.epa.gov/sor_internet/registry/substreg/searchandretrieve/substancesearch/search.do?details=displayDetails&selectedSubstanceId=46842 | 1 | Chemicals | b4d4921e-f1fe-39f2-8be0-f43b72537240 | 4061cba4-cb52-3ef2-85a6-55942ed24d37 | 20aadc24-a391-41cf-b340-3e4529f44bde | 93a60a56-a3c8-11da-a746-0800200b9a66
Isoxaflutole | 141112-29-0 | 141112290 | 141112290 | C15H12F3NO4S |  | Mass | kg | emission | air | https://ofmpub.epa.gov/sor_internet/registry/substreg/searchandretrieve/substancesearch/search.do?details=displayDetails&selectedSubstanceId=80670 | 1 | Chemicals | d9907dc6-8e05-3178-9a30-04f97c7a7bce | 4061cba4-cb52-3ef2-85a6-55942ed24d37 | 20aadc24-a391-41cf-b340-3e4529f44bde | 93a60a56-a3c8-11da-a746-0800200b9a66
Hexanedioic acid, diethyl ester | 141-28-6 | 141286 | 141286 | C10H18O4 |  | Mass | kg | emission | air | https://ofmpub.epa.gov/sor_internet/registry/substreg/searchandretrieve/substancesearch/search.do?details=displayDetails&selectedSubstanceId=97757 | 1 | Chemicals | c80baa48-90e4-3340-9159-2ab2378aab05 | 4061cba4-cb52-3ef2-85a6-55942ed24d37 | 20aadc24-a391-41cf-b340-3e4529f44bde | 93a60a56-a3c8-11da-a746-0800200b9a66
Butyl acrylate | 141-32-2 | 141322 | 141322 | C7H12O2 |  | Mass | kg | emission | air | https://ofmpub.epa.gov/sor_internet/registry/substreg/searchandretrieve/substancesearch/search.do?details=displayDetails&selectedSubstanceId=46147 | 1 | Chemicals | 2eb2bd1f-8a8a-383f-9cd0-b42dd84f6a10 | 4061cba4-cb52-3ef2-85a6-55942ed24d37 | 20aadc24-a391-41cf-b340-3e4529f44bde | 93a60a56-a3c8-11da-a746-0800200b9a66
Ethanolamine | 141-43-5 | 141435 | 141435 | C2H7NO |  | Mass | kg | emission | air | https://ofmpub.epa.gov/sor_internet/registry/substreg/searchandretrieve/substancesearch/search.do?details=displayDetails&selectedSubstanceId=46145 | 1 | Chemicals | 99aab80d-3d23-30fa-9170-d460214b1347 | 4061cba4-cb52-3ef2-85a6-55942ed24d37 | 20aadc24-a391-41cf-b340-3e4529f44bde | 93a60a56-a3c8-11da-a746-0800200b9a66
Trifloxystrobin | 141517-21-7 | 141517217 | 141517217 | C20H19F3N2O4 |  | Mass | kg | emission | air | https://ofmpub.epa.gov/sor_internet/registry/substreg/searchandretrieve/substancesearch/search.do?details=displayDetails&selectedSubstanceId=80668 | 1 | Chemicals | 112795b5-69aa-39e5-9dc1-b407fbf66948 | 4061cba4-cb52-3ef2-85a6-55942ed24d37 | 20aadc24-a391-41cf-b340-3e4529f44bde | 93a60a56-a3c8-11da-a746-0800200b9a66
Sodium formate | 141-53-7 | 141537 | 141537 | CHNaO2 |  | Mass | kg | emission | air | https://ofmpub.epa.gov/sor_internet/registry/substreg/searchandretrieve/substancesearch/search.do?details=displayDetails&selectedSubstanceId=46143 | 1 | Chemicals | 3112b412-5fa7-36f9-a82d-577d5bb49ec0 | 4061cba4-cb52-3ef2-85a6-55942ed24d37 | 20aadc24-a391-41cf-b340-3e4529f44bde | 93a60a56-a3c8-11da-a746-0800200b9a66
Dicrotophos | 141-66-2 | 141662 | 141662 | C8H16NO5P |  | Mass | kg | emission | air | https://ofmpub.epa.gov/sor_internet/registry/substreg/searchandretrieve/substancesearch/search.do?details=displayDetails&selectedSubstanceId=46139 | 1 | Chemicals | 6831bb63-178b-3913-9dcf-55dfb2b27194 | 4061cba4-cb52-3ef2-85a6-55942ed24d37 | 20aadc24-a391-41cf-b340-3e4529f44bde | 93a60a56-a3c8-11da-a746-0800200b9a66
Sulfosulfuron | 141776-32-1 | 141776321 | 141776321 | C16H18N6O7S2 |  | Mass | kg | emission | air | https://ofmpub.epa.gov/sor_internet/registry/substreg/searchandretrieve/substancesearch/search.do?details=displayDetails&selectedSubstanceId=76880 | 1 | Chemicals | cb6c3a12-b62a-3c34-be95-7d4184b2c54f | 4061cba4-cb52-3ef2-85a6-55942ed24d37 | 20aadc24-a391-41cf-b340-3e4529f44bde | 93a60a56-a3c8-11da-a746-0800200b9a66
Ethyl acetate | 141-78-6 | 141786 | 141786 | C4H8O2 |  | Mass | kg | emission | air | https://ofmpub.epa.gov/sor_internet/registry/substreg/searchandretrieve/substancesearch/search.do?details=displayDetails&selectedSubstanceId=46136 | 1 | Chemicals | 43f06d4c-fb29-37fa-ae44-994710c51b11 | 4061cba4-cb52-3ef2-85a6-55942ed24d37 | 20aadc24-a391-41cf-b340-3e4529f44bde | 93a60a56-a3c8-11da-a746-0800200b9a66
Thiouracil | 141-90-2 | 141902 | 141902 | C4H4N2OS |  | Mass | kg | emission | air | https://ofmpub.epa.gov/sor_internet/registry/substreg/searchandretrieve/substancesearch/search.do?details=displayDetails&selectedSubstanceId=46131 | 1 | Chemicals | cf2a1851-edf5-3347-af61-d62b269d848f | 4061cba4-cb52-3ef2-85a6-55942ed24d37 | 20aadc24-a391-41cf-b340-3e4529f44bde | 93a60a56-a3c8-11da-a746-0800200b9a66
2,6-Dimethylmorpholine | 141-91-3 | 141913 | 141913 | C6H13NO |  | Mass | kg | emission | air | https://ofmpub.epa.gov/sor_internet/registry/substreg/searchandretrieve/substancesearch/search.do?details=displayDetails&selectedSubstanceId=46130 | 1 | Chemicals | ecf5a762-82e2-3ead-ba16-524f42528c87 | 4061cba4-cb52-3ef2-85a6-55942ed24d37 | 20aadc24-a391-41cf-b340-3e4529f44bde | 93a60a56-a3c8-11da-a746-0800200b9a66
m-Diethylbenzene | 141-93-5 | 141935 | 141935 | C10H14 |  | Mass | kg | emission | air | https://ofmpub.epa.gov/sor_internet/registry/substreg/searchandretrieve/substancesearch/search.do?details=displayDetails&selectedSubstanceId=46129 | 1 | Chemicals | 6dbe714e-130d-31c8-bcd0-effcd5284aed | 4061cba4-cb52-3ef2-85a6-55942ed24d37 | 20aadc24-a391-41cf-b340-3e4529f44bde | 93a60a56-a3c8-11da-a746-0800200b9a66
Ethyl acetoacetate | 141-97-9 | 141979 | 141979 | C6H10O3 |  | Mass | kg | emission | air | https://ofmpub.epa.gov/sor_internet/registry/substreg/searchandretrieve/substancesearch/search.do?details=displayDetails&selectedSubstanceId=46127 | 1 | Chemicals | 5c7e7563-0cfa-3bc2-a10a-b3957fab6f9e | 4061cba4-cb52-3ef2-85a6-55942ed24d37 | 20aadc24-a391-41cf-b340-3e4529f44bde | 93a60a56-a3c8-11da-a746-0800200b9a66
Clonitralid | 1420-04-8 | 1420048 | 1420048 | C15H15Cl2N3O5 |  | Mass | kg | emission | air | https://ofmpub.epa.gov/sor_internet/registry/substreg/searchandretrieve/substancesearch/search.do?details=displayDetails&selectedSubstanceId=42913 | 1 | Chemicals | ab97ca42-c2cd-34df-918b-954330efb477 | 4061cba4-cb52-3ef2-85a6-55942ed24d37 | 20aadc24-a391-41cf-b340-3e4529f44bde | 93a60a56-a3c8-11da-a746-0800200b9a66
Trifenmorph | 1420-06-0 | 1420060 | 1420060 | C23H23NO |  | Mass | kg | emission | air | https://ofmpub.epa.gov/sor_internet/registry/substreg/searchandretrieve/substancesearch/search.do?details=displayDetails&selectedSubstanceId=77618 | 1 | Chemicals | cebc0a2d-51a7-3623-9626-4c27ad04fc62 | 4061cba4-cb52-3ef2-85a6-55942ed24d37 | 20aadc24-a391-41cf-b340-3e4529f44bde | 93a60a56-a3c8-11da-a746-0800200b9a66
Dinoterb | 1420-07-1 | 1420071 | 1420071 | C10H12N2O5 |  | Mass | kg | emission | air | https://ofmpub.epa.gov/sor_internet/registry/substreg/searchandretrieve/substancesearch/search.do?details=displayDetails&selectedSubstanceId=42912 | 1 | Chemicals | b18126cc-49a3-3f71-a6c7-cfe47a15da70 | 4061cba4-cb52-3ef2-85a6-55942ed24d37 | 20aadc24-a391-41cf-b340-3e4529f44bde | 93a60a56-a3c8-11da-a746-0800200b9a66
Aniline hydrochloride | 142-04-1 | 142041 | 142041 | C6H8ClN |  | Mass | kg | emission | air | https://ofmpub.epa.gov/sor_internet/registry/substreg/searchandretrieve/substancesearch/search.do?details=displayDetails&selectedSubstanceId=46125 | 1 | Chemicals | aecca201-4d95-3022-8125-00c194e9d1b8 | 4061cba4-cb52-3ef2-85a6-55942ed24d37 | 20aadc24-a391-41cf-b340-3e4529f44bde | 93a60a56-a3c8-11da-a746-0800200b9a66
2(1H)-Pyridinone | 142-08-5 | 142085 | 142085 | C5H5NO |  | Mass | kg | emission | air | https://ofmpub.epa.gov/sor_internet/registry/substreg/searchandretrieve/substancesearch/search.do?details=displayDetails&selectedSubstanceId=46124 | 1 | Chemicals | 9a73d1ba-f261-303c-881b-a6c5b3fc9907 | 4061cba4-cb52-3ef2-85a6-55942ed24d37 | 20aadc24-a391-41cf-b340-3e4529f44bde | 93a60a56-a3c8-11da-a746-0800200b9a66
Propanidid | 1421-14-3 | 1421143 | 1421143 | C18H27NO5 |  | Mass | kg | emission | air | https://ofmpub.epa.gov/sor_internet/registry/substreg/searchandretrieve/substancesearch/search.do?details=displayDetails&selectedSubstanceId=96886 | 1 | Chemicals | 0f4c0735-2d58-35b2-8b43-232c7b361b9e | 4061cba4-cb52-3ef2-85a6-55942ed24d37 | 20aadc24-a391-41cf-b340-3e4529f44bde | 93a60a56-a3c8-11da-a746-0800200b9a66
Difenoxuron | 14214-32-5 | 14214325 | 14214325 | C16H18N2O3 |  | Mass | kg | emission | air | https://ofmpub.epa.gov/sor_internet/registry/substreg/searchandretrieve/substancesearch/search.do?details=displayDetails&selectedSubstanceId=83385 | 1 | Chemicals | c8dfb5d5-5c4b-3780-8cdd-13665c1d73a9 | 4061cba4-cb52-3ef2-85a6-55942ed24d37 | 20aadc24-a391-41cf-b340-3e4529f44bde | 93a60a56-a3c8-11da-a746-0800200b9a66
1,3-Dichloropropane | 142-28-9 | 142289 | 142289 | C3H6Cl2 |  | Mass | kg | emission | air | https://ofmpub.epa.gov/sor_internet/registry/substreg/searchandretrieve/substancesearch/search.do?details=displayDetails&selectedSubstanceId=97729 | 1 | Chemicals | a0993038-2d69-36fe-bfc0-56b1c76541cc | 4061cba4-cb52-3ef2-85a6-55942ed24d37 | 20aadc24-a391-41cf-b340-3e4529f44bde | 93a60a56-a3c8-11da-a746-0800200b9a66
Sodium octyl sulfate | 142-31-4 | 142314 | 142314 | C8H17NaO4S |  | Mass | kg | emission | air | https://ofmpub.epa.gov/sor_internet/registry/substreg/searchandretrieve/substancesearch/search.do?details=displayDetails&selectedSubstanceId=97728 | 1 | Chemicals | 97dc1d85-cd3c-3cc1-bcf2-d8b22178926b | 4061cba4-cb52-3ef2-85a6-55942ed24d37 | 20aadc24-a391-41cf-b340-3e4529f44bde | 93a60a56-a3c8-11da-a746-0800200b9a66
3-Butyn-2-one | 1423-60-5 | 1423605 | 1423605 | C4H4O |  | Mass | kg | emission | air | https://ofmpub.epa.gov/sor_internet/registry/substreg/searchandretrieve/substancesearch/search.do?details=displayDetails&selectedSubstanceId=96882 | 1 | Chemicals | 2280e276-758b-31ad-baca-09ebf8455645 | 4061cba4-cb52-3ef2-85a6-55942ed24d37 | 20aadc24-a391-41cf-b340-3e4529f44bde | 93a60a56-a3c8-11da-a746-0800200b9a66
Flufenacet | 142459-58-3 | 142459583 | 142459583 | C14H13F4N3O2S |  | Mass | kg | emission | air | https://ofmpub.epa.gov/sor_internet/registry/substreg/searchandretrieve/substancesearch/search.do?details=displayDetails&selectedSubstanceId=80665 | 1 | Chemicals | ed3ef1db-d2ae-38b8-8be5-fcf6ee2d8ed0 | 4061cba4-cb52-3ef2-85a6-55942ed24d37 | 20aadc24-a391-41cf-b340-3e4529f44bde | 93a60a56-a3c8-11da-a746-0800200b9a66
Nabam | 142-59-6 | 142596 | 142596 | C4H6N2Na2S4 |  | Mass | kg | emission | air | https://ofmpub.epa.gov/sor_internet/registry/substreg/searchandretrieve/substancesearch/search.do?details=displayDetails&selectedSubstanceId=46109 | 1 | Chemicals | 58d720c8-008d-3998-b740-9c5974cd5bff | 4061cba4-cb52-3ef2-85a6-55942ed24d37 | 20aadc24-a391-41cf-b340-3e4529f44bde | 93a60a56-a3c8-11da-a746-0800200b9a66
Hexanoic acid | 142-62-1 | 142621 | 142621 | C6H12O2 |  | Mass | kg | emission | air | https://ofmpub.epa.gov/sor_internet/registry/substreg/searchandretrieve/substancesearch/search.do?details=displayDetails&selectedSubstanceId=46531 | 1 | Chemicals | 1b4618a0-9b2c-3bfb-b9b4-2cbdf3a82c35 | 4061cba4-cb52-3ef2-85a6-55942ed24d37 | 20aadc24-a391-41cf-b340-3e4529f44bde | 93a60a56-a3c8-11da-a746-0800200b9a66
Heptane | 142-82-5 | 142825 | 142825 | C7H16 |  | Mass | kg | emission | air | https://ofmpub.epa.gov/sor_internet/registry/substreg/searchandretrieve/substancesearch/search.do?details=displayDetails&selectedSubstanceId=46520 | 1 | Chemicals | 934d8444-4197-3f4e-a7a4-bff24d44ccc0 | 4061cba4-cb52-3ef2-85a6-55942ed24d37 | 20aadc24-a391-41cf-b340-3e4529f44bde | 93a60a56-a3c8-11da-a746-0800200b9a66
2,4-Hexadienal, (2E,4E)- | 142-83-6 | 142836 | 142836 | C6H8O |  | Mass | kg | emission | air | https://ofmpub.epa.gov/sor_internet/registry/substreg/searchandretrieve/substancesearch/search.do?details=displayDetails&selectedSubstanceId=46519 | 1 | Chemicals | 71845dc6-0a5e-3acf-b641-91466612dff7 | 4061cba4-cb52-3ef2-85a6-55942ed24d37 | 20aadc24-a391-41cf-b340-3e4529f44bde | 93a60a56-a3c8-11da-a746-0800200b9a66
Dipropylamine | 142-84-7 | 142847 | 142847 | C6H15N |  | Mass | kg | emission | air | https://ofmpub.epa.gov/sor_internet/registry/substreg/searchandretrieve/substancesearch/search.do?details=displayDetails&selectedSubstanceId=46518 | 1 | Chemicals | 0fdb9f32-7aef-39f3-a0f9-a070005d90c2 | 4061cba4-cb52-3ef2-85a6-55942ed24d37 | 20aadc24-a391-41cf-b340-3e4529f44bde | 93a60a56-a3c8-11da-a746-0800200b9a66
Decyl sodium sulfate | 142-87-0 | 142870 | 142870 | C10H21NaO4S |  | Mass | kg | emission | air | https://ofmpub.epa.gov/sor_internet/registry/substreg/searchandretrieve/substancesearch/search.do?details=displayDetails&selectedSubstanceId=46517 | 1 | Chemicals | 02e8f2dc-d6a7-3e44-8f79-5db560cc18b9 | 4061cba4-cb52-3ef2-85a6-55942ed24d37 | 20aadc24-a391-41cf-b340-3e4529f44bde | 93a60a56-a3c8-11da-a746-0800200b9a66
Lauryl methacrylate | 142-90-5 | 142905 | 142905 | C16H30O2 |  | Mass | kg | emission | air | https://ofmpub.epa.gov/sor_internet/registry/substreg/searchandretrieve/substancesearch/search.do?details=displayDetails&selectedSubstanceId=97713 | 1 | Chemicals | e44bbbb1-1451-30c5-a112-450cda9f25e9 | 4061cba4-cb52-3ef2-85a6-55942ed24d37 | 20aadc24-a391-41cf-b340-3e4529f44bde | 93a60a56-a3c8-11da-a746-0800200b9a66
Butyl ether | 142-96-1 | 142961 | 142961 | C8H18O |  | Mass | kg | emission | air | https://ofmpub.epa.gov/sor_internet/registry/substreg/searchandretrieve/substancesearch/search.do?details=displayDetails&selectedSubstanceId=46512 | 1 | Chemicals | 09d10911-8c47-3d9b-ace7-53ab71b52a75 | 4061cba4-cb52-3ef2-85a6-55942ed24d37 | 20aadc24-a391-41cf-b340-3e4529f44bde | 93a60a56-a3c8-11da-a746-0800200b9a66
Lauric acid | 143-07-7 | 143077 | 143077 | C12H24O2 |  | Mass | kg | emission | air | https://ofmpub.epa.gov/sor_internet/registry/substreg/searchandretrieve/substancesearch/search.do?details=displayDetails&selectedSubstanceId=46508 | 1 | Chemicals | b680be91-0541-38a7-8978-30e0f17fa937 | 4061cba4-cb52-3ef2-85a6-55942ed24d37 | 20aadc24-a391-41cf-b340-3e4529f44bde | 93a60a56-a3c8-11da-a746-0800200b9a66
1-Nonanol | 143-08-8 | 143088 | 143088 | C9H20O |  | Mass | kg | emission | air | https://ofmpub.epa.gov/sor_internet/registry/substreg/searchandretrieve/substancesearch/search.do?details=displayDetails&selectedSubstanceId=46507 | 1 | Chemicals | 346ae80b-0f9e-3229-b6a3-c678b896cf17 | 4061cba4-cb52-3ef2-85a6-55942ed24d37 | 20aadc24-a391-41cf-b340-3e4529f44bde | 93a60a56-a3c8-11da-a746-0800200b9a66
5-Methylbenzo[b]thiophene | 14315-14-1 | 14315141 | 14315141 | C9H8S |  | Mass | kg | emission | air | https://ofmpub.epa.gov/sor_internet/registry/substreg/searchandretrieve/substancesearch/search.do?details=displayDetails&selectedSubstanceId=96877 | 1 | Chemicals | 4ee92637-4075-3a40-81c9-5445648234c7 | 4061cba4-cb52-3ef2-85a6-55942ed24d37 | 20aadc24-a391-41cf-b340-3e4529f44bde | 93a60a56-a3c8-11da-a746-0800200b9a66
Dihexylamine | 143-16-8 | 143168 | 143168 | C12H27N |  | Mass | kg | emission | air | https://ofmpub.epa.gov/sor_internet/registry/substreg/searchandretrieve/substancesearch/search.do?details=displayDetails&selectedSubstanceId=46504 | 1 | Chemicals | edc02e69-a926-3da8-9a25-744f549ee631 | 4061cba4-cb52-3ef2-85a6-55942ed24d37 | 20aadc24-a391-41cf-b340-3e4529f44bde | 93a60a56-a3c8-11da-a746-0800200b9a66
N-Ethylbenzylamine | 14321-27-8 | 14321278 | 14321278 | C9H13N |  | Mass | kg | emission | air | https://ofmpub.epa.gov/sor_internet/registry/substreg/searchandretrieve/substancesearch/search.do?details=displayDetails&selectedSubstanceId=60735 | 1 | Chemicals | 419a9124-8c8b-328f-b44b-533f693e730b | 4061cba4-cb52-3ef2-85a6-55942ed24d37 | 20aadc24-a391-41cf-b340-3e4529f44bde | 93a60a56-a3c8-11da-a746-0800200b9a66
Triethylene glycol monobutyl ether | 143-22-6 | 143226 | 143226 | C10H22O4 |  | Mass | kg | emission | air | https://ofmpub.epa.gov/sor_internet/registry/substreg/searchandretrieve/substancesearch/search.do?details=displayDetails&selectedSubstanceId=46502 | 1 | Chemicals | b379adb4-1d22-351b-a94b-b59ea6eb4246 | 4061cba4-cb52-3ef2-85a6-55942ed24d37 | 20aadc24-a391-41cf-b340-3e4529f44bde | 93a60a56-a3c8-11da-a746-0800200b9a66
Ethyl ziram | 14324-55-1 | 14324551 | 14324551 | C10H20N2S4Zn |  | Mass | kg | emission | air | https://ofmpub.epa.gov/sor_internet/registry/substreg/searchandretrieve/substancesearch/search.do?details=displayDetails&selectedSubstanceId=60553 | 1 | Chemicals | e01ec191-cc87-36c8-80cf-8b1030880334 | 4061cba4-cb52-3ef2-85a6-55942ed24d37 | 20aadc24-a391-41cf-b340-3e4529f44bde | 93a60a56-a3c8-11da-a746-0800200b9a66
Hexadecylamine | 143-27-1 | 143271 | 143271 | C16H35N |  | Mass | kg | emission | air | https://ofmpub.epa.gov/sor_internet/registry/substreg/searchandretrieve/substancesearch/search.do?details=displayDetails&selectedSubstanceId=46500 | 1 | Chemicals | a6ffc504-6cb1-3212-af23-ab0200eeb8f9 | 4061cba4-cb52-3ef2-85a6-55942ed24d37 | 20aadc24-a391-41cf-b340-3e4529f44bde | 93a60a56-a3c8-11da-a746-0800200b9a66
Kresoxim-methyl | 143390-89-0 | 143390890 | 143390890 | C18H19NO4 |  | Mass | kg | emission | air | https://ofmpub.epa.gov/sor_internet/registry/substreg/searchandretrieve/substancesearch/search.do?details=displayDetails&selectedSubstanceId=80664 | 1 | Chemicals | 4dc122a0-e8bc-3807-a840-48ea19c4323f | 4061cba4-cb52-3ef2-85a6-55942ed24d37 | 20aadc24-a391-41cf-b340-3e4529f44bde | 93a60a56-a3c8-11da-a746-0800200b9a66
Chlordecone | 143-50-0 | 143500 | 143500 | C10Cl10O |  | Mass | kg | emission | air | https://ofmpub.epa.gov/sor_internet/registry/substreg/searchandretrieve/substancesearch/search.do?details=displayDetails&selectedSubstanceId=46497 | 1 | Chemicals | 42185f62-9cd2-381a-b50d-e21f7d6aef89 | 4061cba4-cb52-3ef2-85a6-55942ed24d37 | 20aadc24-a391-41cf-b340-3e4529f44bde | 93a60a56-a3c8-11da-a746-0800200b9a66
Disodium methanearsonate | 144-21-8 | 144218 | 144218 | CH3AsNa2O3 |  | Mass | kg | emission | air | https://ofmpub.epa.gov/sor_internet/registry/substreg/searchandretrieve/substancesearch/search.do?details=displayDetails&selectedSubstanceId=46495 | 1 | Chemicals | c7552425-84a2-3d2a-a68c-8a4780eefe6d | 4061cba4-cb52-3ef2-85a6-55942ed24d37 | 20aadc24-a391-41cf-b340-3e4529f44bde | 93a60a56-a3c8-11da-a746-0800200b9a66
Chlorfenprop-methyl | 14437-17-3 | 14437173 | 14437173 | C10H10Cl2O2 |  | Mass | kg | emission | air | https://ofmpub.epa.gov/sor_internet/registry/substreg/searchandretrieve/substancesearch/search.do?details=displayDetails&selectedSubstanceId=81030 | 1 | Chemicals | 8836bfc6-402c-3e6f-97b0-c9e5d5764b5e | 4061cba4-cb52-3ef2-85a6-55942ed24d37 | 20aadc24-a391-41cf-b340-3e4529f44bde | 93a60a56-a3c8-11da-a746-0800200b9a66
Fluoroacetic acid | 144-49-0 | 144490 | 144490 | C2H3FO2 |  | Mass | kg | emission | air | https://ofmpub.epa.gov/sor_internet/registry/substreg/searchandretrieve/substancesearch/search.do?details=displayDetails&selectedSubstanceId=46490 | 1 | Chemicals | 38f9fb3c-a49d-30f9-a649-151bfbcf6dc6 | 4061cba4-cb52-3ef2-85a6-55942ed24d37 | 20aadc24-a391-41cf-b340-3e4529f44bde | 93a60a56-a3c8-11da-a746-0800200b9a66
Diisopropyl methylphosphonate | 1445-75-6 | 1445756 | 1445756 | C7H17O3P |  | Mass | kg | emission | air | https://ofmpub.epa.gov/sor_internet/registry/substreg/searchandretrieve/substancesearch/search.do?details=displayDetails&selectedSubstanceId=43191 | 1 | Chemicals | d2131b71-21f8-34cb-b8cb-b9d65e4d04a8 | 4061cba4-cb52-3ef2-85a6-55942ed24d37 | 20aadc24-a391-41cf-b340-3e4529f44bde | 93a60a56-a3c8-11da-a746-0800200b9a66
Oxalic acid | 144-62-7 | 144627 | 144627 | C2H2O4 |  | Mass | kg | emission | air | https://ofmpub.epa.gov/sor_internet/registry/substreg/searchandretrieve/substancesearch/search.do?details=displayDetails&selectedSubstanceId=46489 | 1 | Chemicals | 3a915522-90c1-3e64-84d2-2e673f697605 | 4061cba4-cb52-3ef2-85a6-55942ed24d37 | 20aadc24-a391-41cf-b340-3e4529f44bde | 93a60a56-a3c8-11da-a746-0800200b9a66
Ferbam | 14484-64-1 | 14484641 | 14484641 | C9H18FeN3S6 |  | Mass | kg | emission | air | https://ofmpub.epa.gov/sor_internet/registry/substreg/searchandretrieve/substancesearch/search.do?details=displayDetails&selectedSubstanceId=60313 | 1 | Chemicals | 95e4b551-c25c-3ce5-97a3-05d33a156b16 | 4061cba4-cb52-3ef2-85a6-55942ed24d37 | 20aadc24-a391-41cf-b340-3e4529f44bde | 93a60a56-a3c8-11da-a746-0800200b9a66
Isonicotinamide | 1453-82-3 | 1453823 | 1453823 | C6H6N2O |  | Mass | kg | emission | air | https://ofmpub.epa.gov/sor_internet/registry/substreg/searchandretrieve/substancesearch/search.do?details=displayDetails&selectedSubstanceId=97670 | 1 | Chemicals | 381384c0-8e18-390f-b161-d132ae0ae3c9 | 4061cba4-cb52-3ef2-85a6-55942ed24d37 | 20aadc24-a391-41cf-b340-3e4529f44bde | 93a60a56-a3c8-11da-a746-0800200b9a66
Methanone, phenyl-4-pyridinyl- | 14548-46-0 | 14548460 | 14548460 | C12H9NO |  | Mass | kg | emission | air | https://ofmpub.epa.gov/sor_internet/registry/substreg/searchandretrieve/substancesearch/search.do?details=displayDetails&selectedSubstanceId=60290 | 1 | Chemicals | ec262cb4-e49b-39ad-8a9d-2bc6527a5b33 | 4061cba4-cb52-3ef2-85a6-55942ed24d37 | 20aadc24-a391-41cf-b340-3e4529f44bde | 93a60a56-a3c8-11da-a746-0800200b9a66
Diclosulam | 145701-21-9 | 145701219 | 145701219 | C13H10Cl2FN5O3S |  | Mass | kg | emission | air | https://ofmpub.epa.gov/sor_internet/registry/substreg/searchandretrieve/substancesearch/search.do?details=displayDetails&selectedSubstanceId=76873 | 1 | Chemicals | fb641988-77ff-3af9-a963-83a9442b54c0 | 4061cba4-cb52-3ef2-85a6-55942ed24d37 | 20aadc24-a391-41cf-b340-3e4529f44bde | 93a60a56-a3c8-11da-a746-0800200b9a66
Endothall | 145-73-3 | 145733 | 145733 | C8H10O5 |  | Mass | kg | emission | air | https://ofmpub.epa.gov/sor_internet/registry/substreg/searchandretrieve/substancesearch/search.do?details=displayDetails&selectedSubstanceId=46482 | 1 | Chemicals | ac9217c5-8132-30f7-bb6e-809deeb08891 | 4061cba4-cb52-3ef2-85a6-55942ed24d37 | 20aadc24-a391-41cf-b340-3e4529f44bde | 93a60a56-a3c8-11da-a746-0800200b9a66
Tributyltin chloride | 1461-22-9 | 1461229 | 1461229 | C12H27ClSn |  | Mass | kg | emission | air | https://ofmpub.epa.gov/sor_internet/registry/substreg/searchandretrieve/substancesearch/search.do?details=displayDetails&selectedSubstanceId=43176 | 1 | Chemicals | 61212d5b-5ba8-3b63-b698-89c8a3b5997a | 4061cba4-cb52-3ef2-85a6-55942ed24d37 | 20aadc24-a391-41cf-b340-3e4529f44bde | 93a60a56-a3c8-11da-a746-0800200b9a66
Tetrabutyltin | 1461-25-2 | 1461252 | 1461252 | C16H36Sn |  | Mass | kg | emission | air | https://ofmpub.epa.gov/sor_internet/registry/substreg/searchandretrieve/substancesearch/search.do?details=displayDetails&selectedSubstanceId=43175 | 1 | Chemicals | 44ba9e2a-67e6-3103-8341-2191f4a22035 | 4061cba4-cb52-3ef2-85a6-55942ed24d37 | 20aadc24-a391-41cf-b340-3e4529f44bde | 93a60a56-a3c8-11da-a746-0800200b9a66
Polyoxorim-zinc | 146659-78-1 | 146659781 | 146659781 | C17H21N5O14Zn |  | Mass | kg | emission | air | https://ofmpub.epa.gov/sor_internet/registry/substreg/searchandretrieve/substancesearch/search.do?details=displayDetails&selectedSubstanceId=84629 | 1 | Chemicals | ef9ab53e-1dd9-3e6c-86cd-ee0cca59751c | 4061cba4-cb52-3ef2-85a6-55942ed24d37 | 20aadc24-a391-41cf-b340-3e4529f44bde | 93a60a56-a3c8-11da-a746-0800200b9a66
Oxolinic acid | 14698-29-4 | 14698294 | 14698294 | C13H11NO5 |  | Mass | kg | emission | air | https://ofmpub.epa.gov/sor_internet/registry/substreg/searchandretrieve/substancesearch/search.do?details=displayDetails&selectedSubstanceId=96840 | 1 | Chemicals | 5089134d-1578-30b9-892b-be9430677ccc | 4061cba4-cb52-3ef2-85a6-55942ed24d37 | 20aadc24-a391-41cf-b340-3e4529f44bde | 93a60a56-a3c8-11da-a746-0800200b9a66
Silver(I) | 14701-21-4 | 14701214 | 14701214 | Ag |  | Mass | kg | emission | air | https://ofmpub.epa.gov/sor_internet/registry/substreg/searchandretrieve/substancesearch/search.do?details=displayDetails&selectedSubstanceId=78783 | 1 | Chemicals | ab745d39-7fb0-327a-b5b1-ca32b2b1b852 | 4061cba4-cb52-3ef2-85a6-55942ed24d37 | 20aadc24-a391-41cf-b340-3e4529f44bde | 93a60a56-a3c8-11da-a746-0800200b9a66
Cloransulam-methyl | 147150-35-4 | 147150354 | 147150354 | C15H13ClFN5O5S |  | Mass | kg | emission | air | https://ofmpub.epa.gov/sor_internet/registry/substreg/searchandretrieve/substancesearch/search.do?details=displayDetails&selectedSubstanceId=80662 | 1 | Chemicals | 1da6480c-361d-3a12-985a-d742453e81c7 | 4061cba4-cb52-3ef2-85a6-55942ed24d37 | 20aadc24-a391-41cf-b340-3e4529f44bde | 93a60a56-a3c8-11da-a746-0800200b9a66
Nitrate | 14797-55-8 | 14797558 | 14797558 | NO3 |  | Mass | kg | emission | air | https://ofmpub.epa.gov/sor_internet/registry/substreg/searchandretrieve/substancesearch/search.do?details=displayDetails&selectedSubstanceId=97628 | 1 | Chemicals | a14316e2-036e-3e75-9426-e140d858bbdc | 4061cba4-cb52-3ef2-85a6-55942ed24d37 | 20aadc24-a391-41cf-b340-3e4529f44bde | 93a60a56-a3c8-11da-a746-0800200b9a66
Zoalene | 148-01-6 | 148016 | 148016 | C8H7N3O5 |  | Mass | kg | emission | air | https://ofmpub.epa.gov/sor_internet/registry/substreg/searchandretrieve/substancesearch/search.do?details=displayDetails&selectedSubstanceId=81257 | 1 | Chemicals | a0261323-a61e-3915-8e14-05d4d0c64e1a | 4061cba4-cb52-3ef2-85a6-55942ed24d37 | 20aadc24-a391-41cf-b340-3e4529f44bde | 93a60a56-a3c8-11da-a746-0800200b9a66
Phoxim | 14816-18-3 | 14816183 | 14816183 | C12H15N2O3PS |  | Mass | kg | emission | air | https://ofmpub.epa.gov/sor_internet/registry/substreg/searchandretrieve/substancesearch/search.do?details=displayDetails&selectedSubstanceId=77347 | 1 | Chemicals | d902d1a3-d9a3-3176-8440-d647df955e03 | 4061cba4-cb52-3ef2-85a6-55942ed24d37 | 20aadc24-a391-41cf-b340-3e4529f44bde | 93a60a56-a3c8-11da-a746-0800200b9a66
Chlorphoxim | 14816-20-7 | 14816207 | 14816207 | C12H14ClN2O3PS |  | Mass | kg | emission | air | https://ofmpub.epa.gov/sor_internet/registry/substreg/searchandretrieve/substancesearch/search.do?details=displayDetails&selectedSubstanceId=97624 | 1 | Chemicals | 2e2cc32c-a941-3ed2-a6b8-fd8606152113 | 4061cba4-cb52-3ef2-85a6-55942ed24d37 | 20aadc24-a391-41cf-b340-3e4529f44bde | 93a60a56-a3c8-11da-a746-0800200b9a66
Sodium diethyldithiocarbamate | 148-18-5 | 148185 | 148185 | C5H10NNaS2 |  | Mass | kg | emission | air | https://ofmpub.epa.gov/sor_internet/registry/substreg/searchandretrieve/substancesearch/search.do?details=displayDetails&selectedSubstanceId=46415 | 1 | Chemicals | 25eb150b-004f-34bb-a0a5-1f7a54463a5e | 4061cba4-cb52-3ef2-85a6-55942ed24d37 | 20aadc24-a391-41cf-b340-3e4529f44bde | 93a60a56-a3c8-11da-a746-0800200b9a66
8-Quinolinol | 148-24-3 | 148243 | 148243 | C9H7NO |  | Mass | kg | emission | air | https://ofmpub.epa.gov/sor_internet/registry/substreg/searchandretrieve/substancesearch/search.do?details=displayDetails&selectedSubstanceId=46414 | 1 | Chemicals | e11e5c42-a04b-3378-a0e9-6b4f2d374b55 | 4061cba4-cb52-3ef2-85a6-55942ed24d37 | 20aadc24-a391-41cf-b340-3e4529f44bde | 93a60a56-a3c8-11da-a746-0800200b9a66
Spirodiclofen | 148477-71-8 | 148477718 | 148477718 | C21H24Cl2O4 |  | Mass | kg | emission | air | https://ofmpub.epa.gov/sor_internet/registry/substreg/searchandretrieve/substancesearch/search.do?details=displayDetails&selectedSubstanceId=76869 | 1 | Chemicals | 3cb1a413-fac5-37e7-9251-66dd23d3b7c5 | 4061cba4-cb52-3ef2-85a6-55942ed24d37 | 20aadc24-a391-41cf-b340-3e4529f44bde | 93a60a56-a3c8-11da-a746-0800200b9a66
Benzaldehyde, 2-hydroxy-3-methoxy- | 148-53-8 | 148538 | 148538 | C8H8O3 |  | Mass | kg | emission | air | https://ofmpub.epa.gov/sor_internet/registry/substreg/searchandretrieve/substancesearch/search.do?details=displayDetails&selectedSubstanceId=46411 | 1 | Chemicals | cf2c6e12-1349-3345-85e6-70cafd6a7f46 | 4061cba4-cb52-3ef2-85a6-55942ed24d37 | 20aadc24-a391-41cf-b340-3e4529f44bde | 93a60a56-a3c8-11da-a746-0800200b9a66
Thiabendazole | 148-79-8 | 148798 | 148798 | C10H7N3S |  | Mass | kg | emission | air | https://ofmpub.epa.gov/sor_internet/registry/substreg/searchandretrieve/substancesearch/search.do?details=displayDetails&selectedSubstanceId=46407 | 1 | Chemicals | ea20b1d0-c4da-3622-bd89-c0ddfc695ef1 | 4061cba4-cb52-3ef2-85a6-55942ed24d37 | 20aadc24-a391-41cf-b340-3e4529f44bde | 93a60a56-a3c8-11da-a746-0800200b9a66
Melphalan | 148-82-3 | 148823 | 148823 | C13H18Cl2N2O2 |  | Mass | kg | emission | air | https://ofmpub.epa.gov/sor_internet/registry/substreg/searchandretrieve/substancesearch/search.do?details=displayDetails&selectedSubstanceId=46406 | 1 | Chemicals | b8b33906-cd3b-3882-b2fa-2e1a0ac840b8 | 4061cba4-cb52-3ef2-85a6-55942ed24d37 | 20aadc24-a391-41cf-b340-3e4529f44bde | 93a60a56-a3c8-11da-a746-0800200b9a66
2-Mercaptobenzothiazole | 149-30-4 | 149304 | 149304 | C7H5NS2 |  | Mass | kg | emission | air | https://ofmpub.epa.gov/sor_internet/registry/substreg/searchandretrieve/substancesearch/search.do?details=displayDetails&selectedSubstanceId=46403 | 1 | Chemicals | 22c67a49-2b6e-353d-ad43-d16c8b92c1cc | 4061cba4-cb52-3ef2-85a6-55942ed24d37 | 20aadc24-a391-41cf-b340-3e4529f44bde | 93a60a56-a3c8-11da-a746-0800200b9a66
4-Pentylphenol | 14938-35-3 | 14938353 | 14938353 | C11H16O |  | Mass | kg | emission | air | https://ofmpub.epa.gov/sor_internet/registry/substreg/searchandretrieve/substancesearch/search.do?details=displayDetails&selectedSubstanceId=97606 | 1 | Chemicals | 1fc2e936-be1c-36e9-9ff6-3835e563a8ca | 4061cba4-cb52-3ef2-85a6-55942ed24d37 | 20aadc24-a391-41cf-b340-3e4529f44bde | 93a60a56-a3c8-11da-a746-0800200b9a66
2-Ethylhexanoic acid | 149-57-5 | 149575 | 149575 | C8H16O2 |  | Mass | kg | emission | air | https://ofmpub.epa.gov/sor_internet/registry/substreg/searchandretrieve/substancesearch/search.do?details=displayDetails&selectedSubstanceId=46400 | 1 | Chemicals | 0c1a31bc-70ec-348f-9bd0-b707d10715cc | 4061cba4-cb52-3ef2-85a6-55942ed24d37 | 20aadc24-a391-41cf-b340-3e4529f44bde | 93a60a56-a3c8-11da-a746-0800200b9a66
Bifenazate | 149877-41-8 | 149877418 | 149877418 | C17H20N2O3 |  | Mass | kg | emission | air | https://ofmpub.epa.gov/sor_internet/registry/substreg/searchandretrieve/substancesearch/search.do?details=displayDetails&selectedSubstanceId=80659 | 1 | Chemicals | 30a57752-0841-3717-ad66-5007c1855297 | 4061cba4-cb52-3ef2-85a6-55942ed24d37 | 20aadc24-a391-41cf-b340-3e4529f44bde | 93a60a56-a3c8-11da-a746-0800200b9a66
Tepraloxydim | 149979-41-9 | 149979419 | 149979419 | C17H24ClNO4 |  | Mass | kg | emission | air | https://ofmpub.epa.gov/sor_internet/registry/substreg/searchandretrieve/substancesearch/search.do?details=displayDetails&selectedSubstanceId=80658 | 1 | Chemicals | 74009bec-4688-3471-bf32-6d607151c7bb | 4061cba4-cb52-3ef2-85a6-55942ed24d37 | 20aadc24-a391-41cf-b340-3e4529f44bde | 93a60a56-a3c8-11da-a746-0800200b9a66
Phenol, 3-methoxy- | 150-19-6 | 150196 | 150196 | C7H8O2 |  | Mass | kg | emission | air | https://ofmpub.epa.gov/sor_internet/registry/substreg/searchandretrieve/substancesearch/search.do?details=displayDetails&selectedSubstanceId=46396 | 1 | Chemicals | c93f8fce-c85f-3470-854b-490b4e42838b | 4061cba4-cb52-3ef2-85a6-55942ed24d37 | 20aadc24-a391-41cf-b340-3e4529f44bde | 93a60a56-a3c8-11da-a746-0800200b9a66
(2-Hydroxyethyl)ethylenediaminetriacetic acid | 150-39-0 | 150390 | 150390 | C10H18N2O7 |  | Mass | kg | emission | air | https://ofmpub.epa.gov/sor_internet/registry/substreg/searchandretrieve/substancesearch/search.do?details=displayDetails&selectedSubstanceId=46394 | 1 | Chemicals | ae4e1a2a-8420-38b1-9d89-3a439d7420b3 | 4061cba4-cb52-3ef2-85a6-55942ed24d37 | 20aadc24-a391-41cf-b340-3e4529f44bde | 93a60a56-a3c8-11da-a746-0800200b9a66
Merphos | 150-50-5 | 150505 | 150505 | C12H27PS3 |  | Mass | kg | emission | air | https://ofmpub.epa.gov/sor_internet/registry/substreg/searchandretrieve/substancesearch/search.do?details=displayDetails&selectedSubstanceId=46392 | 1 | Chemicals | e43c73fc-673e-3df4-85d1-b095aa4d947a | 4061cba4-cb52-3ef2-85a6-55942ed24d37 | 20aadc24-a391-41cf-b340-3e4529f44bde | 93a60a56-a3c8-11da-a746-0800200b9a66
Monuron | 150-68-5 | 150685 | 150685 | C9H11ClN2O |  | Mass | kg | emission | air | https://ofmpub.epa.gov/sor_internet/registry/substreg/searchandretrieve/substancesearch/search.do?details=displayDetails&selectedSubstanceId=46390 | 1 | Chemicals | 835d0122-f575-3e60-819a-15bb52879a0c | 4061cba4-cb52-3ef2-85a6-55942ed24d37 | 20aadc24-a391-41cf-b340-3e4529f44bde | 93a60a56-a3c8-11da-a746-0800200b9a66
Dulcin | 150-69-6 | 150696 | 150696 | C9H12N2O2 |  | Mass | kg | emission | air | https://ofmpub.epa.gov/sor_internet/registry/substreg/searchandretrieve/substancesearch/search.do?details=displayDetails&selectedSubstanceId=97586 | 1 | Chemicals | e1a18aa9-7a0f-35b5-bdb5-a9268eb8d2cc | 4061cba4-cb52-3ef2-85a6-55942ed24d37 | 20aadc24-a391-41cf-b340-3e4529f44bde | 93a60a56-a3c8-11da-a746-0800200b9a66
p-Methoxyphenol | 150-76-5 | 150765 | 150765 | C7H8O2 |  | Mass | kg | emission | air | https://ofmpub.epa.gov/sor_internet/registry/substreg/searchandretrieve/substancesearch/search.do?details=displayDetails&selectedSubstanceId=97584 | 1 | Chemicals | 0bb4a779-6e78-3b40-bad9-4212728d5be3 | 4061cba4-cb52-3ef2-85a6-55942ed24d37 | 20aadc24-a391-41cf-b340-3e4529f44bde | 93a60a56-a3c8-11da-a746-0800200b9a66
p-Dimethoxybenzene | 150-78-7 | 150787 | 150787 | C8H10O2 |  | Mass | kg | emission | air | https://ofmpub.epa.gov/sor_internet/registry/substreg/searchandretrieve/substancesearch/search.do?details=displayDetails&selectedSubstanceId=46388 | 1 | Chemicals | 85440643-e65a-3bb3-9dc4-41cda501ffe3 | 4061cba4-cb52-3ef2-85a6-55942ed24d37 | 20aadc24-a391-41cf-b340-3e4529f44bde | 93a60a56-a3c8-11da-a746-0800200b9a66
Cryolite | 15096-52-3 | 15096523 | 15096523 | - |  | Mass | kg | emission | air | https://ofmpub.epa.gov/sor_internet/registry/substreg/searchandretrieve/substancesearch/search.do?details=displayDetails&selectedSubstanceId=36363 | 1 | Chemicals | 09423e3f-f2bb-33ba-bea3-4a02f6a7a5f3 | 4061cba4-cb52-3ef2-85a6-55942ed24d37 | 20aadc24-a391-41cf-b340-3e4529f44bde | 93a60a56-a3c8-11da-a746-0800200b9a66
Sodium lauryl sulfate | 151-21-3 | 151213 | 151213 | C12H25NaO4S |  | Mass | kg | emission | air | https://ofmpub.epa.gov/sor_internet/registry/substreg/searchandretrieve/substancesearch/search.do?details=displayDetails&selectedSubstanceId=97575 | 1 | Chemicals | 5e119331-4491-3ab8-8bcd-8a7df8bcc6a6 | 4061cba4-cb52-3ef2-85a6-55942ed24d37 | 20aadc24-a391-41cf-b340-3e4529f44bde | 93a60a56-a3c8-11da-a746-0800200b9a66
Aziridine | 151-56-4 | 151564 | 151564 | C2H5N |  | Mass | kg | emission | air | https://ofmpub.epa.gov/sor_internet/registry/substreg/searchandretrieve/substancesearch/search.do?details=displayDetails&selectedSubstanceId=46377 | 1 | Chemicals | dbe64338-aadf-34de-b072-705db49cd8d6 | 4061cba4-cb52-3ef2-85a6-55942ed24d37 | 20aadc24-a391-41cf-b340-3e4529f44bde | 93a60a56-a3c8-11da-a746-0800200b9a66
Copper(II) | 15158-11-9 | 15158119 | 15158119 | - |  | Mass | kg | emission | air | https://ofmpub.epa.gov/sor_internet/registry/substreg/searchandretrieve/substancesearch/search.do?details=displayDetails&selectedSubstanceId=97313 | 1 | Chemicals | 44da8332-cb19-3df8-b992-a74be2d9bcf0 | 4061cba4-cb52-3ef2-85a6-55942ed24d37 | 20aadc24-a391-41cf-b340-3e4529f44bde | 93a60a56-a3c8-11da-a746-0800200b9a66
Potassium 1-naphthaleneacetate | 15165-79-4 | 15165794 | 15165794 | C12H9KO2 |  | Mass | kg | emission | air | https://ofmpub.epa.gov/sor_internet/registry/substreg/searchandretrieve/substancesearch/search.do?details=displayDetails&selectedSubstanceId=36345 | 1 | Chemicals | bdd17a99-cb76-3868-9992-bf797762d3a1 | 4061cba4-cb52-3ef2-85a6-55942ed24d37 | 20aadc24-a391-41cf-b340-3e4529f44bde | 93a60a56-a3c8-11da-a746-0800200b9a66
Halothane | 151-67-7 | 151677 | 151677 | C2HBrClF3 |  | Mass | kg | emission | air | https://ofmpub.epa.gov/sor_internet/registry/substreg/searchandretrieve/substancesearch/search.do?details=displayDetails&selectedSubstanceId=97567 | 1 | Chemicals | 5daa2807-696b-328d-84b6-e79ba7cd9099 | 4061cba4-cb52-3ef2-85a6-55942ed24d37 | 20aadc24-a391-41cf-b340-3e4529f44bde | 93a60a56-a3c8-11da-a746-0800200b9a66
Schradan | 152-16-9 | 152169 | 152169 | C8H24N4O3P2 |  | Mass | kg | emission | air | https://ofmpub.epa.gov/sor_internet/registry/substreg/searchandretrieve/substancesearch/search.do?details=displayDetails&selectedSubstanceId=97557 | 1 | Chemicals | d6b92481-ce4c-3cce-8e28-ca2beb9e18c8 | 4061cba4-cb52-3ef2-85a6-55942ed24d37 | 20aadc24-a391-41cf-b340-3e4529f44bde | 93a60a56-a3c8-11da-a746-0800200b9a66
Lead(II) styphnate | 15245-44-0 | 15245440 | 15245440 | C6HN3O8Pb |  | Mass | kg | emission | air | https://ofmpub.epa.gov/sor_internet/registry/substreg/searchandretrieve/substancesearch/search.do?details=displayDetails&selectedSubstanceId=36326 | 1 | Chemicals | 0521500e-eee1-37d2-9625-c99c579161e2 | 4061cba4-cb52-3ef2-85a6-55942ed24d37 | 20aadc24-a391-41cf-b340-3e4529f44bde | 93a60a56-a3c8-11da-a746-0800200b9a66
Tranid | 15271-41-7 | 15271417 | 15271417 | C10H12ClN3O2 |  | Mass | kg | emission | air | https://ofmpub.epa.gov/sor_internet/registry/substreg/searchandretrieve/substancesearch/search.do?details=displayDetails&selectedSubstanceId=62131 | 1 | Chemicals | 233714b2-bf81-3823-9c97-d39850f041a4 | 4061cba4-cb52-3ef2-85a6-55942ed24d37 | 20aadc24-a391-41cf-b340-3e4529f44bde | 93a60a56-a3c8-11da-a746-0800200b9a66
Napropamide | 15299-99-7 | 15299997 | 15299997 | C17H21NO2 |  | Mass | kg | emission | air | https://ofmpub.epa.gov/sor_internet/registry/substreg/searchandretrieve/substancesearch/search.do?details=displayDetails&selectedSubstanceId=62119 | 1 | Chemicals | 8a8b8182-39a3-3484-8139-3a5403026701 | 4061cba4-cb52-3ef2-85a6-55942ed24d37 | 20aadc24-a391-41cf-b340-3e4529f44bde | 93a60a56-a3c8-11da-a746-0800200b9a66
Benodanil | 15310-01-7 | 15310017 | 15310017 | C13H10INO |  | Mass | kg | emission | air | https://ofmpub.epa.gov/sor_internet/registry/substreg/searchandretrieve/substancesearch/search.do?details=displayDetails&selectedSubstanceId=81025 | 1 | Chemicals | 87e46903-2d41-344c-b477-9b98a948f367 | 4061cba4-cb52-3ef2-85a6-55942ed24d37 | 20aadc24-a391-41cf-b340-3e4529f44bde | 93a60a56-a3c8-11da-a746-0800200b9a66
Etoxazole | 153233-91-1 | 153233911 | 153233911 | C21H23F2NO2 |  | Mass | kg | emission | air | https://ofmpub.epa.gov/sor_internet/registry/substreg/searchandretrieve/substancesearch/search.do?details=displayDetails&selectedSubstanceId=76866 | 1 | Chemicals | 0a8989f5-bd75-3693-b528-4d0a0d78a4c1 | 4061cba4-cb52-3ef2-85a6-55942ed24d37 | 20aadc24-a391-41cf-b340-3e4529f44bde | 93a60a56-a3c8-11da-a746-0800200b9a66
Thiamethoxam | 153719-23-4 | 153719234 | 153719234 | C8H10ClN5O3S |  | Mass | kg | emission | air | https://ofmpub.epa.gov/sor_internet/registry/substreg/searchandretrieve/substancesearch/search.do?details=displayDetails&selectedSubstanceId=80657 | 1 | Chemicals | 345b1f8b-0d19-3e26-82e9-2925da716169 | 4061cba4-cb52-3ef2-85a6-55942ed24d37 | 20aadc24-a391-41cf-b340-3e4529f44bde | 93a60a56-a3c8-11da-a746-0800200b9a66
Fluorodifen | 15457-05-3 | 15457053 | 15457053 | C13H7F3N2O5 |  | Mass | kg | emission | air | https://ofmpub.epa.gov/sor_internet/registry/substreg/searchandretrieve/substancesearch/search.do?details=displayDetails&selectedSubstanceId=61882 | 1 | Chemicals | 57185331-9585-3404-af3b-ef67293acfdd | 4061cba4-cb52-3ef2-85a6-55942ed24d37 | 20aadc24-a391-41cf-b340-3e4529f44bde | 93a60a56-a3c8-11da-a746-0800200b9a66
Chlorotoluron | 15545-48-9 | 15545489 | 15545489 | C10H13ClN2O |  | Mass | kg | emission | air | https://ofmpub.epa.gov/sor_internet/registry/substreg/searchandretrieve/substancesearch/search.do?details=displayDetails&selectedSubstanceId=97513 | 1 | Chemicals | 557488a6-2caf-3f34-8f47-4d768f32899c | 4061cba4-cb52-3ef2-85a6-55942ed24d37 | 20aadc24-a391-41cf-b340-3e4529f44bde | 93a60a56-a3c8-11da-a746-0800200b9a66
Emamectin benzoate | 155569-91-8 | 155569918 | 155569918 | - |  | Mass | kg | emission | air | https://ofmpub.epa.gov/sor_internet/registry/substreg/searchandretrieve/substancesearch/search.do?details=displayDetails&selectedSubstanceId=80656 | 1 | Chemicals | 71a3d280-b30c-331a-833d-b146ae3b7562 | 4061cba4-cb52-3ef2-85a6-55942ed24d37 | 20aadc24-a391-41cf-b340-3e4529f44bde | 93a60a56-a3c8-11da-a746-0800200b9a66
Zoxamide | 156052-68-5 | 156052685 | 156052685 | C14H16Cl3NO2 |  | Mass | kg | emission | air | https://ofmpub.epa.gov/sor_internet/registry/substreg/searchandretrieve/substancesearch/search.do?details=displayDetails&selectedSubstanceId=80655 | 1 | Chemicals | 5071002f-f99e-342f-ba7f-402a1e45d847 | 4061cba4-cb52-3ef2-85a6-55942ed24d37 | 20aadc24-a391-41cf-b340-3e4529f44bde | 93a60a56-a3c8-11da-a746-0800200b9a66
p-Nitrosodiphenylamine | 156-10-5 | 156105 | 156105 | C12H10N2O |  | Mass | kg | emission | air | https://ofmpub.epa.gov/sor_internet/registry/substreg/searchandretrieve/substancesearch/search.do?details=displayDetails&selectedSubstanceId=46369 | 1 | Chemicals | 902668b7-ce7f-32b9-8378-a445b1762779 | 4061cba4-cb52-3ef2-85a6-55942ed24d37 | 20aadc24-a391-41cf-b340-3e4529f44bde | 93a60a56-a3c8-11da-a746-0800200b9a66
2,3-Dihydro-2,2-dimethyl-7-benzofuranol | 1563-38-8 | 1563388 | 1563388 | C10H12O2 |  | Mass | kg | emission | air | https://ofmpub.epa.gov/sor_internet/registry/substreg/searchandretrieve/substancesearch/search.do?details=displayDetails&selectedSubstanceId=41801 | 1 | Chemicals | 9845fab6-420f-3036-99ad-42aab3f8c567 | 4061cba4-cb52-3ef2-85a6-55942ed24d37 | 20aadc24-a391-41cf-b340-3e4529f44bde | 93a60a56-a3c8-11da-a746-0800200b9a66
Carbofuran | 1563-66-2 | 1563662 | 1563662 | C12H15NO3 |  | Mass | kg | emission | air | https://ofmpub.epa.gov/sor_internet/registry/substreg/searchandretrieve/substancesearch/search.do?details=displayDetails&selectedSubstanceId=41800 | 1 | Chemicals | 3fb5611f-9159-3294-b44f-be07ff3f0d96 | 4061cba4-cb52-3ef2-85a6-55942ed24d37 | 20aadc24-a391-41cf-b340-3e4529f44bde | 93a60a56-a3c8-11da-a746-0800200b9a66
Butanoic acid, sodium salt | 156-54-7 | 156547 | 156547 | C4H7NaO2 |  | Mass | kg | emission | air | https://ofmpub.epa.gov/sor_internet/registry/substreg/searchandretrieve/substancesearch/search.do?details=displayDetails&selectedSubstanceId=46365 | 1 | Chemicals | c8cc7a3c-fc83-3e30-acb8-b19655eb2b05 | 4061cba4-cb52-3ef2-85a6-55942ed24d37 | 20aadc24-a391-41cf-b340-3e4529f44bde | 93a60a56-a3c8-11da-a746-0800200b9a66
trans-1,2-Dichloroethylene | 156-60-5 | 156605 | 156605 | C2H2Cl2 |  | Mass | kg | emission | air | https://ofmpub.epa.gov/sor_internet/registry/substreg/searchandretrieve/substancesearch/search.do?details=displayDetails&selectedSubstanceId=46362 | 1 | Chemicals | ca1391c6-755c-3b99-ae77-87388e3717b5 | 4061cba4-cb52-3ef2-85a6-55942ed24d37 | 20aadc24-a391-41cf-b340-3e4529f44bde | 93a60a56-a3c8-11da-a746-0800200b9a66
Ryanodine | 15662-33-6 | 15662336 | 15662336 | C25H35NO9 |  | Mass | kg | emission | air | https://ofmpub.epa.gov/sor_internet/registry/substreg/searchandretrieve/substancesearch/search.do?details=displayDetails&selectedSubstanceId=61614 | 1 | Chemicals | 3d9a2c0a-11cd-3388-a37d-90a33cd16815 | 4061cba4-cb52-3ef2-85a6-55942ed24d37 | 20aadc24-a391-41cf-b340-3e4529f44bde | 93a60a56-a3c8-11da-a746-0800200b9a66
Benzeneacetic acid, .alpha.-methyl-4-(2-methylpropyl)- | 15687-27-1 | 15687271 | 15687271 | C13H18O2 |  | Mass | kg | emission | air | https://ofmpub.epa.gov/sor_internet/registry/substreg/searchandretrieve/substancesearch/search.do?details=displayDetails&selectedSubstanceId=61604 | 1 | Chemicals | 6d402037-ec1a-3c9c-a478-7f2adb3f7549 | 4061cba4-cb52-3ef2-85a6-55942ed24d37 | 20aadc24-a391-41cf-b340-3e4529f44bde | 93a60a56-a3c8-11da-a746-0800200b9a66
4-Chloro-2-methylphenol | 1570-64-5 | 1570645 | 1570645 | C7H7ClO |  | Mass | kg | emission | air | https://ofmpub.epa.gov/sor_internet/registry/substreg/searchandretrieve/substancesearch/search.do?details=displayDetails&selectedSubstanceId=41792 | 1 | Chemicals | 54f86d7c-72b4-362c-8eb0-f13fe63bb5bd | 4061cba4-cb52-3ef2-85a6-55942ed24d37 | 20aadc24-a391-41cf-b340-3e4529f44bde | 93a60a56-a3c8-11da-a746-0800200b9a66
4,6-Dichloro-o-cresol | 1570-65-6 | 1570656 | 1570656 | C7H6Cl2O |  | Mass | kg | emission | air | https://ofmpub.epa.gov/sor_internet/registry/substreg/searchandretrieve/substancesearch/search.do?details=displayDetails&selectedSubstanceId=41791 | 1 | Chemicals | bd2cf5e2-7ce4-3a96-bcb1-a1dc7ce43740 | 4061cba4-cb52-3ef2-85a6-55942ed24d37 | 20aadc24-a391-41cf-b340-3e4529f44bde | 93a60a56-a3c8-11da-a746-0800200b9a66
Flonicamid | 158062-67-0 | 158062670 | 158062670 | C9H6F3N3O |  | Mass | kg | emission | air | https://ofmpub.epa.gov/sor_internet/registry/substreg/searchandretrieve/substancesearch/search.do?details=displayDetails&selectedSubstanceId=76865 | 1 | Chemicals | 194cfb9e-4f39-3dfa-8f2a-f70016a11881 | 4061cba4-cb52-3ef2-85a6-55942ed24d37 | 20aadc24-a391-41cf-b340-3e4529f44bde | 93a60a56-a3c8-11da-a746-0800200b9a66
Trifluralin | 1582-09-8 | 1582098 | 1582098 | C13H16F3N3O4 |  | Mass | kg | emission | air | https://ofmpub.epa.gov/sor_internet/registry/substreg/searchandretrieve/substancesearch/search.do?details=displayDetails&selectedSubstanceId=93632 | 1 | Chemicals | 1d29fd0b-1284-3923-8742-96e4d2135e2f | 4061cba4-cb52-3ef2-85a6-55942ed24d37 | 20aadc24-a391-41cf-b340-3e4529f44bde | 93a60a56-a3c8-11da-a746-0800200b9a66
Phosphonic acid, [[(phosphonomethyl)imino]bis[2,1-ethanediylnitrilobis(methylene)]]tetrakis- | 15827-60-8 | 15827608 | 15827608 | C9H28N3O15P5 |  | Mass | kg | emission | air | https://ofmpub.epa.gov/sor_internet/registry/substreg/searchandretrieve/substancesearch/search.do?details=displayDetails&selectedSubstanceId=93630 | 1 | Chemicals | 9fd4fb31-dc43-3e69-8d08-464df7500382 | 4061cba4-cb52-3ef2-85a6-55942ed24d37 | 20aadc24-a391-41cf-b340-3e4529f44bde | 93a60a56-a3c8-11da-a746-0800200b9a66
2,4,5-Trichlorobiphenyl | 15862-07-4 | 15862074 | 15862074 | C12H7Cl3 |  | Mass | kg | emission | air | https://ofmpub.epa.gov/sor_internet/registry/substreg/searchandretrieve/substancesearch/search.do?details=displayDetails&selectedSubstanceId=83374 | 1 | Chemicals | 2045c5e3-0437-3087-a920-1559b02a764b | 4061cba4-cb52-3ef2-85a6-55942ed24d37 | 20aadc24-a391-41cf-b340-3e4529f44bde | 93a60a56-a3c8-11da-a746-0800200b9a66
Guanidine, N,N'''-1,6-hexanediylbis[N'-cyano- | 15894-70-9 | 15894709 | 15894709 | C10H18N8 |  | Mass | kg | emission | air | https://ofmpub.epa.gov/sor_internet/registry/substreg/searchandretrieve/substancesearch/search.do?details=displayDetails&selectedSubstanceId=93626 | 1 | Chemicals | 3609ba7a-bcff-3a05-86ca-f5cce065a9a7 | 4061cba4-cb52-3ef2-85a6-55942ed24d37 | 20aadc24-a391-41cf-b340-3e4529f44bde | 93a60a56-a3c8-11da-a746-0800200b9a66
Pyrithione sodium | 15922-78-8 | 15922788 | 15922788 | C5H4NNaOS |  | Mass | kg | emission | air | https://ofmpub.epa.gov/sor_internet/registry/substreg/searchandretrieve/substancesearch/search.do?details=displayDetails&selectedSubstanceId=61147 | 1 | Chemicals | e12c8af5-0fa9-3994-8dc4-24a3b30e7aad | 4061cba4-cb52-3ef2-85a6-55942ed24d37 | 20aadc24-a391-41cf-b340-3e4529f44bde | 93a60a56-a3c8-11da-a746-0800200b9a66
Dodemorph | 1593-77-7 | 1593777 | 1593777 | C18H35NO |  | Mass | kg | emission | air | https://ofmpub.epa.gov/sor_internet/registry/substreg/searchandretrieve/substancesearch/search.do?details=displayDetails&selectedSubstanceId=77614 | 1 | Chemicals | c1e3e9e4-d248-315e-9bf7-f41f574e6e8f | 4061cba4-cb52-3ef2-85a6-55942ed24d37 | 20aadc24-a391-41cf-b340-3e4529f44bde | 93a60a56-a3c8-11da-a746-0800200b9a66
2,3,4-Trichlorophenol | 15950-66-0 | 15950660 | 15950660 | C6H3Cl3O |  | Mass | kg | emission | air | https://ofmpub.epa.gov/sor_internet/registry/substreg/searchandretrieve/substancesearch/search.do?details=displayDetails&selectedSubstanceId=60964 | 1 | Chemicals | 3beb8ec6-4541-3d77-9820-c59efac594a1 | 4061cba4-cb52-3ef2-85a6-55942ed24d37 | 20aadc24-a391-41cf-b340-3e4529f44bde | 93a60a56-a3c8-11da-a746-0800200b9a66
Daminozide | 1596-84-5 | 1596845 | 1596845 | C6H12N2O3 |  | Mass | kg | emission | air | https://ofmpub.epa.gov/sor_internet/registry/substreg/searchandretrieve/substancesearch/search.do?details=displayDetails&selectedSubstanceId=41604 | 1 | Chemicals | 6dbc2a63-a9a5-38f4-bed8-70934d8e54bb | 4061cba4-cb52-3ef2-85a6-55942ed24d37 | 20aadc24-a391-41cf-b340-3e4529f44bde | 93a60a56-a3c8-11da-a746-0800200b9a66
Alachlor | 15972-60-8 | 15972608 | 15972608 | C14H20ClNO2 |  | Mass | kg | emission | air | https://ofmpub.epa.gov/sor_internet/registry/substreg/searchandretrieve/substancesearch/search.do?details=displayDetails&selectedSubstanceId=60955 | 1 | Chemicals | a4075df0-4064-3074-a4cd-12153f274d6e | 4061cba4-cb52-3ef2-85a6-55942ed24d37 | 20aadc24-a391-41cf-b340-3e4529f44bde | 93a60a56-a3c8-11da-a746-0800200b9a66
2,3,4,5,6-Pentachlorobenzenemethanol | 16022-69-8 | 16022698 | 16022698 | C7H3Cl5O |  | Mass | kg | emission | air | https://ofmpub.epa.gov/sor_internet/registry/substreg/searchandretrieve/substancesearch/search.do?details=displayDetails&selectedSubstanceId=95094 | 1 | Chemicals | 56ea8bd0-c516-3640-8437-36298021e4d3 | 4061cba4-cb52-3ef2-85a6-55942ed24d37 | 20aadc24-a391-41cf-b340-3e4529f44bde | 93a60a56-a3c8-11da-a746-0800200b9a66
Chromium(III) | 16065-83-1 | 16065831 | 16065831 | Cr |  | Mass | kg | emission | air | https://ofmpub.epa.gov/sor_internet/registry/substreg/searchandretrieve/substancesearch/search.do?details=displayDetails&selectedSubstanceId=60916 | 1 | Chemicals | 087f8c4b-e7d0-3e07-8575-73706969d510 | 4061cba4-cb52-3ef2-85a6-55942ed24d37 | 20aadc24-a391-41cf-b340-3e4529f44bde | 93a60a56-a3c8-11da-a746-0800200b9a66
C.I. Direct Brown 95 | 16071-86-6 | 16071866 | 16071866 | C31H18CuN6Na2O9S |  | Mass | kg | emission | air | https://ofmpub.epa.gov/sor_internet/registry/substreg/searchandretrieve/substancesearch/search.do?details=displayDetails&selectedSubstanceId=60729 | 1 | Chemicals | 1fdc7e19-c081-39f1-9852-3f479fd50645 | 4061cba4-cb52-3ef2-85a6-55942ed24d37 | 20aadc24-a391-41cf-b340-3e4529f44bde | 93a60a56-a3c8-11da-a746-0800200b9a66
1-Bromo-3-chloro-5,5-dimethyl-2,4-imidazolidinedione | 16079-88-2 | 16079882 | 16079882 | C5H6BrClN2O2 |  | Mass | kg | emission | air | https://ofmpub.epa.gov/sor_internet/registry/substreg/searchandretrieve/substancesearch/search.do?details=displayDetails&selectedSubstanceId=93454 | 1 | Chemicals | 357d8817-f49b-300f-85d5-619a0ce42c6e | 4061cba4-cb52-3ef2-85a6-55942ed24d37 | 20aadc24-a391-41cf-b340-3e4529f44bde | 93a60a56-a3c8-11da-a746-0800200b9a66
Prometon | 1610-18-0 | 1610180 | 1610180 | C10H19N5O |  | Mass | kg | emission | air | https://ofmpub.epa.gov/sor_internet/registry/substreg/searchandretrieve/substancesearch/search.do?details=displayDetails&selectedSubstanceId=41587 | 1 | Chemicals | 8eb3526e-5aad-34bb-86d7-c70f7be550e1 | 4061cba4-cb52-3ef2-85a6-55942ed24d37 | 20aadc24-a391-41cf-b340-3e4529f44bde | 93a60a56-a3c8-11da-a746-0800200b9a66
Methoxyfenozide | 161050-58-4 | 161050584 | 161050584 | C22H28N2O3 |  | Mass | kg | emission | air | https://ofmpub.epa.gov/sor_internet/registry/substreg/searchandretrieve/substancesearch/search.do?details=displayDetails&selectedSubstanceId=80653 | 1 | Chemicals | b62cf567-36a4-3def-8fa3-96580af1312f | 4061cba4-cb52-3ef2-85a6-55942ed24d37 | 20aadc24-a391-41cf-b340-3e4529f44bde | 93a60a56-a3c8-11da-a746-0800200b9a66
Carbetamide | 16118-49-3 | 16118493 | 16118493 | C12H16N2O3 |  | Mass | kg | emission | air | https://ofmpub.epa.gov/sor_internet/registry/substreg/searchandretrieve/substancesearch/search.do?details=displayDetails&selectedSubstanceId=81024 | 1 | Chemicals | d697af21-1a3d-3c46-b184-df07012cb490 | 4061cba4-cb52-3ef2-85a6-55942ed24d37 | 20aadc24-a391-41cf-b340-3e4529f44bde | 93a60a56-a3c8-11da-a746-0800200b9a66
Fenamidone | 161326-34-7 | 161326347 | 161326347 | C17H17N3OS |  | Mass | kg | emission | air | https://ofmpub.epa.gov/sor_internet/registry/substreg/searchandretrieve/substancesearch/search.do?details=displayDetails&selectedSubstanceId=76864 | 1 | Chemicals | 36d6561c-f2e7-3063-8542-a8cf305e7cc9 | 4061cba4-cb52-3ef2-85a6-55942ed24d37 | 20aadc24-a391-41cf-b340-3e4529f44bde | 93a60a56-a3c8-11da-a746-0800200b9a66
2,4-Pentadienenitrile | 1615-70-9 | 1615709 | 1615709 | C5H5N |  | Mass | kg | emission | air | https://ofmpub.epa.gov/sor_internet/registry/substreg/searchandretrieve/substancesearch/search.do?details=displayDetails&selectedSubstanceId=95086 | 1 | Chemicals | afeed5c2-c34e-3f4b-8f58-67a5ed310c30 | 4061cba4-cb52-3ef2-85a6-55942ed24d37 | 20aadc24-a391-41cf-b340-3e4529f44bde | 93a60a56-a3c8-11da-a746-0800200b9a66
4-Octylaniline | 16245-79-7 | 16245797 | 16245797 | C14H23N |  | Mass | kg | emission | air | https://ofmpub.epa.gov/sor_internet/registry/substreg/searchandretrieve/substancesearch/search.do?details=displayDetails&selectedSubstanceId=95078 | 1 | Chemicals | 5075fc0d-e842-33c0-99b4-2be90a226c75 | 4061cba4-cb52-3ef2-85a6-55942ed24d37 | 20aadc24-a391-41cf-b340-3e4529f44bde | 93a60a56-a3c8-11da-a746-0800200b9a66
Methyl tert-butyl ether | 1634-04-4 | 1634044 | 1634044 | C5H12O |  | Mass | kg | emission | air | https://ofmpub.epa.gov/sor_internet/registry/substreg/searchandretrieve/substancesearch/search.do?details=displayDetails&selectedSubstanceId=41401 | 1 | Chemicals | 31f21456-b6df-3a27-a4e2-b7b3b0d149cc | 4061cba4-cb52-3ef2-85a6-55942ed24d37 | 20aadc24-a391-41cf-b340-3e4529f44bde | 93a60a56-a3c8-11da-a746-0800200b9a66
Malaoxon | 1634-78-2 | 1634782 | 1634782 | C10H19O7PS |  | Mass | kg | emission | air | https://ofmpub.epa.gov/sor_internet/registry/substreg/searchandretrieve/substancesearch/search.do?details=displayDetails&selectedSubstanceId=81823 | 1 | Chemicals | da8ecb7a-d369-33b8-9f9f-4ebb59dfa831 | 4061cba4-cb52-3ef2-85a6-55942ed24d37 | 20aadc24-a391-41cf-b340-3e4529f44bde | 93a60a56-a3c8-11da-a746-0800200b9a66
Dimethenamid-P | 163515-14-8 | 163515148 | 163515148 | C12H18ClNO2S |  | Mass | kg | emission | air | https://ofmpub.epa.gov/sor_internet/registry/substreg/searchandretrieve/substancesearch/search.do?details=displayDetails&selectedSubstanceId=76862 | 1 | Chemicals | b21fac9e-f6e9-347f-a6b2-5a531a3ef223 | 4061cba4-cb52-3ef2-85a6-55942ed24d37 | 20aadc24-a391-41cf-b340-3e4529f44bde | 93a60a56-a3c8-11da-a746-0800200b9a66
Di-n-octyl sodium sulfosuccinate | 1639-66-3 | 1639663 | 1639663 | C20H37NaO7S |  | Mass | kg | emission | air | https://ofmpub.epa.gov/sor_internet/registry/substreg/searchandretrieve/substancesearch/search.do?details=displayDetails&selectedSubstanceId=41391 | 1 | Chemicals | bba5c4bb-6dca-33e2-a640-56d6286edf27 | 4061cba4-cb52-3ef2-85a6-55942ed24d37 | 20aadc24-a391-41cf-b340-3e4529f44bde | 93a60a56-a3c8-11da-a746-0800200b9a66
Erythrosine B | 16423-68-0 | 16423680 | 16423680 | C20H6I4Na2O5 |  | Mass | kg | emission | air | https://ofmpub.epa.gov/sor_internet/registry/substreg/searchandretrieve/substancesearch/search.do?details=displayDetails&selectedSubstanceId=60478 | 1 | Chemicals | 95d9de59-bb7b-3eea-ac79-d00718723437 | 4061cba4-cb52-3ef2-85a6-55942ed24d37 | 20aadc24-a391-41cf-b340-3e4529f44bde | 93a60a56-a3c8-11da-a746-0800200b9a66
Aldicarb sulfoxide | 1646-87-3 | 1646873 | 1646873 | C7H14N2O3S |  | Mass | kg | emission | air | https://ofmpub.epa.gov/sor_internet/registry/substreg/searchandretrieve/substancesearch/search.do?details=displayDetails&selectedSubstanceId=41381 | 1 | Chemicals | 7791c916-04aa-3d92-b545-1ad83ca67b04 | 4061cba4-cb52-3ef2-85a6-55942ed24d37 | 20aadc24-a391-41cf-b340-3e4529f44bde | 93a60a56-a3c8-11da-a746-0800200b9a66
Aldicarb sulfone | 1646-88-4 | 1646884 | 1646884 | C7H14N2O4S |  | Mass | kg | emission | air | https://ofmpub.epa.gov/sor_internet/registry/substreg/searchandretrieve/substancesearch/search.do?details=displayDetails&selectedSubstanceId=93263 | 1 | Chemicals | 3bc52b81-f44b-3073-a698-cd8c22edba65 | 4061cba4-cb52-3ef2-85a6-55942ed24d37 | 20aadc24-a391-41cf-b340-3e4529f44bde | 93a60a56-a3c8-11da-a746-0800200b9a66
1,9-Decadiene | 1647-16-1 | 1647161 | 1647161 | C10H18 |  | Mass | kg | emission | air | https://ofmpub.epa.gov/sor_internet/registry/substreg/searchandretrieve/substancesearch/search.do?details=displayDetails&selectedSubstanceId=41380 | 1 | Chemicals | 3ddfecc4-1c87-34c0-a252-b5a6220351b6 | 4061cba4-cb52-3ef2-85a6-55942ed24d37 | 20aadc24-a391-41cf-b340-3e4529f44bde | 93a60a56-a3c8-11da-a746-0800200b9a66
(R)-Mecoprop | 16484-77-8 | 16484778 | 16484778 | C10H11ClO3 |  | Mass | kg | emission | air | https://ofmpub.epa.gov/sor_internet/registry/substreg/searchandretrieve/substancesearch/search.do?details=displayDetails&selectedSubstanceId=60453 | 1 | Chemicals | a196d624-73df-3446-8cfb-1ac5c8df35ed | 4061cba4-cb52-3ef2-85a6-55942ed24d37 | 20aadc24-a391-41cf-b340-3e4529f44bde | 93a60a56-a3c8-11da-a746-0800200b9a66
Dinotefuran | 165252-70-0 | 165252700 | 165252700 | C7H14N4O3 |  | Mass | kg | emission | air | https://ofmpub.epa.gov/sor_internet/registry/substreg/searchandretrieve/substancesearch/search.do?details=displayDetails&selectedSubstanceId=76860 | 1 | Chemicals | 8c3410ad-cc35-306f-8c76-72d20c71bbc2 | 4061cba4-cb52-3ef2-85a6-55942ed24d37 | 20aadc24-a391-41cf-b340-3e4529f44bde | 93a60a56-a3c8-11da-a746-0800200b9a66
6-Methyl-1-heptanol | 1653-40-3 | 1653403 | 1653403 | C8H18O |  | Mass | kg | emission | air | https://ofmpub.epa.gov/sor_internet/registry/substreg/searchandretrieve/substancesearch/search.do?details=displayDetails&selectedSubstanceId=77915 | 1 | Chemicals | 396dd0bd-dc59-37e6-9389-7f945cb7b457 | 4061cba4-cb52-3ef2-85a6-55942ed24d37 | 20aadc24-a391-41cf-b340-3e4529f44bde | 93a60a56-a3c8-11da-a746-0800200b9a66
Gyromitrin | 16568-02-8 | 16568028 | 16568028 | C4H8N2O |  | Mass | kg | emission | air | https://ofmpub.epa.gov/sor_internet/registry/substreg/searchandretrieve/substancesearch/search.do?details=displayDetails&selectedSubstanceId=78237 | 1 | Chemicals | 822bfd1b-1ad3-369f-a0cd-e58f5b2e902b | 4061cba4-cb52-3ef2-85a6-55942ed24d37 | 20aadc24-a391-41cf-b340-3e4529f44bde | 93a60a56-a3c8-11da-a746-0800200b9a66
2-Propenoic acid, 1,1-dimethylethyl ester | 1663-39-4 | 1663394 | 1663394 | C7H12O2 |  | Mass | kg | emission | air | https://ofmpub.epa.gov/sor_internet/registry/substreg/searchandretrieve/substancesearch/search.do?details=displayDetails&selectedSubstanceId=41201 | 1 | Chemicals | 74d9cf18-820d-3c4a-be65-f6676ba39ad1 | 4061cba4-cb52-3ef2-85a6-55942ed24d37 | 20aadc24-a391-41cf-b340-3e4529f44bde | 93a60a56-a3c8-11da-a746-0800200b9a66
Ethephon | 16672-87-0 | 16672870 | 16672870 | C2H6ClO3P |  | Mass | kg | emission | air | https://ofmpub.epa.gov/sor_internet/registry/substreg/searchandretrieve/substancesearch/search.do?details=displayDetails&selectedSubstanceId=60031 | 1 | Chemicals | 31770862-2f7b-3830-b882-1387876f8397 | 4061cba4-cb52-3ef2-85a6-55942ed24d37 | 20aadc24-a391-41cf-b340-3e4529f44bde | 93a60a56-a3c8-11da-a746-0800200b9a66
Methomyl | 16752-77-5 | 16752775 | 16752775 | C5H10N2O2S |  | Mass | kg | emission | air | https://ofmpub.epa.gov/sor_internet/registry/substreg/searchandretrieve/substancesearch/search.do?details=displayDetails&selectedSubstanceId=93071 | 1 | Chemicals | 916e5aae-2c98-3f8c-ac75-7ea2addb413e | 4061cba4-cb52-3ef2-85a6-55942ed24d37 | 20aadc24-a391-41cf-b340-3e4529f44bde | 93a60a56-a3c8-11da-a746-0800200b9a66
Ethylcyclohexane | 1678-91-7 | 1678917 | 1678917 | C8H16 |  | Mass | kg | emission | air | https://ofmpub.epa.gov/sor_internet/registry/substreg/searchandretrieve/substancesearch/search.do?details=displayDetails&selectedSubstanceId=41183 | 1 | Chemicals | 492e4756-b540-372b-b3b9-771791f45d28 | 4061cba4-cb52-3ef2-85a6-55942ed24d37 | 20aadc24-a391-41cf-b340-3e4529f44bde | 93a60a56-a3c8-11da-a746-0800200b9a66
Spinosad | 168316-95-8 | 168316958 | 168316958 | - |  | Mass | kg | emission | air | https://ofmpub.epa.gov/sor_internet/registry/substreg/searchandretrieve/substancesearch/search.do?details=displayDetails&selectedSubstanceId=80504 | 1 | Chemicals | e1ffbc8c-aab0-3a7e-9801-989ff00c6111 | 4061cba4-cb52-3ef2-85a6-55942ed24d37 | 20aadc24-a391-41cf-b340-3e4529f44bde | 93a60a56-a3c8-11da-a746-0800200b9a66
9-Hydroxyfluorene | 1689-64-1 | 1689641 | 1689641 | C13H10O |  | Mass | kg | emission | air | https://ofmpub.epa.gov/sor_internet/registry/substreg/searchandretrieve/substancesearch/search.do?details=displayDetails&selectedSubstanceId=41167 | 1 | Chemicals | 47312b4f-ebfb-371c-853f-639a9273b650 | 4061cba4-cb52-3ef2-85a6-55942ed24d37 | 20aadc24-a391-41cf-b340-3e4529f44bde | 93a60a56-a3c8-11da-a746-0800200b9a66
p-Phenylazophenol | 1689-82-3 | 1689823 | 1689823 | C12H10N2O |  | Mass | kg | emission | air | https://ofmpub.epa.gov/sor_internet/registry/substreg/searchandretrieve/substancesearch/search.do?details=displayDetails&selectedSubstanceId=41165 | 1 | Chemicals | e549f105-453a-3fd0-9590-12792c943c2d | 4061cba4-cb52-3ef2-85a6-55942ed24d37 | 20aadc24-a391-41cf-b340-3e4529f44bde | 93a60a56-a3c8-11da-a746-0800200b9a66
Ioxynil | 1689-83-4 | 1689834 | 1689834 | C7H3I2NO |  | Mass | kg | emission | air | https://ofmpub.epa.gov/sor_internet/registry/substreg/searchandretrieve/substancesearch/search.do?details=displayDetails&selectedSubstanceId=81822 | 1 | Chemicals | 09f8e2f0-7190-36bb-a6fd-e11a6d49f6f5 | 4061cba4-cb52-3ef2-85a6-55942ed24d37 | 20aadc24-a391-41cf-b340-3e4529f44bde | 93a60a56-a3c8-11da-a746-0800200b9a66
Bromoxynil | 1689-84-5 | 1689845 | 1689845 | C7H3Br2NO |  | Mass | kg | emission | air | https://ofmpub.epa.gov/sor_internet/registry/substreg/searchandretrieve/substancesearch/search.do?details=displayDetails&selectedSubstanceId=41164 | 1 | Chemicals | 59eb2245-4056-35d4-90a0-f25dae604041 | 4061cba4-cb52-3ef2-85a6-55942ed24d37 | 20aadc24-a391-41cf-b340-3e4529f44bde | 93a60a56-a3c8-11da-a746-0800200b9a66
Bromoxynil octanoate | 1689-99-2 | 1689992 | 1689992 | C15H17Br2NO2 |  | Mass | kg | emission | air | https://ofmpub.epa.gov/sor_internet/registry/substreg/searchandretrieve/substancesearch/search.do?details=displayDetails&selectedSubstanceId=41163 | 1 | Chemicals | 4c6a90d4-15ab-3c7e-9ea2-61dbd8387502 | 4061cba4-cb52-3ef2-85a6-55942ed24d37 | 20aadc24-a391-41cf-b340-3e4529f44bde | 93a60a56-a3c8-11da-a746-0800200b9a66
C.I. Acid Violet 49 | 1694-09-3 | 1694093 | 1694093 | C39H40N3NaO6S2 |  | Mass | kg | emission | air | https://ofmpub.epa.gov/sor_internet/registry/substreg/searchandretrieve/substancesearch/search.do?details=displayDetails&selectedSubstanceId=41161 | 1 | Chemicals | e7bd0e62-6c4a-3754-811e-0176bf2e5066 | 4061cba4-cb52-3ef2-85a6-55942ed24d37 | 20aadc24-a391-41cf-b340-3e4529f44bde | 93a60a56-a3c8-11da-a746-0800200b9a66
Spectinomycin | 1695-77-8 | 1695778 | 1695778 | C14H24N2O7 |  | Mass | kg | emission | air | https://ofmpub.epa.gov/sor_internet/registry/substreg/searchandretrieve/substancesearch/search.do?details=displayDetails&selectedSubstanceId=94853 | 1 | Chemicals | a85bf2ad-45a0-34b4-bbc2-7c3d3569ff68 | 4061cba4-cb52-3ef2-85a6-55942ed24d37 | 20aadc24-a391-41cf-b340-3e4529f44bde | 93a60a56-a3c8-11da-a746-0800200b9a66
Pyrazon | 1698-60-8 | 1698608 | 1698608 | C10H8ClN3O |  | Mass | kg | emission | air | https://ofmpub.epa.gov/sor_internet/registry/substreg/searchandretrieve/substancesearch/search.do?details=displayDetails&selectedSubstanceId=93052 | 1 | Chemicals | 261406e7-330c-3f25-9dfd-cda44c5a9e3a | 4061cba4-cb52-3ef2-85a6-55942ed24d37 | 20aadc24-a391-41cf-b340-3e4529f44bde | 93a60a56-a3c8-11da-a746-0800200b9a66
Clopyralid | 1702-17-6 | 1702176 | 1702176 | C6H3Cl2NO2 |  | Mass | kg | emission | air | https://ofmpub.epa.gov/sor_internet/registry/substreg/searchandretrieve/substancesearch/search.do?details=displayDetails&selectedSubstanceId=93048 | 1 | Chemicals | 76692b0b-4e3f-363b-883f-2b9532c76ec2 | 4061cba4-cb52-3ef2-85a6-55942ed24d37 | 20aadc24-a391-41cf-b340-3e4529f44bde | 93a60a56-a3c8-11da-a746-0800200b9a66
3-Amino-4-ethoxyacetanilide | 17026-81-2 | 17026812 | 17026812 | C10H14N2O2 |  | Mass | kg | emission | air | https://ofmpub.epa.gov/sor_internet/registry/substreg/searchandretrieve/substancesearch/search.do?details=displayDetails&selectedSubstanceId=36291 | 1 | Chemicals | 1275e2e8-f10e-3820-9f27-770c81925e20 | 4061cba4-cb52-3ef2-85a6-55942ed24d37 | 20aadc24-a391-41cf-b340-3e4529f44bde | 93a60a56-a3c8-11da-a746-0800200b9a66
C.I. Reactive Black 5 | 17095-24-8 | 17095248 | 17095248 | C26H21N5Na4O19S6 |  | Mass | kg | emission | air | https://ofmpub.epa.gov/sor_internet/registry/substreg/searchandretrieve/substancesearch/search.do?details=displayDetails&selectedSubstanceId=36272 | 1 | Chemicals | d8add826-7760-3a2f-bf06-1137e0cd13be | 4061cba4-cb52-3ef2-85a6-55942ed24d37 | 20aadc24-a391-41cf-b340-3e4529f44bde | 93a60a56-a3c8-11da-a746-0800200b9a66
Edifenphos | 17109-49-8 | 17109498 | 17109498 | C14H15O2PS2 |  | Mass | kg | emission | air | https://ofmpub.epa.gov/sor_internet/registry/substreg/searchandretrieve/substancesearch/search.do?details=displayDetails&selectedSubstanceId=92884 | 1 | Chemicals | 5bcbd71a-7c20-3a3a-8b63-01510731e5f8 | 4061cba4-cb52-3ef2-85a6-55942ed24d37 | 20aadc24-a391-41cf-b340-3e4529f44bde | 93a60a56-a3c8-11da-a746-0800200b9a66
HCFC-141b | 1717-00-6 | 1717006 | 1717006 | C2H3Cl2F |  | Mass | kg | emission | air | https://ofmpub.epa.gov/sor_internet/registry/substreg/searchandretrieve/substancesearch/search.do?details=displayDetails&selectedSubstanceId=40976 | 1 | Chemicals | 16c9541b-5db3-38e9-a389-46d567e32123 | 4061cba4-cb52-3ef2-85a6-55942ed24d37 | 20aadc24-a391-41cf-b340-3e4529f44bde | 93a60a56-a3c8-11da-a746-0800200b9a66
Cyclododecanol | 1724-39-6 | 1724396 | 1724396 | C12H24O |  | Mass | kg | emission | air | https://ofmpub.epa.gov/sor_internet/registry/substreg/searchandretrieve/substancesearch/search.do?details=displayDetails&selectedSubstanceId=40968 | 1 | Chemicals | 17e629f4-2ec8-3892-b7d2-432104730c45 | 4061cba4-cb52-3ef2-85a6-55942ed24d37 | 20aadc24-a391-41cf-b340-3e4529f44bde | 93a60a56-a3c8-11da-a746-0800200b9a66
Indoxacarb | 173584-44-6 | 173584446 | 173584446 | C22H17ClF3N3O7 |  | Mass | kg | emission | air | https://ofmpub.epa.gov/sor_internet/registry/substreg/searchandretrieve/substancesearch/search.do?details=displayDetails&selectedSubstanceId=80652 | 1 | Chemicals | 52ea3a52-9ba4-33a0-83ac-5be8b6a7049c | 4061cba4-cb52-3ef2-85a6-55942ed24d37 | 20aadc24-a391-41cf-b340-3e4529f44bde | 93a60a56-a3c8-11da-a746-0800200b9a66
Eosin Yellowish | 17372-87-1 | 17372871 | 17372871 | C20H6Br4Na2O5 |  | Mass | kg | emission | air | https://ofmpub.epa.gov/sor_internet/registry/substreg/searchandretrieve/substancesearch/search.do?details=displayDetails&selectedSubstanceId=36202 | 1 | Chemicals | 532297c2-3b91-32d2-9f9b-e57279add1d2 | 4061cba4-cb52-3ef2-85a6-55942ed24d37 | 20aadc24-a391-41cf-b340-3e4529f44bde | 93a60a56-a3c8-11da-a746-0800200b9a66
Dimethylaminopropionitrile | 1738-25-6 | 1738256 | 1738256 | C5H10N2 |  | Mass | kg | emission | air | https://ofmpub.epa.gov/sor_internet/registry/substreg/searchandretrieve/substancesearch/search.do?details=displayDetails&selectedSubstanceId=92851 | 1 | Chemicals | 4e55245b-5259-3909-bc94-cb7f3452d3d5 | 4061cba4-cb52-3ef2-85a6-55942ed24d37 | 20aadc24-a391-41cf-b340-3e4529f44bde | 93a60a56-a3c8-11da-a746-0800200b9a66
Arsenic(V) | 17428-41-0 | 17428410 | 17428410 | As |  | Mass | kg | emission | air | https://ofmpub.epa.gov/sor_internet/registry/substreg/searchandretrieve/substancesearch/search.do?details=displayDetails&selectedSubstanceId=79081 | 1 | Chemicals | ce81679e-746f-3633-820c-405ddafe953b | 4061cba4-cb52-3ef2-85a6-55942ed24d37 | 20aadc24-a391-41cf-b340-3e4529f44bde | 93a60a56-a3c8-11da-a746-0800200b9a66
Phenol, 2-(2-propenyl)- | 1745-81-9 | 1745819 | 1745819 | C9H10O |  | Mass | kg | emission | air | https://ofmpub.epa.gov/sor_internet/registry/substreg/searchandretrieve/substancesearch/search.do?details=displayDetails&selectedSubstanceId=92700 | 1 | Chemicals | 50d28058-942e-3c26-a980-ab8379951e4f | 4061cba4-cb52-3ef2-85a6-55942ed24d37 | 20aadc24-a391-41cf-b340-3e4529f44bde | 93a60a56-a3c8-11da-a746-0800200b9a66
2,3,7,8-Tetrachlorodibenzo-p-dioxin | 1746-01-6 | 1746016 | 1746016 | C12H4Cl4O2 |  | Mass | kg | emission | air | https://ofmpub.epa.gov/sor_internet/registry/substreg/searchandretrieve/substancesearch/search.do?details=displayDetails&selectedSubstanceId=40776 | 1 | Chemicals | f972cde4-87d8-39a4-b775-ac7cbbc8965c | 4061cba4-cb52-3ef2-85a6-55942ed24d37 | 20aadc24-a391-41cf-b340-3e4529f44bde | 93a60a56-a3c8-11da-a746-0800200b9a66
Monolinuron | 1746-81-2 | 1746812 | 1746812 | C9H11ClN2O2 |  | Mass | kg | emission | air | https://ofmpub.epa.gov/sor_internet/registry/substreg/searchandretrieve/substancesearch/search.do?details=displayDetails&selectedSubstanceId=92694 | 1 | Chemicals | cbe379d5-02f8-3af1-a31b-88400f5f22af | 4061cba4-cb52-3ef2-85a6-55942ed24d37 | 20aadc24-a391-41cf-b340-3e4529f44bde | 93a60a56-a3c8-11da-a746-0800200b9a66
Pyraclostrobin | 175013-18-0 | 175013180 | 175013180 | C19H18ClN3O4 |  | Mass | kg | emission | air | https://ofmpub.epa.gov/sor_internet/registry/substreg/searchandretrieve/substancesearch/search.do?details=displayDetails&selectedSubstanceId=76857 | 1 | Chemicals | bc0c987a-5ce2-3bad-8b9f-96f68106acab | 4061cba4-cb52-3ef2-85a6-55942ed24d37 | 20aadc24-a391-41cf-b340-3e4529f44bde | 93a60a56-a3c8-11da-a746-0800200b9a66
3-Amino-5,6-dimethyl-1,2,4-triazine | 17584-12-2 | 17584122 | 17584122 | C5H8N4 |  | Mass | kg | emission | air | https://ofmpub.epa.gov/sor_internet/registry/substreg/searchandretrieve/substancesearch/search.do?details=displayDetails&selectedSubstanceId=94799 | 1 | Chemicals | 229ceefa-0a9b-389a-bec0-1d1a583086f0 | 4061cba4-cb52-3ef2-85a6-55942ed24d37 | 20aadc24-a391-41cf-b340-3e4529f44bde | 93a60a56-a3c8-11da-a746-0800200b9a66
Methanesulfinic acid, aminoimino- | 1758-73-2 | 1758732 | 1758732 | CH4N2O2S |  | Mass | kg | emission | air | https://ofmpub.epa.gov/sor_internet/registry/substreg/searchandretrieve/substancesearch/search.do?details=displayDetails&selectedSubstanceId=40766 | 1 | Chemicals | 4228fc9f-5298-34cb-b48f-6813a020e4fd | 4061cba4-cb52-3ef2-85a6-55942ed24d37 | 20aadc24-a391-41cf-b340-3e4529f44bde | 93a60a56-a3c8-11da-a746-0800200b9a66
Benzaldehyde, 5-bromo-2-hydroxy- | 1761-61-1 | 1761611 | 1761611 | C7H5BrO2 |  | Mass | kg | emission | air | https://ofmpub.epa.gov/sor_internet/registry/substreg/searchandretrieve/substancesearch/search.do?details=displayDetails&selectedSubstanceId=40761 | 1 | Chemicals | 26e94945-5541-386f-9eb4-93b98d5016c5 | 4061cba4-cb52-3ef2-85a6-55942ed24d37 | 20aadc24-a391-41cf-b340-3e4529f44bde | 93a60a56-a3c8-11da-a746-0800200b9a66
3'-Nitro-p-acetophenetide | 1777-84-0 | 1777840 | 1777840 | C10H12N2O4 |  | Mass | kg | emission | air | https://ofmpub.epa.gov/sor_internet/registry/substreg/searchandretrieve/substancesearch/search.do?details=displayDetails&selectedSubstanceId=40748 | 1 | Chemicals | 914ffc01-e4e4-3f95-97b2-2857e4a4f915 | 4061cba4-cb52-3ef2-85a6-55942ed24d37 | 20aadc24-a391-41cf-b340-3e4529f44bde | 93a60a56-a3c8-11da-a746-0800200b9a66
N-(Cyclohexylthio)phthalimide | 17796-82-6 | 17796826 | 17796826 | C14H15NO2S |  | Mass | kg | emission | air | https://ofmpub.epa.gov/sor_internet/registry/substreg/searchandretrieve/substancesearch/search.do?details=displayDetails&selectedSubstanceId=36088 | 1 | Chemicals | 2883a7ca-f569-3814-b1d7-d8d87c275205 | 4061cba4-cb52-3ef2-85a6-55942ed24d37 | 20aadc24-a391-41cf-b340-3e4529f44bde | 93a60a56-a3c8-11da-a746-0800200b9a66
Benomyl | 17804-35-2 | 17804352 | 17804352 | C14H18N4O3 |  | Mass | kg | emission | air | https://ofmpub.epa.gov/sor_internet/registry/substreg/searchandretrieve/substancesearch/search.do?details=displayDetails&selectedSubstanceId=36086 | 1 | Chemicals | b5b15715-4486-3a8d-b9cc-928b19e8c4e9 | 4061cba4-cb52-3ef2-85a6-55942ed24d37 | 20aadc24-a391-41cf-b340-3e4529f44bde | 93a60a56-a3c8-11da-a746-0800200b9a66
2-Chlorobenzenemethanol | 17849-38-6 | 17849386 | 17849386 | C7H7ClO |  | Mass | kg | emission | air | https://ofmpub.epa.gov/sor_internet/registry/substreg/searchandretrieve/substancesearch/search.do?details=displayDetails&selectedSubstanceId=94600 | 1 | Chemicals | a617f946-6b0c-39f8-bcbd-6ae0e4cf9468 | 4061cba4-cb52-3ef2-85a6-55942ed24d37 | 20aadc24-a391-41cf-b340-3e4529f44bde | 93a60a56-a3c8-11da-a746-0800200b9a66
C.I. Mordant Black 11, monosodium salt | 1787-61-7 | 1787617 | 1787617 | C20H12N3NaO7S |  | Mass | kg | emission | air | https://ofmpub.epa.gov/sor_internet/registry/substreg/searchandretrieve/substancesearch/search.do?details=displayDetails&selectedSubstanceId=92498 | 1 | Chemicals | 8eff2a7a-7746-37fb-98b0-2c988a8645fc | 4061cba4-cb52-3ef2-85a6-55942ed24d37 | 20aadc24-a391-41cf-b340-3e4529f44bde | 93a60a56-a3c8-11da-a746-0800200b9a66
Zearalenone | 17924-92-4 | 17924924 | 17924924 | C18H22O5 |  | Mass | kg | emission | air | https://ofmpub.epa.gov/sor_internet/registry/substreg/searchandretrieve/substancesearch/search.do?details=displayDetails&selectedSubstanceId=36058 | 1 | Chemicals | f1aaedbf-0d86-3446-91de-82c6f361ad32 | 4061cba4-cb52-3ef2-85a6-55942ed24d37 | 20aadc24-a391-41cf-b340-3e4529f44bde | 93a60a56-a3c8-11da-a746-0800200b9a66
Propoxycarbazone-sodium | 181274-15-7 | 181274157 | 181274157 | C15H17N4NaO7S |  | Mass | kg | emission | air | https://ofmpub.epa.gov/sor_internet/registry/substreg/searchandretrieve/substancesearch/search.do?details=displayDetails&selectedSubstanceId=76853 | 1 | Chemicals | 08f633fb-4057-3271-8074-f4cb52f3ca9b | 4061cba4-cb52-3ef2-85a6-55942ed24d37 | 20aadc24-a391-41cf-b340-3e4529f44bde | 93a60a56-a3c8-11da-a746-0800200b9a66
Flucarbazon-sodium | 181274-17-9 | 181274179 | 181274179 | C12H10F3N4NaO6S |  | Mass | kg | emission | air | https://ofmpub.epa.gov/sor_internet/registry/substreg/searchandretrieve/substancesearch/search.do?details=displayDetails&selectedSubstanceId=76852 | 1 | Chemicals | 36bea919-cac2-3ce1-a0e0-926cdef3b7bc | 4061cba4-cb52-3ef2-85a6-55942ed24d37 | 20aadc24-a391-41cf-b340-3e4529f44bde | 93a60a56-a3c8-11da-a746-0800200b9a66
Jodfenphos | 18181-70-9 | 18181709 | 18181709 | C8H8Cl2IO3PS |  | Mass | kg | emission | air | https://ofmpub.epa.gov/sor_internet/registry/substreg/searchandretrieve/substancesearch/search.do?details=displayDetails&selectedSubstanceId=92304 | 1 | Chemicals | 666edcca-544b-3db3-9679-9c953e6accea | 4061cba4-cb52-3ef2-85a6-55942ed24d37 | 20aadc24-a391-41cf-b340-3e4529f44bde | 93a60a56-a3c8-11da-a746-0800200b9a66
Bromopropylate | 18181-80-1 | 18181801 | 18181801 | C17H16Br2O3 |  | Mass | kg | emission | air | https://ofmpub.epa.gov/sor_internet/registry/substreg/searchandretrieve/substancesearch/search.do?details=displayDetails&selectedSubstanceId=83347 | 1 | Chemicals | 2098181d-e39c-379d-b0f4-e52a2308d38f | 4061cba4-cb52-3ef2-85a6-55942ed24d37 | 20aadc24-a391-41cf-b340-3e4529f44bde | 93a60a56-a3c8-11da-a746-0800200b9a66
5-Chlorouracil | 1820-81-1 | 1820811 | 1820811 | C4H3ClN2O2 |  | Mass | kg | emission | air | https://ofmpub.epa.gov/sor_internet/registry/substreg/searchandretrieve/substancesearch/search.do?details=displayDetails&selectedSubstanceId=94588 | 1 | Chemicals | 903c68ce-4667-32d4-9efb-d40dc6ab72a2 | 4061cba4-cb52-3ef2-85a6-55942ed24d37 | 20aadc24-a391-41cf-b340-3e4529f44bde | 93a60a56-a3c8-11da-a746-0800200b9a66
4-Phenylbutyric acid | 1821-12-1 | 1821121 | 1821121 | C10H12O2 |  | Mass | kg | emission | air | https://ofmpub.epa.gov/sor_internet/registry/substreg/searchandretrieve/substancesearch/search.do?details=displayDetails&selectedSubstanceId=40549 | 1 | Chemicals | 044689d8-b1e1-39b4-a8fd-d81b2ffe2f38 | 4061cba4-cb52-3ef2-85a6-55942ed24d37 | 20aadc24-a391-41cf-b340-3e4529f44bde | 93a60a56-a3c8-11da-a746-0800200b9a66
Pentachloroanisole | 1825-21-4 | 1825214 | 1825214 | C7H3Cl5O |  | Mass | kg | emission | air | https://ofmpub.epa.gov/sor_internet/registry/substreg/searchandretrieve/substancesearch/search.do?details=displayDetails&selectedSubstanceId=81675 | 1 | Chemicals | 356ac774-0a7a-31a8-a8f3-c98f0788d419 | 4061cba4-cb52-3ef2-85a6-55942ed24d37 | 20aadc24-a391-41cf-b340-3e4529f44bde | 93a60a56-a3c8-11da-a746-0800200b9a66
Tetrafluoroterephthalonitrile | 1835-49-0 | 1835490 | 1835490 | C8F4N2 |  | Mass | kg | emission | air | https://ofmpub.epa.gov/sor_internet/registry/substreg/searchandretrieve/substancesearch/search.do?details=displayDetails&selectedSubstanceId=94577 | 1 | Chemicals | 0ac5e422-68e0-3209-bb58-ac9cb25486c8 | 4061cba4-cb52-3ef2-85a6-55942ed24d37 | 20aadc24-a391-41cf-b340-3e4529f44bde | 93a60a56-a3c8-11da-a746-0800200b9a66
Nitrofen | 1836-75-5 | 1836755 | 1836755 | C12H7Cl2NO3 |  | Mass | kg | emission | air | https://ofmpub.epa.gov/sor_internet/registry/substreg/searchandretrieve/substancesearch/search.do?details=displayDetails&selectedSubstanceId=40525 | 1 | Chemicals | 3604af5f-97ea-33d1-a903-c5009d34e7ad | 4061cba4-cb52-3ef2-85a6-55942ed24d37 | 20aadc24-a391-41cf-b340-3e4529f44bde | 93a60a56-a3c8-11da-a746-0800200b9a66
Chlornitrofen | 1836-77-7 | 1836777 | 1836777 | C12H6Cl3NO3 |  | Mass | kg | emission | air | https://ofmpub.epa.gov/sor_internet/registry/substreg/searchandretrieve/substancesearch/search.do?details=displayDetails&selectedSubstanceId=92141 | 1 | Chemicals | 5393b37b-51e0-34fa-9c3d-86b23002f249 | 4061cba4-cb52-3ef2-85a6-55942ed24d37 | 20aadc24-a391-41cf-b340-3e4529f44bde | 93a60a56-a3c8-11da-a746-0800200b9a66
2-Hydroxy-4-octyloxybenzophenone | 1843-05-6 | 1843056 | 1843056 | C21H26O3 |  | Mass | kg | emission | air | https://ofmpub.epa.gov/sor_internet/registry/substreg/searchandretrieve/substancesearch/search.do?details=displayDetails&selectedSubstanceId=40359 | 1 | Chemicals | 8bf80813-7855-30d3-96df-91104c5794ff | 4061cba4-cb52-3ef2-85a6-55942ed24d37 | 20aadc24-a391-41cf-b340-3e4529f44bde | 93a60a56-a3c8-11da-a746-0800200b9a66
.alpha.-L-xylo-2-Hexulofuranosonic acid, 2,3:4,6-bis-O-(1-methylethylidene)- | 18467-77-1 | 18467771 | 18467771 | C12H18O7 |  | Mass | kg | emission | air | https://ofmpub.epa.gov/sor_internet/registry/substreg/searchandretrieve/substancesearch/search.do?details=displayDetails&selectedSubstanceId=92126 | 1 | Chemicals | 0b1fed88-293a-3872-ae1d-b5c612f8d0f6 | 4061cba4-cb52-3ef2-85a6-55942ed24d37 | 20aadc24-a391-41cf-b340-3e4529f44bde | 93a60a56-a3c8-11da-a746-0800200b9a66
1-Octen-3-ol, 3,7-dimethyl- | 18479-49-7 | 18479497 | 18479497 | C10H20O |  | Mass | kg | emission | air | https://ofmpub.epa.gov/sor_internet/registry/substreg/searchandretrieve/substancesearch/search.do?details=displayDetails&selectedSubstanceId=92123 | 1 | Chemicals | 00b79782-9e67-3e63-baf9-fb3d6df78773 | 4061cba4-cb52-3ef2-85a6-55942ed24d37 | 20aadc24-a391-41cf-b340-3e4529f44bde | 93a60a56-a3c8-11da-a746-0800200b9a66
Norea | 18530-56-8 | 18530568 | 18530568 | C13H22N2O |  | Mass | kg | emission | air | https://ofmpub.epa.gov/sor_internet/registry/substreg/searchandretrieve/substancesearch/search.do?details=displayDetails&selectedSubstanceId=83854 | 1 | Chemicals | a21a074a-19a2-36e8-9a1b-14b39105481a | 4061cba4-cb52-3ef2-85a6-55942ed24d37 | 20aadc24-a391-41cf-b340-3e4529f44bde | 93a60a56-a3c8-11da-a746-0800200b9a66
Chromium(VI) | 18540-29-9 | 18540299 | 18540299 | Cr |  | Mass | kg | emission | air | https://ofmpub.epa.gov/sor_internet/registry/substreg/searchandretrieve/substancesearch/search.do?details=displayDetails&selectedSubstanceId=62530 | 1 | Chemicals | 0a4a75ed-2776-369e-bfaf-53de9e703fe3 | 4061cba4-cb52-3ef2-85a6-55942ed24d37 | 20aadc24-a391-41cf-b340-3e4529f44bde | 93a60a56-a3c8-11da-a746-0800200b9a66
Dimethyloldihydroxyethyleneurea | 1854-26-8 | 1854268 | 1854268 | C5H10N2O5 |  | Mass | kg | emission | air | https://ofmpub.epa.gov/sor_internet/registry/substreg/searchandretrieve/substancesearch/search.do?details=displayDetails&selectedSubstanceId=40351 | 1 | Chemicals | 0deaaddb-aad7-3d76-abf6-d514cbad0d78 | 4061cba4-cb52-3ef2-85a6-55942ed24d37 | 20aadc24-a391-41cf-b340-3e4529f44bde | 93a60a56-a3c8-11da-a746-0800200b9a66
Chlorthal-dimethyl | 1861-32-1 | 1861321 | 1861321 | C10H6Cl4O4 |  | Mass | kg | emission | air | https://ofmpub.epa.gov/sor_internet/registry/substreg/searchandretrieve/substancesearch/search.do?details=displayDetails&selectedSubstanceId=40347 | 1 | Chemicals | 2b94b76f-fe2d-35a3-8924-41c67e03153c | 4061cba4-cb52-3ef2-85a6-55942ed24d37 | 20aadc24-a391-41cf-b340-3e4529f44bde | 93a60a56-a3c8-11da-a746-0800200b9a66
Benfluralin | 1861-40-1 | 1861401 | 1861401 | C13H16F3N3O4 |  | Mass | kg | emission | air | https://ofmpub.epa.gov/sor_internet/registry/substreg/searchandretrieve/substancesearch/search.do?details=displayDetails&selectedSubstanceId=92106 | 1 | Chemicals | a526a3a9-81f8-3ebe-9d85-60b2d91842a6 | 4061cba4-cb52-3ef2-85a6-55942ed24d37 | 20aadc24-a391-41cf-b340-3e4529f44bde | 93a60a56-a3c8-11da-a746-0800200b9a66
Nitrilotriacetic acid trisodium salt, monohydrate | 18662-53-8 | 18662538 | 18662538 | C6H8NNa3O7 |  | Mass | kg | emission | air | https://ofmpub.epa.gov/sor_internet/registry/substreg/searchandretrieve/substancesearch/search.do?details=displayDetails&selectedSubstanceId=77814 | 1 | Chemicals | c9c6fd1f-ff1a-33a1-9860-56d3d01d2527 | 4061cba4-cb52-3ef2-85a6-55942ed24d37 | 20aadc24-a391-41cf-b340-3e4529f44bde | 93a60a56-a3c8-11da-a746-0800200b9a66
Methabenzthiazuron | 18691-97-9 | 18691979 | 18691979 | C10H11N3OS |  | Mass | kg | emission | air | https://ofmpub.epa.gov/sor_internet/registry/substreg/searchandretrieve/substancesearch/search.do?details=displayDetails&selectedSubstanceId=77305 | 1 | Chemicals | 923af0a4-32be-3a0f-a6e6-6604841270bc | 4061cba4-cb52-3ef2-85a6-55942ed24d37 | 20aadc24-a391-41cf-b340-3e4529f44bde | 93a60a56-a3c8-11da-a746-0800200b9a66
Boscalid | 188425-85-6 | 188425856 | 188425856 | C18H12Cl2N2O |  | Mass | kg | emission | air | https://ofmpub.epa.gov/sor_internet/registry/substreg/searchandretrieve/substancesearch/search.do?details=displayDetails&selectedSubstanceId=76849 | 1 | Chemicals | 07fb8380-9605-3de5-a996-eb818ef94a80 | 4061cba4-cb52-3ef2-85a6-55942ed24d37 | 20aadc24-a391-41cf-b340-3e4529f44bde | 93a60a56-a3c8-11da-a746-0800200b9a66
Isoxathion | 18854-01-8 | 18854018 | 18854018 | C13H16NO4PS |  | Mass | kg | emission | air | https://ofmpub.epa.gov/sor_internet/registry/substreg/searchandretrieve/substancesearch/search.do?details=displayDetails&selectedSubstanceId=91938 | 1 | Chemicals | 1878d7d6-a2c5-3fe7-84e7-28f03e721966 | 4061cba4-cb52-3ef2-85a6-55942ed24d37 | 20aadc24-a391-41cf-b340-3e4529f44bde | 93a60a56-a3c8-11da-a746-0800200b9a66
Benzenesulfonic acid, dodecyl ester | 1886-81-3 | 1886813 | 1886813 | C18H30O3S |  | Mass | kg | emission | air | https://ofmpub.epa.gov/sor_internet/registry/substreg/searchandretrieve/substancesearch/search.do?details=displayDetails&selectedSubstanceId=40327 | 1 | Chemicals | e7e84b67-5eff-3968-ac1c-b2f378357675 | 4061cba4-cb52-3ef2-85a6-55942ed24d37 | 20aadc24-a391-41cf-b340-3e4529f44bde | 93a60a56-a3c8-11da-a746-0800200b9a66
Chlorothalonil | 1897-45-6 | 1897456 | 1897456 | C8Cl4N2 |  | Mass | kg | emission | air | https://ofmpub.epa.gov/sor_internet/registry/substreg/searchandretrieve/substancesearch/search.do?details=displayDetails&selectedSubstanceId=40313 | 1 | Chemicals | e3ce3105-2cf8-38fb-b182-064e2f258880 | 4061cba4-cb52-3ef2-85a6-55942ed24d37 | 20aadc24-a391-41cf-b340-3e4529f44bde | 93a60a56-a3c8-11da-a746-0800200b9a66
Oryzalin | 19044-88-3 | 19044883 | 19044883 | C12H18N4O6S |  | Mass | kg | emission | air | https://ofmpub.epa.gov/sor_internet/registry/substreg/searchandretrieve/substancesearch/search.do?details=displayDetails&selectedSubstanceId=91924 | 1 | Chemicals | 54239c3d-62a6-3628-ac59-daac4aa2557b | 4061cba4-cb52-3ef2-85a6-55942ed24d37 | 20aadc24-a391-41cf-b340-3e4529f44bde | 93a60a56-a3c8-11da-a746-0800200b9a66
Paraquat dichloride | 1910-42-5 | 1910425 | 1910425 | C12H14Cl2N2 |  | Mass | kg | emission | air | https://ofmpub.epa.gov/sor_internet/registry/substreg/searchandretrieve/substancesearch/search.do?details=displayDetails&selectedSubstanceId=40147 | 1 | Chemicals | 50161841-b445-3a08-b5ed-57161e324d9b | 4061cba4-cb52-3ef2-85a6-55942ed24d37 | 20aadc24-a391-41cf-b340-3e4529f44bde | 93a60a56-a3c8-11da-a746-0800200b9a66
Atrazine | 1912-24-9 | 1912249 | 1912249 | C8H14ClN5 |  | Mass | kg | emission | air | https://ofmpub.epa.gov/sor_internet/registry/substreg/searchandretrieve/substancesearch/search.do?details=displayDetails&selectedSubstanceId=91913 | 1 | Chemicals | 6036e884-a2b3-3756-bbe5-d957f74298f4 | 4061cba4-cb52-3ef2-85a6-55942ed24d37 | 20aadc24-a391-41cf-b340-3e4529f44bde | 93a60a56-a3c8-11da-a746-0800200b9a66
Trietazine | 1912-26-1 | 1912261 | 1912261 | C9H16ClN5 |  | Mass | kg | emission | air | https://ofmpub.epa.gov/sor_internet/registry/substreg/searchandretrieve/substancesearch/search.do?details=displayDetails&selectedSubstanceId=40146 | 1 | Chemicals | 7e314ddb-d87f-343c-9471-34bef44895cb | 4061cba4-cb52-3ef2-85a6-55942ed24d37 | 20aadc24-a391-41cf-b340-3e4529f44bde | 93a60a56-a3c8-11da-a746-0800200b9a66
Dicamba | 1918-00-9 | 1918009 | 1918009 | C8H6Cl2O3 |  | Mass | kg | emission | air | https://ofmpub.epa.gov/sor_internet/registry/substreg/searchandretrieve/substancesearch/search.do?details=displayDetails&selectedSubstanceId=40140 | 1 | Chemicals | 7ffd115d-2d58-3703-ba40-91b3d8ca4116 | 4061cba4-cb52-3ef2-85a6-55942ed24d37 | 20aadc24-a391-41cf-b340-3e4529f44bde | 93a60a56-a3c8-11da-a746-0800200b9a66
Chlorthiamid | 1918-13-4 | 1918134 | 1918134 | C7H5Cl2NS |  | Mass | kg | emission | air | https://ofmpub.epa.gov/sor_internet/registry/substreg/searchandretrieve/substancesearch/search.do?details=displayDetails&selectedSubstanceId=78255 | 1 | Chemicals | ff65cfe4-12fb-3412-b2b8-a0631b6d3c42 | 4061cba4-cb52-3ef2-85a6-55942ed24d37 | 20aadc24-a391-41cf-b340-3e4529f44bde | 93a60a56-a3c8-11da-a746-0800200b9a66
Propachlor | 1918-16-7 | 1918167 | 1918167 | C11H14ClNO |  | Mass | kg | emission | air | https://ofmpub.epa.gov/sor_internet/registry/substreg/searchandretrieve/substancesearch/search.do?details=displayDetails&selectedSubstanceId=40139 | 1 | Chemicals | a0cf99b4-015c-30ee-8f9d-025a8dd63672 | 4061cba4-cb52-3ef2-85a6-55942ed24d37 | 20aadc24-a391-41cf-b340-3e4529f44bde | 93a60a56-a3c8-11da-a746-0800200b9a66
Swep | 1918-18-9 | 1918189 | 1918189 | C8H7Cl2NO2 |  | Mass | kg | emission | air | https://ofmpub.epa.gov/sor_internet/registry/substreg/searchandretrieve/substancesearch/search.do?details=displayDetails&selectedSubstanceId=83866 | 1 | Chemicals | 1fd47960-0c12-3477-a7bd-afba24886c37 | 4061cba4-cb52-3ef2-85a6-55942ed24d37 | 20aadc24-a391-41cf-b340-3e4529f44bde | 93a60a56-a3c8-11da-a746-0800200b9a66
2,4-D 2-ethylhexyl ester | 1928-43-4 | 1928434 | 1928434 | C16H22Cl2O3 |  | Mass | kg | emission | air | https://ofmpub.epa.gov/sor_internet/registry/substreg/searchandretrieve/substancesearch/search.do?details=displayDetails&selectedSubstanceId=91753 | 1 | Chemicals | 205a4db5-4866-336f-86db-e7fdffb26796 | 4061cba4-cb52-3ef2-85a6-55942ed24d37 | 20aadc24-a391-41cf-b340-3e4529f44bde | 93a60a56-a3c8-11da-a746-0800200b9a66
2,4-D 3-butoxypropyl ester | 1928-45-6 | 1928456 | 1928456 | C15H20Cl2O4 |  | Mass | kg | emission | air | https://ofmpub.epa.gov/sor_internet/registry/substreg/searchandretrieve/substancesearch/search.do?details=displayDetails&selectedSubstanceId=40129 | 1 | Chemicals | 7a52fad3-4700-3f43-9300-e58528fc8e8a | 4061cba4-cb52-3ef2-85a6-55942ed24d37 | 20aadc24-a391-41cf-b340-3e4529f44bde | 93a60a56-a3c8-11da-a746-0800200b9a66
2,4-D 2-butoxyethyl ester | 1929-73-3 | 1929733 | 1929733 | C14H18Cl2O4 |  | Mass | kg | emission | air | https://ofmpub.epa.gov/sor_internet/registry/substreg/searchandretrieve/substancesearch/search.do?details=displayDetails&selectedSubstanceId=40126 | 1 | Chemicals | dd4118ff-c43a-3b2b-885c-b19b551ed371 | 4061cba4-cb52-3ef2-85a6-55942ed24d37 | 20aadc24-a391-41cf-b340-3e4529f44bde | 93a60a56-a3c8-11da-a746-0800200b9a66
Vernolate | 1929-77-7 | 1929777 | 1929777 | C10H21NOS |  | Mass | kg | emission | air | https://ofmpub.epa.gov/sor_internet/registry/substreg/searchandretrieve/substancesearch/search.do?details=displayDetails&selectedSubstanceId=40125 | 1 | Chemicals | b1129b0c-6509-3a96-8674-74fa7b84683e | 4061cba4-cb52-3ef2-85a6-55942ed24d37 | 20aadc24-a391-41cf-b340-3e4529f44bde | 93a60a56-a3c8-11da-a746-0800200b9a66
Nitrapyrin | 1929-82-4 | 1929824 | 1929824 | C6H3Cl4N |  | Mass | kg | emission | air | https://ofmpub.epa.gov/sor_internet/registry/substreg/searchandretrieve/substancesearch/search.do?details=displayDetails&selectedSubstanceId=91749 | 1 | Chemicals | 3d43c9a0-0edf-3f96-984e-f5f1a7f60e68 | 4061cba4-cb52-3ef2-85a6-55942ed24d37 | 20aadc24-a391-41cf-b340-3e4529f44bde | 93a60a56-a3c8-11da-a746-0800200b9a66
Mecoprop potassium salt | 1929-86-8 | 1929868 | 1929868 | C10H10ClKO3 |  | Mass | kg | emission | air | https://ofmpub.epa.gov/sor_internet/registry/substreg/searchandretrieve/substancesearch/search.do?details=displayDetails&selectedSubstanceId=40124 | 1 | Chemicals | 77727ce1-d028-3843-b225-1ea8dd15c523 | 4061cba4-cb52-3ef2-85a6-55942ed24d37 | 20aadc24-a391-41cf-b340-3e4529f44bde | 93a60a56-a3c8-11da-a746-0800200b9a66
Benzthiazuron | 1929-88-0 | 1929880 | 1929880 | C9H9N3OS |  | Mass | kg | emission | air | https://ofmpub.epa.gov/sor_internet/registry/substreg/searchandretrieve/substancesearch/search.do?details=displayDetails&selectedSubstanceId=91748 | 1 | Chemicals | 46acbdfc-3940-3f18-9f3f-87cdb1924bb5 | 4061cba4-cb52-3ef2-85a6-55942ed24d37 | 20aadc24-a391-41cf-b340-3e4529f44bde | 93a60a56-a3c8-11da-a746-0800200b9a66
Isoamyl lactate | 19329-89-6 | 19329896 | 19329896 | C8H16O3 |  | Mass | kg | emission | air | https://ofmpub.epa.gov/sor_internet/registry/substreg/searchandretrieve/substancesearch/search.do?details=displayDetails&selectedSubstanceId=91742 | 1 | Chemicals | 879b17d2-f12d-340e-a305-92226142f941 | 4061cba4-cb52-3ef2-85a6-55942ed24d37 | 20aadc24-a391-41cf-b340-3e4529f44bde | 93a60a56-a3c8-11da-a746-0800200b9a66
5-Aminoindazole | 19335-11-6 | 19335116 | 19335116 | C7H7N3 |  | Mass | kg | emission | air | https://ofmpub.epa.gov/sor_internet/registry/substreg/searchandretrieve/substancesearch/search.do?details=displayDetails&selectedSubstanceId=91741 | 1 | Chemicals | fab162bf-c858-3e59-957c-7d5480f7d8ef | 4061cba4-cb52-3ef2-85a6-55942ed24d37 | 20aadc24-a391-41cf-b340-3e4529f44bde | 93a60a56-a3c8-11da-a746-0800200b9a66
Tartrazine | 1934-21-0 | 1934210 | 1934210 | C16H9N4Na3O9S2 |  | Mass | kg | emission | air | https://ofmpub.epa.gov/sor_internet/registry/substreg/searchandretrieve/substancesearch/search.do?details=displayDetails&selectedSubstanceId=91740 | 1 | Chemicals | 9f65509a-c71a-3d39-8ea2-a0e4039519fb | 4061cba4-cb52-3ef2-85a6-55942ed24d37 | 20aadc24-a391-41cf-b340-3e4529f44bde | 93a60a56-a3c8-11da-a746-0800200b9a66
C.I. Direct Black 38 | 1937-37-7 | 1937377 | 1937377 | C34H25N9Na2O7S2 |  | Mass | kg | emission | air | https://ofmpub.epa.gov/sor_internet/registry/substreg/searchandretrieve/substancesearch/search.do?details=displayDetails&selectedSubstanceId=40116 | 1 | Chemicals | d0e13621-dbb1-3eff-9cc0-cb791db65f39 | 4061cba4-cb52-3ef2-85a6-55942ed24d37 | 20aadc24-a391-41cf-b340-3e4529f44bde | 93a60a56-a3c8-11da-a746-0800200b9a66
Palustric acid | 1945-53-5 | 1945535 | 1945535 | C20H30O2 |  | Mass | kg | emission | air | https://ofmpub.epa.gov/sor_internet/registry/substreg/searchandretrieve/substancesearch/search.do?details=displayDetails&selectedSubstanceId=81669 | 1 | Chemicals | cde613a6-bb05-3fb1-9f70-b27b39882f62 | 4061cba4-cb52-3ef2-85a6-55942ed24d37 | 20aadc24-a391-41cf-b340-3e4529f44bde | 93a60a56-a3c8-11da-a746-0800200b9a66
tert-Butylhydroquinone | 1948-33-0 | 1948330 | 1948330 | C10H14O2 |  | Mass | kg | emission | air | https://ofmpub.epa.gov/sor_internet/registry/substreg/searchandretrieve/substancesearch/search.do?details=displayDetails&selectedSubstanceId=39938 | 1 | Chemicals | 24128804-a1cc-3b06-9967-367afcb1423b | 4061cba4-cb52-3ef2-85a6-55942ed24d37 | 20aadc24-a391-41cf-b340-3e4529f44bde | 93a60a56-a3c8-11da-a746-0800200b9a66
Pivalolactone | 1955-45-9 | 1955459 | 1955459 | C5H8O2 |  | Mass | kg | emission | air | https://ofmpub.epa.gov/sor_internet/registry/substreg/searchandretrieve/substancesearch/search.do?details=displayDetails&selectedSubstanceId=39932 | 1 | Chemicals | 8dfafbe6-e61f-372c-bd4b-e95708b6eee7 | 4061cba4-cb52-3ef2-85a6-55942ed24d37 | 20aadc24-a391-41cf-b340-3e4529f44bde | 93a60a56-a3c8-11da-a746-0800200b9a66
Dibutyl terephthalate | 1962-75-0 | 1962750 | 1962750 | C16H22O4 |  | Mass | kg | emission | air | https://ofmpub.epa.gov/sor_internet/registry/substreg/searchandretrieve/substancesearch/search.do?details=displayDetails&selectedSubstanceId=82674 | 1 | Chemicals | 338a5602-5ca0-3b83-8402-2b44cadac8bc | 4061cba4-cb52-3ef2-85a6-55942ed24d37 | 20aadc24-a391-41cf-b340-3e4529f44bde | 93a60a56-a3c8-11da-a746-0800200b9a66
Dichlormate | 1966-58-1 | 1966581 | 1966581 | C9H9Cl2NO2 |  | Mass | kg | emission | air | https://ofmpub.epa.gov/sor_internet/registry/substreg/searchandretrieve/substancesearch/search.do?details=displayDetails&selectedSubstanceId=91568 | 1 | Chemicals | 57c54391-8b97-3d9e-881a-d241ca2c1aff | 4061cba4-cb52-3ef2-85a6-55942ed24d37 | 20aadc24-a391-41cf-b340-3e4529f44bde | 93a60a56-a3c8-11da-a746-0800200b9a66
Oxadiazon | 19666-30-9 | 19666309 | 19666309 | C15H18Cl2N2O3 |  | Mass | kg | emission | air | https://ofmpub.epa.gov/sor_internet/registry/substreg/searchandretrieve/substancesearch/search.do?details=displayDetails&selectedSubstanceId=58712 | 1 | Chemicals | 4a63154a-0046-3c6a-8023-8a12235df70f | 4061cba4-cb52-3ef2-85a6-55942ed24d37 | 20aadc24-a391-41cf-b340-3e4529f44bde | 93a60a56-a3c8-11da-a746-0800200b9a66
Chlorbufam | 1967-16-4 | 1967164 | 1967164 | C11H10ClNO2 |  | Mass | kg | emission | air | https://ofmpub.epa.gov/sor_internet/registry/substreg/searchandretrieve/substancesearch/search.do?details=displayDetails&selectedSubstanceId=81127 | 1 | Chemicals | cfce0390-1106-3566-b100-9689c4813741 | 4061cba4-cb52-3ef2-85a6-55942ed24d37 | 20aadc24-a391-41cf-b340-3e4529f44bde | 93a60a56-a3c8-11da-a746-0800200b9a66
Chloroxuron | 1982-47-4 | 1982474 | 1982474 | C15H15ClN2O2 |  | Mass | kg | emission | air | https://ofmpub.epa.gov/sor_internet/registry/substreg/searchandretrieve/substancesearch/search.do?details=displayDetails&selectedSubstanceId=39921 | 1 | Chemicals | b263bb81-2579-3d4b-9221-16cbb39f05eb | 4061cba4-cb52-3ef2-85a6-55942ed24d37 | 20aadc24-a391-41cf-b340-3e4529f44bde | 93a60a56-a3c8-11da-a746-0800200b9a66
Siduron | 1982-49-6 | 1982496 | 1982496 | C14H20N2O |  | Mass | kg | emission | air | https://ofmpub.epa.gov/sor_internet/registry/substreg/searchandretrieve/substancesearch/search.do?details=displayDetails&selectedSubstanceId=91546 | 1 | Chemicals | e6389bd7-5e9e-3d8e-8338-a81207570586 | 4061cba4-cb52-3ef2-85a6-55942ed24d37 | 20aadc24-a391-41cf-b340-3e4529f44bde | 93a60a56-a3c8-11da-a746-0800200b9a66
Sodium dicamba | 1982-69-0 | 1982690 | 1982690 | C8H5Cl2NaO3 |  | Mass | kg | emission | air | https://ofmpub.epa.gov/sor_internet/registry/substreg/searchandretrieve/substancesearch/search.do?details=displayDetails&selectedSubstanceId=39920 | 1 | Chemicals | 0b94f13a-b21d-3d42-9444-480160e19d3f | 4061cba4-cb52-3ef2-85a6-55942ed24d37 | 20aadc24-a391-41cf-b340-3e4529f44bde | 93a60a56-a3c8-11da-a746-0800200b9a66
2,3-Dichloroanisole | 1984-59-4 | 1984594 | 1984594 | C7H6Cl2O |  | Mass | kg | emission | air | https://ofmpub.epa.gov/sor_internet/registry/substreg/searchandretrieve/substancesearch/search.do?details=displayDetails&selectedSubstanceId=39915 | 1 | Chemicals | f39cf3fa-ac96-3fd1-87e3-2b4baf43f5a8 | 4061cba4-cb52-3ef2-85a6-55942ed24d37 | 20aadc24-a391-41cf-b340-3e4529f44bde | 93a60a56-a3c8-11da-a746-0800200b9a66
2,6-Dichloroanisole | 1984-65-2 | 1984652 | 1984652 | C7H6Cl2O |  | Mass | kg | emission | air | https://ofmpub.epa.gov/sor_internet/registry/substreg/searchandretrieve/substancesearch/search.do?details=displayDetails&selectedSubstanceId=39914 | 1 | Chemicals | 3bed9e10-33f8-3438-9b7d-a0506c572445 | 4061cba4-cb52-3ef2-85a6-55942ed24d37 | 20aadc24-a391-41cf-b340-3e4529f44bde | 93a60a56-a3c8-11da-a746-0800200b9a66
Metoxuron | 19937-59-8 | 19937598 | 19937598 | C10H13ClN2O2 |  | Mass | kg | emission | air | https://ofmpub.epa.gov/sor_internet/registry/substreg/searchandretrieve/substancesearch/search.do?details=displayDetails&selectedSubstanceId=77297 | 1 | Chemicals | 9f406cf6-c0cd-3bf3-aa0a-9018109b0db2 | 4061cba4-cb52-3ef2-85a6-55942ed24d37 | 20aadc24-a391-41cf-b340-3e4529f44bde | 93a60a56-a3c8-11da-a746-0800200b9a66
2-Cyclohexen-1-one, 2,5,6-trimethyl- | 20030-30-2 | 20030302 | 20030302 | C9H14O |  | Mass | kg | emission | air | https://ofmpub.epa.gov/sor_internet/registry/substreg/searchandretrieve/substancesearch/search.do?details=displayDetails&selectedSubstanceId=94348 | 1 | Chemicals | b5250250-6707-376b-b46d-916cc05cf5b9 | 4061cba4-cb52-3ef2-85a6-55942ed24d37 | 20aadc24-a391-41cf-b340-3e4529f44bde | 93a60a56-a3c8-11da-a746-0800200b9a66
2,4-D dimethylamine salt | 2008-39-1 | 2008391 | 2008391 | C10H13Cl2NO3 |  | Mass | kg | emission | air | https://ofmpub.epa.gov/sor_internet/registry/substreg/searchandretrieve/substancesearch/search.do?details=displayDetails&selectedSubstanceId=39903 | 1 | Chemicals | 4de2a1bb-f3be-3a49-833b-62c8a8728fe9 | 4061cba4-cb52-3ef2-85a6-55942ed24d37 | 20aadc24-a391-41cf-b340-3e4529f44bde | 93a60a56-a3c8-11da-a746-0800200b9a66
Butylate | 2008-41-5 | 2008415 | 2008415 | C11H23NOS |  | Mass | kg | emission | air | https://ofmpub.epa.gov/sor_internet/registry/substreg/searchandretrieve/substancesearch/search.do?details=displayDetails&selectedSubstanceId=39902 | 1 | Chemicals | 5659a65e-1e2b-31c6-8036-801e8658142a | 4061cba4-cb52-3ef2-85a6-55942ed24d37 | 20aadc24-a391-41cf-b340-3e4529f44bde | 93a60a56-a3c8-11da-a746-0800200b9a66
2,6-Dichlorobenzamide | 2008-58-4 | 2008584 | 2008584 | C7H5Cl2NO |  | Mass | kg | emission | air | https://ofmpub.epa.gov/sor_internet/registry/substreg/searchandretrieve/substancesearch/search.do?details=displayDetails&selectedSubstanceId=94341 | 1 | Chemicals | 99a996f8-a4e0-3a91-a2e5-55ec2244c3e8 | 4061cba4-cb52-3ef2-85a6-55942ed24d37 | 20aadc24-a391-41cf-b340-3e4529f44bde | 93a60a56-a3c8-11da-a746-0800200b9a66
Phosphonic acid, [3-[(hydroxymethyl)amino]-3-oxopropyl]-, dimethyl ester | 20120-33-6 | 20120336 | 20120336 | C6H14NO5P |  | Mass | kg | emission | air | https://ofmpub.epa.gov/sor_internet/registry/substreg/searchandretrieve/substancesearch/search.do?details=displayDetails&selectedSubstanceId=58467 | 1 | Chemicals | ca29ce43-e615-355f-b302-383e17aabd87 | 4061cba4-cb52-3ef2-85a6-55942ed24d37 | 20aadc24-a391-41cf-b340-3e4529f44bde | 93a60a56-a3c8-11da-a746-0800200b9a66
1-Tetradecanamine | 2016-42-4 | 2016424 | 2016424 | C14H31N |  | Mass | kg | emission | air | https://ofmpub.epa.gov/sor_internet/registry/substreg/searchandretrieve/substancesearch/search.do?details=displayDetails&selectedSubstanceId=39897 | 1 | Chemicals | 4858bc90-9ef7-3418-8824-8e9af05191d7 | 4061cba4-cb52-3ef2-85a6-55942ed24d37 | 20aadc24-a391-41cf-b340-3e4529f44bde | 93a60a56-a3c8-11da-a746-0800200b9a66
Decylamine | 2016-57-1 | 2016571 | 2016571 | C10H23N |  | Mass | kg | emission | air | https://ofmpub.epa.gov/sor_internet/registry/substreg/searchandretrieve/substancesearch/search.do?details=displayDetails&selectedSubstanceId=39895 | 1 | Chemicals | 2e68e910-e890-3f02-9077-4a97c6847580 | 4061cba4-cb52-3ef2-85a6-55942ed24d37 | 20aadc24-a391-41cf-b340-3e4529f44bde | 93a60a56-a3c8-11da-a746-0800200b9a66
p-Chloroaniline hydrochloride | 20265-96-7 | 20265967 | 20265967 | C6H7Cl2N |  | Mass | kg | emission | air | https://ofmpub.epa.gov/sor_internet/registry/substreg/searchandretrieve/substancesearch/search.do?details=displayDetails&selectedSubstanceId=58263 | 1 | Chemicals | 287360fe-64f2-31c3-ba69-f1828372f814 | 4061cba4-cb52-3ef2-85a6-55942ed24d37 | 20aadc24-a391-41cf-b340-3e4529f44bde | 93a60a56-a3c8-11da-a746-0800200b9a66
3-Butyn-2-ol | 2028-63-9 | 2028639 | 2028639 | C4H6O |  | Mass | kg | emission | air | https://ofmpub.epa.gov/sor_internet/registry/substreg/searchandretrieve/substancesearch/search.do?details=displayDetails&selectedSubstanceId=39727 | 1 | Chemicals | 2fbf393e-803b-3b49-b36e-92ae7498d79d | 4061cba4-cb52-3ef2-85a6-55942ed24d37 | 20aadc24-a391-41cf-b340-3e4529f44bde | 93a60a56-a3c8-11da-a746-0800200b9a66
2-Ethylhexyl laurate | 20292-08-4 | 20292084 | 20292084 | C20H40O2 |  | Mass | kg | emission | air | https://ofmpub.epa.gov/sor_internet/registry/substreg/searchandretrieve/substancesearch/search.do?details=displayDetails&selectedSubstanceId=58252 | 1 | Chemicals | 9f8561d3-9169-346f-8465-6c2b52d90357 | 4061cba4-cb52-3ef2-85a6-55942ed24d37 | 20aadc24-a391-41cf-b340-3e4529f44bde | 93a60a56-a3c8-11da-a746-0800200b9a66
3,3'-Dimethoxybenzidine dihydrochloride | 20325-40-0 | 20325400 | 20325400 | C14H18Cl2N2O2 |  | Mass | kg | emission | air | https://ofmpub.epa.gov/sor_internet/registry/substreg/searchandretrieve/substancesearch/search.do?details=displayDetails&selectedSubstanceId=94314 | 1 | Chemicals | 87285b40-6a58-33ee-8bf9-bbbd67261f32 | 4061cba4-cb52-3ef2-85a6-55942ed24d37 | 20aadc24-a391-41cf-b340-3e4529f44bde | 93a60a56-a3c8-11da-a746-0800200b9a66
Aminocarb | 2032-59-9 | 2032599 | 2032599 | C11H16N2O2 |  | Mass | kg | emission | air | https://ofmpub.epa.gov/sor_internet/registry/substreg/searchandretrieve/substancesearch/search.do?details=displayDetails&selectedSubstanceId=94312 | 1 | Chemicals | 96eebb49-f244-38bf-8516-496fa2d0ab06 | 4061cba4-cb52-3ef2-85a6-55942ed24d37 | 20aadc24-a391-41cf-b340-3e4529f44bde | 93a60a56-a3c8-11da-a746-0800200b9a66
Methiocarb | 2032-65-7 | 2032657 | 2032657 | C11H15NO2S |  | Mass | kg | emission | air | https://ofmpub.epa.gov/sor_internet/registry/substreg/searchandretrieve/substancesearch/search.do?details=displayDetails&selectedSubstanceId=39720 | 1 | Chemicals | 9ac13710-9165-33e6-8a80-c711ddeac723 | 4061cba4-cb52-3ef2-85a6-55942ed24d37 | 20aadc24-a391-41cf-b340-3e4529f44bde | 93a60a56-a3c8-11da-a746-0800200b9a66
MCPA-dimethylammonium | 2039-46-5 | 2039465 | 2039465 | C11H16ClNO3 |  | Mass | kg | emission | air | https://ofmpub.epa.gov/sor_internet/registry/substreg/searchandretrieve/substancesearch/search.do?details=displayDetails&selectedSubstanceId=39713 | 1 | Chemicals | 733188a3-a09d-37c7-a6d8-35bb2b91a8cd | 4061cba4-cb52-3ef2-85a6-55942ed24d37 | 20aadc24-a391-41cf-b340-3e4529f44bde | 93a60a56-a3c8-11da-a746-0800200b9a66
Cupric hydroxide | 20427-59-2 | 20427592 | 20427592 | CuH2O2 |  | Mass | kg | emission | air | https://ofmpub.epa.gov/sor_internet/registry/substreg/searchandretrieve/substancesearch/search.do?details=displayDetails&selectedSubstanceId=58042 | 1 | Chemicals | c36b9412-6594-36c7-af2c-9281e79c15b1 | 4061cba4-cb52-3ef2-85a6-55942ed24d37 | 20aadc24-a391-41cf-b340-3e4529f44bde | 93a60a56-a3c8-11da-a746-0800200b9a66
4,4'-Dichlorobiphenyl | 2050-68-2 | 2050682 | 2050682 | C12H8Cl2 |  | Mass | kg | emission | air | https://ofmpub.epa.gov/sor_internet/registry/substreg/searchandretrieve/substancesearch/search.do?details=displayDetails&selectedSubstanceId=81662 | 1 | Chemicals | e5d45de5-9239-3871-9183-2cffca53b58b | 4061cba4-cb52-3ef2-85a6-55942ed24d37 | 20aadc24-a391-41cf-b340-3e4529f44bde | 93a60a56-a3c8-11da-a746-0800200b9a66
2-Chlorobiphenyl | 2051-60-7 | 2051607 | 2051607 | C12H9Cl |  | Mass | kg | emission | air | https://ofmpub.epa.gov/sor_internet/registry/substreg/searchandretrieve/substancesearch/search.do?details=displayDetails&selectedSubstanceId=81661 | 1 | Chemicals | 6e14ea52-3930-3617-91ca-55c330003279 | 4061cba4-cb52-3ef2-85a6-55942ed24d37 | 20aadc24-a391-41cf-b340-3e4529f44bde | 93a60a56-a3c8-11da-a746-0800200b9a66
3-Chlorobiphenyl | 2051-61-8 | 2051618 | 2051618 | C12H9Cl |  | Mass | kg | emission | air | https://ofmpub.epa.gov/sor_internet/registry/substreg/searchandretrieve/substancesearch/search.do?details=displayDetails&selectedSubstanceId=81660 | 1 | Chemicals | bef29341-3b11-3b18-a8f9-41c399364f82 | 4061cba4-cb52-3ef2-85a6-55942ed24d37 | 20aadc24-a391-41cf-b340-3e4529f44bde | 93a60a56-a3c8-11da-a746-0800200b9a66
4-Chlorobiphenyl | 2051-62-9 | 2051629 | 2051629 | C12H9Cl |  | Mass | kg | emission | air | https://ofmpub.epa.gov/sor_internet/registry/substreg/searchandretrieve/substancesearch/search.do?details=displayDetails&selectedSubstanceId=93572 | 1 | Chemicals | 15f092d2-1288-36ac-97a2-b325a6342360 | 4061cba4-cb52-3ef2-85a6-55942ed24d37 | 20aadc24-a391-41cf-b340-3e4529f44bde | 93a60a56-a3c8-11da-a746-0800200b9a66
Copper octanoate | 20543-04-8 | 20543048 | 20543048 | C16H30CuO4 |  | Mass | kg | emission | air | https://ofmpub.epa.gov/sor_internet/registry/substreg/searchandretrieve/substancesearch/search.do?details=displayDetails&selectedSubstanceId=58021 | 1 | Chemicals | 42ffc825-0cfa-3224-bb57-be139102b93c | 4061cba4-cb52-3ef2-85a6-55942ed24d37 | 20aadc24-a391-41cf-b340-3e4529f44bde | 93a60a56-a3c8-11da-a746-0800200b9a66
Benzo[b]naphtho[1,2-d]thiophene | 205-43-6 | 205436 | 205436 | C16H10S |  | Mass | kg | emission | air | https://ofmpub.epa.gov/sor_internet/registry/substreg/searchandretrieve/substancesearch/search.do?details=displayDetails&selectedSubstanceId=98257 | 1 | Chemicals | 10c18a39-ecd9-3fc6-be61-25c4f9dce2ba | 4061cba4-cb52-3ef2-85a6-55942ed24d37 | 20aadc24-a391-41cf-b340-3e4529f44bde | 93a60a56-a3c8-11da-a746-0800200b9a66
Oxytetracycline hydrochloride | 2058-46-0 | 2058460 | 2058460 | C22H25ClN2O9 |  | Mass | kg | emission | air | https://ofmpub.epa.gov/sor_internet/registry/substreg/searchandretrieve/substancesearch/search.do?details=displayDetails&selectedSubstanceId=42824 | 1 | Chemicals | a2ee52bb-7283-340b-8a49-445f96496ccf | 4061cba4-cb52-3ef2-85a6-55942ed24d37 | 20aadc24-a391-41cf-b340-3e4529f44bde | 93a60a56-a3c8-11da-a746-0800200b9a66
Fluoranthene | 206-44-0 | 206440 | 206440 | C16H10 |  | Mass | kg | emission | air | https://ofmpub.epa.gov/sor_internet/registry/substreg/searchandretrieve/substancesearch/search.do?details=displayDetails&selectedSubstanceId=46345 | 1 | Chemicals | abebd3b1-ff6b-3d22-9da7-78c4d108a58c | 4061cba4-cb52-3ef2-85a6-55942ed24d37 | 20aadc24-a391-41cf-b340-3e4529f44bde | 93a60a56-a3c8-11da-a746-0800200b9a66
Paraquat methosulfate | 2074-50-2 | 2074502 | 2074502 | C14H20N2O8S2 |  | Mass | kg | emission | air | https://ofmpub.epa.gov/sor_internet/registry/substreg/searchandretrieve/substancesearch/search.do?details=displayDetails&selectedSubstanceId=42819 | 1 | Chemicals | 503bdda6-767a-3a69-854a-494c6ca39cdd | 4061cba4-cb52-3ef2-85a6-55942ed24d37 | 20aadc24-a391-41cf-b340-3e4529f44bde | 93a60a56-a3c8-11da-a746-0800200b9a66
Blasticidin S | 2079-00-7 | 2079007 | 2079007 | C17H26N8O5 |  | Mass | kg | emission | air | https://ofmpub.epa.gov/sor_internet/registry/substreg/searchandretrieve/substancesearch/search.do?details=displayDetails&selectedSubstanceId=93405 | 1 | Chemicals | 8b678145-7e00-35d5-bd84-6c658ace89c0 | 4061cba4-cb52-3ef2-85a6-55942ed24d37 | 20aadc24-a391-41cf-b340-3e4529f44bde | 93a60a56-a3c8-11da-a746-0800200b9a66
Ethylenediaminetetraacetic acid diammonium salt | 20824-56-0 | 20824560 | 20824560 | C10H22N4O8 |  | Mass | kg | emission | air | https://ofmpub.epa.gov/sor_internet/registry/substreg/searchandretrieve/substancesearch/search.do?details=displayDetails&selectedSubstanceId=57606 | 1 | Chemicals | ff57a4af-5be8-312d-8649-6320a2dbba70 | 4061cba4-cb52-3ef2-85a6-55942ed24d37 | 20aadc24-a391-41cf-b340-3e4529f44bde | 93a60a56-a3c8-11da-a746-0800200b9a66
Octadecyl 3,5-bis(tert-butyl)-4-hydroxyhydrocinnamate | 2082-79-3 | 2082793 | 2082793 | C35H62O3 |  | Mass | kg | emission | air | https://ofmpub.epa.gov/sor_internet/registry/substreg/searchandretrieve/substancesearch/search.do?details=displayDetails&selectedSubstanceId=42815 | 1 | Chemicals | 3042d919-0eaa-386f-a698-301a8398bd31 | 4061cba4-cb52-3ef2-85a6-55942ed24d37 | 20aadc24-a391-41cf-b340-3e4529f44bde | 93a60a56-a3c8-11da-a746-0800200b9a66
Mesosulfuron-methyl | 208465-21-8 | 208465218 | 208465218 | C17H21N5O9S2 |  | Mass | kg | emission | air | https://ofmpub.epa.gov/sor_internet/registry/substreg/searchandretrieve/substancesearch/search.do?details=displayDetails&selectedSubstanceId=80649 | 1 | Chemicals | e54dd12d-2218-3e77-9e30-9342f0505338 | 4061cba4-cb52-3ef2-85a6-55942ed24d37 | 20aadc24-a391-41cf-b340-3e4529f44bde | 93a60a56-a3c8-11da-a746-0800200b9a66
Aluminum phosphide | 20859-73-8 | 20859738 | 20859738 | AlP |  | Mass | kg | emission | air | https://ofmpub.epa.gov/sor_internet/registry/substreg/searchandretrieve/substancesearch/search.do?details=displayDetails&selectedSubstanceId=57599 | 1 | Chemicals | b8ab6e07-4394-340e-b68b-3e0d53592b8f | 4061cba4-cb52-3ef2-85a6-55942ed24d37 | 20aadc24-a391-41cf-b340-3e4529f44bde | 93a60a56-a3c8-11da-a746-0800200b9a66
O-Ethyl O-(p-nitrophenyl) phenylphosphonothioate | 2104-64-5 | 2104645 | 2104645 | C14H14NO4PS |  | Mass | kg | emission | air | https://ofmpub.epa.gov/sor_internet/registry/substreg/searchandretrieve/substancesearch/search.do?details=displayDetails&selectedSubstanceId=93383 | 1 | Chemicals | 003755ec-6817-39ce-b207-f6ed815ca835 | 4061cba4-cb52-3ef2-85a6-55942ed24d37 | 20aadc24-a391-41cf-b340-3e4529f44bde | 93a60a56-a3c8-11da-a746-0800200b9a66
Bromophos | 2104-96-3 | 2104963 | 2104963 | C8H8BrCl2O3PS |  | Mass | kg | emission | air | https://ofmpub.epa.gov/sor_internet/registry/substreg/searchandretrieve/substancesearch/search.do?details=displayDetails&selectedSubstanceId=82671 | 1 | Chemicals | ded458cf-e9a6-3b21-ad07-ccbe9f03c5b2 | 4061cba4-cb52-3ef2-85a6-55942ed24d37 | 20aadc24-a391-41cf-b340-3e4529f44bde | 93a60a56-a3c8-11da-a746-0800200b9a66
Metribuzin | 21087-64-9 | 21087649 | 21087649 | C8H14N4OS |  | Mass | kg | emission | air | https://ofmpub.epa.gov/sor_internet/registry/substreg/searchandretrieve/substancesearch/search.do?details=displayDetails&selectedSubstanceId=93379 | 1 | Chemicals | 117b73eb-40b7-3bc8-b8ba-5752356cb9f9 | 4061cba4-cb52-3ef2-85a6-55942ed24d37 | 20aadc24-a391-41cf-b340-3e4529f44bde | 93a60a56-a3c8-11da-a746-0800200b9a66
Clothianidin | 210880-92-5 | 210880925 | 210880925 | C6H8ClN5O2S |  | Mass | kg | emission | air | https://ofmpub.epa.gov/sor_internet/registry/substreg/searchandretrieve/substancesearch/search.do?details=displayDetails&selectedSubstanceId=80650 | 1 | Chemicals | bbcca9c4-9f22-3532-a120-8222a9418563 | 4061cba4-cb52-3ef2-85a6-55942ed24d37 | 20aadc24-a391-41cf-b340-3e4529f44bde | 93a60a56-a3c8-11da-a746-0800200b9a66
Pyridine, 4-(phenylmethyl)- | 2116-65-6 | 2116656 | 2116656 | C12H11N |  | Mass | kg | emission | air | https://ofmpub.epa.gov/sor_internet/registry/substreg/searchandretrieve/substancesearch/search.do?details=displayDetails&selectedSubstanceId=41983 | 1 | Chemicals | 1dd765c5-3e1d-364d-9572-687445c43997 | 4061cba4-cb52-3ef2-85a6-55942ed24d37 | 20aadc24-a391-41cf-b340-3e4529f44bde | 93a60a56-a3c8-11da-a746-0800200b9a66
Urea sulfate | 21351-39-3 | 21351393 | 21351393 | CH6N2O5S |  | Mass | kg | emission | air | https://ofmpub.epa.gov/sor_internet/registry/substreg/searchandretrieve/substancesearch/search.do?details=displayDetails&selectedSubstanceId=57354 | 1 | Chemicals | 9f9ce08e-2abf-3b77-bddb-2fd50cd21e96 | 4061cba4-cb52-3ef2-85a6-55942ed24d37 | 20aadc24-a391-41cf-b340-3e4529f44bde | 93a60a56-a3c8-11da-a746-0800200b9a66
Methyl-2,4-dihydroxybenzoate | 2150-47-2 | 2150472 | 2150472 | C8H8O4 |  | Mass | kg | emission | air | https://ofmpub.epa.gov/sor_internet/registry/substreg/searchandretrieve/substancesearch/search.do?details=displayDetails&selectedSubstanceId=41955 | 1 | Chemicals | c28ab018-ab8a-3bb6-b2e3-6e3ff868c921 | 4061cba4-cb52-3ef2-85a6-55942ed24d37 | 20aadc24-a391-41cf-b340-3e4529f44bde | 93a60a56-a3c8-11da-a746-0800200b9a66
Tributyltin methacrylate | 2155-70-6 | 2155706 | 2155706 | C16H32O2Sn |  | Mass | kg | emission | air | https://ofmpub.epa.gov/sor_internet/registry/substreg/searchandretrieve/substancesearch/search.do?details=displayDetails&selectedSubstanceId=41947 | 1 | Chemicals | 4e44c732-6eb7-3d2f-9bac-1852da455114 | 4061cba4-cb52-3ef2-85a6-55942ed24d37 | 20aadc24-a391-41cf-b340-3e4529f44bde | 93a60a56-a3c8-11da-a746-0800200b9a66
2-(Benzothiazolylthio)methyl thiocyanate | 21564-17-0 | 21564170 | 21564170 | C9H6N2S3 |  | Mass | kg | emission | air | https://ofmpub.epa.gov/sor_internet/registry/substreg/searchandretrieve/substancesearch/search.do?details=displayDetails&selectedSubstanceId=57156 | 1 | Chemicals | d580b641-d731-3654-a754-da0e5d664f35 | 4061cba4-cb52-3ef2-85a6-55942ed24d37 | 20aadc24-a391-41cf-b340-3e4529f44bde | 93a60a56-a3c8-11da-a746-0800200b9a66
Leptophos | 21609-90-5 | 21609905 | 21609905 | C13H10BrCl2O2PS |  | Mass | kg | emission | air | https://ofmpub.epa.gov/sor_internet/registry/substreg/searchandretrieve/substancesearch/search.do?details=displayDetails&selectedSubstanceId=93187 | 1 | Chemicals | 33cb1815-92f1-3b75-b2a6-b49d990ee603 | 4061cba4-cb52-3ef2-85a6-55942ed24d37 | 20aadc24-a391-41cf-b340-3e4529f44bde | 93a60a56-a3c8-11da-a746-0800200b9a66
N,N-Dimethyl-N'-tetrahydrodicyclopentadienylurea | 2163-79-3 | 2163793 | 2163793 | C13H22N2O |  | Mass | kg | emission | air | https://ofmpub.epa.gov/sor_internet/registry/substreg/searchandretrieve/substancesearch/search.do?details=displayDetails&selectedSubstanceId=93184 | 1 | Chemicals | 9a41c501-54cb-38b6-8a32-8df05b4b34d1 | 4061cba4-cb52-3ef2-85a6-55942ed24d37 | 20aadc24-a391-41cf-b340-3e4529f44bde | 93a60a56-a3c8-11da-a746-0800200b9a66
Monosodium methanearsonate | 2163-80-6 | 2163806 | 2163806 | CH4AsNaO3 |  | Mass | kg | emission | air | https://ofmpub.epa.gov/sor_internet/registry/substreg/searchandretrieve/substancesearch/search.do?details=displayDetails&selectedSubstanceId=41767 | 1 | Chemicals | f21b3a02-56ee-3843-8c2e-49154bf8acb0 | 4061cba4-cb52-3ef2-85a6-55942ed24d37 | 20aadc24-a391-41cf-b340-3e4529f44bde | 93a60a56-a3c8-11da-a746-0800200b9a66
Dipotassium endothall | 2164-07-0 | 2164070 | 2164070 | C8H8K2O5 |  | Mass | kg | emission | air | https://ofmpub.epa.gov/sor_internet/registry/substreg/searchandretrieve/substancesearch/search.do?details=displayDetails&selectedSubstanceId=41765 | 1 | Chemicals | 0888f4e0-4b06-3320-a865-f2e4c7ce0636 | 4061cba4-cb52-3ef2-85a6-55942ed24d37 | 20aadc24-a391-41cf-b340-3e4529f44bde | 93a60a56-a3c8-11da-a746-0800200b9a66
Fluometuron | 2164-17-2 | 2164172 | 2164172 | C10H11F3N2O |  | Mass | kg | emission | air | https://ofmpub.epa.gov/sor_internet/registry/substreg/searchandretrieve/substancesearch/search.do?details=displayDetails&selectedSubstanceId=41764 | 1 | Chemicals | 31f0e532-a203-3142-b1af-8a83020a9232 | 4061cba4-cb52-3ef2-85a6-55942ed24d37 | 20aadc24-a391-41cf-b340-3e4529f44bde | 93a60a56-a3c8-11da-a746-0800200b9a66
Cyanazine | 21725-46-2 | 21725462 | 21725462 | C9H13ClN6 |  | Mass | kg | emission | air | https://ofmpub.epa.gov/sor_internet/registry/substreg/searchandretrieve/substancesearch/search.do?details=displayDetails&selectedSubstanceId=93027 | 1 | Chemicals | 9c132a2d-98a7-39e1-99fe-620d0787f7f1 | 4061cba4-cb52-3ef2-85a6-55942ed24d37 | 20aadc24-a391-41cf-b340-3e4529f44bde | 93a60a56-a3c8-11da-a746-0800200b9a66
Benzenemethanol, 3,4-dichloro-.alpha.-(trichloromethyl)-, acetate | 21757-82-4 | 21757824 | 21757824 | C10H7Cl5O2 |  | Mass | kg | emission | air | https://ofmpub.epa.gov/sor_internet/registry/substreg/searchandretrieve/substancesearch/search.do?details=displayDetails&selectedSubstanceId=83213 | 1 | Chemicals | b89fb42f-d78b-35df-af52-bb3a95e47781 | 4061cba4-cb52-3ef2-85a6-55942ed24d37 | 20aadc24-a391-41cf-b340-3e4529f44bde | 93a60a56-a3c8-11da-a746-0800200b9a66
Pyridine, pentachloro- | 2176-62-7 | 2176627 | 2176627 | C5Cl5N |  | Mass | kg | emission | air | https://ofmpub.epa.gov/sor_internet/registry/substreg/searchandretrieve/substancesearch/search.do?details=displayDetails&selectedSubstanceId=41755 | 1 | Chemicals | e75c86fb-e888-32ed-aca5-fac000561d1d | 4061cba4-cb52-3ef2-85a6-55942ed24d37 | 20aadc24-a391-41cf-b340-3e4529f44bde | 93a60a56-a3c8-11da-a746-0800200b9a66
2-Biphenylamine hydrochloride | 2185-92-4 | 2185924 | 2185924 | C12H12ClN |  | Mass | kg | emission | air | https://ofmpub.epa.gov/sor_internet/registry/substreg/searchandretrieve/substancesearch/search.do?details=displayDetails&selectedSubstanceId=93014 | 1 | Chemicals | ca1f90d5-4606-3b0a-926c-5d7813cae616 | 4061cba4-cb52-3ef2-85a6-55942ed24d37 | 20aadc24-a391-41cf-b340-3e4529f44bde | 93a60a56-a3c8-11da-a746-0800200b9a66
p-(Dimethoxymethyl)anisole | 2186-92-7 | 2186927 | 2186927 | C10H14O3 |  | Mass | kg | emission | air | https://ofmpub.epa.gov/sor_internet/registry/substreg/searchandretrieve/substancesearch/search.do?details=displayDetails&selectedSubstanceId=41747 | 1 | Chemicals | c78292aa-78f9-3722-9822-d46a78a04c0e | 4061cba4-cb52-3ef2-85a6-55942ed24d37 | 20aadc24-a391-41cf-b340-3e4529f44bde | 93a60a56-a3c8-11da-a746-0800200b9a66
Chlorthiophos I | 21923-23-9 | 21923239 | 21923239 | C11H15Cl2O3PS2 |  | Mass | kg | emission | air | https://ofmpub.epa.gov/sor_internet/registry/substreg/searchandretrieve/substancesearch/search.do?details=displayDetails&selectedSubstanceId=56935 | 1 | Chemicals | d353804e-3036-3289-b83a-a4f012835163 | 4061cba4-cb52-3ef2-85a6-55942ed24d37 | 20aadc24-a391-41cf-b340-3e4529f44bde | 93a60a56-a3c8-11da-a746-0800200b9a66
Penoxsulam | 219714-96-2 | 219714962 | 219714962 | C16H14F5N5O5S |  | Mass | kg | emission | air | https://ofmpub.epa.gov/sor_internet/registry/substreg/searchandretrieve/substancesearch/search.do?details=displayDetails&selectedSubstanceId=76846 | 1 | Chemicals | c9813cd0-573a-31f0-8a8e-8d63473b6f79 | 4061cba4-cb52-3ef2-85a6-55942ed24d37 | 20aadc24-a391-41cf-b340-3e4529f44bde | 93a60a56-a3c8-11da-a746-0800200b9a66
Sodium [[(phosphonomethyl)imino]bis[2,1-ethanediylnitrilobis(methylene)]]tetrakisphosphonate | 22042-96-2 | 22042962 | 22042962 | - |  | Mass | kg | emission | air | https://ofmpub.epa.gov/sor_internet/registry/substreg/searchandretrieve/substancesearch/search.do?details=displayDetails&selectedSubstanceId=56914 | 1 | Chemicals | 8554061c-ab8f-3c49-b51e-0da1a06ef9e6 | 4061cba4-cb52-3ef2-85a6-55942ed24d37 | 20aadc24-a391-41cf-b340-3e4529f44bde | 93a60a56-a3c8-11da-a746-0800200b9a66
Molinate | 2212-67-1 | 2212671 | 2212671 | C9H17NOS |  | Mass | kg | emission | air | https://ofmpub.epa.gov/sor_internet/registry/substreg/searchandretrieve/substancesearch/search.do?details=displayDetails&selectedSubstanceId=41567 | 1 | Chemicals | 6994879d-1f39-3547-a82c-f71f6e24ceda | 4061cba4-cb52-3ef2-85a6-55942ed24d37 | 20aadc24-a391-41cf-b340-3e4529f44bde | 93a60a56-a3c8-11da-a746-0800200b9a66
Zinc bis[O,O-bis(1,3-dimethylbutyl) dithiophosphate] | 2215-35-2 | 2215352 | 2215352 | C24H52O4P2S4Zn |  | Mass | kg | emission | air | https://ofmpub.epa.gov/sor_internet/registry/substreg/searchandretrieve/substancesearch/search.do?details=displayDetails&selectedSubstanceId=92836 | 1 | Chemicals | 022fbcea-4886-3285-8580-f0d26e2eda9f | 4061cba4-cb52-3ef2-85a6-55942ed24d37 | 20aadc24-a391-41cf-b340-3e4529f44bde | 93a60a56-a3c8-11da-a746-0800200b9a66
Levomenthol | 2216-51-5 | 2216515 | 2216515 | C10H20O |  | Mass | kg | emission | air | https://ofmpub.epa.gov/sor_internet/registry/substreg/searchandretrieve/substancesearch/search.do?details=displayDetails&selectedSubstanceId=41559 | 1 | Chemicals | d0d062b1-e9a1-33c8-8cbc-2236bdba2a0a | 4061cba4-cb52-3ef2-85a6-55942ed24d37 | 20aadc24-a391-41cf-b340-3e4529f44bde | 93a60a56-a3c8-11da-a746-0800200b9a66
Benzoylprop-ethyl | 22212-55-1 | 22212551 | 22212551 | C18H17Cl2NO3 |  | Mass | kg | emission | air | https://ofmpub.epa.gov/sor_internet/registry/substreg/searchandretrieve/substancesearch/search.do?details=displayDetails&selectedSubstanceId=92831 | 1 | Chemicals | 241f4773-5270-31f9-8ea2-0f7001df1fd2 | 4061cba4-cb52-3ef2-85a6-55942ed24d37 | 20aadc24-a391-41cf-b340-3e4529f44bde | 93a60a56-a3c8-11da-a746-0800200b9a66
Fenamiphos | 22224-92-6 | 22224926 | 22224926 | C13H22NO3PS |  | Mass | kg | emission | air | https://ofmpub.epa.gov/sor_internet/registry/substreg/searchandretrieve/substancesearch/search.do?details=displayDetails&selectedSubstanceId=56887 | 1 | Chemicals | f2bcbb40-e597-3a95-8479-653aba1f30b0 | 4061cba4-cb52-3ef2-85a6-55942ed24d37 | 20aadc24-a391-41cf-b340-3e4529f44bde | 93a60a56-a3c8-11da-a746-0800200b9a66
Cadmium stearate | 2223-93-0 | 2223930 | 2223930 | C36H70CdO4 |  | Mass | kg | emission | air | https://ofmpub.epa.gov/sor_internet/registry/substreg/searchandretrieve/substancesearch/search.do?details=displayDetails&selectedSubstanceId=92827 | 1 | Chemicals | 8400402a-48de-35dc-854e-b9b47a9b5b44 | 4061cba4-cb52-3ef2-85a6-55942ed24d37 | 20aadc24-a391-41cf-b340-3e4529f44bde | 93a60a56-a3c8-11da-a746-0800200b9a66
Tetrachlorvinphos | 22248-79-9 | 22248799 | 22248799 | C10H9Cl4O4P |  | Mass | kg | emission | air | https://ofmpub.epa.gov/sor_internet/registry/substreg/searchandretrieve/substancesearch/search.do?details=displayDetails&selectedSubstanceId=92825 | 1 | Chemicals | 610c71a6-5c9b-39c7-a0db-7c2fb9384cf5 | 4061cba4-cb52-3ef2-85a6-55942ed24d37 | 20aadc24-a391-41cf-b340-3e4529f44bde | 93a60a56-a3c8-11da-a746-0800200b9a66
Tetrasul | 2227-13-6 | 2227136 | 2227136 | C12H6Cl4S |  | Mass | kg | emission | air | https://ofmpub.epa.gov/sor_internet/registry/substreg/searchandretrieve/substancesearch/search.do?details=displayDetails&selectedSubstanceId=77594 | 1 | Chemicals | 5cc9b5a1-e903-37e7-a13e-6d2a4216d046 | 4061cba4-cb52-3ef2-85a6-55942ed24d37 | 20aadc24-a391-41cf-b340-3e4529f44bde | 93a60a56-a3c8-11da-a746-0800200b9a66
Dienochlor | 2227-17-0 | 2227170 | 2227170 | C10Cl10 |  | Mass | kg | emission | air | https://ofmpub.epa.gov/sor_internet/registry/substreg/searchandretrieve/substancesearch/search.do?details=displayDetails&selectedSubstanceId=92823 | 1 | Chemicals | 38de37ee-2d9e-3998-a1d6-b4e4aac2fda4 | 4061cba4-cb52-3ef2-85a6-55942ed24d37 | 20aadc24-a391-41cf-b340-3e4529f44bde | 93a60a56-a3c8-11da-a746-0800200b9a66
Octachloronaphthalene | 2234-13-1 | 2234131 | 2234131 | C10Cl8 |  | Mass | kg | emission | air | https://ofmpub.epa.gov/sor_internet/registry/substreg/searchandretrieve/substancesearch/search.do?details=displayDetails&selectedSubstanceId=92815 | 1 | Chemicals | fc3c3489-cbea-34c6-8f20-0404ba0de313 | 4061cba4-cb52-3ef2-85a6-55942ed24d37 | 20aadc24-a391-41cf-b340-3e4529f44bde | 93a60a56-a3c8-11da-a746-0800200b9a66
2',4'-Dichloroacetophenone | 2234-16-4 | 2234164 | 2234164 | C8H6Cl2O |  | Mass | kg | emission | air | https://ofmpub.epa.gov/sor_internet/registry/substreg/searchandretrieve/substancesearch/search.do?details=displayDetails&selectedSubstanceId=41526 | 1 | Chemicals | cea07593-bb14-3368-9c79-af1747d110e0 | 4061cba4-cb52-3ef2-85a6-55942ed24d37 | 20aadc24-a391-41cf-b340-3e4529f44bde | 93a60a56-a3c8-11da-a746-0800200b9a66
Ethylmercuric phosphate | 2235-25-8 | 2235258 | 2235258 | C2H7HgO4P |  | Mass | kg | emission | air | https://ofmpub.epa.gov/sor_internet/registry/substreg/searchandretrieve/substancesearch/search.do?details=displayDetails&selectedSubstanceId=41364 | 1 | Chemicals | c2a7077b-0fe8-3d7c-bb60-f6c27ffc8aa0 | 4061cba4-cb52-3ef2-85a6-55942ed24d37 | 20aadc24-a391-41cf-b340-3e4529f44bde | 93a60a56-a3c8-11da-a746-0800200b9a66
Ammonium lauryl sulfate | 2235-54-3 | 2235543 | 2235543 | C12H29NO4S |  | Mass | kg | emission | air | https://ofmpub.epa.gov/sor_internet/registry/substreg/searchandretrieve/substancesearch/search.do?details=displayDetails&selectedSubstanceId=92811 | 1 | Chemicals | e51e31ae-b801-3129-91ee-13cfcbcce290 | 4061cba4-cb52-3ef2-85a6-55942ed24d37 | 20aadc24-a391-41cf-b340-3e4529f44bde | 93a60a56-a3c8-11da-a746-0800200b9a66
Nonanenitrile | 2243-27-8 | 2243278 | 2243278 | C9H17N |  | Mass | kg | emission | air | https://ofmpub.epa.gov/sor_internet/registry/substreg/searchandretrieve/substancesearch/search.do?details=displayDetails&selectedSubstanceId=92802 | 1 | Chemicals | 8a8eaf26-b469-34ad-ae9a-9659a8f3bc35 | 4061cba4-cb52-3ef2-85a6-55942ed24d37 | 20aadc24-a391-41cf-b340-3e4529f44bde | 93a60a56-a3c8-11da-a746-0800200b9a66
1,5-Naphthalenediamine | 2243-62-1 | 2243621 | 2243621 | C10H10N2 |  | Mass | kg | emission | air | https://ofmpub.epa.gov/sor_internet/registry/substreg/searchandretrieve/substancesearch/search.do?details=displayDetails&selectedSubstanceId=92799 | 1 | Chemicals | 74df547b-c1ad-3484-aa87-0b6594305910 | 4061cba4-cb52-3ef2-85a6-55942ed24d37 | 20aadc24-a391-41cf-b340-3e4529f44bde | 93a60a56-a3c8-11da-a746-0800200b9a66
1,6,7-Trimethylnaphthalene | 2245-38-7 | 2245387 | 2245387 | C13H14 |  | Mass | kg | emission | air | https://ofmpub.epa.gov/sor_internet/registry/substreg/searchandretrieve/substancesearch/search.do?details=displayDetails&selectedSubstanceId=41352 | 1 | Chemicals | 4440dbe5-11db-3983-a5d5-73b47df5e176 | 4061cba4-cb52-3ef2-85a6-55942ed24d37 | 20aadc24-a391-41cf-b340-3e4529f44bde | 93a60a56-a3c8-11da-a746-0800200b9a66
Tetraammonium ethylenediaminetetraacetate | 22473-78-5 | 22473785 | 22473785 | C10H28N6O8 |  | Mass | kg | emission | air | https://ofmpub.epa.gov/sor_internet/registry/substreg/searchandretrieve/substancesearch/search.do?details=displayDetails&selectedSubstanceId=56678 | 1 | Chemicals | a1eb7b81-fd8e-38c3-a794-835a34bf2ae3 | 4061cba4-cb52-3ef2-85a6-55942ed24d37 | 20aadc24-a391-41cf-b340-3e4529f44bde | 93a60a56-a3c8-11da-a746-0800200b9a66
Benz[a]acridine | 225-11-6 | 225116 | 225116 | C17H11N |  | Mass | kg | emission | air | https://ofmpub.epa.gov/sor_internet/registry/substreg/searchandretrieve/substancesearch/search.do?details=displayDetails&selectedSubstanceId=98256 | 1 | Chemicals | a97f40c5-1000-30e0-ad1c-3207f09a81ca | 4061cba4-cb52-3ef2-85a6-55942ed24d37 | 20aadc24-a391-41cf-b340-3e4529f44bde | 93a60a56-a3c8-11da-a746-0800200b9a66
Arsenic(III) | 22541-54-4 | 22541544 | 22541544 | As |  | Mass | kg | emission | air | https://ofmpub.epa.gov/sor_internet/registry/substreg/searchandretrieve/substancesearch/search.do?details=displayDetails&selectedSubstanceId=79080 | 1 | Chemicals | 384b504c-1ed7-30ea-b1aa-55e57605237a | 4061cba4-cb52-3ef2-85a6-55942ed24d37 | 20aadc24-a391-41cf-b340-3e4529f44bde | 93a60a56-a3c8-11da-a746-0800200b9a66
Benz[c]acridine | 225-51-4 | 225514 | 225514 | C17H11N |  | Mass | kg | emission | air | https://ofmpub.epa.gov/sor_internet/registry/substreg/searchandretrieve/substancesearch/search.do?details=displayDetails&selectedSubstanceId=92646 | 1 | Chemicals | 63504c37-8d42-3daf-a890-8ce617a2d916 | 4061cba4-cb52-3ef2-85a6-55942ed24d37 | 20aadc24-a391-41cf-b340-3e4529f44bde | 93a60a56-a3c8-11da-a746-0800200b9a66
Phenkapton | 2275-14-1 | 2275141 | 2275141 | C11H15Cl2O2PS3 |  | Mass | kg | emission | air | https://ofmpub.epa.gov/sor_internet/registry/substreg/searchandretrieve/substancesearch/search.do?details=displayDetails&selectedSubstanceId=81125 | 1 | Chemicals | 603bac17-68ba-3d50-8575-83198d7d9722 | 4061cba4-cb52-3ef2-85a6-55942ed24d37 | 20aadc24-a391-41cf-b340-3e4529f44bde | 93a60a56-a3c8-11da-a746-0800200b9a66
Vamidothion | 2275-23-2 | 2275232 | 2275232 | C8H18NO4PS2 |  | Mass | kg | emission | air | https://ofmpub.epa.gov/sor_internet/registry/substreg/searchandretrieve/substancesearch/search.do?details=displayDetails&selectedSubstanceId=92633 | 1 | Chemicals | c51fc9b9-20e9-377c-a44f-c7bca7d07d74 | 4061cba4-cb52-3ef2-85a6-55942ed24d37 | 20aadc24-a391-41cf-b340-3e4529f44bde | 93a60a56-a3c8-11da-a746-0800200b9a66
Bendiocarb | 22781-23-3 | 22781233 | 22781233 | C11H13NO4 |  | Mass | kg | emission | air | https://ofmpub.epa.gov/sor_internet/registry/substreg/searchandretrieve/substancesearch/search.do?details=displayDetails&selectedSubstanceId=56467 | 1 | Chemicals | a86a7e93-8aa8-33b9-91e8-f4552cb4ded7 | 4061cba4-cb52-3ef2-85a6-55942ed24d37 | 20aadc24-a391-41cf-b340-3e4529f44bde | 93a60a56-a3c8-11da-a746-0800200b9a66
Dimethametryn | 22936-75-0 | 22936750 | 22936750 | C11H21N5S |  | Mass | kg | emission | air | https://ofmpub.epa.gov/sor_internet/registry/substreg/searchandretrieve/substancesearch/search.do?details=displayDetails&selectedSubstanceId=56443 | 1 | Chemicals | ccd762ac-1251-3e51-bbcd-a22193b7169b | 4061cba4-cb52-3ef2-85a6-55942ed24d37 | 20aadc24-a391-41cf-b340-3e4529f44bde | 93a60a56-a3c8-11da-a746-0800200b9a66
Cyprazine | 22936-86-3 | 22936863 | 22936863 | C9H14ClN5 |  | Mass | kg | emission | air | https://ofmpub.epa.gov/sor_internet/registry/substreg/searchandretrieve/substancesearch/search.do?details=displayDetails&selectedSubstanceId=81008 | 1 | Chemicals | 1ce891ab-79f6-3cd5-ab2d-6277ecf5e28a | 4061cba4-cb52-3ef2-85a6-55942ed24d37 | 20aadc24-a391-41cf-b340-3e4529f44bde | 93a60a56-a3c8-11da-a746-0800200b9a66
Estradiol mustard | 22966-79-6 | 22966796 | 22966796 | C42H50Cl4N2O4 |  | Mass | kg | emission | air | https://ofmpub.epa.gov/sor_internet/registry/substreg/searchandretrieve/substancesearch/search.do?details=displayDetails&selectedSubstanceId=77804 | 1 | Chemicals | d49a99fd-5f12-3d0f-ad9a-4b9220a95538 | 4061cba4-cb52-3ef2-85a6-55942ed24d37 | 20aadc24-a391-41cf-b340-3e4529f44bde | 93a60a56-a3c8-11da-a746-0800200b9a66
Phenanthridine | 229-87-8 | 229878 | 229878 | C13H9N |  | Mass | kg | emission | air | https://ofmpub.epa.gov/sor_internet/registry/substreg/searchandretrieve/substancesearch/search.do?details=displayDetails&selectedSubstanceId=92614 | 1 | Chemicals | 8528a240-d078-37ce-ba18-ffa8454191c3 | 4061cba4-cb52-3ef2-85a6-55942ed24d37 | 20aadc24-a391-41cf-b340-3e4529f44bde | 93a60a56-a3c8-11da-a746-0800200b9a66
Benzo[h]quinoline | 230-27-3 | 230273 | 230273 | C13H9N |  | Mass | kg | emission | air | https://ofmpub.epa.gov/sor_internet/registry/substreg/searchandretrieve/substancesearch/search.do?details=displayDetails&selectedSubstanceId=97075 | 1 | Chemicals | 5d3b22e0-15aa-376e-b7fd-7c73c475b476 | 4061cba4-cb52-3ef2-85a6-55942ed24d37 | 20aadc24-a391-41cf-b340-3e4529f44bde | 93a60a56-a3c8-11da-a746-0800200b9a66
Prallethrin | 23031-36-9 | 23031369 | 23031369 | C19H24O3 |  | Mass | kg | emission | air | https://ofmpub.epa.gov/sor_internet/registry/substreg/searchandretrieve/substancesearch/search.do?details=displayDetails&selectedSubstanceId=81007 | 1 | Chemicals | fa769254-56ad-3853-b535-c48e74544998 | 4061cba4-cb52-3ef2-85a6-55942ed24d37 | 20aadc24-a391-41cf-b340-3e4529f44bde | 93a60a56-a3c8-11da-a746-0800200b9a66
Diallate | 2303-16-4 | 2303164 | 2303164 | C10H17Cl2NOS |  | Mass | kg | emission | air | https://ofmpub.epa.gov/sor_internet/registry/substreg/searchandretrieve/substancesearch/search.do?details=displayDetails&selectedSubstanceId=41313 | 1 | Chemicals | 7f2c103d-6f77-3b2b-8cf2-58597b34ff14 | 4061cba4-cb52-3ef2-85a6-55942ed24d37 | 20aadc24-a391-41cf-b340-3e4529f44bde | 93a60a56-a3c8-11da-a746-0800200b9a66
Triallate | 2303-17-5 | 2303175 | 2303175 | C10H16Cl3NOS |  | Mass | kg | emission | air | https://ofmpub.epa.gov/sor_internet/registry/substreg/searchandretrieve/substancesearch/search.do?details=displayDetails&selectedSubstanceId=41312 | 1 | Chemicals | a97be3b4-0f36-3982-a61b-907d874d5117 | 4061cba4-cb52-3ef2-85a6-55942ed24d37 | 20aadc24-a391-41cf-b340-3e4529f44bde | 93a60a56-a3c8-11da-a746-0800200b9a66
Pentanochlor | 2307-68-8 | 2307688 | 2307688 | C13H18ClNO |  | Mass | kg | emission | air | https://ofmpub.epa.gov/sor_internet/registry/substreg/searchandretrieve/substancesearch/search.do?details=displayDetails&selectedSubstanceId=92463 | 1 | Chemicals | acfd9a27-d56f-39a5-904f-b9e29efb8bb6 | 4061cba4-cb52-3ef2-85a6-55942ed24d37 | 20aadc24-a391-41cf-b340-3e4529f44bde | 93a60a56-a3c8-11da-a746-0800200b9a66
Phosalone | 2310-17-0 | 2310170 | 2310170 | C12H15ClNO4PS2 |  | Mass | kg | emission | air | https://ofmpub.epa.gov/sor_internet/registry/substreg/searchandretrieve/substancesearch/search.do?details=displayDetails&selectedSubstanceId=41142 | 1 | Chemicals | b38de12f-ee5c-3466-846b-128aeff4a8bf | 4061cba4-cb52-3ef2-85a6-55942ed24d37 | 20aadc24-a391-41cf-b340-3e4529f44bde | 93a60a56-a3c8-11da-a746-0800200b9a66
Pirimicarb | 23103-98-2 | 23103982 | 23103982 | C11H18N4O2 |  | Mass | kg | emission | air | https://ofmpub.epa.gov/sor_internet/registry/substreg/searchandretrieve/substancesearch/search.do?details=displayDetails&selectedSubstanceId=92460 | 1 | Chemicals | 372c35c5-e0fe-38a1-a78f-f8eecf695fce | 4061cba4-cb52-3ef2-85a6-55942ed24d37 | 20aadc24-a391-41cf-b340-3e4529f44bde | 93a60a56-a3c8-11da-a746-0800200b9a66
Propargite | 2312-35-8 | 2312358 | 2312358 | C19H26O4S |  | Mass | kg | emission | air | https://ofmpub.epa.gov/sor_internet/registry/substreg/searchandretrieve/substancesearch/search.do?details=displayDetails&selectedSubstanceId=41141 | 1 | Chemicals | 3571fc31-53d4-3bfc-bde7-0a1e56b1435f | 4061cba4-cb52-3ef2-85a6-55942ed24d37 | 20aadc24-a391-41cf-b340-3e4529f44bde | 93a60a56-a3c8-11da-a746-0800200b9a66
Oxamyl | 23135-22-0 | 23135220 | 23135220 | C7H13N3O3S |  | Mass | kg | emission | air | https://ofmpub.epa.gov/sor_internet/registry/substreg/searchandretrieve/substancesearch/search.do?details=displayDetails&selectedSubstanceId=92455 | 1 | Chemicals | 7219c153-c04a-31da-a45d-e99eb3863fbd | 4061cba4-cb52-3ef2-85a6-55942ed24d37 | 20aadc24-a391-41cf-b340-3e4529f44bde | 93a60a56-a3c8-11da-a746-0800200b9a66
Butachlor | 23184-66-9 | 23184669 | 23184669 | C17H26ClNO2 |  | Mass | kg | emission | air | https://ofmpub.epa.gov/sor_internet/registry/substreg/searchandretrieve/substancesearch/search.do?details=displayDetails&selectedSubstanceId=56242 | 1 | Chemicals | ca77e082-04aa-3356-a705-429db2497024 | 4061cba4-cb52-3ef2-85a6-55942ed24d37 | 20aadc24-a391-41cf-b340-3e4529f44bde | 93a60a56-a3c8-11da-a746-0800200b9a66
Formetanate hydrochloride | 23422-53-9 | 23422539 | 23422539 | C11H16ClN3O2 |  | Mass | kg | emission | air | https://ofmpub.epa.gov/sor_internet/registry/substreg/searchandretrieve/substancesearch/search.do?details=displayDetails&selectedSubstanceId=92434 | 1 | Chemicals | 7b8e9b6d-43fd-3df4-b66b-bb68f4cad889 | 4061cba4-cb52-3ef2-85a6-55942ed24d37 | 20aadc24-a391-41cf-b340-3e4529f44bde | 93a60a56-a3c8-11da-a746-0800200b9a66
Heptenophos | 23560-59-0 | 23560590 | 23560590 | C9H12ClO4P |  | Mass | kg | emission | air | https://ofmpub.epa.gov/sor_internet/registry/substreg/searchandretrieve/substancesearch/search.do?details=displayDetails&selectedSubstanceId=77269 | 1 | Chemicals | 6723f7e5-d104-3fab-9951-196c1976925f | 4061cba4-cb52-3ef2-85a6-55942ed24d37 | 20aadc24-a391-41cf-b340-3e4529f44bde | 93a60a56-a3c8-11da-a746-0800200b9a66
Thiophanate-methyl | 23564-05-8 | 23564058 | 23564058 | C12H14N4O4S2 |  | Mass | kg | emission | air | https://ofmpub.epa.gov/sor_internet/registry/substreg/searchandretrieve/substancesearch/search.do?details=displayDetails&selectedSubstanceId=92271 | 1 | Chemicals | abc07e47-2eda-3922-a0dc-9f9ceb971a42 | 4061cba4-cb52-3ef2-85a6-55942ed24d37 | 20aadc24-a391-41cf-b340-3e4529f44bde | 93a60a56-a3c8-11da-a746-0800200b9a66
Thiophanate ethyl | 23564-06-9 | 23564069 | 23564069 | C14H18N4O4S2 |  | Mass | kg | emission | air | https://ofmpub.epa.gov/sor_internet/registry/substreg/searchandretrieve/substancesearch/search.do?details=displayDetails&selectedSubstanceId=55992 | 1 | Chemicals | 12c0b173-8203-318f-ac21-1dce33c03b32 | 4061cba4-cb52-3ef2-85a6-55942ed24d37 | 20aadc24-a391-41cf-b340-3e4529f44bde | 93a60a56-a3c8-11da-a746-0800200b9a66
2-Ethoxyethyl methacrylate | 2370-63-0 | 2370630 | 2370630 | C8H14O3 |  | Mass | kg | emission | air | https://ofmpub.epa.gov/sor_internet/registry/substreg/searchandretrieve/substancesearch/search.do?details=displayDetails&selectedSubstanceId=41099 | 1 | Chemicals | 4152cd1b-3a99-3555-b9ff-09503d89b9c2 | 4061cba4-cb52-3ef2-85a6-55942ed24d37 | 20aadc24-a391-41cf-b340-3e4529f44bde | 93a60a56-a3c8-11da-a746-0800200b9a66
Zinc(II) | 23713-49-7 | 23713497 | 23713497 | - |  | Mass | kg | emission | air | https://ofmpub.epa.gov/sor_internet/registry/substreg/searchandretrieve/substancesearch/search.do?details=displayDetails&selectedSubstanceId=97071 | 1 | Chemicals | cb47673f-15f4-387e-97e1-4ceb4c8bc993 | 4061cba4-cb52-3ef2-85a6-55942ed24d37 | 20aadc24-a391-41cf-b340-3e4529f44bde | 93a60a56-a3c8-11da-a746-0800200b9a66
Potassium bis(2-hydroxyethyl)dithiocarbamate | 23746-34-1 | 23746341 | 23746341 | C5H10KNO2S2 |  | Mass | kg | emission | air | https://ofmpub.epa.gov/sor_internet/registry/substreg/searchandretrieve/substancesearch/search.do?details=displayDetails&selectedSubstanceId=59549 | 1 | Chemicals | 752bf94c-cfa4-3290-bd5b-964c0310f2fd | 4061cba4-cb52-3ef2-85a6-55942ed24d37 | 20aadc24-a391-41cf-b340-3e4529f44bde | 93a60a56-a3c8-11da-a746-0800200b9a66
Mirex | 2385-85-5 | 2385855 | 2385855 | C10Cl12 |  | Mass | kg | emission | air | https://ofmpub.epa.gov/sor_internet/registry/substreg/searchandretrieve/substancesearch/search.do?details=displayDetails&selectedSubstanceId=92090 | 1 | Chemicals | e82bb562-3b8c-3209-aecb-f79db6955545 | 4061cba4-cb52-3ef2-85a6-55942ed24d37 | 20aadc24-a391-41cf-b340-3e4529f44bde | 93a60a56-a3c8-11da-a746-0800200b9a66
Sodium laurylsulfonate | 2386-53-0 | 2386530 | 2386530 | C12H25NaO3S |  | Mass | kg | emission | air | https://ofmpub.epa.gov/sor_internet/registry/substreg/searchandretrieve/substancesearch/search.do?details=displayDetails&selectedSubstanceId=40924 | 1 | Chemicals | 157d43c0-1a6a-39ff-8642-f5e4ae96fe41 | 4061cba4-cb52-3ef2-85a6-55942ed24d37 | 20aadc24-a391-41cf-b340-3e4529f44bde | 93a60a56-a3c8-11da-a746-0800200b9a66
Ethirimol | 23947-60-6 | 23947606 | 23947606 | C11H19N3O |  | Mass | kg | emission | air | https://ofmpub.epa.gov/sor_internet/registry/substreg/searchandretrieve/substancesearch/search.do?details=displayDetails&selectedSubstanceId=77267 | 1 | Chemicals | 55076aa2-4b84-3796-9588-4bf40a6f8a15 | 4061cba4-cb52-3ef2-85a6-55942ed24d37 | 20aadc24-a391-41cf-b340-3e4529f44bde | 93a60a56-a3c8-11da-a746-0800200b9a66
Pronamide | 23950-58-5 | 23950585 | 23950585 | C12H11Cl2NO |  | Mass | kg | emission | air | https://ofmpub.epa.gov/sor_internet/registry/substreg/searchandretrieve/substancesearch/search.do?details=displayDetails&selectedSubstanceId=58676 | 1 | Chemicals | 537566e6-7aa0-38b1-88e1-40c262667f4c | 4061cba4-cb52-3ef2-85a6-55942ed24d37 | 20aadc24-a391-41cf-b340-3e4529f44bde | 93a60a56-a3c8-11da-a746-0800200b9a66
Triazophos | 24017-47-8 | 24017478 | 24017478 | C12H16N3O3PS |  | Mass | kg | emission | air | https://ofmpub.epa.gov/sor_internet/registry/substreg/searchandretrieve/substancesearch/search.do?details=displayDetails&selectedSubstanceId=58666 | 1 | Chemicals | 08232d3a-649f-3202-8f45-9d39502d0562 | 4061cba4-cb52-3ef2-85a6-55942ed24d37 | 20aadc24-a391-41cf-b340-3e4529f44bde | 93a60a56-a3c8-11da-a746-0800200b9a66
2,3,5,6-Tetrachloropyridine | 2402-79-1 | 2402791 | 2402791 | C5HCl4N |  | Mass | kg | emission | air | https://ofmpub.epa.gov/sor_internet/registry/substreg/searchandretrieve/substancesearch/search.do?details=displayDetails&selectedSubstanceId=40890 | 1 | Chemicals | e436c249-6c2d-3732-8562-faeb9f4d7338 | 4061cba4-cb52-3ef2-85a6-55942ed24d37 | 20aadc24-a391-41cf-b340-3e4529f44bde | 93a60a56-a3c8-11da-a746-0800200b9a66
4-Piperidinol, 2,2,6,6-tetramethyl- | 2403-88-5 | 2403885 | 2403885 | C9H19NO |  | Mass | kg | emission | air | https://ofmpub.epa.gov/sor_internet/registry/substreg/searchandretrieve/substancesearch/search.do?details=displayDetails&selectedSubstanceId=92075 | 1 | Chemicals | 459594eb-5f8b-3934-a0d2-eefd07bca14c | 4061cba4-cb52-3ef2-85a6-55942ed24d37 | 20aadc24-a391-41cf-b340-3e4529f44bde | 93a60a56-a3c8-11da-a746-0800200b9a66
2,3,6-Trimethylphenol | 2416-94-6 | 2416946 | 2416946 | C9H12O |  | Mass | kg | emission | air | https://ofmpub.epa.gov/sor_internet/registry/substreg/searchandretrieve/substancesearch/search.do?details=displayDetails&selectedSubstanceId=92062 | 1 | Chemicals | bd798b15-62fc-3de7-8569-a8e5e6c1c8e9 | 4061cba4-cb52-3ef2-85a6-55942ed24d37 | 20aadc24-a391-41cf-b340-3e4529f44bde | 93a60a56-a3c8-11da-a746-0800200b9a66
1-Chloro-2-nitropropane | 2425-66-3 | 2425663 | 2425663 | C3H6ClNO2 |  | Mass | kg | emission | air | https://ofmpub.epa.gov/sor_internet/registry/substreg/searchandretrieve/substancesearch/search.do?details=displayDetails&selectedSubstanceId=91906 | 1 | Chemicals | 496e054f-22f9-3f7b-9706-f04599b2d438 | 4061cba4-cb52-3ef2-85a6-55942ed24d37 | 20aadc24-a391-41cf-b340-3e4529f44bde | 93a60a56-a3c8-11da-a746-0800200b9a66
C.I. Pigment Red 3 | 2425-85-6 | 2425856 | 2425856 | C17H13N3O3 |  | Mass | kg | emission | air | https://ofmpub.epa.gov/sor_internet/registry/substreg/searchandretrieve/substancesearch/search.do?details=displayDetails&selectedSubstanceId=40698 | 1 | Chemicals | f3316db5-0c48-3192-96f8-8b04053a1caa | 4061cba4-cb52-3ef2-85a6-55942ed24d37 | 20aadc24-a391-41cf-b340-3e4529f44bde | 93a60a56-a3c8-11da-a746-0800200b9a66
C.I. Direct Blue 15 | 2429-74-5 | 2429745 | 2429745 | C34H24N6Na4O16S4 |  | Mass | kg | emission | air | https://ofmpub.epa.gov/sor_internet/registry/substreg/searchandretrieve/substancesearch/search.do?details=displayDetails&selectedSubstanceId=40690 | 1 | Chemicals | bc7c6818-8322-3a5b-99f9-54f5e7678e30 | 4061cba4-cb52-3ef2-85a6-55942ed24d37 | 20aadc24-a391-41cf-b340-3e4529f44bde | 93a60a56-a3c8-11da-a746-0800200b9a66
Mepiquat chloride | 24307-26-4 | 24307264 | 24307264 | C7H16ClN |  | Mass | kg | emission | air | https://ofmpub.epa.gov/sor_internet/registry/substreg/searchandretrieve/substancesearch/search.do?details=displayDetails&selectedSubstanceId=58459 | 1 | Chemicals | 285cedd2-d52c-3aac-9f69-d1c0b79234df | 4061cba4-cb52-3ef2-85a6-55942ed24d37 | 20aadc24-a391-41cf-b340-3e4529f44bde | 93a60a56-a3c8-11da-a746-0800200b9a66
11-Aminoundecanoic acid | 2432-99-7 | 2432997 | 2432997 | C11H23NO2 |  | Mass | kg | emission | air | https://ofmpub.epa.gov/sor_internet/registry/substreg/searchandretrieve/substancesearch/search.do?details=displayDetails&selectedSubstanceId=40522 | 1 | Chemicals | 55ed5fed-07eb-326d-a935-0b878ebce019 | 4061cba4-cb52-3ef2-85a6-55942ed24d37 | 20aadc24-a391-41cf-b340-3e4529f44bde | 93a60a56-a3c8-11da-a746-0800200b9a66
Isocarbophos | 24353-61-5 | 24353615 | 24353615 | C11H16NO4PS |  | Mass | kg | emission | air | https://ofmpub.epa.gov/sor_internet/registry/substreg/searchandretrieve/substancesearch/search.do?details=displayDetails&selectedSubstanceId=77266 | 1 | Chemicals | 96b78df9-18d2-390c-a324-26ddfab3a3e3 | 4061cba4-cb52-3ef2-85a6-55942ed24d37 | 20aadc24-a391-41cf-b340-3e4529f44bde | 93a60a56-a3c8-11da-a746-0800200b9a66
2,2',4,4'-Tetrachlorobiphenyl | 2437-79-8 | 2437798 | 2437798 | C12H6Cl4 |  | Mass | kg | emission | air | https://ofmpub.epa.gov/sor_internet/registry/substreg/searchandretrieve/substancesearch/search.do?details=displayDetails&selectedSubstanceId=81641 | 1 | Chemicals | 357008c2-0766-3d23-ba20-7ba309026b6d | 4061cba4-cb52-3ef2-85a6-55942ed24d37 | 20aadc24-a391-41cf-b340-3e4529f44bde | 93a60a56-a3c8-11da-a746-0800200b9a66
Sodium malonaldehyde | 24382-04-5 | 24382045 | 24382045 | C3H3NaO2 |  | Mass | kg | emission | air | https://ofmpub.epa.gov/sor_internet/registry/substreg/searchandretrieve/substancesearch/search.do?details=displayDetails&selectedSubstanceId=77797 | 1 | Chemicals | b810cb02-7b68-3aa1-baa0-52efe316b8cc | 4061cba4-cb52-3ef2-85a6-55942ed24d37 | 20aadc24-a391-41cf-b340-3e4529f44bde | 93a60a56-a3c8-11da-a746-0800200b9a66
2,3,6-Trichlorophenylacetic acid sodium salt | 2439-00-1 | 2439001 | 2439001 | C8H4Cl3NaO2 |  | Mass | kg | emission | air | https://ofmpub.epa.gov/sor_internet/registry/substreg/searchandretrieve/substancesearch/search.do?details=displayDetails&selectedSubstanceId=40514 | 1 | Chemicals | c72b29d2-1192-3941-96e2-c7378e268a1a | 4061cba4-cb52-3ef2-85a6-55942ed24d37 | 20aadc24-a391-41cf-b340-3e4529f44bde | 93a60a56-a3c8-11da-a746-0800200b9a66
2-(Dimethylamino)ethyl acrylate | 2439-35-2 | 2439352 | 2439352 | C7H13NO2 |  | Mass | kg | emission | air | https://ofmpub.epa.gov/sor_internet/registry/substreg/searchandretrieve/substancesearch/search.do?details=displayDetails&selectedSubstanceId=40512 | 1 | Chemicals | 14eca069-d738-325b-a22d-e49aacf3dc8d | 4061cba4-cb52-3ef2-85a6-55942ed24d37 | 20aadc24-a391-41cf-b340-3e4529f44bde | 93a60a56-a3c8-11da-a746-0800200b9a66
2,6-Diisopropylaniline | 24544-04-5 | 24544045 | 24544045 | C12H19N |  | Mass | kg | emission | air | https://ofmpub.epa.gov/sor_internet/registry/substreg/searchandretrieve/substancesearch/search.do?details=displayDetails&selectedSubstanceId=58421 | 1 | Chemicals | e79969cc-e66c-37b8-bc06-1e09074695ea | 4061cba4-cb52-3ef2-85a6-55942ed24d37 | 20aadc24-a391-41cf-b340-3e4529f44bde | 93a60a56-a3c8-11da-a746-0800200b9a66
2-Ethyl-6-methylaniline | 24549-06-2 | 24549062 | 24549062 | C9H13N |  | Mass | kg | emission | air | https://ofmpub.epa.gov/sor_internet/registry/substreg/searchandretrieve/substancesearch/search.do?details=displayDetails&selectedSubstanceId=58420 | 1 | Chemicals | c371e67c-7535-3bfa-8e33-e8999e7fa589 | 4061cba4-cb52-3ef2-85a6-55942ed24d37 | 20aadc24-a391-41cf-b340-3e4529f44bde | 93a60a56-a3c8-11da-a746-0800200b9a66
Tetrahydrofurfuryl methacrylate | 2455-24-5 | 2455245 | 2455245 | C9H14O3 |  | Mass | kg | emission | air | https://ofmpub.epa.gov/sor_internet/registry/substreg/searchandretrieve/substancesearch/search.do?details=displayDetails&selectedSubstanceId=40496 | 1 | Chemicals | 0f8d3f88-35e3-317f-b0bf-5ece2e23fd27 | 4061cba4-cb52-3ef2-85a6-55942ed24d37 | 20aadc24-a391-41cf-b340-3e4529f44bde | 93a60a56-a3c8-11da-a746-0800200b9a66
N-[(4-(5-Nitro-2-furyl)-2-tiazolyl)]formamide | 24554-26-5 | 24554265 | 24554265 | C8H5N3O4S |  | Mass | kg | emission | air | https://ofmpub.epa.gov/sor_internet/registry/substreg/searchandretrieve/substancesearch/search.do?details=displayDetails&selectedSubstanceId=91866 | 1 | Chemicals | edc6a482-b62e-358a-bf06-97e711021d63 | 4061cba4-cb52-3ef2-85a6-55942ed24d37 | 20aadc24-a391-41cf-b340-3e4529f44bde | 93a60a56-a3c8-11da-a746-0800200b9a66
Propamocarb | 24579-73-5 | 24579735 | 24579735 | C9H20N2O2 |  | Mass | kg | emission | air | https://ofmpub.epa.gov/sor_internet/registry/substreg/searchandretrieve/substancesearch/search.do?details=displayDetails&selectedSubstanceId=58417 | 1 | Chemicals | ebe7ed74-d470-3a86-a081-ac37688313a5 | 4061cba4-cb52-3ef2-85a6-55942ed24d37 | 20aadc24-a391-41cf-b340-3e4529f44bde | 93a60a56-a3c8-11da-a746-0800200b9a66
Benzoic acid, 4-hydrazino-, monohydrochloride | 24589-77-3 | 24589773 | 24589773 | C7H9ClN2O2 |  | Mass | kg | emission | air | https://ofmpub.epa.gov/sor_internet/registry/substreg/searchandretrieve/substancesearch/search.do?details=displayDetails&selectedSubstanceId=91718 | 1 | Chemicals | 4dcc7c8e-225b-3bd6-b8bc-bb5ef00fb363 | 4061cba4-cb52-3ef2-85a6-55942ed24d37 | 20aadc24-a391-41cf-b340-3e4529f44bde | 93a60a56-a3c8-11da-a746-0800200b9a66
2,6-Dimethyl-4-tridecylmorpholine | 24602-86-6 | 24602866 | 24602866 | C19H39NO |  | Mass | kg | emission | air | https://ofmpub.epa.gov/sor_internet/registry/substreg/searchandretrieve/substancesearch/search.do?details=displayDetails&selectedSubstanceId=81006 | 1 | Chemicals | d97e88a0-fe69-3b9a-8d79-5d02f5aa19a7 | 4061cba4-cb52-3ef2-85a6-55942ed24d37 | 20aadc24-a391-41cf-b340-3e4529f44bde | 93a60a56-a3c8-11da-a746-0800200b9a66
4,5-Dichloroguaiacol | 2460-49-3 | 2460493 | 2460493 | C7H6Cl2O2 |  | Mass | kg | emission | air | https://ofmpub.epa.gov/sor_internet/registry/substreg/searchandretrieve/substancesearch/search.do?details=displayDetails&selectedSubstanceId=81639 | 1 | Chemicals | c1a55053-0c6e-369b-8858-5a211a73f397 | 4061cba4-cb52-3ef2-85a6-55942ed24d37 | 20aadc24-a391-41cf-b340-3e4529f44bde | 93a60a56-a3c8-11da-a746-0800200b9a66
2-Ethylhexyl glycidyl ether | 2461-15-6 | 2461156 | 2461156 | C11H22O2 |  | Mass | kg | emission | air | https://ofmpub.epa.gov/sor_internet/registry/substreg/searchandretrieve/substancesearch/search.do?details=displayDetails&selectedSubstanceId=91714 | 1 | Chemicals | ac73c6f3-b1ae-3a6d-8e48-1fd4df37919d | 4061cba4-cb52-3ef2-85a6-55942ed24d37 | 20aadc24-a391-41cf-b340-3e4529f44bde | 93a60a56-a3c8-11da-a746-0800200b9a66
Dicapthon | 2463-84-5 | 2463845 | 2463845 | C8H9ClNO5PS |  | Mass | kg | emission | air | https://ofmpub.epa.gov/sor_internet/registry/substreg/searchandretrieve/substancesearch/search.do?details=displayDetails&selectedSubstanceId=40482 | 1 | Chemicals | 85ee0c01-0986-3fd4-891e-dc3572f9269c | 4061cba4-cb52-3ef2-85a6-55942ed24d37 | 20aadc24-a391-41cf-b340-3e4529f44bde | 93a60a56-a3c8-11da-a746-0800200b9a66
Chlorflurenol | 2464-37-1 | 2464371 | 2464371 | C14H9ClO3 |  | Mass | kg | emission | air | https://ofmpub.epa.gov/sor_internet/registry/substreg/searchandretrieve/substancesearch/search.do?details=displayDetails&selectedSubstanceId=78385 | 1 | Chemicals | 631dd06d-32d0-365b-98d0-8dafc268d16b | 4061cba4-cb52-3ef2-85a6-55942ed24d37 | 20aadc24-a391-41cf-b340-3e4529f44bde | 93a60a56-a3c8-11da-a746-0800200b9a66
Auramine, monohydrochloride | 2465-27-2 | 2465272 | 2465272 | C17H22ClN3 |  | Mass | kg | emission | air | https://ofmpub.epa.gov/sor_internet/registry/substreg/searchandretrieve/substancesearch/search.do?details=displayDetails&selectedSubstanceId=40481 | 1 | Chemicals | 7b76e928-26c0-381a-b24d-aa95ace3252e | 4061cba4-cb52-3ef2-85a6-55942ed24d37 | 20aadc24-a391-41cf-b340-3e4529f44bde | 93a60a56-a3c8-11da-a746-0800200b9a66
C.I. Disperse Blue 1 | 2475-45-8 | 2475458 | 2475458 | C14H12N4O2 |  | Mass | kg | emission | air | https://ofmpub.epa.gov/sor_internet/registry/substreg/searchandretrieve/substancesearch/search.do?details=displayDetails&selectedSubstanceId=91700 | 1 | Chemicals | c34b60de-a725-387f-97db-93b0b2042338 | 4061cba4-cb52-3ef2-85a6-55942ed24d37 | 20aadc24-a391-41cf-b340-3e4529f44bde | 93a60a56-a3c8-11da-a746-0800200b9a66
C.I. Disperse Blue 3 | 2475-46-9 | 2475469 | 2475469 | C17H16N2O3 |  | Mass | kg | emission | air | https://ofmpub.epa.gov/sor_internet/registry/substreg/searchandretrieve/substancesearch/search.do?details=displayDetails&selectedSubstanceId=40300 | 1 | Chemicals | 237feb70-35c1-3178-b390-175f4bdcf979 | 4061cba4-cb52-3ef2-85a6-55942ed24d37 | 20aadc24-a391-41cf-b340-3e4529f44bde | 93a60a56-a3c8-11da-a746-0800200b9a66
Trimethylthiourea | 2489-77-2 | 2489772 | 2489772 | C4H10N2S |  | Mass | kg | emission | air | https://ofmpub.epa.gov/sor_internet/registry/substreg/searchandretrieve/substancesearch/search.do?details=displayDetails&selectedSubstanceId=40289 | 1 | Chemicals | ab959b04-deed-3754-a38a-db9ad106201b | 4061cba4-cb52-3ef2-85a6-55942ed24d37 | 20aadc24-a391-41cf-b340-3e4529f44bde | 93a60a56-a3c8-11da-a746-0800200b9a66
Sodium mercaptobenzothiazole | 2492-26-4 | 2492264 | 2492264 | C7H4NNaS2 |  | Mass | kg | emission | air | https://ofmpub.epa.gov/sor_internet/registry/substreg/searchandretrieve/substancesearch/search.do?details=displayDetails&selectedSubstanceId=40284 | 1 | Chemicals | b8669b83-8a31-350b-bfd0-b5c57d87cfa0 | 4061cba4-cb52-3ef2-85a6-55942ed24d37 | 20aadc24-a391-41cf-b340-3e4529f44bde | 93a60a56-a3c8-11da-a746-0800200b9a66
Chlormephos | 24934-91-6 | 24934916 | 24934916 | C5H12ClO2PS2 |  | Mass | kg | emission | air | https://ofmpub.epa.gov/sor_internet/registry/substreg/searchandretrieve/substancesearch/search.do?details=displayDetails&selectedSubstanceId=58006 | 1 | Chemicals | 0c1a8d3a-bc6e-3087-baea-50992e71a795 | 4061cba4-cb52-3ef2-85a6-55942ed24d37 | 20aadc24-a391-41cf-b340-3e4529f44bde | 93a60a56-a3c8-11da-a746-0800200b9a66
2-Propene-1-sulfonic acid, sodium salt | 2495-39-8 | 2495398 | 2495398 | C3H5NaO3S |  | Mass | kg | emission | air | https://ofmpub.epa.gov/sor_internet/registry/substreg/searchandretrieve/substancesearch/search.do?details=displayDetails&selectedSubstanceId=91672 | 1 | Chemicals | 3660420a-70f8-3d6c-a25c-209dc6ee4e18 | 4061cba4-cb52-3ef2-85a6-55942ed24d37 | 20aadc24-a391-41cf-b340-3e4529f44bde | 93a60a56-a3c8-11da-a746-0800200b9a66
Hexyl acrylate | 2499-95-8 | 2499958 | 2499958 | C9H16O2 |  | Mass | kg | emission | air | https://ofmpub.epa.gov/sor_internet/registry/substreg/searchandretrieve/substancesearch/search.do?details=displayDetails&selectedSubstanceId=40265 | 1 | Chemicals | c06d5673-1392-3f61-97b3-887ecb5b4d91 | 4061cba4-cb52-3ef2-85a6-55942ed24d37 | 20aadc24-a391-41cf-b340-3e4529f44bde | 93a60a56-a3c8-11da-a746-0800200b9a66
Butylated hydroxyanisole | 25013-16-5 | 25013165 | 25013165 | C11H16O2 |  | Mass | kg | emission | air | https://ofmpub.epa.gov/sor_internet/registry/substreg/searchandretrieve/substancesearch/search.do?details=displayDetails&selectedSubstanceId=57779 | 1 | Chemicals | f918e917-ccf7-3248-aacf-52813d51856a | 4061cba4-cb52-3ef2-85a6-55942ed24d37 | 20aadc24-a391-41cf-b340-3e4529f44bde | 93a60a56-a3c8-11da-a746-0800200b9a66
Bentazon | 25057-89-0 | 25057890 | 25057890 | C10H12N2O3S |  | Mass | kg | emission | air | https://ofmpub.epa.gov/sor_internet/registry/substreg/searchandretrieve/substancesearch/search.do?details=displayDetails&selectedSubstanceId=57531 | 1 | Chemicals | f334ba93-87c9-385a-8813-310bd53a0727 | 4061cba4-cb52-3ef2-85a6-55942ed24d37 | 20aadc24-a391-41cf-b340-3e4529f44bde | 93a60a56-a3c8-11da-a746-0800200b9a66
Nonylphenol | 25154-52-3 | 25154523 | 25154523 | C14H22O |  | Mass | kg | emission | air | https://ofmpub.epa.gov/sor_internet/registry/substreg/searchandretrieve/substancesearch/search.do?details=displayDetails&selectedSubstanceId=56871 | 1 | Chemicals | f47dcc50-11bb-35ba-acd5-9bf263b8b409 | 4061cba4-cb52-3ef2-85a6-55942ed24d37 | 20aadc24-a391-41cf-b340-3e4529f44bde | 93a60a56-a3c8-11da-a746-0800200b9a66
Tris(dimethylphenol) phosphate | 25155-23-1 | 25155231 | 25155231 | C24H27O4P |  | Mass | kg | emission | air | https://ofmpub.epa.gov/sor_internet/registry/substreg/searchandretrieve/substancesearch/search.do?details=displayDetails&selectedSubstanceId=91519 | 1 | Chemicals | 412dfcb9-3bf6-3254-bdb9-725052a10ce4 | 4061cba4-cb52-3ef2-85a6-55942ed24d37 | 20aadc24-a391-41cf-b340-3e4529f44bde | 93a60a56-a3c8-11da-a746-0800200b9a66
Sodium dodecylbenzenesulfonate | 25155-30-0 | 25155300 | 25155300 | C18H29NaO3S |  | Mass | kg | emission | air | https://ofmpub.epa.gov/sor_internet/registry/substreg/searchandretrieve/substancesearch/search.do?details=displayDetails&selectedSubstanceId=91518 | 1 | Chemicals | d9a56970-341b-3734-baca-d412d30b0c21 | 4061cba4-cb52-3ef2-85a6-55942ed24d37 | 20aadc24-a391-41cf-b340-3e4529f44bde | 93a60a56-a3c8-11da-a746-0800200b9a66
Dichlorophenol | 25167-81-1 | 25167811 | 25167811 | - |  | Mass | kg | emission | air | https://ofmpub.epa.gov/sor_internet/registry/substreg/searchandretrieve/substancesearch/search.do?details=displayDetails&selectedSubstanceId=56855 | 1 | Chemicals | dc780184-aa00-3908-9df2-94ba7f36d3bf | 4061cba4-cb52-3ef2-85a6-55942ed24d37 | 20aadc24-a391-41cf-b340-3e4529f44bde | 93a60a56-a3c8-11da-a746-0800200b9a66
Trichlorophenol | 25167-82-2 | 25167822 | 25167822 | - |  | Mass | kg | emission | air | https://ofmpub.epa.gov/sor_internet/registry/substreg/searchandretrieve/substancesearch/search.do?details=displayDetails&selectedSubstanceId=91515 | 1 | Chemicals | 243131a8-766f-3f5d-8a7b-2401f07cc3fd | 4061cba4-cb52-3ef2-85a6-55942ed24d37 | 20aadc24-a391-41cf-b340-3e4529f44bde | 93a60a56-a3c8-11da-a746-0800200b9a66
Tetrachlorophenol | 25167-83-3 | 25167833 | 25167833 | - |  | Mass | kg | emission | air | https://ofmpub.epa.gov/sor_internet/registry/substreg/searchandretrieve/substancesearch/search.do?details=displayDetails&selectedSubstanceId=56854 | 1 | Chemicals | b70baab5-d954-3e16-8e0a-b927af3b0be5 | 4061cba4-cb52-3ef2-85a6-55942ed24d37 | 20aadc24-a391-41cf-b340-3e4529f44bde | 93a60a56-a3c8-11da-a746-0800200b9a66
2,4,5-T isooctyl ester | 25168-15-4 | 25168154 | 25168154 | C16H21Cl3O3 |  | Mass | kg | emission | air | https://ofmpub.epa.gov/sor_internet/registry/substreg/searchandretrieve/substancesearch/search.do?details=displayDetails&selectedSubstanceId=91513 | 1 | Chemicals | a9ff6f9e-8999-303d-ab4a-f3e2fa212ab0 | 4061cba4-cb52-3ef2-85a6-55942ed24d37 | 20aadc24-a391-41cf-b340-3e4529f44bde | 93a60a56-a3c8-11da-a746-0800200b9a66
2,4-D isooctyl ester | 25168-26-7 | 25168267 | 25168267 | C16H22Cl2O3 |  | Mass | kg | emission | air | https://ofmpub.epa.gov/sor_internet/registry/substreg/searchandretrieve/substancesearch/search.do?details=displayDetails&selectedSubstanceId=56848 | 1 | Chemicals | bfa4f225-35f9-3994-b7d6-7ded209ea8b5 | 4061cba4-cb52-3ef2-85a6-55942ed24d37 | 20aadc24-a391-41cf-b340-3e4529f44bde | 93a60a56-a3c8-11da-a746-0800200b9a66
Hexene | 25264-93-1 | 25264931 | 25264931 | - |  | Mass | kg | emission | air | https://ofmpub.epa.gov/sor_internet/registry/substreg/searchandretrieve/substancesearch/search.do?details=displayDetails&selectedSubstanceId=56439 | 1 | Chemicals | a9165623-7868-3e80-b702-f95e55ce6fca | 4061cba4-cb52-3ef2-85a6-55942ed24d37 | 20aadc24-a391-41cf-b340-3e4529f44bde | 93a60a56-a3c8-11da-a746-0800200b9a66
2,2,4-Trimethylpentane-1,3-diol monoisobutyrate | 25265-77-4 | 25265774 | 25265774 | - |  | Mass | kg | emission | air | https://ofmpub.epa.gov/sor_internet/registry/substreg/searchandretrieve/substancesearch/search.do?details=displayDetails&selectedSubstanceId=56432 | 1 | Chemicals | bb1c0aeb-4e7e-3e95-ae4a-db88cd76bd38 | 4061cba4-cb52-3ef2-85a6-55942ed24d37 | 20aadc24-a391-41cf-b340-3e4529f44bde | 93a60a56-a3c8-11da-a746-0800200b9a66
Dibutyl phenyl phosphate | 2528-36-1 | 2528361 | 2528361 | C14H23O4P |  | Mass | kg | emission | air | https://ofmpub.epa.gov/sor_internet/registry/substreg/searchandretrieve/substancesearch/search.do?details=displayDetails&selectedSubstanceId=40078 | 1 | Chemicals | e4e0836c-31fe-349f-96f0-e04dd04b0684 | 4061cba4-cb52-3ef2-85a6-55942ed24d37 | 20aadc24-a391-41cf-b340-3e4529f44bde | 93a60a56-a3c8-11da-a746-0800200b9a66
Isofenphos | 25311-71-1 | 25311711 | 25311711 | C15H24NO4PS |  | Mass | kg | emission | air | https://ofmpub.epa.gov/sor_internet/registry/substreg/searchandretrieve/substancesearch/search.do?details=displayDetails&selectedSubstanceId=56404 | 1 | Chemicals | e7bc645f-51a9-3042-a600-8c09242a3061 | 4061cba4-cb52-3ef2-85a6-55942ed24d37 | 20aadc24-a391-41cf-b340-3e4529f44bde | 93a60a56-a3c8-11da-a746-0800200b9a66
MCPA-thioethyl | 25319-90-8 | 25319908 | 25319908 | C11H13ClO2S |  | Mass | kg | emission | air | https://ofmpub.epa.gov/sor_internet/registry/substreg/searchandretrieve/substancesearch/search.do?details=displayDetails&selectedSubstanceId=77256 | 1 | Chemicals | f6966cd4-88e5-305d-96ba-ba8ba7a123db | 4061cba4-cb52-3ef2-85a6-55942ed24d37 | 20aadc24-a391-41cf-b340-3e4529f44bde | 93a60a56-a3c8-11da-a746-0800200b9a66
Dinitrotoluene | 25321-14-6 | 25321146 | 25321146 | C7H6N2O4 |  | Mass | kg | emission | air | https://ofmpub.epa.gov/sor_internet/registry/substreg/searchandretrieve/substancesearch/search.do?details=displayDetails&selectedSubstanceId=91492 | 1 | Chemicals | fb5226b6-9f29-3854-babd-29f37f37560b | 4061cba4-cb52-3ef2-85a6-55942ed24d37 | 20aadc24-a391-41cf-b340-3e4529f44bde | 93a60a56-a3c8-11da-a746-0800200b9a66
Dichlorobenzene | 25321-22-6 | 25321226 | 25321226 | C6H4Cl2 |  | Mass | kg | emission | air | https://ofmpub.epa.gov/sor_internet/registry/substreg/searchandretrieve/substancesearch/search.do?details=displayDetails&selectedSubstanceId=56401 | 1 | Chemicals | 5639226a-1625-371a-9603-5913da27c6eb | 4061cba4-cb52-3ef2-85a6-55942ed24d37 | 20aadc24-a391-41cf-b340-3e4529f44bde | 93a60a56-a3c8-11da-a746-0800200b9a66
Tetrachloroethane | 25322-20-7 | 25322207 | 25322207 | - |  | Mass | kg | emission | air | https://ofmpub.epa.gov/sor_internet/registry/substreg/searchandretrieve/substancesearch/search.do?details=displayDetails&selectedSubstanceId=91490 | 1 | Chemicals | ddc92961-3e3c-3726-9afc-346218c631a5 | 4061cba4-cb52-3ef2-85a6-55942ed24d37 | 20aadc24-a391-41cf-b340-3e4529f44bde | 93a60a56-a3c8-11da-a746-0800200b9a66
Trichloroethane | 25323-89-1 | 25323891 | 25323891 | - |  | Mass | kg | emission | air | https://ofmpub.epa.gov/sor_internet/registry/substreg/searchandretrieve/substancesearch/search.do?details=displayDetails&selectedSubstanceId=91489 | 1 | Chemicals | 1ceb2822-bf51-3453-b087-fc51271ff1d2 | 4061cba4-cb52-3ef2-85a6-55942ed24d37 | 20aadc24-a391-41cf-b340-3e4529f44bde | 93a60a56-a3c8-11da-a746-0800200b9a66
Isodecanol | 25339-17-7 | 25339177 | 25339177 | - |  | Mass | kg | emission | air | https://ofmpub.epa.gov/sor_internet/registry/substreg/searchandretrieve/substancesearch/search.do?details=displayDetails&selectedSubstanceId=56211 | 1 | Chemicals | 675070bd-f38c-306a-afd2-45095a73dc9e | 4061cba4-cb52-3ef2-85a6-55942ed24d37 | 20aadc24-a391-41cf-b340-3e4529f44bde | 93a60a56-a3c8-11da-a746-0800200b9a66
Heptene | 25339-56-4 | 25339564 | 25339564 | - |  | Mass | kg | emission | air | https://ofmpub.epa.gov/sor_internet/registry/substreg/searchandretrieve/substancesearch/search.do?details=displayDetails&selectedSubstanceId=56210 | 1 | Chemicals | 4c7b365e-ab02-3c8e-8eb9-0dceb8fbef29 | 4061cba4-cb52-3ef2-85a6-55942ed24d37 | 20aadc24-a391-41cf-b340-3e4529f44bde | 93a60a56-a3c8-11da-a746-0800200b9a66
Phthalazine | 253-52-1 | 253521 | 253521 | C8H6N2 |  | Mass | kg | emission | air | https://ofmpub.epa.gov/sor_internet/registry/substreg/searchandretrieve/substancesearch/search.do?details=displayDetails&selectedSubstanceId=46339 | 1 | Chemicals | 2f3b4294-3c60-3d10-b503-4136ceae8858 | 4061cba4-cb52-3ef2-85a6-55942ed24d37 | 20aadc24-a391-41cf-b340-3e4529f44bde | 93a60a56-a3c8-11da-a746-0800200b9a66
Toluenediamine | 25376-45-8 | 25376458 | 25376458 | - |  | Mass | kg | emission | air | https://ofmpub.epa.gov/sor_internet/registry/substreg/searchandretrieve/substancesearch/search.do?details=displayDetails&selectedSubstanceId=56189 | 1 | Chemicals | 4b57afee-9dd3-3883-a620-ab5d43a9aa05 | 4061cba4-cb52-3ef2-85a6-55942ed24d37 | 20aadc24-a391-41cf-b340-3e4529f44bde | 93a60a56-a3c8-11da-a746-0800200b9a66
Octene | 25377-83-7 | 25377837 | 25377837 | - |  | Mass | kg | emission | air | https://ofmpub.epa.gov/sor_internet/registry/substreg/searchandretrieve/substancesearch/search.do?details=displayDetails&selectedSubstanceId=56186 | 1 | Chemicals | 30c9ec2f-6054-3862-9a70-7672e5d894ae | 4061cba4-cb52-3ef2-85a6-55942ed24d37 | 20aadc24-a391-41cf-b340-3e4529f44bde | 93a60a56-a3c8-11da-a746-0800200b9a66
Tetrachloroguaiacol | 2539-17-5 | 2539175 | 2539175 | C7H4Cl4O2 |  | Mass | kg | emission | air | https://ofmpub.epa.gov/sor_internet/registry/substreg/searchandretrieve/substancesearch/search.do?details=displayDetails&selectedSubstanceId=40066 | 1 | Chemicals | 78a004be-4bf3-3582-86d3-79cd4b5b5105 | 4061cba4-cb52-3ef2-85a6-55942ed24d37 | 20aadc24-a391-41cf-b340-3e4529f44bde | 93a60a56-a3c8-11da-a746-0800200b9a66
Trichlorosyringol | 2539-26-6 | 2539266 | 2539266 | C8H7Cl3O3 |  | Mass | kg | emission | air | https://ofmpub.epa.gov/sor_internet/registry/substreg/searchandretrieve/substancesearch/search.do?details=displayDetails&selectedSubstanceId=83864 | 1 | Chemicals | d98cf5c3-2bb6-3363-8262-8e4bb574d7bb | 4061cba4-cb52-3ef2-85a6-55942ed24d37 | 20aadc24-a391-41cf-b340-3e4529f44bde | 93a60a56-a3c8-11da-a746-0800200b9a66
Formothion | 2540-82-1 | 2540821 | 2540821 | C6H12NO4PS2 |  | Mass | kg | emission | air | https://ofmpub.epa.gov/sor_internet/registry/substreg/searchandretrieve/substancesearch/search.do?details=displayDetails&selectedSubstanceId=40063 | 1 | Chemicals | 015b2d15-36d9-3f81-b2d6-72445ff01ec3 | 4061cba4-cb52-3ef2-85a6-55942ed24d37 | 20aadc24-a391-41cf-b340-3e4529f44bde | 93a60a56-a3c8-11da-a746-0800200b9a66
2,4,5-T 2-butoxyethyl ester | 2545-59-7 | 2545597 | 2545597 | C14H17Cl3O4 |  | Mass | kg | emission | air | https://ofmpub.epa.gov/sor_internet/registry/substreg/searchandretrieve/substancesearch/search.do?details=displayDetails&selectedSubstanceId=40062 | 1 | Chemicals | 98e56d16-5e1a-3106-baab-f653081ae4bf | 4061cba4-cb52-3ef2-85a6-55942ed24d37 | 20aadc24-a391-41cf-b340-3e4529f44bde | 93a60a56-a3c8-11da-a746-0800200b9a66
Picloram-potassium | 2545-60-0 | 2545600 | 2545600 | C6H2Cl3KN2O2 |  | Mass | kg | emission | air | https://ofmpub.epa.gov/sor_internet/registry/substreg/searchandretrieve/substancesearch/search.do?details=displayDetails&selectedSubstanceId=40061 | 1 | Chemicals | e0affd79-f562-35f3-b11b-0cb9e8910f4c | 4061cba4-cb52-3ef2-85a6-55942ed24d37 | 20aadc24-a391-41cf-b340-3e4529f44bde | 93a60a56-a3c8-11da-a746-0800200b9a66
Ammonium 1-naphthaleneacetate | 25545-89-5 | 25545895 | 25545895 | C12H13NO2 |  | Mass | kg | emission | air | https://ofmpub.epa.gov/sor_internet/registry/substreg/searchandretrieve/substancesearch/search.do?details=displayDetails&selectedSubstanceId=59495 | 1 | Chemicals | 0df0731a-2c15-362e-83a5-6018720692c1 | 4061cba4-cb52-3ef2-85a6-55942ed24d37 | 20aadc24-a391-41cf-b340-3e4529f44bde | 93a60a56-a3c8-11da-a746-0800200b9a66
Dinitrophenol | 25550-58-7 | 25550587 | 25550587 | - |  | Mass | kg | emission | air | https://ofmpub.epa.gov/sor_internet/registry/substreg/searchandretrieve/substancesearch/search.do?details=displayDetails&selectedSubstanceId=59489 | 1 | Chemicals | 6b13e8a2-e90a-35ec-b342-14e2b8cc0073 | 4061cba4-cb52-3ef2-85a6-55942ed24d37 | 20aadc24-a391-41cf-b340-3e4529f44bde | 93a60a56-a3c8-11da-a746-0800200b9a66
Trimethylbenzene | 25551-13-7 | 25551137 | 25551137 | - |  | Mass | kg | emission | air | https://ofmpub.epa.gov/sor_internet/registry/substreg/searchandretrieve/substancesearch/search.do?details=displayDetails&selectedSubstanceId=59488 | 1 | Chemicals | 156ace26-84fd-36b9-83fe-2ee35edec9fd | 4061cba4-cb52-3ef2-85a6-55942ed24d37 | 20aadc24-a391-41cf-b340-3e4529f44bde | 93a60a56-a3c8-11da-a746-0800200b9a66
Chloronaphthalene | 25586-43-0 | 25586430 | 25586430 | - |  | Mass | kg | emission | air | https://ofmpub.epa.gov/sor_internet/registry/substreg/searchandretrieve/substancesearch/search.do?details=displayDetails&selectedSubstanceId=58625 | 1 | Chemicals | 981bf1b3-7755-359a-bed5-5f22d02ef239 | 4061cba4-cb52-3ef2-85a6-55942ed24d37 | 20aadc24-a391-41cf-b340-3e4529f44bde | 93a60a56-a3c8-11da-a746-0800200b9a66
Propamocarb hydrochloride | 25606-41-1 | 25606411 | 25606411 | C9H21ClN2O2 |  | Mass | kg | emission | air | https://ofmpub.epa.gov/sor_internet/registry/substreg/searchandretrieve/substancesearch/search.do?details=displayDetails&selectedSubstanceId=94273 | 1 | Chemicals | a289bf08-de9e-3adb-a0a6-32468e345558 | 4061cba4-cb52-3ef2-85a6-55942ed24d37 | 20aadc24-a391-41cf-b340-3e4529f44bde | 93a60a56-a3c8-11da-a746-0800200b9a66
Trimethylhexamethylenediamine | 25620-58-0 | 25620580 | 25620580 | - |  | Mass | kg | emission | air | https://ofmpub.epa.gov/sor_internet/registry/substreg/searchandretrieve/substancesearch/search.do?details=displayDetails&selectedSubstanceId=58601 | 1 | Chemicals | 4c0b82ba-af0f-3c34-a54c-d10c12cceee9 | 4061cba4-cb52-3ef2-85a6-55942ed24d37 | 20aadc24-a391-41cf-b340-3e4529f44bde | 93a60a56-a3c8-11da-a746-0800200b9a66
Hexabromocyclododecane | 25637-99-4 | 25637994 | 25637994 | - |  | Mass | kg | emission | air | https://ofmpub.epa.gov/sor_internet/registry/substreg/searchandretrieve/substancesearch/search.do?details=displayDetails&selectedSubstanceId=58592 | 1 | Chemicals | bac3c276-4e65-3cef-bb9d-ee8d23043ef7 | 4061cba4-cb52-3ef2-85a6-55942ed24d37 | 20aadc24-a391-41cf-b340-3e4529f44bde | 93a60a56-a3c8-11da-a746-0800200b9a66
Pentadecylamine | 2570-26-5 | 2570265 | 2570265 | C15H33N |  | Mass | kg | emission | air | https://ofmpub.epa.gov/sor_internet/registry/substreg/searchandretrieve/substancesearch/search.do?details=displayDetails&selectedSubstanceId=39869 | 1 | Chemicals | b68ca246-c3f3-331b-aba1-7c5a80c53a57 | 4061cba4-cb52-3ef2-85a6-55942ed24d37 | 20aadc24-a391-41cf-b340-3e4529f44bde | 93a60a56-a3c8-11da-a746-0800200b9a66
4-Nitro-m-cresol | 2581-34-2 | 2581342 | 2581342 | C7H7NO3 |  | Mass | kg | emission | air | https://ofmpub.epa.gov/sor_internet/registry/substreg/searchandretrieve/substancesearch/search.do?details=displayDetails&selectedSubstanceId=39860 | 1 | Chemicals | c959e8a7-1c6b-396d-9b0e-81865bac9c8a | 4061cba4-cb52-3ef2-85a6-55942ed24d37 | 20aadc24-a391-41cf-b340-3e4529f44bde | 93a60a56-a3c8-11da-a746-0800200b9a66
Azoxymethane | 25843-45-2 | 25843452 | 25843452 | C2H6N2O |  | Mass | kg | emission | air | https://ofmpub.epa.gov/sor_internet/registry/substreg/searchandretrieve/substancesearch/search.do?details=displayDetails&selectedSubstanceId=77794 | 1 | Chemicals | 35ef2c5d-6755-3771-8364-e96a9604282b | 4061cba4-cb52-3ef2-85a6-55942ed24d37 | 20aadc24-a391-41cf-b340-3e4529f44bde | 93a60a56-a3c8-11da-a746-0800200b9a66
Etridiazole | 2593-15-9 | 2593159 | 2593159 | C5H5Cl3N2OS |  | Mass | kg | emission | air | https://ofmpub.epa.gov/sor_internet/registry/substreg/searchandretrieve/substancesearch/search.do?details=displayDetails&selectedSubstanceId=93535 | 1 | Chemicals | 674d9c8d-8ae9-3f6d-8459-ba5ffa88c508 | 4061cba4-cb52-3ef2-85a6-55942ed24d37 | 20aadc24-a391-41cf-b340-3e4529f44bde | 93a60a56-a3c8-11da-a746-0800200b9a66
Fosamine-ammonium | 25954-13-6 | 25954136 | 25954136 | C3H11N2O4P |  | Mass | kg | emission | air | https://ofmpub.epa.gov/sor_internet/registry/substreg/searchandretrieve/substancesearch/search.do?details=displayDetails&selectedSubstanceId=57719 | 1 | Chemicals | a0e79282-f4bd-3d24-9093-74bafbc21410 | 4061cba4-cb52-3ef2-85a6-55942ed24d37 | 20aadc24-a391-41cf-b340-3e4529f44bde | 93a60a56-a3c8-11da-a746-0800200b9a66
Mecarbam | 2595-54-2 | 2595542 | 2595542 | C10H20NO5PS2 |  | Mass | kg | emission | air | https://ofmpub.epa.gov/sor_internet/registry/substreg/searchandretrieve/substancesearch/search.do?details=displayDetails&selectedSubstanceId=93533 | 1 | Chemicals | f5abdedd-3cb7-348a-8051-9e5565403711 | 4061cba4-cb52-3ef2-85a6-55942ed24d37 | 20aadc24-a391-41cf-b340-3e4529f44bde | 93a60a56-a3c8-11da-a746-0800200b9a66
Phenothrin | 26002-80-2 | 26002802 | 26002802 | C23H26O3 |  | Mass | kg | emission | air | https://ofmpub.epa.gov/sor_internet/registry/substreg/searchandretrieve/substancesearch/search.do?details=displayDetails&selectedSubstanceId=57679 | 1 | Chemicals | 54f9ec7f-59b6-32f1-999c-af716bb3cb5c | 4061cba4-cb52-3ef2-85a6-55942ed24d37 | 20aadc24-a391-41cf-b340-3e4529f44bde | 93a60a56-a3c8-11da-a746-0800200b9a66
C.I. Direct Blue 6 | 2602-46-2 | 2602462 | 2602462 | C32H20N6Na4O14S4 |  | Mass | kg | emission | air | https://ofmpub.epa.gov/sor_internet/registry/substreg/searchandretrieve/substancesearch/search.do?details=displayDetails&selectedSubstanceId=93522 | 1 | Chemicals | 68e1cccb-cbe0-31de-aa1d-28c3ec817a41 | 4061cba4-cb52-3ef2-85a6-55942ed24d37 | 20aadc24-a391-41cf-b340-3e4529f44bde | 93a60a56-a3c8-11da-a746-0800200b9a66
Acridine | 260-94-6 | 260946 | 260946 | C13H9N |  | Mass | kg | emission | air | https://ofmpub.epa.gov/sor_internet/registry/substreg/searchandretrieve/substancesearch/search.do?details=displayDetails&selectedSubstanceId=46336 | 1 | Chemicals | b90988fd-f2c8-3184-a33d-7516d5f66844 | 4061cba4-cb52-3ef2-85a6-55942ed24d37 | 20aadc24-a391-41cf-b340-3e4529f44bde | 93a60a56-a3c8-11da-a746-0800200b9a66
C.I. Acid Red 18, trisodium salt | 2611-82-7 | 2611827 | 2611827 | C20H11N2Na3O10S3 |  | Mass | kg | emission | air | https://ofmpub.epa.gov/sor_internet/registry/substreg/searchandretrieve/substancesearch/search.do?details=displayDetails&selectedSubstanceId=39671 | 1 | Chemicals | 2add4104-4c5a-397d-92ca-347207034fde | 4061cba4-cb52-3ef2-85a6-55942ed24d37 | 20aadc24-a391-41cf-b340-3e4529f44bde | 93a60a56-a3c8-11da-a746-0800200b9a66
Terphenyl | 26140-60-3 | 26140603 | 26140603 | - |  | Mass | kg | emission | air | https://ofmpub.epa.gov/sor_internet/registry/substreg/searchandretrieve/substancesearch/search.do?details=displayDetails&selectedSubstanceId=57247 | 1 | Chemicals | 6d5b3320-43df-32b7-870d-258368427ddc | 4061cba4-cb52-3ef2-85a6-55942ed24d37 | 20aadc24-a391-41cf-b340-3e4529f44bde | 93a60a56-a3c8-11da-a746-0800200b9a66
2-Amino-9H-pyrido[2,3-b]indole | 26148-68-5 | 26148685 | 26148685 | C11H9N3 |  | Mass | kg | emission | air | https://ofmpub.epa.gov/sor_internet/registry/substreg/searchandretrieve/substancesearch/search.do?details=displayDetails&selectedSubstanceId=78233 | 1 | Chemicals | 936772dc-db4c-3de8-aafd-a38cd5784770 | 4061cba4-cb52-3ef2-85a6-55942ed24d37 | 20aadc24-a391-41cf-b340-3e4529f44bde | 93a60a56-a3c8-11da-a746-0800200b9a66
5-Chloro-2-methyl-4-isothiazolin-3-one | 26172-55-4 | 26172554 | 26172554 | C4H4ClNOS |  | Mass | kg | emission | air | https://ofmpub.epa.gov/sor_internet/registry/substreg/searchandretrieve/substancesearch/search.do?details=displayDetails&selectedSubstanceId=57230 | 1 | Chemicals | fbff0adb-5916-3d98-b0b7-875503855da4 | 4061cba4-cb52-3ef2-85a6-55942ed24d37 | 20aadc24-a391-41cf-b340-3e4529f44bde | 93a60a56-a3c8-11da-a746-0800200b9a66
Ethofumesate | 26225-79-6 | 26225796 | 26225796 | C13H18O5S |  | Mass | kg | emission | air | https://ofmpub.epa.gov/sor_internet/registry/substreg/searchandretrieve/substancesearch/search.do?details=displayDetails&selectedSubstanceId=57041 | 1 | Chemicals | 4d89ae0e-d736-3a6d-9001-c2b12178e210 | 4061cba4-cb52-3ef2-85a6-55942ed24d37 | 20aadc24-a391-41cf-b340-3e4529f44bde | 93a60a56-a3c8-11da-a746-0800200b9a66
Sodium tridecylbenzenesulfonate | 26248-24-8 | 26248248 | 26248248 | - |  | Mass | kg | emission | air | https://ofmpub.epa.gov/sor_internet/registry/substreg/searchandretrieve/substancesearch/search.do?details=displayDetails&selectedSubstanceId=57035 | 1 | Chemicals | 3a6c0970-0675-339e-b23e-591954f659b6 | 4061cba4-cb52-3ef2-85a6-55942ed24d37 | 20aadc24-a391-41cf-b340-3e4529f44bde | 93a60a56-a3c8-11da-a746-0800200b9a66
Secbumeton | 26259-45-0 | 26259450 | 26259450 | C10H19N5O |  | Mass | kg | emission | air | https://ofmpub.epa.gov/sor_internet/registry/substreg/searchandretrieve/substancesearch/search.do?details=displayDetails&selectedSubstanceId=93507 | 1 | Chemicals | 639016ff-27de-39cf-82b7-33435d2e3a08 | 4061cba4-cb52-3ef2-85a6-55942ed24d37 | 20aadc24-a391-41cf-b340-3e4529f44bde | 93a60a56-a3c8-11da-a746-0800200b9a66
Calcium dodecylbenzenesulfonate | 26264-06-2 | 26264062 | 26264062 | - |  | Mass | kg | emission | air | https://ofmpub.epa.gov/sor_internet/registry/substreg/searchandretrieve/substancesearch/search.do?details=displayDetails&selectedSubstanceId=57026 | 1 | Chemicals | 476f3350-e4a8-351c-8cd7-82f3dbb7bcc6 | 4061cba4-cb52-3ef2-85a6-55942ed24d37 | 20aadc24-a391-41cf-b340-3e4529f44bde | 93a60a56-a3c8-11da-a746-0800200b9a66
Promecarb | 2631-37-0 | 2631370 | 2631370 | C12H17NO2 |  | Mass | kg | emission | air | https://ofmpub.epa.gov/sor_internet/registry/substreg/searchandretrieve/substancesearch/search.do?details=displayDetails&selectedSubstanceId=93356 | 1 | Chemicals | d1de0380-c764-387a-9807-9229503593f3 | 4061cba4-cb52-3ef2-85a6-55942ed24d37 | 20aadc24-a391-41cf-b340-3e4529f44bde | 93a60a56-a3c8-11da-a746-0800200b9a66
Isoprocarb | 2631-40-5 | 2631405 | 2631405 | C11H15NO2 |  | Mass | kg | emission | air | https://ofmpub.epa.gov/sor_internet/registry/substreg/searchandretrieve/substancesearch/search.do?details=displayDetails&selectedSubstanceId=39647 | 1 | Chemicals | 49c745f5-dbfa-3896-9701-88e2746d2cc1 | 4061cba4-cb52-3ef2-85a6-55942ed24d37 | 20aadc24-a391-41cf-b340-3e4529f44bde | 93a60a56-a3c8-11da-a746-0800200b9a66
1,2-Benzisothiazolin-3-one | 2634-33-5 | 2634335 | 2634335 | C7H5NOS |  | Mass | kg | emission | air | https://ofmpub.epa.gov/sor_internet/registry/substreg/searchandretrieve/substancesearch/search.do?details=displayDetails&selectedSubstanceId=39644 | 1 | Chemicals | 553dc1b9-12b7-3236-94d6-7bc137b7068f | 4061cba4-cb52-3ef2-85a6-55942ed24d37 | 20aadc24-a391-41cf-b340-3e4529f44bde | 93a60a56-a3c8-11da-a746-0800200b9a66
Cyanophos | 2636-26-2 | 2636262 | 2636262 | C9H10NO3PS |  | Mass | kg | emission | air | https://ofmpub.epa.gov/sor_internet/registry/substreg/searchandretrieve/substancesearch/search.do?details=displayDetails&selectedSubstanceId=39642 | 1 | Chemicals | 81a11271-15ce-3ec7-890a-52aad6db397d | 4061cba4-cb52-3ef2-85a6-55942ed24d37 | 20aadc24-a391-41cf-b340-3e4529f44bde | 93a60a56-a3c8-11da-a746-0800200b9a66
Azinphos-ethyl | 2642-71-9 | 2642719 | 2642719 | C12H16N3O3PS2 |  | Mass | kg | emission | air | https://ofmpub.epa.gov/sor_internet/registry/substreg/searchandretrieve/substancesearch/search.do?details=displayDetails&selectedSubstanceId=39636 | 1 | Chemicals | a36c028b-9985-3d50-bfb9-dfb36cb7b7a8 | 4061cba4-cb52-3ef2-85a6-55942ed24d37 | 20aadc24-a391-41cf-b340-3e4529f44bde | 93a60a56-a3c8-11da-a746-0800200b9a66
Cresyl diphenyl phosphate | 26444-49-5 | 26444495 | 26444495 | C19H17O4P |  | Mass | kg | emission | air | https://ofmpub.epa.gov/sor_internet/registry/substreg/searchandretrieve/substancesearch/search.do?details=displayDetails&selectedSubstanceId=93346 | 1 | Chemicals | 23cf327e-27ca-3c27-b97a-8acd51c6f5d1 | 4061cba4-cb52-3ef2-85a6-55942ed24d37 | 20aadc24-a391-41cf-b340-3e4529f44bde | 93a60a56-a3c8-11da-a746-0800200b9a66
Toluene diisocyanate | 26471-62-5 | 26471625 | 26471625 | - |  | Mass | kg | emission | air | https://ofmpub.epa.gov/sor_internet/registry/substreg/searchandretrieve/substancesearch/search.do?details=displayDetails&selectedSubstanceId=93340 | 1 | Chemicals | 65a8722d-84d0-3a48-82e5-9153dddd0890 | 4061cba4-cb52-3ef2-85a6-55942ed24d37 | 20aadc24-a391-41cf-b340-3e4529f44bde | 93a60a56-a3c8-11da-a746-0800200b9a66
Octhilinone | 26530-20-1 | 26530201 | 26530201 | C11H19NOS |  | Mass | kg | emission | air | https://ofmpub.epa.gov/sor_internet/registry/substreg/searchandretrieve/substancesearch/search.do?details=displayDetails&selectedSubstanceId=56362 | 1 | Chemicals | 0da1d0c8-7404-3d47-b3c0-53d39854accb | 4061cba4-cb52-3ef2-85a6-55942ed24d37 | 20aadc24-a391-41cf-b340-3e4529f44bde | 93a60a56-a3c8-11da-a746-0800200b9a66
MCPA-isooctyl | 26544-20-7 | 26544207 | 26544207 | - |  | Mass | kg | emission | air | https://ofmpub.epa.gov/sor_internet/registry/substreg/searchandretrieve/substancesearch/search.do?details=displayDetails&selectedSubstanceId=56352 | 1 | Chemicals | 840cc54a-cb4a-3856-bcf0-5c53ff378c60 | 4061cba4-cb52-3ef2-85a6-55942ed24d37 | 20aadc24-a391-41cf-b340-3e4529f44bde | 93a60a56-a3c8-11da-a746-0800200b9a66
Butacarb | 2655-19-8 | 2655198 | 2655198 | C16H25NO2 |  | Mass | kg | emission | air | https://ofmpub.epa.gov/sor_internet/registry/substreg/searchandretrieve/substancesearch/search.do?details=displayDetails&selectedSubstanceId=77572 | 1 | Chemicals | 6a0e9da4-2ea1-353a-a1bc-1337c8681f69 | 4061cba4-cb52-3ef2-85a6-55942ed24d37 | 20aadc24-a391-41cf-b340-3e4529f44bde | 93a60a56-a3c8-11da-a746-0800200b9a66
Sodium azide | 26628-22-8 | 26628228 | 26628228 | N3Na |  | Mass | kg | emission | air | https://ofmpub.epa.gov/sor_internet/registry/substreg/searchandretrieve/substancesearch/search.do?details=displayDetails&selectedSubstanceId=56116 | 1 | Chemicals | 6fd14ece-0d26-32de-bfb7-444061f4cb00 | 4061cba4-cb52-3ef2-85a6-55942ed24d37 | 20aadc24-a391-41cf-b340-3e4529f44bde | 93a60a56-a3c8-11da-a746-0800200b9a66
Triforine | 26644-46-2 | 26644462 | 26644462 | C10H14Cl6N4O2 |  | Mass | kg | emission | air | https://ofmpub.epa.gov/sor_internet/registry/substreg/searchandretrieve/substancesearch/search.do?details=displayDetails&selectedSubstanceId=93322 | 1 | Chemicals | ac609c35-207e-3d6f-83d7-e081bdefa148 | 4061cba4-cb52-3ef2-85a6-55942ed24d37 | 20aadc24-a391-41cf-b340-3e4529f44bde | 93a60a56-a3c8-11da-a746-0800200b9a66
4,5,6-Trichloroguaiacol | 2668-24-8 | 2668248 | 2668248 | C7H5Cl3O2 |  | Mass | kg | emission | air | https://ofmpub.epa.gov/sor_internet/registry/substreg/searchandretrieve/substancesearch/search.do?details=displayDetails&selectedSubstanceId=81625 | 1 | Chemicals | 15c83b3e-d41d-3597-96af-ce3119735900 | 4061cba4-cb52-3ef2-85a6-55942ed24d37 | 20aadc24-a391-41cf-b340-3e4529f44bde | 93a60a56-a3c8-11da-a746-0800200b9a66
Diisodecyl phthalate | 26761-40-0 | 26761400 | 26761400 | C28H46O4 |  | Mass | kg | emission | air | https://ofmpub.epa.gov/sor_internet/registry/substreg/searchandretrieve/substancesearch/search.do?details=displayDetails&selectedSubstanceId=93166 | 1 | Chemicals | 9cd86f2e-18df-32c4-934a-ac8b644fdfa0 | 4061cba4-cb52-3ef2-85a6-55942ed24d37 | 20aadc24-a391-41cf-b340-3e4529f44bde | 93a60a56-a3c8-11da-a746-0800200b9a66
Glycidyl neodecanoate | 26761-45-5 | 26761455 | 26761455 | - |  | Mass | kg | emission | air | https://ofmpub.epa.gov/sor_internet/registry/substreg/searchandretrieve/substancesearch/search.do?details=displayDetails&selectedSubstanceId=58550 | 1 | Chemicals | c70db6c1-e436-3dbc-8e9a-f2bbacfbf417 | 4061cba4-cb52-3ef2-85a6-55942ed24d37 | 20aadc24-a391-41cf-b340-3e4529f44bde | 93a60a56-a3c8-11da-a746-0800200b9a66
2-Methyl-3(2H)-isothiazolone | 2682-20-4 | 2682204 | 2682204 | C4H5NOS |  | Mass | kg | emission | air | https://ofmpub.epa.gov/sor_internet/registry/substreg/searchandretrieve/substancesearch/search.do?details=displayDetails&selectedSubstanceId=42765 | 1 | Chemicals | b8e5c6d4-2c22-3e4d-933f-505806fe95c9 | 4061cba4-cb52-3ef2-85a6-55942ed24d37 | 20aadc24-a391-41cf-b340-3e4529f44bde | 93a60a56-a3c8-11da-a746-0800200b9a66
3,4,5-Trimethylphenyl methylcarbamate | 2686-99-9 | 2686999 | 2686999 | C11H15NO2 |  | Mass | kg | emission | air | https://ofmpub.epa.gov/sor_internet/registry/substreg/searchandretrieve/substancesearch/search.do?details=displayDetails&selectedSubstanceId=42762 | 1 | Chemicals | a6473c05-978a-3324-b201-a89ce8454d5a | 4061cba4-cb52-3ef2-85a6-55942ed24d37 | 20aadc24-a391-41cf-b340-3e4529f44bde | 93a60a56-a3c8-11da-a746-0800200b9a66
Cyclotetramethylenetetranitramine | 2691-41-0 | 2691410 | 2691410 | C4H8N8O8 |  | Mass | kg | emission | air | https://ofmpub.epa.gov/sor_internet/registry/substreg/searchandretrieve/substancesearch/search.do?details=displayDetails&selectedSubstanceId=42754 | 1 | Chemicals | f4595df1-298a-38f0-ad29-2c9260e67a1d | 4061cba4-cb52-3ef2-85a6-55942ed24d37 | 20aadc24-a391-41cf-b340-3e4529f44bde | 93a60a56-a3c8-11da-a746-0800200b9a66
Isooctanol | 26952-21-6 | 26952216 | 26952216 | - |  | Mass | kg | emission | air | https://ofmpub.epa.gov/sor_internet/registry/substreg/searchandretrieve/substancesearch/search.do?details=displayDetails&selectedSubstanceId=58102 | 1 | Chemicals | e4d2b254-16d4-3b74-be30-4abd3a2db565 | 4061cba4-cb52-3ef2-85a6-55942ed24d37 | 20aadc24-a391-41cf-b340-3e4529f44bde | 93a60a56-a3c8-11da-a746-0800200b9a66
o-Chlorobenzylidene malononitrile | 2698-41-1 | 2698411 | 2698411 | C10H5ClN2 |  | Mass | kg | emission | air | https://ofmpub.epa.gov/sor_internet/registry/substreg/searchandretrieve/substancesearch/search.do?details=displayDetails&selectedSubstanceId=42748 | 1 | Chemicals | 00829672-c532-3264-89ea-fc9452730d11 | 4061cba4-cb52-3ef2-85a6-55942ed24d37 | 20aadc24-a391-41cf-b340-3e4529f44bde | 93a60a56-a3c8-11da-a746-0800200b9a66
2,4-D sodium salt | 2702-72-9 | 2702729 | 2702729 | C8H5Cl2NaO3 |  | Mass | kg | emission | air | https://ofmpub.epa.gov/sor_internet/registry/substreg/searchandretrieve/substancesearch/search.do?details=displayDetails&selectedSubstanceId=42746 | 1 | Chemicals | 3acd4b94-78dd-3a8a-9b6a-9a4b751b2067 | 4061cba4-cb52-3ef2-85a6-55942ed24d37 | 20aadc24-a391-41cf-b340-3e4529f44bde | 93a60a56-a3c8-11da-a746-0800200b9a66
O-Ethyl O-(p-(methylthio)phenyl) methylphosphonothioate | 2703-13-1 | 2703131 | 2703131 | C10H15O2PS2 |  | Mass | kg | emission | air | https://ofmpub.epa.gov/sor_internet/registry/substreg/searchandretrieve/substancesearch/search.do?details=displayDetails&selectedSubstanceId=42745 | 1 | Chemicals | 94c44a8a-0a80-3725-bfb7-63d54603d48a | 4061cba4-cb52-3ef2-85a6-55942ed24d37 | 20aadc24-a391-41cf-b340-3e4529f44bde | 93a60a56-a3c8-11da-a746-0800200b9a66
Indazole | 271-44-3 | 271443 | 271443 | C7H6N2 |  | Mass | kg | emission | air | https://ofmpub.epa.gov/sor_internet/registry/substreg/searchandretrieve/substancesearch/search.do?details=displayDetails&selectedSubstanceId=98253 | 1 | Chemicals | 3fba1f09-7144-3f6b-afaa-b88d19cc728b | 4061cba4-cb52-3ef2-85a6-55942ed24d37 | 20aadc24-a391-41cf-b340-3e4529f44bde | 93a60a56-a3c8-11da-a746-0800200b9a66
Dodecylbenzenesulfonic acid | 27176-87-0 | 27176870 | 27176870 | C18H30O3S |  | Mass | kg | emission | air | https://ofmpub.epa.gov/sor_internet/registry/substreg/searchandretrieve/substancesearch/search.do?details=displayDetails&selectedSubstanceId=57637 | 1 | Chemicals | bb4308ad-131c-3179-90e7-3ed4510e33c2 | 4061cba4-cb52-3ef2-85a6-55942ed24d37 | 20aadc24-a391-41cf-b340-3e4529f44bde | 93a60a56-a3c8-11da-a746-0800200b9a66
Benzofuran | 271-89-6 | 271896 | 271896 | C8H6O |  | Mass | kg | emission | air | https://ofmpub.epa.gov/sor_internet/registry/substreg/searchandretrieve/substancesearch/search.do?details=displayDetails&selectedSubstanceId=46335 | 1 | Chemicals | 9b9ea20e-a832-3e9d-9ba7-a688a3b853df | 4061cba4-cb52-3ef2-85a6-55942ed24d37 | 20aadc24-a391-41cf-b340-3e4529f44bde | 93a60a56-a3c8-11da-a746-0800200b9a66
Oxychlordane | 27304-13-8 | 27304138 | 27304138 | C10H4Cl8O |  | Mass | kg | emission | air | https://ofmpub.epa.gov/sor_internet/registry/substreg/searchandretrieve/substancesearch/search.do?details=displayDetails&selectedSubstanceId=57404 | 1 | Chemicals | f3f041c7-54e8-3f08-9af4-dce1c80a7fcd | 4061cba4-cb52-3ef2-85a6-55942ed24d37 | 20aadc24-a391-41cf-b340-3e4529f44bde | 93a60a56-a3c8-11da-a746-0800200b9a66
Norflurazon | 27314-13-2 | 27314132 | 27314132 | C12H9ClF3N3O |  | Mass | kg | emission | air | https://ofmpub.epa.gov/sor_internet/registry/substreg/searchandretrieve/substancesearch/search.do?details=displayDetails&selectedSubstanceId=57392 | 1 | Chemicals | bb017704-42de-3f4d-87e3-20fc9567efb4 | 4061cba4-cb52-3ef2-85a6-55942ed24d37 | 20aadc24-a391-41cf-b340-3e4529f44bde | 93a60a56-a3c8-11da-a746-0800200b9a66
Disodium 4,4'-bis(2-sulfostyryl)biphenyl | 27344-41-8 | 27344418 | 27344418 | C28H20Na2O6S2 |  | Mass | kg | emission | air | https://ofmpub.epa.gov/sor_internet/registry/substreg/searchandretrieve/substancesearch/search.do?details=displayDetails&selectedSubstanceId=57202 | 1 | Chemicals | 98dba2db-78d8-308b-9b4e-11db2543b1d8 | 4061cba4-cb52-3ef2-85a6-55942ed24d37 | 20aadc24-a391-41cf-b340-3e4529f44bde | 93a60a56-a3c8-11da-a746-0800200b9a66
4,5,6,7-Tetrachlorophthalide | 27355-22-2 | 27355222 | 27355222 | C8H2Cl4O2 |  | Mass | kg | emission | air | https://ofmpub.epa.gov/sor_internet/registry/substreg/searchandretrieve/substancesearch/search.do?details=displayDetails&selectedSubstanceId=78403 | 1 | Chemicals | b8545dc4-4c67-34d8-8050-5c93cf25d812 | 4061cba4-cb52-3ef2-85a6-55942ed24d37 | 20aadc24-a391-41cf-b340-3e4529f44bde | 93a60a56-a3c8-11da-a746-0800200b9a66
Isotridecanol | 27458-92-0 | 27458920 | 27458920 | - |  | Mass | kg | emission | air | https://ofmpub.epa.gov/sor_internet/registry/substreg/searchandretrieve/substancesearch/search.do?details=displayDetails&selectedSubstanceId=92957 | 1 | Chemicals | b49aeb62-a0c5-3e44-8dbf-d282b0f13225 | 4061cba4-cb52-3ef2-85a6-55942ed24d37 | 20aadc24-a391-41cf-b340-3e4529f44bde | 93a60a56-a3c8-11da-a746-0800200b9a66
Isooctadecanol | 27458-93-1 | 27458931 | 27458931 | - |  | Mass | kg | emission | air | https://ofmpub.epa.gov/sor_internet/registry/substreg/searchandretrieve/substancesearch/search.do?details=displayDetails&selectedSubstanceId=57164 | 1 | Chemicals | fa1549d8-19e7-3673-8863-ef45bfc6d086 | 4061cba4-cb52-3ef2-85a6-55942ed24d37 | 20aadc24-a391-41cf-b340-3e4529f44bde | 93a60a56-a3c8-11da-a746-0800200b9a66
Isononanol | 27458-94-2 | 27458942 | 27458942 | - |  | Mass | kg | emission | air | https://ofmpub.epa.gov/sor_internet/registry/substreg/searchandretrieve/substancesearch/search.do?details=displayDetails&selectedSubstanceId=82108 | 1 | Chemicals | 2c60ed31-874f-3b0f-8964-43a0a3bac83d | 4061cba4-cb52-3ef2-85a6-55942ed24d37 | 20aadc24-a391-41cf-b340-3e4529f44bde | 93a60a56-a3c8-11da-a746-0800200b9a66
Azulene | 275-51-4 | 275514 | 275514 | C10H8 |  | Mass | kg | emission | air | https://ofmpub.epa.gov/sor_internet/registry/substreg/searchandretrieve/substancesearch/search.do?details=displayDetails&selectedSubstanceId=92950 | 1 | Chemicals | a1b32674-ca70-3d47-a43c-15996892f705 | 4061cba4-cb52-3ef2-85a6-55942ed24d37 | 20aadc24-a391-41cf-b340-3e4529f44bde | 93a60a56-a3c8-11da-a746-0800200b9a66
Diquat | 2764-72-9 | 2764729 | 2764729 | C12H12N2 |  | Mass | kg | emission | air | https://ofmpub.epa.gov/sor_internet/registry/substreg/searchandretrieve/substancesearch/search.do?details=displayDetails&selectedSubstanceId=92790 | 1 | Chemicals | f8a72c06-3447-31de-a8b4-403027da6e62 | 4061cba4-cb52-3ef2-85a6-55942ed24d37 | 20aadc24-a391-41cf-b340-3e4529f44bde | 93a60a56-a3c8-11da-a746-0800200b9a66
1,1'-Biphenyl, nonabromo- | 27753-52-2 | 27753522 | 27753522 | - |  | Mass | kg | emission | air | https://ofmpub.epa.gov/sor_internet/registry/substreg/searchandretrieve/substancesearch/search.do?details=displayDetails&selectedSubstanceId=56757 | 1 | Chemicals | bd6bdeeb-52cf-3435-9f37-f8e7ac010aad | 4061cba4-cb52-3ef2-85a6-55942ed24d37 | 20aadc24-a391-41cf-b340-3e4529f44bde | 93a60a56-a3c8-11da-a746-0800200b9a66
Tetramethylthiourea | 2782-91-4 | 2782914 | 2782914 | C5H12N2S |  | Mass | kg | emission | air | https://ofmpub.epa.gov/sor_internet/registry/substreg/searchandretrieve/substancesearch/search.do?details=displayDetails&selectedSubstanceId=92776 | 1 | Chemicals | 3179ac7f-fc88-3789-ba20-235203482540 | 4061cba4-cb52-3ef2-85a6-55942ed24d37 | 20aadc24-a391-41cf-b340-3e4529f44bde | 93a60a56-a3c8-11da-a746-0800200b9a66
HC Blue 1 | 2784-94-3 | 2784943 | 2784943 | C11H17N3O4 |  | Mass | kg | emission | air | https://ofmpub.epa.gov/sor_internet/registry/substreg/searchandretrieve/substancesearch/search.do?details=displayDetails&selectedSubstanceId=41728 | 1 | Chemicals | b4f44760-4279-3f31-a533-f9d08dd414b9 | 4061cba4-cb52-3ef2-85a6-55942ed24d37 | 20aadc24-a391-41cf-b340-3e4529f44bde | 93a60a56-a3c8-11da-a746-0800200b9a66
2-Amino-3-chloro-1,4-naphthoquinone | 2797-51-5 | 2797515 | 2797515 | C10H6ClNO2 |  | Mass | kg | emission | air | https://ofmpub.epa.gov/sor_internet/registry/substreg/searchandretrieve/substancesearch/search.do?details=displayDetails&selectedSubstanceId=92764 | 1 | Chemicals | e0d8865a-889b-338c-8bc6-9d637feda2df | 4061cba4-cb52-3ef2-85a6-55942ed24d37 | 20aadc24-a391-41cf-b340-3e4529f44bde | 93a60a56-a3c8-11da-a746-0800200b9a66
1,4-Diazabicyclo[2.2.2]octane | 280-57-9 | 280579 | 280579 | C6H12N2 |  | Mass | kg | emission | air | https://ofmpub.epa.gov/sor_internet/registry/substreg/searchandretrieve/substancesearch/search.do?details=displayDetails&selectedSubstanceId=46331 | 1 | Chemicals | 386e66f8-ea00-3abc-a20d-4cb973fb0bf7 | 4061cba4-cb52-3ef2-85a6-55942ed24d37 | 20aadc24-a391-41cf-b340-3e4529f44bde | 93a60a56-a3c8-11da-a746-0800200b9a66
Etidronic acid | 2809-21-4 | 2809214 | 2809214 | C2H8O7P2 |  | Mass | kg | emission | air | https://ofmpub.epa.gov/sor_internet/registry/substreg/searchandretrieve/substancesearch/search.do?details=displayDetails&selectedSubstanceId=41706 | 1 | Chemicals | ea255371-403e-36e0-90d0-d2ffdac0bbcb | 4061cba4-cb52-3ef2-85a6-55942ed24d37 | 20aadc24-a391-41cf-b340-3e4529f44bde | 93a60a56-a3c8-11da-a746-0800200b9a66
Isopropylphenyl diphenyl phosphate | 28108-99-8 | 28108998 | 28108998 | C21H21O4P |  | Mass | kg | emission | air | https://ofmpub.epa.gov/sor_internet/registry/substreg/searchandretrieve/substancesearch/search.do?details=displayDetails&selectedSubstanceId=56321 | 1 | Chemicals | 88c0e329-5296-3345-ac6d-877816b2098d | 4061cba4-cb52-3ef2-85a6-55942ed24d37 | 20aadc24-a391-41cf-b340-3e4529f44bde | 93a60a56-a3c8-11da-a746-0800200b9a66
Tricyclo[3.3.1.13,7]decane | 281-23-2 | 281232 | 281232 | C10H16 |  | Mass | kg | emission | air | https://ofmpub.epa.gov/sor_internet/registry/substreg/searchandretrieve/substancesearch/search.do?details=displayDetails&selectedSubstanceId=46330 | 1 | Chemicals | e7b14416-5e5c-33f9-b7f7-40d1e72bd70c | 4061cba4-cb52-3ef2-85a6-55942ed24d37 | 20aadc24-a391-41cf-b340-3e4529f44bde | 93a60a56-a3c8-11da-a746-0800200b9a66
Dinoseb acetate | 2813-95-8 | 2813958 | 2813958 | C12H14N2O6 |  | Mass | kg | emission | air | https://ofmpub.epa.gov/sor_internet/registry/substreg/searchandretrieve/substancesearch/search.do?details=displayDetails&selectedSubstanceId=80239 | 1 | Chemicals | 70e198e4-27b7-340e-a091-00ffa55c53be | 4061cba4-cb52-3ef2-85a6-55942ed24d37 | 20aadc24-a391-41cf-b340-3e4529f44bde | 93a60a56-a3c8-11da-a746-0800200b9a66
6-Methyl-2-(1-methylethyl)-4(1H)-pyrimidinone | 2814-20-2 | 2814202 | 2814202 | C8H12N2O |  | Mass | kg | emission | air | https://ofmpub.epa.gov/sor_internet/registry/substreg/searchandretrieve/substancesearch/search.do?details=displayDetails&selectedSubstanceId=41705 | 1 | Chemicals | 9c7dd84e-e5b7-38d8-85e5-943948b801e6 | 4061cba4-cb52-3ef2-85a6-55942ed24d37 | 20aadc24-a391-41cf-b340-3e4529f44bde | 93a60a56-a3c8-11da-a746-0800200b9a66
Cybutryne | 28159-98-0 | 28159980 | 28159980 | C11H19N5S |  | Mass | kg | emission | air | https://ofmpub.epa.gov/sor_internet/registry/substreg/searchandretrieve/substancesearch/search.do?details=displayDetails&selectedSubstanceId=56303 | 1 | Chemicals | 61939e70-46bf-3dd8-9e2c-e9f21e1dd051 | 4061cba4-cb52-3ef2-85a6-55942ed24d37 | 20aadc24-a391-41cf-b340-3e4529f44bde | 93a60a56-a3c8-11da-a746-0800200b9a66
Thiobencarb | 28249-77-6 | 28249776 | 28249776 | C12H16ClNOS |  | Mass | kg | emission | air | https://ofmpub.epa.gov/sor_internet/registry/substreg/searchandretrieve/substancesearch/search.do?details=displayDetails&selectedSubstanceId=92602 | 1 | Chemicals | 822e9deb-32dc-3a09-a964-ffee587c6cf0 | 4061cba4-cb52-3ef2-85a6-55942ed24d37 | 20aadc24-a391-41cf-b340-3e4529f44bde | 93a60a56-a3c8-11da-a746-0800200b9a66
C.I. Disperse Yellow 3 | 2832-40-8 | 2832408 | 2832408 | C15H15N3O2 |  | Mass | kg | emission | air | https://ofmpub.epa.gov/sor_internet/registry/substreg/searchandretrieve/substancesearch/search.do?details=displayDetails&selectedSubstanceId=92592 | 1 | Chemicals | 59e8ddda-b6ad-3e6c-9d2c-ae09ad318b4a | 4061cba4-cb52-3ef2-85a6-55942ed24d37 | 20aadc24-a391-41cf-b340-3e4529f44bde | 93a60a56-a3c8-11da-a746-0800200b9a66
Allyl isovalerate | 2835-39-4 | 2835394 | 2835394 | C8H14O2 |  | Mass | kg | emission | air | https://ofmpub.epa.gov/sor_internet/registry/substreg/searchandretrieve/substancesearch/search.do?details=displayDetails&selectedSubstanceId=92589 | 1 | Chemicals | 00f2fb5b-b818-33ee-9414-881ac4e018a1 | 4061cba4-cb52-3ef2-85a6-55942ed24d37 | 20aadc24-a391-41cf-b340-3e4529f44bde | 93a60a56-a3c8-11da-a746-0800200b9a66
d-trans-Allethrin | 28434-00-6 | 28434006 | 28434006 | C19H26O3 |  | Mass | kg | emission | air | https://ofmpub.epa.gov/sor_internet/registry/substreg/searchandretrieve/substancesearch/search.do?details=displayDetails&selectedSubstanceId=59397 | 1 | Chemicals | 9a255917-614f-3429-a1ad-79dff275795e | 4061cba4-cb52-3ef2-85a6-55942ed24d37 | 20aadc24-a391-41cf-b340-3e4529f44bde | 93a60a56-a3c8-11da-a746-0800200b9a66
Bioresmethrin | 28434-01-7 | 28434017 | 28434017 | C22H26O3 |  | Mass | kg | emission | air | https://ofmpub.epa.gov/sor_internet/registry/substreg/searchandretrieve/substancesearch/search.do?details=displayDetails&selectedSubstanceId=59396 | 1 | Chemicals | 06d9305e-ea97-30a5-aa86-8639586552ce | 4061cba4-cb52-3ef2-85a6-55942ed24d37 | 20aadc24-a391-41cf-b340-3e4529f44bde | 93a60a56-a3c8-11da-a746-0800200b9a66
Benzene, 1-chloro-3-methoxy- | 2845-89-8 | 2845898 | 2845898 | C7H7ClO |  | Mass | kg | emission | air | https://ofmpub.epa.gov/sor_internet/registry/substreg/searchandretrieve/substancesearch/search.do?details=displayDetails&selectedSubstanceId=92581 | 1 | Chemicals | f62c0871-1b6d-3861-a993-771c6227ee30 | 4061cba4-cb52-3ef2-85a6-55942ed24d37 | 20aadc24-a391-41cf-b340-3e4529f44bde | 93a60a56-a3c8-11da-a746-0800200b9a66
Disodium dodecyl(sulphonatophenoxy)benzenesulphonate | 28519-02-0 | 28519020 | 28519020 | - |  | Mass | kg | emission | air | https://ofmpub.epa.gov/sor_internet/registry/substreg/searchandretrieve/substancesearch/search.do?details=displayDetails&selectedSubstanceId=59356 | 1 | Chemicals | 304efa6b-b70c-3542-81ac-3f95f619a798 | 4061cba4-cb52-3ef2-85a6-55942ed24d37 | 20aadc24-a391-41cf-b340-3e4529f44bde | 93a60a56-a3c8-11da-a746-0800200b9a66
Isophorone diamine | 2855-13-2 | 2855132 | 2855132 | C10H22N2 |  | Mass | kg | emission | air | https://ofmpub.epa.gov/sor_internet/registry/substreg/searchandretrieve/substancesearch/search.do?details=displayDetails&selectedSubstanceId=92577 | 1 | Chemicals | ce8064fd-a7a7-3015-a96b-2136a99adda1 | 4061cba4-cb52-3ef2-85a6-55942ed24d37 | 20aadc24-a391-41cf-b340-3e4529f44bde | 93a60a56-a3c8-11da-a746-0800200b9a66
Diisononyl phthalate | 28553-12-0 | 28553120 | 28553120 | C26H42O4 |  | Mass | kg | emission | air | https://ofmpub.epa.gov/sor_internet/registry/substreg/searchandretrieve/substancesearch/search.do?details=displayDetails&selectedSubstanceId=92576 | 1 | Chemicals | eef63ff7-75f1-39ce-8807-5bba6b8cf5ff | 4061cba4-cb52-3ef2-85a6-55942ed24d37 | 20aadc24-a391-41cf-b340-3e4529f44bde | 93a60a56-a3c8-11da-a746-0800200b9a66
3-Pyridinepropanol | 2859-67-8 | 2859678 | 2859678 | C8H11NO |  | Mass | kg | emission | air | https://ofmpub.epa.gov/sor_internet/registry/substreg/searchandretrieve/substancesearch/search.do?details=displayDetails&selectedSubstanceId=92572 | 1 | Chemicals | f11f31c4-5f36-374b-9802-2492e627e89b | 4061cba4-cb52-3ef2-85a6-55942ed24d37 | 20aadc24-a391-41cf-b340-3e4529f44bde | 93a60a56-a3c8-11da-a746-0800200b9a66
Zinc bis(O,O-diisooctyl dithiophosphate) | 28629-66-5 | 28629665 | 28629665 | - |  | Mass | kg | emission | air | https://ofmpub.epa.gov/sor_internet/registry/substreg/searchandretrieve/substancesearch/search.do?details=displayDetails&selectedSubstanceId=92566 | 1 | Chemicals | 7a14864a-7308-3613-aa4c-16df375435e5 | 4061cba4-cb52-3ef2-85a6-55942ed24d37 | 20aadc24-a391-41cf-b340-3e4529f44bde | 93a60a56-a3c8-11da-a746-0800200b9a66
Dichlorprop isooctyl ester | 28631-35-8 | 28631358 | 28631358 | - |  | Mass | kg | emission | air | https://ofmpub.epa.gov/sor_internet/registry/substreg/searchandretrieve/substancesearch/search.do?details=displayDetails&selectedSubstanceId=59322 | 1 | Chemicals | bb2ba8b1-dd1c-3696-ab20-7817dc719dd3 | 4061cba4-cb52-3ef2-85a6-55942ed24d37 | 20aadc24-a391-41cf-b340-3e4529f44bde | 93a60a56-a3c8-11da-a746-0800200b9a66
Trimethylnaphthalene | 28652-77-9 | 28652779 | 28652779 | - |  | Mass | kg | emission | air | https://ofmpub.epa.gov/sor_internet/registry/substreg/searchandretrieve/substancesearch/search.do?details=displayDetails&selectedSubstanceId=92565 | 1 | Chemicals | 6b0ad069-085c-300a-9dce-c66c3636aab1 | 4061cba4-cb52-3ef2-85a6-55942ed24d37 | 20aadc24-a391-41cf-b340-3e4529f44bde | 93a60a56-a3c8-11da-a746-0800200b9a66
2,5-Bis(2-benzoxazoyl)thiophene | 2866-43-5 | 2866435 | 2866435 | C18H10N2O2S |  | Mass | kg | emission | air | https://ofmpub.epa.gov/sor_internet/registry/substreg/searchandretrieve/substancesearch/search.do?details=displayDetails&selectedSubstanceId=92564 | 1 | Chemicals | 6493957e-673b-3b1c-8032-83fb3d13c7e3 | 4061cba4-cb52-3ef2-85a6-55942ed24d37 | 20aadc24-a391-41cf-b340-3e4529f44bde | 93a60a56-a3c8-11da-a746-0800200b9a66
2-(Dimethylamino)ethyl methacrylate | 2867-47-2 | 2867472 | 2867472 | C8H15NO2 |  | Mass | kg | emission | air | https://ofmpub.epa.gov/sor_internet/registry/substreg/searchandretrieve/substancesearch/search.do?details=displayDetails&selectedSubstanceId=41512 | 1 | Chemicals | e383154d-deaa-3a6c-93c0-7727b4e32cfd | 4061cba4-cb52-3ef2-85a6-55942ed24d37 | 20aadc24-a391-41cf-b340-3e4529f44bde | 93a60a56-a3c8-11da-a746-0800200b9a66
Heptachloro-2-norbornene | 28680-45-7 | 28680457 | 28680457 | - |  | Mass | kg | emission | air | https://ofmpub.epa.gov/sor_internet/registry/substreg/searchandretrieve/substancesearch/search.do?details=displayDetails&selectedSubstanceId=59297 | 1 | Chemicals | 6b18b295-eb7e-3319-b21b-06f5956ec76a | 4061cba4-cb52-3ef2-85a6-55942ed24d37 | 20aadc24-a391-41cf-b340-3e4529f44bde | 93a60a56-a3c8-11da-a746-0800200b9a66
1-Tridecanamine | 2869-34-3 | 2869343 | 2869343 | C13H29N |  | Mass | kg | emission | air | https://ofmpub.epa.gov/sor_internet/registry/substreg/searchandretrieve/substancesearch/search.do?details=displayDetails&selectedSubstanceId=92426 | 1 | Chemicals | e15e9ae9-c573-30a8-9721-eb0acdff8a79 | 4061cba4-cb52-3ef2-85a6-55942ed24d37 | 20aadc24-a391-41cf-b340-3e4529f44bde | 93a60a56-a3c8-11da-a746-0800200b9a66
Cyclopentane | 287-92-3 | 287923 | 287923 | C5H10 |  | Mass | kg | emission | air | https://ofmpub.epa.gov/sor_internet/registry/substreg/searchandretrieve/substancesearch/search.do?details=displayDetails&selectedSubstanceId=46324 | 1 | Chemicals | 40cfe2cb-159c-3929-9f9a-d3a94c1b32f1 | 4061cba4-cb52-3ef2-85a6-55942ed24d37 | 20aadc24-a391-41cf-b340-3e4529f44bde | 93a60a56-a3c8-11da-a746-0800200b9a66
Dimethylnaphthalene | 28804-88-8 | 28804888 | 28804888 | C12H12 |  | Mass | kg | emission | air | https://ofmpub.epa.gov/sor_internet/registry/substreg/searchandretrieve/substancesearch/search.do?details=displayDetails&selectedSubstanceId=59265 | 1 | Chemicals | 4b2db336-0ca4-31af-ba6b-a60ce16619bf | 4061cba4-cb52-3ef2-85a6-55942ed24d37 | 20aadc24-a391-41cf-b340-3e4529f44bde | 93a60a56-a3c8-11da-a746-0800200b9a66
Imidazole | 288-32-4 | 288324 | 288324 | C3H4N2 |  | Mass | kg | emission | air | https://ofmpub.epa.gov/sor_internet/registry/substreg/searchandretrieve/substancesearch/search.do?details=displayDetails&selectedSubstanceId=92406 | 1 | Chemicals | be54800f-79c6-3a5e-982a-ea4703225e2e | 4061cba4-cb52-3ef2-85a6-55942ed24d37 | 20aadc24-a391-41cf-b340-3e4529f44bde | 93a60a56-a3c8-11da-a746-0800200b9a66
Sodium dichloro-s-triazinetrione | 2893-78-9 | 2893789 | 2893789 | C3Cl2N3NaO3 |  | Mass | kg | emission | air | https://ofmpub.epa.gov/sor_internet/registry/substreg/searchandretrieve/substancesearch/search.do?details=displayDetails&selectedSubstanceId=41487 | 1 | Chemicals | acbf9784-29f4-3271-881e-e232b77ed45b | 4061cba4-cb52-3ef2-85a6-55942ed24d37 | 20aadc24-a391-41cf-b340-3e4529f44bde | 93a60a56-a3c8-11da-a746-0800200b9a66
1-Piperidinyloxy, 2,2,6,6-tetramethyl-4-oxo- | 2896-70-0 | 2896700 | 2896700 | C9H16NO2 |  | Mass | kg | emission | air | https://ofmpub.epa.gov/sor_internet/registry/substreg/searchandretrieve/substancesearch/search.do?details=displayDetails&selectedSubstanceId=41485 | 1 | Chemicals | 628af6e4-7d83-3925-86cd-83f77029bb9b | 4061cba4-cb52-3ef2-85a6-55942ed24d37 | 20aadc24-a391-41cf-b340-3e4529f44bde | 93a60a56-a3c8-11da-a746-0800200b9a66
Trifloxysulfuron-sodium | 290332-10-4 | 290332104 | 290332104 | C14H15F3N5NaO7S |  | Mass | kg | emission | air | https://ofmpub.epa.gov/sor_internet/registry/substreg/searchandretrieve/substancesearch/search.do?details=displayDetails&selectedSubstanceId=76844 | 1 | Chemicals | 6b1880eb-d4ad-3fbb-92dd-2075070e8485 | 4061cba4-cb52-3ef2-85a6-55942ed24d37 | 20aadc24-a391-41cf-b340-3e4529f44bde | 93a60a56-a3c8-11da-a746-0800200b9a66
Methyl-2,5-dichlorobenzoate | 2905-69-3 | 2905693 | 2905693 | C8H6Cl2O2 |  | Mass | kg | emission | air | https://ofmpub.epa.gov/sor_internet/registry/substreg/searchandretrieve/substancesearch/search.do?details=displayDetails&selectedSubstanceId=41476 | 1 | Chemicals | 677892b5-0420-35df-b1ea-c5d5c22fa1e0 | 4061cba4-cb52-3ef2-85a6-55942ed24d37 | 20aadc24-a391-41cf-b340-3e4529f44bde | 93a60a56-a3c8-11da-a746-0800200b9a66
Dinitramine | 29091-05-2 | 29091052 | 29091052 | C11H13F3N4O4 |  | Mass | kg | emission | air | https://ofmpub.epa.gov/sor_internet/registry/substreg/searchandretrieve/substancesearch/search.do?details=displayDetails&selectedSubstanceId=59174 | 1 | Chemicals | c5518316-d2d3-329e-b814-a8d982993744 | 4061cba4-cb52-3ef2-85a6-55942ed24d37 | 20aadc24-a391-41cf-b340-3e4529f44bde | 93a60a56-a3c8-11da-a746-0800200b9a66
Prodiamine | 29091-21-2 | 29091212 | 29091212 | C13H17F3N4O4 |  | Mass | kg | emission | air | https://ofmpub.epa.gov/sor_internet/registry/substreg/searchandretrieve/substancesearch/search.do?details=displayDetails&selectedSubstanceId=92387 | 1 | Chemicals | ba2cc861-c14e-30f4-90db-c0de187a70a5 | 4061cba4-cb52-3ef2-85a6-55942ed24d37 | 20aadc24-a391-41cf-b340-3e4529f44bde | 93a60a56-a3c8-11da-a746-0800200b9a66
Benzomate | 29104-30-1 | 29104301 | 29104301 | C18H18ClNO5 |  | Mass | kg | emission | air | https://ofmpub.epa.gov/sor_internet/registry/substreg/searchandretrieve/substancesearch/search.do?details=displayDetails&selectedSubstanceId=92384 | 1 | Chemicals | 049e8863-8791-312e-bd1f-0f802cdddb85 | 4061cba4-cb52-3ef2-85a6-55942ed24d37 | 20aadc24-a391-41cf-b340-3e4529f44bde | 93a60a56-a3c8-11da-a746-0800200b9a66
Dehydrolinalool | 29171-20-8 | 29171208 | 29171208 | C10H16O |  | Mass | kg | emission | air | https://ofmpub.epa.gov/sor_internet/registry/substreg/searchandretrieve/substancesearch/search.do?details=displayDetails&selectedSubstanceId=59152 | 1 | Chemicals | eea541bf-bcc5-3d88-baf2-a097db52a628 | 4061cba4-cb52-3ef2-85a6-55942ed24d37 | 20aadc24-a391-41cf-b340-3e4529f44bde | 93a60a56-a3c8-11da-a746-0800200b9a66
Chlorpyrifos | 2921-88-2 | 2921882 | 2921882 | C9H11Cl3NO3PS |  | Mass | kg | emission | air | https://ofmpub.epa.gov/sor_internet/registry/substreg/searchandretrieve/substancesearch/search.do?details=displayDetails&selectedSubstanceId=92226 | 1 | Chemicals | 135bd41a-a726-3878-ab34-ae07fb11cc39 | 4061cba4-cb52-3ef2-85a6-55942ed24d37 | 20aadc24-a391-41cf-b340-3e4529f44bde | 93a60a56-a3c8-11da-a746-0800200b9a66
Pirimiphos-methyl | 29232-93-7 | 29232937 | 29232937 | C11H20N3O3PS |  | Mass | kg | emission | air | https://ofmpub.epa.gov/sor_internet/registry/substreg/searchandretrieve/substancesearch/search.do?details=displayDetails&selectedSubstanceId=92221 | 1 | Chemicals | d79d7c9d-9e4f-32f0-acaf-06bff2ceac59 | 4061cba4-cb52-3ef2-85a6-55942ed24d37 | 20aadc24-a391-41cf-b340-3e4529f44bde | 93a60a56-a3c8-11da-a746-0800200b9a66
MCPA-2-ethylhexyl | 29450-45-1 | 29450451 | 29450451 | C17H25ClO3 |  | Mass | kg | emission | air | https://ofmpub.epa.gov/sor_internet/registry/substreg/searchandretrieve/substancesearch/search.do?details=displayDetails&selectedSubstanceId=80949 | 1 | Chemicals | 64d36964-2762-3bc9-90f2-23aca134b78b | 4061cba4-cb52-3ef2-85a6-55942ed24d37 | 20aadc24-a391-41cf-b340-3e4529f44bde | 93a60a56-a3c8-11da-a746-0800200b9a66
Cyclododecane | 294-62-2 | 294622 | 294622 | C12H24 |  | Mass | kg | emission | air | https://ofmpub.epa.gov/sor_internet/registry/substreg/searchandretrieve/substancesearch/search.do?details=displayDetails&selectedSubstanceId=46316 | 1 | Chemicals | ec5e6633-b1a9-3080-b22f-9995fde0b36f | 4061cba4-cb52-3ef2-85a6-55942ed24d37 | 20aadc24-a391-41cf-b340-3e4529f44bde | 93a60a56-a3c8-11da-a746-0800200b9a66
Ioxynil-sodium | 2961-62-8 | 2961628 | 2961628 | C7H2I2NNaO |  | Mass | kg | emission | air | https://ofmpub.epa.gov/sor_internet/registry/substreg/searchandretrieve/substancesearch/search.do?details=displayDetails&selectedSubstanceId=77560 | 1 | Chemicals | d78375cf-7b9d-3642-b897-043e1d3dcb0f | 4061cba4-cb52-3ef2-85a6-55942ed24d37 | 20aadc24-a391-41cf-b340-3e4529f44bde | 93a60a56-a3c8-11da-a746-0800200b9a66
Isodecyl diphenyl phosphate | 29761-21-5 | 29761215 | 29761215 | C22H31O4P |  | Mass | kg | emission | air | https://ofmpub.epa.gov/sor_internet/registry/substreg/searchandretrieve/substancesearch/search.do?details=displayDetails&selectedSubstanceId=92027 | 1 | Chemicals | 9bd72183-5cfc-3ca3-8f3f-c81a39d60af4 | 4061cba4-cb52-3ef2-85a6-55942ed24d37 | 20aadc24-a391-41cf-b340-3e4529f44bde | 93a60a56-a3c8-11da-a746-0800200b9a66
Isobenzan | 297-78-9 | 297789 | 297789 | C9H4Cl8O |  | Mass | kg | emission | air | https://ofmpub.epa.gov/sor_internet/registry/substreg/searchandretrieve/substancesearch/search.do?details=displayDetails&selectedSubstanceId=92022 | 1 | Chemicals | da27e75c-0e05-3c71-b7c2-76cedb78d0c1 | 4061cba4-cb52-3ef2-85a6-55942ed24d37 | 20aadc24-a391-41cf-b340-3e4529f44bde | 93a60a56-a3c8-11da-a746-0800200b9a66
Thionazin | 297-97-2 | 297972 | 297972 | C8H13N2O3PS |  | Mass | kg | emission | air | https://ofmpub.epa.gov/sor_internet/registry/substreg/searchandretrieve/substancesearch/search.do?details=displayDetails&selectedSubstanceId=46313 | 1 | Chemicals | bd2dc895-31fb-3805-8572-4376314cf0e8 | 4061cba4-cb52-3ef2-85a6-55942ed24d37 | 20aadc24-a391-41cf-b340-3e4529f44bde | 93a60a56-a3c8-11da-a746-0800200b9a66
Methyl parathion | 298-00-0 | 298000 | 298000 | C8H10NO5PS |  | Mass | kg | emission | air | https://ofmpub.epa.gov/sor_internet/registry/substreg/searchandretrieve/substancesearch/search.do?details=displayDetails&selectedSubstanceId=92019 | 1 | Chemicals | 1b0e536a-21ed-3562-aa36-1efe2807dc43 | 4061cba4-cb52-3ef2-85a6-55942ed24d37 | 20aadc24-a391-41cf-b340-3e4529f44bde | 93a60a56-a3c8-11da-a746-0800200b9a66
Phorate | 298-02-2 | 298022 | 298022 | C7H17O2PS3 |  | Mass | kg | emission | air | https://ofmpub.epa.gov/sor_internet/registry/substreg/searchandretrieve/substancesearch/search.do?details=displayDetails&selectedSubstanceId=46312 | 1 | Chemicals | a3036a99-cc07-3a42-89f2-d3e332ffbb93 | 4061cba4-cb52-3ef2-85a6-55942ed24d37 | 20aadc24-a391-41cf-b340-3e4529f44bde | 93a60a56-a3c8-11da-a746-0800200b9a66
Disulfoton | 298-04-4 | 298044 | 298044 | C8H19O2PS3 |  | Mass | kg | emission | air | https://ofmpub.epa.gov/sor_internet/registry/substreg/searchandretrieve/substancesearch/search.do?details=displayDetails&selectedSubstanceId=46311 | 1 | Chemicals | aab5d1a8-2b91-36f9-a8ae-fb15961c922e | 4061cba4-cb52-3ef2-85a6-55942ed24d37 | 20aadc24-a391-41cf-b340-3e4529f44bde | 93a60a56-a3c8-11da-a746-0800200b9a66
O,O-Diethyl dithiophosphate | 298-06-6 | 298066 | 298066 | C4H11O2PS2 |  | Mass | kg | emission | air | https://ofmpub.epa.gov/sor_internet/registry/substreg/searchandretrieve/substancesearch/search.do?details=displayDetails&selectedSubstanceId=92018 | 1 | Chemicals | 9e7ec57d-8263-39d8-a301-ddd4bb5deeb5 | 4061cba4-cb52-3ef2-85a6-55942ed24d37 | 20aadc24-a391-41cf-b340-3e4529f44bde | 93a60a56-a3c8-11da-a746-0800200b9a66
Bis(2-ethylhexyl) phosphate | 298-07-7 | 298077 | 298077 | C16H35O4P |  | Mass | kg | emission | air | https://ofmpub.epa.gov/sor_internet/registry/substreg/searchandretrieve/substancesearch/search.do?details=displayDetails&selectedSubstanceId=46310 | 1 | Chemicals | f7045363-d65a-3e25-8607-a4fe5145d926 | 4061cba4-cb52-3ef2-85a6-55942ed24d37 | 20aadc24-a391-41cf-b340-3e4529f44bde | 93a60a56-a3c8-11da-a746-0800200b9a66
Potassium bicarbonate | 298-14-6 | 298146 | 298146 | CHKO3 |  | Mass | kg | emission | air | https://ofmpub.epa.gov/sor_internet/registry/substreg/searchandretrieve/substancesearch/search.do?details=displayDetails&selectedSubstanceId=46308 | 1 | Chemicals | 4dc31901-59f1-3147-bd9d-4cdfadfb0345 | 4061cba4-cb52-3ef2-85a6-55942ed24d37 | 20aadc24-a391-41cf-b340-3e4529f44bde | 93a60a56-a3c8-11da-a746-0800200b9a66
Methoxsalen | 298-81-7 | 298817 | 298817 | C12H8O4 |  | Mass | kg | emission | air | https://ofmpub.epa.gov/sor_internet/registry/substreg/searchandretrieve/substancesearch/search.do?details=displayDetails&selectedSubstanceId=46307 | 1 | Chemicals | 6cded368-0c27-32a6-a7d9-215c58cd9cea | 4061cba4-cb52-3ef2-85a6-55942ed24d37 | 20aadc24-a391-41cf-b340-3e4529f44bde | 93a60a56-a3c8-11da-a746-0800200b9a66
Ethiofencarb | 29973-13-5 | 29973135 | 29973135 | C11H15NO2S |  | Mass | kg | emission | air | https://ofmpub.epa.gov/sor_internet/registry/substreg/searchandretrieve/substancesearch/search.do?details=displayDetails&selectedSubstanceId=77226 | 1 | Chemicals | c17aaec1-1b58-3fd4-a8a9-b6e30dabc7b9 | 4061cba4-cb52-3ef2-85a6-55942ed24d37 | 20aadc24-a391-41cf-b340-3e4529f44bde | 93a60a56-a3c8-11da-a746-0800200b9a66
Ronnel | 299-84-3 | 299843 | 299843 | C8H8Cl3O3PS |  | Mass | kg | emission | air | https://ofmpub.epa.gov/sor_internet/registry/substreg/searchandretrieve/substancesearch/search.do?details=displayDetails&selectedSubstanceId=46297 | 1 | Chemicals | 906bfb37-7fb0-399e-ad61-b8330359bc9d | 4061cba4-cb52-3ef2-85a6-55942ed24d37 | 20aadc24-a391-41cf-b340-3e4529f44bde | 93a60a56-a3c8-11da-a746-0800200b9a66
O-(2,4-Dichlorophenyl) O-methyl isopropylphosphoramidothioate | 299-85-4 | 299854 | 299854 | C10H14Cl2NO2PS |  | Mass | kg | emission | air | https://ofmpub.epa.gov/sor_internet/registry/substreg/searchandretrieve/substancesearch/search.do?details=displayDetails&selectedSubstanceId=46296 | 1 | Chemicals | ee9d34a6-87b8-3dd7-bc5d-119c81078cd2 | 4061cba4-cb52-3ef2-85a6-55942ed24d37 | 20aadc24-a391-41cf-b340-3e4529f44bde | 93a60a56-a3c8-11da-a746-0800200b9a66
Crufomate | 299-86-5 | 299865 | 299865 | C12H19ClNO3P |  | Mass | kg | emission | air | https://ofmpub.epa.gov/sor_internet/registry/substreg/searchandretrieve/substancesearch/search.do?details=displayDetails&selectedSubstanceId=80255 | 1 | Chemicals | f0ca9dde-8e56-3230-bebf-2c222f1ec40b | 4061cba4-cb52-3ef2-85a6-55942ed24d37 | 20aadc24-a391-41cf-b340-3e4529f44bde | 93a60a56-a3c8-11da-a746-0800200b9a66
Benzene, (chloromethyl)ethenyl- | 30030-25-2 | 30030252 | 30030252 | C9H9Cl |  | Mass | kg | emission | air | https://ofmpub.epa.gov/sor_internet/registry/substreg/searchandretrieve/substancesearch/search.do?details=displayDetails&selectedSubstanceId=58870 | 1 | Chemicals | 04dbeb8b-90fb-389a-82cf-aa88bdb4279d | 4061cba4-cb52-3ef2-85a6-55942ed24d37 | 20aadc24-a391-41cf-b340-3e4529f44bde | 93a60a56-a3c8-11da-a746-0800200b9a66
Ethidimuron | 30043-49-3 | 30043493 | 30043493 | C7H12N4O3S2 |  | Mass | kg | emission | air | https://ofmpub.epa.gov/sor_internet/registry/substreg/searchandretrieve/substancesearch/search.do?details=displayDetails&selectedSubstanceId=77225 | 1 | Chemicals | 95a28660-ab0c-308b-921a-a34355ba0fe5 | 4061cba4-cb52-3ef2-85a6-55942ed24d37 | 20aadc24-a391-41cf-b340-3e4529f44bde | 93a60a56-a3c8-11da-a746-0800200b9a66
Naled | 300-76-5 | 300765 | 300765 | C4H7Br2Cl2O4P |  | Mass | kg | emission | air | https://ofmpub.epa.gov/sor_internet/registry/substreg/searchandretrieve/substancesearch/search.do?details=displayDetails&selectedSubstanceId=46292 | 1 | Chemicals | 1e92b7cd-cce9-3231-8b7a-dabbde5cc600 | 4061cba4-cb52-3ef2-85a6-55942ed24d37 | 20aadc24-a391-41cf-b340-3e4529f44bde | 93a60a56-a3c8-11da-a746-0800200b9a66
2-Thiocyanatoethyl dodecanoate | 301-11-1 | 301111 | 301111 | C15H27NO2S |  | Mass | kg | emission | air | https://ofmpub.epa.gov/sor_internet/registry/substreg/searchandretrieve/substancesearch/search.do?details=displayDetails&selectedSubstanceId=46286 | 1 | Chemicals | 5baf0935-d8c7-3f17-8fa2-0387e7798c27 | 4061cba4-cb52-3ef2-85a6-55942ed24d37 | 20aadc24-a391-41cf-b340-3e4529f44bde | 93a60a56-a3c8-11da-a746-0800200b9a66
Oxydemeton-methyl | 301-12-2 | 301122 | 301122 | C6H15O4PS2 |  | Mass | kg | emission | air | https://ofmpub.epa.gov/sor_internet/registry/substreg/searchandretrieve/substancesearch/search.do?details=displayDetails&selectedSubstanceId=91851 | 1 | Chemicals | 85937296-9935-3e50-a896-4e1fea0dbbc2 | 4061cba4-cb52-3ef2-85a6-55942ed24d37 | 20aadc24-a391-41cf-b340-3e4529f44bde | 93a60a56-a3c8-11da-a746-0800200b9a66
Hydrazine | 302-01-2 | 302012 | 302012 | H4N2 |  | Mass | kg | emission | air | https://ofmpub.epa.gov/sor_internet/registry/substreg/searchandretrieve/substancesearch/search.do?details=displayDetails&selectedSubstanceId=46284 | 1 | Chemicals | 43875181-517c-3ef1-b354-31b4d9f29df9 | 4061cba4-cb52-3ef2-85a6-55942ed24d37 | 20aadc24-a391-41cf-b340-3e4529f44bde | 93a60a56-a3c8-11da-a746-0800200b9a66
Thiocyanate | 302-04-5 | 302045 | 302045 | CNS |  | Mass | kg | emission | air | https://ofmpub.epa.gov/sor_internet/registry/substreg/searchandretrieve/substancesearch/search.do?details=displayDetails&selectedSubstanceId=46283 | 1 | Chemicals | ec36b16d-1b06-390b-ac88-f2c8d99470ef | 4061cba4-cb52-3ef2-85a6-55942ed24d37 | 20aadc24-a391-41cf-b340-3e4529f44bde | 93a60a56-a3c8-11da-a746-0800200b9a66
Chloral hydrate | 302-17-0 | 302170 | 302170 | C2H3Cl3O2 |  | Mass | kg | emission | air | https://ofmpub.epa.gov/sor_internet/registry/substreg/searchandretrieve/substancesearch/search.do?details=displayDetails&selectedSubstanceId=91840 | 1 | Chemicals | 5a032a10-711a-3d07-8e9c-2d3872f56668 | 4061cba4-cb52-3ef2-85a6-55942ed24d37 | 20aadc24-a391-41cf-b340-3e4529f44bde | 93a60a56-a3c8-11da-a746-0800200b9a66
Retinoic acid | 302-79-4 | 302794 | 302794 | C20H28O2 |  | Mass | kg | emission | air | https://ofmpub.epa.gov/sor_internet/registry/substreg/searchandretrieve/substancesearch/search.do?details=displayDetails&selectedSubstanceId=91831 | 1 | Chemicals | b3af76ca-58cc-3ee0-a330-33c812cdabb0 | 4061cba4-cb52-3ef2-85a6-55942ed24d37 | 20aadc24-a391-41cf-b340-3e4529f44bde | 93a60a56-a3c8-11da-a746-0800200b9a66
Lasiocarpine | 303-34-4 | 303344 | 303344 | C21H33NO7 |  | Mass | kg | emission | air | https://ofmpub.epa.gov/sor_internet/registry/substreg/searchandretrieve/substancesearch/search.do?details=displayDetails&selectedSubstanceId=91826 | 1 | Chemicals | e580abbc-3042-3e7b-9863-30b87227ad9e | 4061cba4-cb52-3ef2-85a6-55942ed24d37 | 20aadc24-a391-41cf-b340-3e4529f44bde | 93a60a56-a3c8-11da-a746-0800200b9a66
Glycidyltrimethylammonium chloride | 3033-77-0 | 3033770 | 3033770 | C6H14ClNO |  | Mass | kg | emission | air | https://ofmpub.epa.gov/sor_internet/registry/substreg/searchandretrieve/substancesearch/search.do?details=displayDetails&selectedSubstanceId=40853 | 1 | Chemicals | b9bfb295-6b9c-3381-8acb-122ff88de219 | 4061cba4-cb52-3ef2-85a6-55942ed24d37 | 20aadc24-a391-41cf-b340-3e4529f44bde | 93a60a56-a3c8-11da-a746-0800200b9a66
Ochratoxin A | 303-47-9 | 303479 | 303479 | C20H18ClNO6 |  | Mass | kg | emission | air | https://ofmpub.epa.gov/sor_internet/registry/substreg/searchandretrieve/substancesearch/search.do?details=displayDetails&selectedSubstanceId=78032 | 1 | Chemicals | e384f83c-adb5-3ea6-86c3-b8290b21a3ba | 4061cba4-cb52-3ef2-85a6-55942ed24d37 | 20aadc24-a391-41cf-b340-3e4529f44bde | 93a60a56-a3c8-11da-a746-0800200b9a66
Chlorambucil | 305-03-3 | 305033 | 305033 | C14H19Cl2NO2 |  | Mass | kg | emission | air | https://ofmpub.epa.gov/sor_internet/registry/substreg/searchandretrieve/substancesearch/search.do?details=displayDetails&selectedSubstanceId=91669 | 1 | Chemicals | effaccca-5e27-3233-826f-8bd6aadaa527 | 4061cba4-cb52-3ef2-85a6-55942ed24d37 | 20aadc24-a391-41cf-b340-3e4529f44bde | 93a60a56-a3c8-11da-a746-0800200b9a66
Acephate | 30560-19-1 | 30560191 | 30560191 | C4H10NO3PS |  | Mass | kg | emission | air | https://ofmpub.epa.gov/sor_internet/registry/substreg/searchandretrieve/substancesearch/search.do?details=displayDetails&selectedSubstanceId=58753 | 1 | Chemicals | f5b9fc44-f2b2-3a50-b41e-7a5add821560 | 4061cba4-cb52-3ef2-85a6-55942ed24d37 | 20aadc24-a391-41cf-b340-3e4529f44bde | 93a60a56-a3c8-11da-a746-0800200b9a66
Metobromuron | 3060-89-7 | 3060897 | 3060897 | C9H11BrN2O2 |  | Mass | kg | emission | air | https://ofmpub.epa.gov/sor_internet/registry/substreg/searchandretrieve/substancesearch/search.do?details=displayDetails&selectedSubstanceId=77709 | 1 | Chemicals | 6187a3d5-448f-3864-a832-4ecdc59b568f | 4061cba4-cb52-3ef2-85a6-55942ed24d37 | 20aadc24-a391-41cf-b340-3e4529f44bde | 93a60a56-a3c8-11da-a746-0800200b9a66
1,2-Dimethylhydrazine dihydrochloride | 306-37-6 | 306376 | 306376 | C2H10Cl2N2 |  | Mass | kg | emission | air | https://ofmpub.epa.gov/sor_internet/registry/substreg/searchandretrieve/substancesearch/search.do?details=displayDetails&selectedSubstanceId=46267 | 1 | Chemicals | 85516080-81a5-3a02-8b00-355946363d24 | 4061cba4-cb52-3ef2-85a6-55942ed24d37 | 20aadc24-a391-41cf-b340-3e4529f44bde | 93a60a56-a3c8-11da-a746-0800200b9a66
Bis(trichloromethyl) sulfone | 3064-70-8 | 3064708 | 3064708 | C2Cl6O2S |  | Mass | kg | emission | air | https://ofmpub.epa.gov/sor_internet/registry/substreg/searchandretrieve/substancesearch/search.do?details=displayDetails&selectedSubstanceId=91655 | 1 | Chemicals | 9f50dc36-aa5a-3494-be70-98a0b8ce019c | 4061cba4-cb52-3ef2-85a6-55942ed24d37 | 20aadc24-a391-41cf-b340-3e4529f44bde | 93a60a56-a3c8-11da-a746-0800200b9a66
Ethanol, 2,2,2-trichloro-, dihydrogen phosphate | 306-52-5 | 306525 | 306525 | C2H4Cl3O4P |  | Mass | kg | emission | air | https://ofmpub.epa.gov/sor_internet/registry/substreg/searchandretrieve/substancesearch/search.do?details=displayDetails&selectedSubstanceId=46266 | 1 | Chemicals | 7d243f34-d9e0-3db1-9682-6ba2033b1ac4 | 4061cba4-cb52-3ef2-85a6-55942ed24d37 | 20aadc24-a391-41cf-b340-3e4529f44bde | 93a60a56-a3c8-11da-a746-0800200b9a66
HCFC-123 | 306-83-2 | 306832 | 306832 | C2HCl2F3 |  | Mass | kg | emission | air | https://ofmpub.epa.gov/sor_internet/registry/substreg/searchandretrieve/substancesearch/search.do?details=displayDetails&selectedSubstanceId=46265 | 1 | Chemicals | be23e66e-e0cd-3dcc-8f83-644144126cda | 4061cba4-cb52-3ef2-85a6-55942ed24d37 | 20aadc24-a391-41cf-b340-3e4529f44bde | 93a60a56-a3c8-11da-a746-0800200b9a66
.beta.-Butyrolactone | 3068-88-0 | 3068880 | 3068880 | C4H6O2 |  | Mass | kg | emission | air | https://ofmpub.epa.gov/sor_internet/registry/substreg/searchandretrieve/substancesearch/search.do?details=displayDetails&selectedSubstanceId=40661 | 1 | Chemicals | 46a3b1b0-5c9b-3283-a12e-5c60697effe8 | 4061cba4-cb52-3ef2-85a6-55942ed24d37 | 20aadc24-a391-41cf-b340-3e4529f44bde | 93a60a56-a3c8-11da-a746-0800200b9a66
Aldrin | 309-00-2 | 309002 | 309002 | C12H8Cl6 |  | Mass | kg | emission | air | https://ofmpub.epa.gov/sor_internet/registry/substreg/searchandretrieve/substancesearch/search.do?details=displayDetails&selectedSubstanceId=46257 | 1 | Chemicals | 5bc6dcd8-e286-3862-b23f-e0b1a0eab93f | 4061cba4-cb52-3ef2-85a6-55942ed24d37 | 20aadc24-a391-41cf-b340-3e4529f44bde | 93a60a56-a3c8-11da-a746-0800200b9a66
Secobarbital sodium | 309-43-3 | 309433 | 309433 | C12H17N2NaO3 |  | Mass | kg | emission | air | https://ofmpub.epa.gov/sor_internet/registry/substreg/searchandretrieve/substancesearch/search.do?details=displayDetails&selectedSubstanceId=78359 | 1 | Chemicals | 0782ac7a-820d-3ece-ab4a-af446b711169 | 4061cba4-cb52-3ef2-85a6-55942ed24d37 | 20aadc24-a391-41cf-b340-3e4529f44bde | 93a60a56-a3c8-11da-a746-0800200b9a66
Paraoxon | 311-45-5 | 311455 | 311455 | C10H14NO6P |  | Mass | kg | emission | air | https://ofmpub.epa.gov/sor_internet/registry/substreg/searchandretrieve/substancesearch/search.do?details=displayDetails&selectedSubstanceId=46256 | 1 | Chemicals | 174955b5-e0ab-3a6f-9345-cb7cc31136c0 | 4061cba4-cb52-3ef2-85a6-55942ed24d37 | 20aadc24-a391-41cf-b340-3e4529f44bde | 93a60a56-a3c8-11da-a746-0800200b9a66
Propetamphos | 31218-83-4 | 31218834 | 31218834 | C10H20NO4PS |  | Mass | kg | emission | air | https://ofmpub.epa.gov/sor_internet/registry/substreg/searchandretrieve/substancesearch/search.do?details=displayDetails&selectedSubstanceId=54507 | 1 | Chemicals | 83a83174-00d4-308f-b741-f205df980851 | 4061cba4-cb52-3ef2-85a6-55942ed24d37 | 20aadc24-a391-41cf-b340-3e4529f44bde | 93a60a56-a3c8-11da-a746-0800200b9a66
Mebendazole | 31431-39-7 | 31431397 | 31431397 | C16H13N3O3 |  | Mass | kg | emission | air | https://ofmpub.epa.gov/sor_internet/registry/substreg/searchandretrieve/substancesearch/search.do?details=displayDetails&selectedSubstanceId=80943 | 1 | Chemicals | 713ee1b6-f7e8-3f42-b0c5-acc8c38f24a7 | 4061cba4-cb52-3ef2-85a6-55942ed24d37 | 20aadc24-a391-41cf-b340-3e4529f44bde | 93a60a56-a3c8-11da-a746-0800200b9a66
Bromacil | 314-40-9 | 314409 | 314409 | C9H13BrN2O2 |  | Mass | kg | emission | air | https://ofmpub.epa.gov/sor_internet/registry/substreg/searchandretrieve/substancesearch/search.do?details=displayDetails&selectedSubstanceId=46247 | 1 | Chemicals | 7ce8c8ce-c847-3333-861a-af0a1493fb39 | 4061cba4-cb52-3ef2-85a6-55942ed24d37 | 20aadc24-a391-41cf-b340-3e4529f44bde | 93a60a56-a3c8-11da-a746-0800200b9a66
Mexacarbate | 315-18-4 | 315184 | 315184 | C12H18N2O2 |  | Mass | kg | emission | air | https://ofmpub.epa.gov/sor_internet/registry/substreg/searchandretrieve/substancesearch/search.do?details=displayDetails&selectedSubstanceId=46246 | 1 | Chemicals | e1de2b0b-4a65-36ba-b072-73a3a9f365cd | 4061cba4-cb52-3ef2-85a6-55942ed24d37 | 20aadc24-a391-41cf-b340-3e4529f44bde | 93a60a56-a3c8-11da-a746-0800200b9a66
Monocrotaline | 315-22-0 | 315220 | 315220 | C16H23NO6 |  | Mass | kg | emission | air | https://ofmpub.epa.gov/sor_internet/registry/substreg/searchandretrieve/substancesearch/search.do?details=displayDetails&selectedSubstanceId=78358 | 1 | Chemicals | 870d653f-67be-34d2-a1c3-207200e297e5 | 4061cba4-cb52-3ef2-85a6-55942ed24d37 | 20aadc24-a391-41cf-b340-3e4529f44bde | 93a60a56-a3c8-11da-a746-0800200b9a66
Tris(2,4-di-tert-butylphenyl) phosphite | 31570-04-4 | 31570044 | 31570044 | C42H63O3P |  | Mass | kg | emission | air | https://ofmpub.epa.gov/sor_internet/registry/substreg/searchandretrieve/substancesearch/search.do?details=displayDetails&selectedSubstanceId=94243 | 1 | Chemicals | 2a85daed-75f7-37ee-b95e-2d4f03b6ba76 | 4061cba4-cb52-3ef2-85a6-55942ed24d37 | 20aadc24-a391-41cf-b340-3e4529f44bde | 93a60a56-a3c8-11da-a746-0800200b9a66
4-Chloro-o-toluidine hydrochloride | 3165-93-3 | 3165933 | 3165933 | C7H9Cl2N |  | Mass | kg | emission | air | https://ofmpub.epa.gov/sor_internet/registry/substreg/searchandretrieve/substancesearch/search.do?details=displayDetails&selectedSubstanceId=40240 | 1 | Chemicals | b2dbc1b5-3748-389a-b686-46962480720d | 4061cba4-cb52-3ef2-85a6-55942ed24d37 | 20aadc24-a391-41cf-b340-3e4529f44bde | 93a60a56-a3c8-11da-a746-0800200b9a66
.alpha.-Hexachlorocyclohexane | 319-84-6 | 319846 | 319846 | C6H6Cl6 |  | Mass | kg | emission | air | https://ofmpub.epa.gov/sor_internet/registry/substreg/searchandretrieve/substancesearch/search.do?details=displayDetails&selectedSubstanceId=94214 | 1 | Chemicals | 53f60a72-bdd7-34f8-8a63-5da87c3c5216 | 4061cba4-cb52-3ef2-85a6-55942ed24d37 | 20aadc24-a391-41cf-b340-3e4529f44bde | 93a60a56-a3c8-11da-a746-0800200b9a66
.beta.-Hexachlorocyclohexane | 319-85-7 | 319857 | 319857 | C6H6Cl6 |  | Mass | kg | emission | air | https://ofmpub.epa.gov/sor_internet/registry/substreg/searchandretrieve/substancesearch/search.do?details=displayDetails&selectedSubstanceId=46241 | 1 | Chemicals | 39c99336-5bd4-3cb3-a8df-d883502bff3b | 4061cba4-cb52-3ef2-85a6-55942ed24d37 | 20aadc24-a391-41cf-b340-3e4529f44bde | 93a60a56-a3c8-11da-a746-0800200b9a66
.delta.-Hexachlorocyclohexane | 319-86-8 | 319868 | 319868 | C6H6Cl6 |  | Mass | kg | emission | air | https://ofmpub.epa.gov/sor_internet/registry/substreg/searchandretrieve/substancesearch/search.do?details=displayDetails&selectedSubstanceId=46240 | 1 | Chemicals | 9a5cc87b-f9ad-36b2-94aa-975799a6f9b6 | 4061cba4-cb52-3ef2-85a6-55942ed24d37 | 20aadc24-a391-41cf-b340-3e4529f44bde | 93a60a56-a3c8-11da-a746-0800200b9a66
2,3-Dichloronitrobenzene | 3209-22-1 | 3209221 | 3209221 | C6H3Cl2NO2 |  | Mass | kg | emission | air | https://ofmpub.epa.gov/sor_internet/registry/substreg/searchandretrieve/substancesearch/search.do?details=displayDetails&selectedSubstanceId=40046 | 1 | Chemicals | 79597004-afd5-3752-8e84-2f898f2be783 | 4061cba4-cb52-3ef2-85a6-55942ed24d37 | 20aadc24-a391-41cf-b340-3e4529f44bde | 93a60a56-a3c8-11da-a746-0800200b9a66
Tetrapropyl dithiopyrophosphate | 3244-90-4 | 3244904 | 3244904 | C12H28O5P2S2 |  | Mass | kg | emission | air | https://ofmpub.epa.gov/sor_internet/registry/substreg/searchandretrieve/substancesearch/search.do?details=displayDetails&selectedSubstanceId=40019 | 1 | Chemicals | c7fe51b3-2f88-3149-be07-0beddcc7d54e | 4061cba4-cb52-3ef2-85a6-55942ed24d37 | 20aadc24-a391-41cf-b340-3e4529f44bde | 93a60a56-a3c8-11da-a746-0800200b9a66
Dibromoacetonitrile | 3252-43-5 | 3252435 | 3252435 | C2HBr2N |  | Mass | kg | emission | air | https://ofmpub.epa.gov/sor_internet/registry/substreg/searchandretrieve/substancesearch/search.do?details=displayDetails&selectedSubstanceId=40011 | 1 | Chemicals | 8677aca5-d6c9-3834-a4bd-5d0ab0ec8fc0 | 4061cba4-cb52-3ef2-85a6-55942ed24d37 | 20aadc24-a391-41cf-b340-3e4529f44bde | 93a60a56-a3c8-11da-a746-0800200b9a66
3,3',4,4'-Tetrachlorobiphenyl | 32598-13-3 | 32598133 | 32598133 | C12H6Cl4 |  | Mass | kg | emission | air | https://ofmpub.epa.gov/sor_internet/registry/substreg/searchandretrieve/substancesearch/search.do?details=displayDetails&selectedSubstanceId=83012 | 1 | Chemicals | 94edd3eb-27a6-308c-8459-5caae97bad98 | 4061cba4-cb52-3ef2-85a6-55942ed24d37 | 20aadc24-a391-41cf-b340-3e4529f44bde | 93a60a56-a3c8-11da-a746-0800200b9a66
3-(Methylthio)propanal | 3268-49-3 | 3268493 | 3268493 | C4H8OS |  | Mass | kg | emission | air | https://ofmpub.epa.gov/sor_internet/registry/substreg/searchandretrieve/substancesearch/search.do?details=displayDetails&selectedSubstanceId=39836 | 1 | Chemicals | 0c123288-1b56-397e-8881-af62b5b7c545 | 4061cba4-cb52-3ef2-85a6-55942ed24d37 | 20aadc24-a391-41cf-b340-3e4529f44bde | 93a60a56-a3c8-11da-a746-0800200b9a66
Trichloronate | 327-98-0 | 327980 | 327980 | C10H12Cl3O2PS |  | Mass | kg | emission | air | https://ofmpub.epa.gov/sor_internet/registry/substreg/searchandretrieve/substancesearch/search.do?details=displayDetails&selectedSubstanceId=93288 | 1 | Chemicals | 14403f8d-8b54-38ed-ae42-b2d5c58d7e00 | 4061cba4-cb52-3ef2-85a6-55942ed24d37 | 20aadc24-a391-41cf-b340-3e4529f44bde | 93a60a56-a3c8-11da-a746-0800200b9a66
Procymidone | 32809-16-8 | 32809168 | 32809168 | C13H11Cl2NO2 |  | Mass | kg | emission | air | https://ofmpub.epa.gov/sor_internet/registry/substreg/searchandretrieve/substancesearch/search.do?details=displayDetails&selectedSubstanceId=83007 | 1 | Chemicals | 74805069-c4c2-3ec9-891c-cfee4ae4f9f7 | 4061cba4-cb52-3ef2-85a6-55942ed24d37 | 20aadc24-a391-41cf-b340-3e4529f44bde | 93a60a56-a3c8-11da-a746-0800200b9a66
2,2-Bis(bromomethyl)-1,3-propanediol | 3296-90-0 | 3296900 | 3296900 | C5H10Br2O2 |  | Mass | kg | emission | air | https://ofmpub.epa.gov/sor_internet/registry/substreg/searchandretrieve/substancesearch/search.do?details=displayDetails&selectedSubstanceId=93124 | 1 | Chemicals | d407cfda-da62-38fc-89d2-20c2caf11779 | 4061cba4-cb52-3ef2-85a6-55942ed24d37 | 20aadc24-a391-41cf-b340-3e4529f44bde | 93a60a56-a3c8-11da-a746-0800200b9a66
2,5-Dinitrophenol | 329-71-5 | 329715 | 329715 | C6H4N2O5 |  | Mass | kg | emission | air | https://ofmpub.epa.gov/sor_internet/registry/substreg/searchandretrieve/substancesearch/search.do?details=displayDetails&selectedSubstanceId=93123 | 1 | Chemicals | 9246419d-2f8f-3f03-badf-c4a709f109fe | 4061cba4-cb52-3ef2-85a6-55942ed24d37 | 20aadc24-a391-41cf-b340-3e4529f44bde | 93a60a56-a3c8-11da-a746-0800200b9a66
Diuron | 330-54-1 | 330541 | 330541 | C9H10Cl2N2O |  | Mass | kg | emission | air | https://ofmpub.epa.gov/sor_internet/registry/substreg/searchandretrieve/substancesearch/search.do?details=displayDetails&selectedSubstanceId=46215 | 1 | Chemicals | 45c24243-79db-35c5-8835-eb6d91125dfa | 4061cba4-cb52-3ef2-85a6-55942ed24d37 | 20aadc24-a391-41cf-b340-3e4529f44bde | 93a60a56-a3c8-11da-a746-0800200b9a66
Linuron | 330-55-2 | 330552 | 330552 | C9H10Cl2N2O2 |  | Mass | kg | emission | air | https://ofmpub.epa.gov/sor_internet/registry/substreg/searchandretrieve/substancesearch/search.do?details=displayDetails&selectedSubstanceId=93118 | 1 | Chemicals | 0c03de4e-57a3-3a22-86ff-060c52963df1 | 4061cba4-cb52-3ef2-85a6-55942ed24d37 | 20aadc24-a391-41cf-b340-3e4529f44bde | 93a60a56-a3c8-11da-a746-0800200b9a66
Amitraz | 33089-61-1 | 33089611 | 33089611 | C19H23N3 |  | Mass | kg | emission | air | https://ofmpub.epa.gov/sor_internet/registry/substreg/searchandretrieve/substancesearch/search.do?details=displayDetails&selectedSubstanceId=52932 | 1 | Chemicals | 9849b4b6-a6af-35e6-b99c-7bf6f20f4d77 | 4061cba4-cb52-3ef2-85a6-55942ed24d37 | 20aadc24-a391-41cf-b340-3e4529f44bde | 93a60a56-a3c8-11da-a746-0800200b9a66
.beta.-Endosulfan | 33213-65-9 | 33213659 | 33213659 | C9H6Cl6O3S |  | Mass | kg | emission | air | https://ofmpub.epa.gov/sor_internet/registry/substreg/searchandretrieve/substancesearch/search.do?details=displayDetails&selectedSubstanceId=93104 | 1 | Chemicals | 54ca942b-0de5-3151-8caf-a1800975727e | 4061cba4-cb52-3ef2-85a6-55942ed24d37 | 20aadc24-a391-41cf-b340-3e4529f44bde | 93a60a56-a3c8-11da-a746-0800200b9a66
Adipic acid hexamethylenediamine salt (1:1) | 3323-53-3 | 3323533 | 3323533 | C12H26N2O4 |  | Mass | kg | emission | air | https://ofmpub.epa.gov/sor_internet/registry/substreg/searchandretrieve/substancesearch/search.do?details=displayDetails&selectedSubstanceId=39789 | 1 | Chemicals | 958c68b7-5544-363a-9a9c-67c7b63ea303 | 4061cba4-cb52-3ef2-85a6-55942ed24d37 | 20aadc24-a391-41cf-b340-3e4529f44bde | 93a60a56-a3c8-11da-a746-0800200b9a66
Fluchloralin | 33245-39-5 | 33245395 | 33245395 | C12H13ClF3N3O4 |  | Mass | kg | emission | air | https://ofmpub.epa.gov/sor_internet/registry/substreg/searchandretrieve/substancesearch/search.do?details=displayDetails&selectedSubstanceId=93098 | 1 | Chemicals | 7d59b1aa-cba7-38e9-be46-9442ad30c11b | 4061cba4-cb52-3ef2-85a6-55942ed24d37 | 20aadc24-a391-41cf-b340-3e4529f44bde | 93a60a56-a3c8-11da-a746-0800200b9a66
2,4-Dichlorobiphenyl | 33284-50-3 | 33284503 | 33284503 | C12H8Cl2 |  | Mass | kg | emission | air | https://ofmpub.epa.gov/sor_internet/registry/substreg/searchandretrieve/substancesearch/search.do?details=displayDetails&selectedSubstanceId=82941 | 1 | Chemicals | 6fc9f22c-39aa-3963-aa4e-dac38db961af | 4061cba4-cb52-3ef2-85a6-55942ed24d37 | 20aadc24-a391-41cf-b340-3e4529f44bde | 93a60a56-a3c8-11da-a746-0800200b9a66
Diazinon | 333-41-5 | 333415 | 333415 | C12H21N2O3PS |  | Mass | kg | emission | air | https://ofmpub.epa.gov/sor_internet/registry/substreg/searchandretrieve/substancesearch/search.do?details=displayDetails&selectedSubstanceId=46209 | 1 | Chemicals | eccbedd3-2ed3-378b-8ad9-b8789537e861 | 4061cba4-cb52-3ef2-85a6-55942ed24d37 | 20aadc24-a391-41cf-b340-3e4529f44bde | 93a60a56-a3c8-11da-a746-0800200b9a66
Asulam | 3337-71-1 | 3337711 | 3337711 | C8H10N2O4S |  | Mass | kg | emission | air | https://ofmpub.epa.gov/sor_internet/registry/substreg/searchandretrieve/substancesearch/search.do?details=displayDetails&selectedSubstanceId=93086 | 1 | Chemicals | c58885a8-2a8b-393f-b20e-93d04d896f1a | 4061cba4-cb52-3ef2-85a6-55942ed24d37 | 20aadc24-a391-41cf-b340-3e4529f44bde | 93a60a56-a3c8-11da-a746-0800200b9a66
Decanoic acid | 334-48-5 | 334485 | 334485 | C10H20O2 |  | Mass | kg | emission | air | https://ofmpub.epa.gov/sor_internet/registry/substreg/searchandretrieve/substancesearch/search.do?details=displayDetails&selectedSubstanceId=46207 | 1 | Chemicals | e1ccaa02-e721-3014-8465-6c673f267134 | 4061cba4-cb52-3ef2-85a6-55942ed24d37 | 20aadc24-a391-41cf-b340-3e4529f44bde | 93a60a56-a3c8-11da-a746-0800200b9a66
Dithianon | 3347-22-6 | 3347226 | 3347226 | C14H4N2O2S2 |  | Mass | kg | emission | air | https://ofmpub.epa.gov/sor_internet/registry/substreg/searchandretrieve/substancesearch/search.do?details=displayDetails&selectedSubstanceId=77544 | 1 | Chemicals | a249a606-0ef5-34d7-bd25-e08337569564 | 4061cba4-cb52-3ef2-85a6-55942ed24d37 | 20aadc24-a391-41cf-b340-3e4529f44bde | 93a60a56-a3c8-11da-a746-0800200b9a66
Tembotrione | 335104-84-2 | 335104842 | 335104842 | C17H16ClF3O6S |  | Mass | kg | emission | air | https://ofmpub.epa.gov/sor_internet/registry/substreg/searchandretrieve/substancesearch/search.do?details=displayDetails&selectedSubstanceId=99079 | 1 | Chemicals | 0597d2f6-4614-354c-b308-6a7441f9e9f5 | 4061cba4-cb52-3ef2-85a6-55942ed24d37 | 20aadc24-a391-41cf-b340-3e4529f44bde | 93a60a56-a3c8-11da-a746-0800200b9a66
Butralin | 33629-47-9 | 33629479 | 33629479 | C14H21N3O4 |  | Mass | kg | emission | air | https://ofmpub.epa.gov/sor_internet/registry/substreg/searchandretrieve/substancesearch/search.do?details=displayDetails&selectedSubstanceId=55969 | 1 | Chemicals | d359b1f4-1ad8-360e-9e1f-afcca3cb31c3 | 4061cba4-cb52-3ef2-85a6-55942ed24d37 | 20aadc24-a391-41cf-b340-3e4529f44bde | 93a60a56-a3c8-11da-a746-0800200b9a66
Terbumeton | 33693-04-8 | 33693048 | 33693048 | C10H19N5O |  | Mass | kg | emission | air | https://ofmpub.epa.gov/sor_internet/registry/substreg/searchandretrieve/substancesearch/search.do?details=displayDetails&selectedSubstanceId=92913 | 1 | Chemicals | a264826f-13aa-3579-b8fe-34102d86a500 | 4061cba4-cb52-3ef2-85a6-55942ed24d37 | 20aadc24-a391-41cf-b340-3e4529f44bde | 93a60a56-a3c8-11da-a746-0800200b9a66
Triclosan | 3380-34-5 | 3380345 | 3380345 | C12H7Cl3O2 |  | Mass | kg | emission | air | https://ofmpub.epa.gov/sor_internet/registry/substreg/searchandretrieve/substancesearch/search.do?details=displayDetails&selectedSubstanceId=92902 | 1 | Chemicals | 6b867065-d668-37bf-a773-d2324ee40367 | 4061cba4-cb52-3ef2-85a6-55942ed24d37 | 20aadc24-a391-41cf-b340-3e4529f44bde | 93a60a56-a3c8-11da-a746-0800200b9a66
Isopropalin | 33820-53-0 | 33820530 | 33820530 | C15H23N3O4 |  | Mass | kg | emission | air | https://ofmpub.epa.gov/sor_internet/registry/substreg/searchandretrieve/substancesearch/search.do?details=displayDetails&selectedSubstanceId=55938 | 1 | Chemicals | b3288397-3c03-3895-ad54-12702b810131 | 4061cba4-cb52-3ef2-85a6-55942ed24d37 | 20aadc24-a391-41cf-b340-3e4529f44bde | 93a60a56-a3c8-11da-a746-0800200b9a66
Temephos | 3383-96-8 | 3383968 | 3383968 | C16H20O6P2S3 |  | Mass | kg | emission | air | https://ofmpub.epa.gov/sor_internet/registry/substreg/searchandretrieve/substancesearch/search.do?details=displayDetails&selectedSubstanceId=39587 | 1 | Chemicals | 62a247fc-6010-33e9-a1c7-3224948d6c9f | 4061cba4-cb52-3ef2-85a6-55942ed24d37 | 20aadc24-a391-41cf-b340-3e4529f44bde | 93a60a56-a3c8-11da-a746-0800200b9a66
1,2,3,4,7,7-Hexachloronorbornadiene | 3389-71-7 | 3389717 | 3389717 | C7H2Cl6 |  | Mass | kg | emission | air | https://ofmpub.epa.gov/sor_internet/registry/substreg/searchandretrieve/substancesearch/search.do?details=displayDetails&selectedSubstanceId=39579 | 1 | Chemicals | c6f4997c-d505-38be-8ef5-bb6fa68a3ff1 | 4061cba4-cb52-3ef2-85a6-55942ed24d37 | 20aadc24-a391-41cf-b340-3e4529f44bde | 93a60a56-a3c8-11da-a746-0800200b9a66
Codlelure | 33956-49-9 | 33956499 | 33956499 | C12H22O |  | Mass | kg | emission | air | https://ofmpub.epa.gov/sor_internet/registry/substreg/searchandretrieve/substancesearch/search.do?details=displayDetails&selectedSubstanceId=55092 | 1 | Chemicals | 5d2580df-6ed9-3e18-b9f9-d0ae8aa196be | 4061cba4-cb52-3ef2-85a6-55942ed24d37 | 20aadc24-a391-41cf-b340-3e4529f44bde | 93a60a56-a3c8-11da-a746-0800200b9a66
2-Chloro-4,6-diamino-s-triazine | 3397-62-4 | 3397624 | 3397624 | C3H4ClN5 |  | Mass | kg | emission | air | https://ofmpub.epa.gov/sor_internet/registry/substreg/searchandretrieve/substancesearch/search.do?details=displayDetails&selectedSubstanceId=42731 | 1 | Chemicals | 8d48f43a-6171-3be4-b60b-87d35434cb47 | 4061cba4-cb52-3ef2-85a6-55942ed24d37 | 20aadc24-a391-41cf-b340-3e4529f44bde | 93a60a56-a3c8-11da-a746-0800200b9a66
2,2',4,4',6,6'-Hexachlorobiphenyl | 33979-03-2 | 33979032 | 33979032 | C12H4Cl6 |  | Mass | kg | emission | air | https://ofmpub.epa.gov/sor_internet/registry/substreg/searchandretrieve/substancesearch/search.do?details=displayDetails&selectedSubstanceId=82934 | 1 | Chemicals | dad6d1ec-b731-30a6-81f1-6d664841d854 | 4061cba4-cb52-3ef2-85a6-55942ed24d37 | 20aadc24-a391-41cf-b340-3e4529f44bde | 93a60a56-a3c8-11da-a746-0800200b9a66
Tebuthiuron | 34014-18-1 | 34014181 | 34014181 | C9H16N4OS |  | Mass | kg | emission | air | https://ofmpub.epa.gov/sor_internet/registry/substreg/searchandretrieve/substancesearch/search.do?details=displayDetails&selectedSubstanceId=55077 | 1 | Chemicals | 88271ce7-ce94-3a0f-af5e-7142a951a62f | 4061cba4-cb52-3ef2-85a6-55942ed24d37 | 20aadc24-a391-41cf-b340-3e4529f44bde | 93a60a56-a3c8-11da-a746-0800200b9a66
Isoproturon | 34123-59-6 | 34123596 | 34123596 | C12H18N2O |  | Mass | kg | emission | air | https://ofmpub.epa.gov/sor_internet/registry/substreg/searchandretrieve/substancesearch/search.do?details=displayDetails&selectedSubstanceId=77207 | 1 | Chemicals | 175beacb-8cbc-3286-b65f-c11c4b50d076 | 4061cba4-cb52-3ef2-85a6-55942ed24d37 | 20aadc24-a391-41cf-b340-3e4529f44bde | 93a60a56-a3c8-11da-a746-0800200b9a66
Acetochlor | 34256-82-1 | 34256821 | 34256821 | C14H20ClNO2 |  | Mass | kg | emission | air | https://ofmpub.epa.gov/sor_internet/registry/substreg/searchandretrieve/substancesearch/search.do?details=displayDetails&selectedSubstanceId=92725 | 1 | Chemicals | dfefcf86-7af9-3ed7-a298-63650e66f306 | 4061cba4-cb52-3ef2-85a6-55942ed24d37 | 20aadc24-a391-41cf-b340-3e4529f44bde | 93a60a56-a3c8-11da-a746-0800200b9a66
Cumylphenyl diphenyl phosphate | 34364-42-6 | 34364426 | 34364426 | - |  | Mass | kg | emission | air | https://ofmpub.epa.gov/sor_internet/registry/substreg/searchandretrieve/substancesearch/search.do?details=displayDetails&selectedSubstanceId=92713 | 1 | Chemicals | a0e807e6-e002-3c2c-aede-785f3c97778c | 4061cba4-cb52-3ef2-85a6-55942ed24d37 | 20aadc24-a391-41cf-b340-3e4529f44bde | 93a60a56-a3c8-11da-a746-0800200b9a66
3,5,5-Trimethyl-1-hexanol | 3452-97-9 | 3452979 | 3452979 | C9H20O |  | Mass | kg | emission | air | https://ofmpub.epa.gov/sor_internet/registry/substreg/searchandretrieve/substancesearch/search.do?details=displayDetails&selectedSubstanceId=92550 | 1 | Chemicals | cbae0608-3f3e-32d5-ba5f-b7faeb92d327 | 4061cba4-cb52-3ef2-85a6-55942ed24d37 | 20aadc24-a391-41cf-b340-3e4529f44bde | 93a60a56-a3c8-11da-a746-0800200b9a66
Prothiofos | 34643-46-4 | 34643464 | 34643464 | C11H15Cl2O2PS2 |  | Mass | kg | emission | air | https://ofmpub.epa.gov/sor_internet/registry/substreg/searchandretrieve/substancesearch/search.do?details=displayDetails&selectedSubstanceId=54448 | 1 | Chemicals | 294d40c5-f3e7-341c-b69d-e21325db8045 | 4061cba4-cb52-3ef2-85a6-55942ed24d37 | 20aadc24-a391-41cf-b340-3e4529f44bde | 93a60a56-a3c8-11da-a746-0800200b9a66
Butoxycarboxim | 34681-23-7 | 34681237 | 34681237 | C7H14N2O4S |  | Mass | kg | emission | air | https://ofmpub.epa.gov/sor_internet/registry/substreg/searchandretrieve/substancesearch/search.do?details=displayDetails&selectedSubstanceId=54444 | 1 | Chemicals | 304a38e3-8aea-3c03-9c57-487c3ad40919 | 4061cba4-cb52-3ef2-85a6-55942ed24d37 | 20aadc24-a391-41cf-b340-3e4529f44bde | 93a60a56-a3c8-11da-a746-0800200b9a66
Piperalin | 3478-94-2 | 3478942 | 3478942 | C16H21Cl2NO2 |  | Mass | kg | emission | air | https://ofmpub.epa.gov/sor_internet/registry/substreg/searchandretrieve/substancesearch/search.do?details=displayDetails&selectedSubstanceId=41887 | 1 | Chemicals | 6bb3113f-77f8-3f79-b2bd-042b93da44dd | 4061cba4-cb52-3ef2-85a6-55942ed24d37 | 20aadc24-a391-41cf-b340-3e4529f44bde | 93a60a56-a3c8-11da-a746-0800200b9a66
2,4'-Dichlorobiphenyl | 34883-43-7 | 34883437 | 34883437 | C12H8Cl2 |  | Mass | kg | emission | air | https://ofmpub.epa.gov/sor_internet/registry/substreg/searchandretrieve/substancesearch/search.do?details=displayDetails&selectedSubstanceId=82929 | 1 | Chemicals | 51bec822-d9de-3703-9481-26d05060ff66 | 4061cba4-cb52-3ef2-85a6-55942ed24d37 | 20aadc24-a391-41cf-b340-3e4529f44bde | 93a60a56-a3c8-11da-a746-0800200b9a66
p-Fluoronitrobenzene | 350-46-9 | 350469 | 350469 | C6H4FNO2 |  | Mass | kg | emission | air | https://ofmpub.epa.gov/sor_internet/registry/substreg/searchandretrieve/substancesearch/search.do?details=displayDetails&selectedSubstanceId=92378 | 1 | Chemicals | cc9f0aee-9a66-388f-8235-83a984464b89 | 4061cba4-cb52-3ef2-85a6-55942ed24d37 | 20aadc24-a391-41cf-b340-3e4529f44bde | 93a60a56-a3c8-11da-a746-0800200b9a66
Diflubenzuron | 35367-38-5 | 35367385 | 35367385 | C14H9ClF2N2O2 |  | Mass | kg | emission | air | https://ofmpub.epa.gov/sor_internet/registry/substreg/searchandretrieve/substancesearch/search.do?details=displayDetails&selectedSubstanceId=92340 | 1 | Chemicals | feb97724-1a27-3258-a8a6-f0560d128636 | 4061cba4-cb52-3ef2-85a6-55942ed24d37 | 20aadc24-a391-41cf-b340-3e4529f44bde | 93a60a56-a3c8-11da-a746-0800200b9a66
Sulprofos | 35400-43-2 | 35400432 | 35400432 | C12H19O2PS3 |  | Mass | kg | emission | air | https://ofmpub.epa.gov/sor_internet/registry/substreg/searchandretrieve/substancesearch/search.do?details=displayDetails&selectedSubstanceId=92336 | 1 | Chemicals | 20f0c87f-1861-3c49-80c8-14437ce4cf19 | 4061cba4-cb52-3ef2-85a6-55942ed24d37 | 20aadc24-a391-41cf-b340-3e4529f44bde | 93a60a56-a3c8-11da-a746-0800200b9a66
Imazalil | 35554-44-0 | 35554440 | 35554440 | C14H14Cl2N2O |  | Mass | kg | emission | air | https://ofmpub.epa.gov/sor_internet/registry/substreg/searchandretrieve/substancesearch/search.do?details=displayDetails&selectedSubstanceId=53769 | 1 | Chemicals | 4edd50ef-5919-3f59-9dd3-847ac082d1b4 | 4061cba4-cb52-3ef2-85a6-55942ed24d37 | 20aadc24-a391-41cf-b340-3e4529f44bde | 93a60a56-a3c8-11da-a746-0800200b9a66
Azamethiphos | 35575-96-3 | 35575963 | 35575963 | C9H10ClN2O5PS |  | Mass | kg | emission | air | https://ofmpub.epa.gov/sor_internet/registry/substreg/searchandretrieve/substancesearch/search.do?details=displayDetails&selectedSubstanceId=82925 | 1 | Chemicals | ae943e6b-dc34-3e7b-a9e4-2e4b76508686 | 4061cba4-cb52-3ef2-85a6-55942ed24d37 | 20aadc24-a391-41cf-b340-3e4529f44bde | 93a60a56-a3c8-11da-a746-0800200b9a66
Sulcofuron-sodium | 3567-25-7 | 3567257 | 3567257 | C19H11Cl4N2NaO5S |  | Mass | kg | emission | air | https://ofmpub.epa.gov/sor_internet/registry/substreg/searchandretrieve/substancesearch/search.do?details=displayDetails&selectedSubstanceId=41676 | 1 | Chemicals | 0a5d5375-797f-3c99-9a88-d3c9b3246dd3 | 4061cba4-cb52-3ef2-85a6-55942ed24d37 | 20aadc24-a391-41cf-b340-3e4529f44bde | 93a60a56-a3c8-11da-a746-0800200b9a66
1-Bromo-1-(bromomethyl)-1,3-propanedicarbonitrile | 35691-65-7 | 35691657 | 35691657 | C6H6Br2N2 |  | Mass | kg | emission | air | https://ofmpub.epa.gov/sor_internet/registry/substreg/searchandretrieve/substancesearch/search.do?details=displayDetails&selectedSubstanceId=53580 | 1 | Chemicals | 63f90aa2-8329-37c2-918b-7ccdcd1de687 | 4061cba4-cb52-3ef2-85a6-55942ed24d37 | 20aadc24-a391-41cf-b340-3e4529f44bde | 93a60a56-a3c8-11da-a746-0800200b9a66
Nifurthiazole | 3570-75-0 | 3570750 | 3570750 | C8H6N4O4S |  | Mass | kg | emission | air | https://ofmpub.epa.gov/sor_internet/registry/substreg/searchandretrieve/substancesearch/search.do?details=displayDetails&selectedSubstanceId=78330 | 1 | Chemicals | 790c5158-92a1-3fd2-935c-ad3b4c0989fe | 4061cba4-cb52-3ef2-85a6-55942ed24d37 | 20aadc24-a391-41cf-b340-3e4529f44bde | 93a60a56-a3c8-11da-a746-0800200b9a66
Brucine | 357-57-3 | 357573 | 357573 | C23H26N2O4 |  | Mass | kg | emission | air | https://ofmpub.epa.gov/sor_internet/registry/substreg/searchandretrieve/substancesearch/search.do?details=displayDetails&selectedSubstanceId=92161 | 1 | Chemicals | 67d7fd20-9293-3bb6-a60c-60a8779595f1 | 4061cba4-cb52-3ef2-85a6-55942ed24d37 | 20aadc24-a391-41cf-b340-3e4529f44bde | 93a60a56-a3c8-11da-a746-0800200b9a66
Diundecyl phthalate | 3648-20-2 | 3648202 | 3648202 | C30H50O4 |  | Mass | kg | emission | air | https://ofmpub.epa.gov/sor_internet/registry/substreg/searchandretrieve/substancesearch/search.do?details=displayDetails&selectedSubstanceId=41451 | 1 | Chemicals | ed8326b9-1740-3289-b2cf-3596bc0fc582 | 4061cba4-cb52-3ef2-85a6-55942ed24d37 | 20aadc24-a391-41cf-b340-3e4529f44bde | 93a60a56-a3c8-11da-a746-0800200b9a66
Methoxone sodium salt | 3653-48-3 | 3653483 | 3653483 | C9H8ClNaO3 |  | Mass | kg | emission | air | https://ofmpub.epa.gov/sor_internet/registry/substreg/searchandretrieve/substancesearch/search.do?details=displayDetails&selectedSubstanceId=41446 | 1 | Chemicals | d7603a42-da36-30f5-aed0-904975b73adf | 4061cba4-cb52-3ef2-85a6-55942ed24d37 | 20aadc24-a391-41cf-b340-3e4529f44bde | 93a60a56-a3c8-11da-a746-0800200b9a66
Iprodione | 36734-19-7 | 36734197 | 36734197 | C13H13Cl2N3O3 |  | Mass | kg | emission | air | https://ofmpub.epa.gov/sor_internet/registry/substreg/searchandretrieve/substancesearch/search.do?details=displayDetails&selectedSubstanceId=52899 | 1 | Chemicals | 300d43c5-7ed6-3297-9159-6b068e0c1ae9 | 4061cba4-cb52-3ef2-85a6-55942ed24d37 | 20aadc24-a391-41cf-b340-3e4529f44bde | 93a60a56-a3c8-11da-a746-0800200b9a66
Decyl oleate | 3687-46-5 | 3687465 | 3687465 | C28H54O2 |  | Mass | kg | emission | air | https://ofmpub.epa.gov/sor_internet/registry/substreg/searchandretrieve/substancesearch/search.do?details=displayDetails&selectedSubstanceId=41423 | 1 | Chemicals | 25c67251-5ab6-39d8-944c-c769303d0564 | 4061cba4-cb52-3ef2-85a6-55942ed24d37 | 20aadc24-a391-41cf-b340-3e4529f44bde | 93a60a56-a3c8-11da-a746-0800200b9a66
3-(Trifluoromethyl)benzonitrile | 368-77-4 | 368774 | 368774 | C8H4F3N |  | Mass | kg | emission | air | https://ofmpub.epa.gov/sor_internet/registry/substreg/searchandretrieve/substancesearch/search.do?details=displayDetails&selectedSubstanceId=98138 | 1 | Chemicals | 6b7c2512-1c02-3cf9-9227-c06a8403dcbc | 4061cba4-cb52-3ef2-85a6-55942ed24d37 | 20aadc24-a391-41cf-b340-3e4529f44bde | 93a60a56-a3c8-11da-a746-0800200b9a66
Furylfuramide | 3688-53-7 | 3688537 | 3688537 | C11H8N2O5 |  | Mass | kg | emission | air | https://ofmpub.epa.gov/sor_internet/registry/substreg/searchandretrieve/substancesearch/search.do?details=displayDetails&selectedSubstanceId=91789 | 1 | Chemicals | bb2ccb81-5e15-3ff8-bf8e-adc41ffba73e | 4061cba4-cb52-3ef2-85a6-55942ed24d37 | 20aadc24-a391-41cf-b340-3e4529f44bde | 93a60a56-a3c8-11da-a746-0800200b9a66
Sulfotep | 3689-24-5 | 3689245 | 3689245 | C8H20O5P2S2 |  | Mass | kg | emission | air | https://ofmpub.epa.gov/sor_internet/registry/substreg/searchandretrieve/substancesearch/search.do?details=displayDetails&selectedSubstanceId=91788 | 1 | Chemicals | 49efbfed-a564-3121-b8f1-371958bd749a | 4061cba4-cb52-3ef2-85a6-55942ed24d37 | 20aadc24-a391-41cf-b340-3e4529f44bde | 93a60a56-a3c8-11da-a746-0800200b9a66
Benzene, 1,5-dichloro-2,4-dinitro- | 3698-83-7 | 3698837 | 3698837 | C6H2Cl2N2O4 |  | Mass | kg | emission | air | https://ofmpub.epa.gov/sor_internet/registry/substreg/searchandretrieve/substancesearch/search.do?details=displayDetails&selectedSubstanceId=91776 | 1 | Chemicals | e24bcb22-5a3f-3f6f-bf9c-d55ca58facee | 4061cba4-cb52-3ef2-85a6-55942ed24d37 | 20aadc24-a391-41cf-b340-3e4529f44bde | 93a60a56-a3c8-11da-a746-0800200b9a66
p-Fluoroaniline | 371-40-4 | 371404 | 371404 | C6H6FN |  | Mass | kg | emission | air | https://ofmpub.epa.gov/sor_internet/registry/substreg/searchandretrieve/substancesearch/search.do?details=displayDetails&selectedSubstanceId=46050 | 1 | Chemicals | 49c7351a-ac3a-37ae-93b0-c1dc2702718d | 4061cba4-cb52-3ef2-85a6-55942ed24d37 | 20aadc24-a391-41cf-b340-3e4529f44bde | 93a60a56-a3c8-11da-a746-0800200b9a66
Phenol, 4-fluoro- | 371-41-5 | 371415 | 371415 | C6H5FO |  | Mass | kg | emission | air | https://ofmpub.epa.gov/sor_internet/registry/substreg/searchandretrieve/substancesearch/search.do?details=displayDetails&selectedSubstanceId=91625 | 1 | Chemicals | a5186d69-1eea-3758-ab2c-3ea1fced0b64 | 4061cba4-cb52-3ef2-85a6-55942ed24d37 | 20aadc24-a391-41cf-b340-3e4529f44bde | 93a60a56-a3c8-11da-a746-0800200b9a66
Chlordene | 3734-48-3 | 3734483 | 3734483 | C10H6Cl6 |  | Mass | kg | emission | air | https://ofmpub.epa.gov/sor_internet/registry/substreg/searchandretrieve/substancesearch/search.do?details=displayDetails&selectedSubstanceId=41226 | 1 | Chemicals | a0ab9f5b-584b-39b6-9683-0a321f491141 | 4061cba4-cb52-3ef2-85a6-55942ed24d37 | 20aadc24-a391-41cf-b340-3e4529f44bde | 93a60a56-a3c8-11da-a746-0800200b9a66
Phenol, 2,4-dichloro-, sodium salt | 3757-76-4 | 3757764 | 3757764 | C6H3Cl2NaO |  | Mass | kg | emission | air | https://ofmpub.epa.gov/sor_internet/registry/substreg/searchandretrieve/substancesearch/search.do?details=displayDetails&selectedSubstanceId=41205 | 1 | Chemicals | b3b934b8-51ae-3bab-a13a-302262697539 | 4061cba4-cb52-3ef2-85a6-55942ed24d37 | 20aadc24-a391-41cf-b340-3e4529f44bde | 93a60a56-a3c8-11da-a746-0800200b9a66
C.I. Food Red 5 | 3761-53-3 | 3761533 | 3761533 | C18H14N2Na2O7S2 |  | Mass | kg | emission | air | https://ofmpub.epa.gov/sor_internet/registry/substreg/searchandretrieve/substancesearch/search.do?details=displayDetails&selectedSubstanceId=91591 | 1 | Chemicals | e1dff27e-ea37-34f8-a154-5ae48ff90bf9 | 4061cba4-cb52-3ef2-85a6-55942ed24d37 | 20aadc24-a391-41cf-b340-3e4529f44bde | 93a60a56-a3c8-11da-a746-0800200b9a66
Phenol, 2-(1-methylpropyl)-, methylcarbamate | 3766-81-2 | 3766812 | 3766812 | C12H17NO2 |  | Mass | kg | emission | air | https://ofmpub.epa.gov/sor_internet/registry/substreg/searchandretrieve/substancesearch/search.do?details=displayDetails&selectedSubstanceId=91589 | 1 | Chemicals | 05b7433d-4940-3b2f-9792-55fe4257b4dc | 4061cba4-cb52-3ef2-85a6-55942ed24d37 | 20aadc24-a391-41cf-b340-3e4529f44bde | 93a60a56-a3c8-11da-a746-0800200b9a66
2,2',5-Trichlorobiphenyl | 37680-65-2 | 37680652 | 37680652 | C12H7Cl3 |  | Mass | kg | emission | air | https://ofmpub.epa.gov/sor_internet/registry/substreg/searchandretrieve/substancesearch/search.do?details=displayDetails&selectedSubstanceId=82907 | 1 | Chemicals | 97f38528-2450-3a58-955b-dcac6ff3626c | 4061cba4-cb52-3ef2-85a6-55942ed24d37 | 20aadc24-a391-41cf-b340-3e4529f44bde | 93a60a56-a3c8-11da-a746-0800200b9a66
2,2',4,5,5'-Pentachlorobiphenyl | 37680-73-2 | 37680732 | 37680732 | C12H5Cl5 |  | Mass | kg | emission | air | https://ofmpub.epa.gov/sor_internet/registry/substreg/searchandretrieve/substancesearch/search.do?details=displayDetails&selectedSubstanceId=91588 | 1 | Chemicals | 2ed2c28b-75c4-392c-8776-b68ec14684fa | 4061cba4-cb52-3ef2-85a6-55942ed24d37 | 20aadc24-a391-41cf-b340-3e4529f44bde | 93a60a56-a3c8-11da-a746-0800200b9a66
Nafenopin | 3771-19-5 | 3771195 | 3771195 | C20H22O3 |  | Mass | kg | emission | air | https://ofmpub.epa.gov/sor_internet/registry/substreg/searchandretrieve/substancesearch/search.do?details=displayDetails&selectedSubstanceId=77891 | 1 | Chemicals | 5ea25495-6482-35e5-bb8e-10e906add17f | 4061cba4-cb52-3ef2-85a6-55942ed24d37 | 20aadc24-a391-41cf-b340-3e4529f44bde | 93a60a56-a3c8-11da-a746-0800200b9a66
Pentachlorophenyl laurate | 3772-94-9 | 3772949 | 3772949 | C18H23Cl5O2 |  | Mass | kg | emission | air | https://ofmpub.epa.gov/sor_internet/registry/substreg/searchandretrieve/substancesearch/search.do?details=displayDetails&selectedSubstanceId=41032 | 1 | Chemicals | 5036fe3c-329c-3251-b148-5c3eb972856d | 4061cba4-cb52-3ef2-85a6-55942ed24d37 | 20aadc24-a391-41cf-b340-3e4529f44bde | 93a60a56-a3c8-11da-a746-0800200b9a66
Triphenyltin fluoride | 379-52-2 | 379522 | 379522 | C18H15FSn |  | Mass | kg | emission | air | https://ofmpub.epa.gov/sor_internet/registry/substreg/searchandretrieve/substancesearch/search.do?details=displayDetails&selectedSubstanceId=94194 | 1 | Chemicals | ae1fbf0c-bf16-3ea1-b34f-7aff40452cf4 | 4061cba4-cb52-3ef2-85a6-55942ed24d37 | 20aadc24-a391-41cf-b340-3e4529f44bde | 93a60a56-a3c8-11da-a746-0800200b9a66
2-Phosphono-1,2,4-butanetricarboxylic acid | 37971-36-1 | 37971361 | 37971361 | C7H11O9P |  | Mass | kg | emission | air | https://ofmpub.epa.gov/sor_internet/registry/substreg/searchandretrieve/substancesearch/search.do?details=displayDetails&selectedSubstanceId=54388 | 1 | Chemicals | 911a91de-8b80-317b-aafe-98608bb9fd9c | 4061cba4-cb52-3ef2-85a6-55942ed24d37 | 20aadc24-a391-41cf-b340-3e4529f44bde | 93a60a56-a3c8-11da-a746-0800200b9a66
Streptomycin sulfate | 3810-74-0 | 3810740 | 3810740 | C42H84N14O36S3 |  | Mass | kg | emission | air | https://ofmpub.epa.gov/sor_internet/registry/substreg/searchandretrieve/substancesearch/search.do?details=displayDetails&selectedSubstanceId=41011 | 1 | Chemicals | 117c53f3-ae05-3e7d-9997-1999127bc8f8 | 4061cba4-cb52-3ef2-85a6-55942ed24d37 | 20aadc24-a391-41cf-b340-3e4529f44bde | 93a60a56-a3c8-11da-a746-0800200b9a66
Dioxabenzofos | 3811-49-2 | 3811492 | 3811492 | C8H9O3PS |  | Mass | kg | emission | air | https://ofmpub.epa.gov/sor_internet/registry/substreg/searchandretrieve/substancesearch/search.do?details=displayDetails&selectedSubstanceId=81111 | 1 | Chemicals | bf54b472-6503-3187-8519-204a54921ed2 | 4061cba4-cb52-3ef2-85a6-55942ed24d37 | 20aadc24-a391-41cf-b340-3e4529f44bde | 93a60a56-a3c8-11da-a746-0800200b9a66
Etrimfos | 38260-54-7 | 38260547 | 38260547 | C10H17N2O4PS |  | Mass | kg | emission | air | https://ofmpub.epa.gov/sor_internet/registry/substreg/searchandretrieve/substancesearch/search.do?details=displayDetails&selectedSubstanceId=80935 | 1 | Chemicals | 7eed982e-b0d8-3dca-a447-cad2936b3767 | 4061cba4-cb52-3ef2-85a6-55942ed24d37 | 20aadc24-a391-41cf-b340-3e4529f44bde | 93a60a56-a3c8-11da-a746-0800200b9a66
Ethyl trifluoroacetate | 383-63-1 | 383631 | 383631 | C4H5F3O2 |  | Mass | kg | emission | air | https://ofmpub.epa.gov/sor_internet/registry/substreg/searchandretrieve/substancesearch/search.do?details=displayDetails&selectedSubstanceId=94161 | 1 | Chemicals | 36ddc943-f4b6-3fbd-b471-3202d7c2d5dc | 4061cba4-cb52-3ef2-85a6-55942ed24d37 | 20aadc24-a391-41cf-b340-3e4529f44bde | 93a60a56-a3c8-11da-a746-0800200b9a66
(E)-8-Dodecen-1-yl acetate | 38363-29-0 | 38363290 | 38363290 | C14H26O2 |  | Mass | kg | emission | air | https://ofmpub.epa.gov/sor_internet/registry/substreg/searchandretrieve/substancesearch/search.do?details=displayDetails&selectedSubstanceId=54155 | 1 | Chemicals | 2b0ac360-a592-37ff-9725-402aab9dbfb4 | 4061cba4-cb52-3ef2-85a6-55942ed24d37 | 20aadc24-a391-41cf-b340-3e4529f44bde | 93a60a56-a3c8-11da-a746-0800200b9a66
C.I. Acid Blue 9, disodium salt | 3844-45-9 | 3844459 | 3844459 | C37H34N2Na2O9S3 |  | Mass | kg | emission | air | https://ofmpub.epa.gov/sor_internet/registry/substreg/searchandretrieve/substancesearch/search.do?details=displayDetails&selectedSubstanceId=94158 | 1 | Chemicals | 45acc151-d036-3e1b-a68d-6dba9eef09ec | 4061cba4-cb52-3ef2-85a6-55942ed24d37 | 20aadc24-a391-41cf-b340-3e4529f44bde | 93a60a56-a3c8-11da-a746-0800200b9a66
2,3,4'-Trichlorobiphenyl | 38444-85-8 | 38444858 | 38444858 | C12H7Cl3 |  | Mass | kg | emission | air | https://ofmpub.epa.gov/sor_internet/registry/substreg/searchandretrieve/substancesearch/search.do?details=displayDetails&selectedSubstanceId=82887 | 1 | Chemicals | 38b145f2-0522-36cb-97b6-54bb6e7dc267 | 4061cba4-cb52-3ef2-85a6-55942ed24d37 | 20aadc24-a391-41cf-b340-3e4529f44bde | 93a60a56-a3c8-11da-a746-0800200b9a66
2,6-Difluorobenzoic acid | 385-00-2 | 385002 | 385002 | C7H4F2O2 |  | Mass | kg | emission | air | https://ofmpub.epa.gov/sor_internet/registry/substreg/searchandretrieve/substancesearch/search.do?details=displayDetails&selectedSubstanceId=98137 | 1 | Chemicals | 055c197e-0694-3f12-a120-9bcce0b21bb9 | 4061cba4-cb52-3ef2-85a6-55942ed24d37 | 20aadc24-a391-41cf-b340-3e4529f44bde | 93a60a56-a3c8-11da-a746-0800200b9a66
Diisopropylnaphthalene | 38640-62-9 | 38640629 | 38640629 | - |  | Mass | kg | emission | air | https://ofmpub.epa.gov/sor_internet/registry/substreg/searchandretrieve/substancesearch/search.do?details=displayDetails&selectedSubstanceId=53936 | 1 | Chemicals | 31e4f8b9-4b06-3df5-bd13-ead6dde6914b | 4061cba4-cb52-3ef2-85a6-55942ed24d37 | 20aadc24-a391-41cf-b340-3e4529f44bde | 93a60a56-a3c8-11da-a746-0800200b9a66
Glyphosate isopropylamine salt | 38641-94-0 | 38641940 | 38641940 | C6H17N2O5P |  | Mass | kg | emission | air | https://ofmpub.epa.gov/sor_internet/registry/substreg/searchandretrieve/substancesearch/search.do?details=displayDetails&selectedSubstanceId=53933 | 1 | Chemicals | 4fea6b49-2553-35f2-8fcb-6d4e13700027 | 4061cba4-cb52-3ef2-85a6-55942ed24d37 | 20aadc24-a391-41cf-b340-3e4529f44bde | 93a60a56-a3c8-11da-a746-0800200b9a66
Fuberidazole | 3878-19-1 | 3878191 | 3878191 | C11H8N2O |  | Mass | kg | emission | air | https://ofmpub.epa.gov/sor_internet/registry/substreg/searchandretrieve/substancesearch/search.do?details=displayDetails&selectedSubstanceId=40826 | 1 | Chemicals | f9249b39-0786-3b48-84c9-422f69ce4e67 | 4061cba4-cb52-3ef2-85a6-55942ed24d37 | 20aadc24-a391-41cf-b340-3e4529f44bde | 93a60a56-a3c8-11da-a746-0800200b9a66
Nalidixic acid | 389-08-2 | 389082 | 389082 | C12H12N2O3 |  | Mass | kg | emission | air | https://ofmpub.epa.gov/sor_internet/registry/substreg/searchandretrieve/substancesearch/search.do?details=displayDetails&selectedSubstanceId=78026 | 1 | Chemicals | 0c1ce3c8-9902-3760-93af-c2de0b04a28b | 4061cba4-cb52-3ef2-85a6-55942ed24d37 | 20aadc24-a391-41cf-b340-3e4529f44bde | 93a60a56-a3c8-11da-a746-0800200b9a66
Fosetyl-Al | 39148-24-8 | 39148248 | 39148248 | C6H18AlO9P3 |  | Mass | kg | emission | air | https://ofmpub.epa.gov/sor_internet/registry/substreg/searchandretrieve/substancesearch/search.do?details=displayDetails&selectedSubstanceId=53514 | 1 | Chemicals | 41c79189-76f0-3bc2-9d2c-97bd9eb2d136 | 4061cba4-cb52-3ef2-85a6-55942ed24d37 | 20aadc24-a391-41cf-b340-3e4529f44bde | 93a60a56-a3c8-11da-a746-0800200b9a66
2,4-Diaminoanisole sulfate | 39156-41-7 | 39156417 | 39156417 | C7H12N2O5S |  | Mass | kg | emission | air | https://ofmpub.epa.gov/sor_internet/registry/substreg/searchandretrieve/substancesearch/search.do?details=displayDetails&selectedSubstanceId=53513 | 1 | Chemicals | 95293f99-c938-3c09-bfd1-348665c28598 | 4061cba4-cb52-3ef2-85a6-55942ed24d37 | 20aadc24-a391-41cf-b340-3e4529f44bde | 93a60a56-a3c8-11da-a746-0800200b9a66
Thiofanox | 39196-18-4 | 39196184 | 39196184 | C9H18N2O2S |  | Mass | kg | emission | air | https://ofmpub.epa.gov/sor_internet/registry/substreg/searchandretrieve/substancesearch/search.do?details=displayDetails&selectedSubstanceId=94102 | 1 | Chemicals | 4a703dba-ab25-34b0-9684-fe3b104ec1d1 | 4061cba4-cb52-3ef2-85a6-55942ed24d37 | 20aadc24-a391-41cf-b340-3e4529f44bde | 93a60a56-a3c8-11da-a746-0800200b9a66
Sodium chloroacetate | 3926-62-3 | 3926623 | 3926623 | C2H2ClNaO2 |  | Mass | kg | emission | air | https://ofmpub.epa.gov/sor_internet/registry/substreg/searchandretrieve/substancesearch/search.do?details=displayDetails&selectedSubstanceId=40793 | 1 | Chemicals | 75337402-99f9-3f06-ae97-fad23055e296 | 4061cba4-cb52-3ef2-85a6-55942ed24d37 | 20aadc24-a391-41cf-b340-3e4529f44bde | 93a60a56-a3c8-11da-a746-0800200b9a66
Dinocap | 39300-45-3 | 39300453 | 39300453 | - |  | Mass | kg | emission | air | https://ofmpub.epa.gov/sor_internet/registry/substreg/searchandretrieve/substancesearch/search.do?details=displayDetails&selectedSubstanceId=53484 | 1 | Chemicals | cc6d5f37-4441-3e3f-9003-1c216a157f4e | 4061cba4-cb52-3ef2-85a6-55942ed24d37 | 20aadc24-a391-41cf-b340-3e4529f44bde | 93a60a56-a3c8-11da-a746-0800200b9a66
Carbamic acid, methyl-, 2-chlorophenyl ester | 3942-54-9 | 3942549 | 3942549 | C8H8ClNO2 |  | Mass | kg | emission | air | https://ofmpub.epa.gov/sor_internet/registry/substreg/searchandretrieve/substancesearch/search.do?details=displayDetails&selectedSubstanceId=40788 | 1 | Chemicals | f003742a-83b2-3379-b405-676684b5e914 | 4061cba4-cb52-3ef2-85a6-55942ed24d37 | 20aadc24-a391-41cf-b340-3e4529f44bde | 93a60a56-a3c8-11da-a746-0800200b9a66
Cyphenothrin | 39515-40-7 | 39515407 | 39515407 | C24H25NO3 |  | Mass | kg | emission | air | https://ofmpub.epa.gov/sor_internet/registry/substreg/searchandretrieve/substancesearch/search.do?details=displayDetails&selectedSubstanceId=53081 | 1 | Chemicals | 5029ff11-c718-32f7-ad98-54d572d0a19a | 4061cba4-cb52-3ef2-85a6-55942ed24d37 | 20aadc24-a391-41cf-b340-3e4529f44bde | 93a60a56-a3c8-11da-a746-0800200b9a66
Fenpropathrin | 39515-41-8 | 39515418 | 39515418 | C22H23NO3 |  | Mass | kg | emission | air | https://ofmpub.epa.gov/sor_internet/registry/substreg/searchandretrieve/substancesearch/search.do?details=displayDetails&selectedSubstanceId=53080 | 1 | Chemicals | 85e66f10-0965-3163-bede-05fa85bd65d3 | 4061cba4-cb52-3ef2-85a6-55942ed24d37 | 20aadc24-a391-41cf-b340-3e4529f44bde | 93a60a56-a3c8-11da-a746-0800200b9a66
Triamterene | 396-01-0 | 396010 | 396010 | C12H11N7 |  | Mass | kg | emission | air | https://ofmpub.epa.gov/sor_internet/registry/substreg/searchandretrieve/substancesearch/search.do?details=displayDetails&selectedSubstanceId=94075 | 1 | Chemicals | 23d07fcf-6dbb-352f-b7b0-fa963fb96d6f | 4061cba4-cb52-3ef2-85a6-55942ed24d37 | 20aadc24-a391-41cf-b340-3e4529f44bde | 93a60a56-a3c8-11da-a746-0800200b9a66
trans-Nonachlor | 39765-80-5 | 39765805 | 39765805 | C10H5Cl9 |  | Mass | kg | emission | air | https://ofmpub.epa.gov/sor_internet/registry/substreg/searchandretrieve/substancesearch/search.do?details=displayDetails&selectedSubstanceId=52871 | 1 | Chemicals | d8696f7c-931b-39e8-8fb8-d2bb0b93c0d2 | 4061cba4-cb52-3ef2-85a6-55942ed24d37 | 20aadc24-a391-41cf-b340-3e4529f44bde | 93a60a56-a3c8-11da-a746-0800200b9a66
Photomirex | 39801-14-4 | 39801144 | 39801144 | C10HCl11 |  | Mass | kg | emission | air | https://ofmpub.epa.gov/sor_internet/registry/substreg/searchandretrieve/substancesearch/search.do?details=displayDetails&selectedSubstanceId=82775 | 1 | Chemicals | 8198a0d0-5976-3a2e-a014-5474cd15585f | 4061cba4-cb52-3ef2-85a6-55942ed24d37 | 20aadc24-a391-41cf-b340-3e4529f44bde | 93a60a56-a3c8-11da-a746-0800200b9a66
1,2,3,7,8-Pentachlorodibenzo-p-dioxin | 40321-76-4 | 40321764 | 40321764 | C12H3Cl5O2 |  | Mass | kg | emission | air | https://ofmpub.epa.gov/sor_internet/registry/substreg/searchandretrieve/substancesearch/search.do?details=displayDetails&selectedSubstanceId=82582 | 1 | Chemicals | 46ad6abc-1939-3dde-af5c-d46df2d5ad9b | 4061cba4-cb52-3ef2-85a6-55942ed24d37 | 20aadc24-a391-41cf-b340-3e4529f44bde | 93a60a56-a3c8-11da-a746-0800200b9a66
Bitoscanate | 4044-65-9 | 4044659 | 4044659 | C8H4N2S2 |  | Mass | kg | emission | air | https://ofmpub.epa.gov/sor_internet/registry/substreg/searchandretrieve/substancesearch/search.do?details=displayDetails&selectedSubstanceId=40581 | 1 | Chemicals | b84917d1-990b-3e8e-85ee-584a2969eacd | 4061cba4-cb52-3ef2-85a6-55942ed24d37 | 20aadc24-a391-41cf-b340-3e4529f44bde | 93a60a56-a3c8-11da-a746-0800200b9a66
Capsaicin | 404-86-4 | 404864 | 404864 | C18H27NO3 |  | Mass | kg | emission | air | https://ofmpub.epa.gov/sor_internet/registry/substreg/searchandretrieve/substancesearch/search.do?details=displayDetails&selectedSubstanceId=45991 | 1 | Chemicals | be3ac7c3-c48c-3688-a617-b97a4d17b878 | 4061cba4-cb52-3ef2-85a6-55942ed24d37 | 20aadc24-a391-41cf-b340-3e4529f44bde | 93a60a56-a3c8-11da-a746-0800200b9a66
Pendimethalin | 40487-42-1 | 40487421 | 40487421 | C13H19N3O4 |  | Mass | kg | emission | air | https://ofmpub.epa.gov/sor_internet/registry/substreg/searchandretrieve/substancesearch/search.do?details=displayDetails&selectedSubstanceId=52605 | 1 | Chemicals | 3adcaf76-70e0-3aa3-87c2-097e42943ed5 | 4061cba4-cb52-3ef2-85a6-55942ed24d37 | 20aadc24-a391-41cf-b340-3e4529f44bde | 93a60a56-a3c8-11da-a746-0800200b9a66
Methoprene | 40596-69-8 | 40596698 | 40596698 | C19H34O3 |  | Mass | kg | emission | air | https://ofmpub.epa.gov/sor_internet/registry/substreg/searchandretrieve/substancesearch/search.do?details=displayDetails&selectedSubstanceId=55853 | 1 | Chemicals | 0a8e3de7-0602-3d98-96c4-c8a98ba2c6dc | 4061cba4-cb52-3ef2-85a6-55942ed24d37 | 20aadc24-a391-41cf-b340-3e4529f44bde | 93a60a56-a3c8-11da-a746-0800200b9a66
(Z)-8-Dodecen-1-ol | 40642-40-8 | 40642408 | 40642408 | C12H24O |  | Mass | kg | emission | air | https://ofmpub.epa.gov/sor_internet/registry/substreg/searchandretrieve/substancesearch/search.do?details=displayDetails&selectedSubstanceId=55846 | 1 | Chemicals | 2bd190b2-c8ae-31f3-b297-6d74c45c7763 | 4061cba4-cb52-3ef2-85a6-55942ed24d37 | 20aadc24-a391-41cf-b340-3e4529f44bde | 93a60a56-a3c8-11da-a746-0800200b9a66
Acetamide, N-[1,1'-biphenyl]-4-yl- | 4075-79-0 | 4075790 | 4075790 | C14H13NO |  | Mass | kg | emission | air | https://ofmpub.epa.gov/sor_internet/registry/substreg/searchandretrieve/substancesearch/search.do?details=displayDetails&selectedSubstanceId=40411 | 1 | Chemicals | 30c5f914-3614-32b7-a343-3939552400c3 | 4061cba4-cb52-3ef2-85a6-55942ed24d37 | 20aadc24-a391-41cf-b340-3e4529f44bde | 93a60a56-a3c8-11da-a746-0800200b9a66
Calcium propionate | 4075-81-4 | 4075814 | 4075814 | C6H10CaO4 |  | Mass | kg | emission | air | https://ofmpub.epa.gov/sor_internet/registry/substreg/searchandretrieve/substancesearch/search.do?details=displayDetails&selectedSubstanceId=40410 | 1 | Chemicals | fbc1c097-6575-31b7-8ae5-95c4b13a4b76 | 4061cba4-cb52-3ef2-85a6-55942ed24d37 | 20aadc24-a391-41cf-b340-3e4529f44bde | 93a60a56-a3c8-11da-a746-0800200b9a66
1-(3-Chloroallyl)-3,5,7-Triaza-1-azoniaadamantane chloride | 4080-31-3 | 4080313 | 4080313 | C9H16Cl2N4 |  | Mass | kg | emission | air | https://ofmpub.epa.gov/sor_internet/registry/substreg/searchandretrieve/substancesearch/search.do?details=displayDetails&selectedSubstanceId=93988 | 1 | Chemicals | c9501d7c-11b6-3166-9e88-257a142af97f | 4061cba4-cb52-3ef2-85a6-55942ed24d37 | 20aadc24-a391-41cf-b340-3e4529f44bde | 93a60a56-a3c8-11da-a746-0800200b9a66
Isophorone diisocyanate | 4098-71-9 | 4098719 | 4098719 | C12H18N2O2 |  | Mass | kg | emission | air | https://ofmpub.epa.gov/sor_internet/registry/substreg/searchandretrieve/substancesearch/search.do?details=displayDetails&selectedSubstanceId=40391 | 1 | Chemicals | 0949ee92-109f-3747-b36e-0c7db8fc9854 | 4061cba4-cb52-3ef2-85a6-55942ed24d37 | 20aadc24-a391-41cf-b340-3e4529f44bde | 93a60a56-a3c8-11da-a746-0800200b9a66
Phosacetim | 4104-14-7 | 4104147 | 4104147 | C14H13Cl2N2O2PS |  | Mass | kg | emission | air | https://ofmpub.epa.gov/sor_internet/registry/substreg/searchandretrieve/substancesearch/search.do?details=displayDetails&selectedSubstanceId=40388 | 1 | Chemicals | 030768b9-cd36-319a-ab1b-e55ff1b11b38 | 4061cba4-cb52-3ef2-85a6-55942ed24d37 | 20aadc24-a391-41cf-b340-3e4529f44bde | 93a60a56-a3c8-11da-a746-0800200b9a66
Azocyclotin | 41083-11-8 | 41083118 | 41083118 | C20H35N3Sn |  | Mass | kg | emission | air | https://ofmpub.epa.gov/sor_internet/registry/substreg/searchandretrieve/substancesearch/search.do?details=displayDetails&selectedSubstanceId=82772 | 1 | Chemicals | 4c94a43f-7002-3ca5-91cb-8e19243492c6 | 4061cba4-cb52-3ef2-85a6-55942ed24d37 | 20aadc24-a391-41cf-b340-3e4529f44bde | 93a60a56-a3c8-11da-a746-0800200b9a66
Profenofos | 41198-08-7 | 41198087 | 41198087 | C11H15BrClO3PS |  | Mass | kg | emission | air | https://ofmpub.epa.gov/sor_internet/registry/substreg/searchandretrieve/substancesearch/search.do?details=displayDetails&selectedSubstanceId=54948 | 1 | Chemicals | 14dfa186-5270-3244-b651-be84af76a5af | 4061cba4-cb52-3ef2-85a6-55942ed24d37 | 20aadc24-a391-41cf-b340-3e4529f44bde | 93a60a56-a3c8-11da-a746-0800200b9a66
Metamitron | 41394-05-2 | 41394052 | 41394052 | C10H10N4O |  | Mass | kg | emission | air | https://ofmpub.epa.gov/sor_internet/registry/substreg/searchandretrieve/substancesearch/search.do?details=displayDetails&selectedSubstanceId=93943 | 1 | Chemicals | c0548dcc-0520-3be1-b535-388290babeac | 4061cba4-cb52-3ef2-85a6-55942ed24d37 | 20aadc24-a391-41cf-b340-3e4529f44bde | 93a60a56-a3c8-11da-a746-0800200b9a66
Bupirimate | 41483-43-6 | 41483436 | 41483436 | C13H24N4O3S |  | Mass | kg | emission | air | https://ofmpub.epa.gov/sor_internet/registry/substreg/searchandretrieve/substancesearch/search.do?details=displayDetails&selectedSubstanceId=93928 | 1 | Chemicals | 63e7f3f7-c5cd-3884-866f-b1cfb56328d5 | 4061cba4-cb52-3ef2-85a6-55942ed24d37 | 20aadc24-a391-41cf-b340-3e4529f44bde | 93a60a56-a3c8-11da-a746-0800200b9a66
Crotonaldehyde | 4170-30-3 | 4170303 | 4170303 | C4H6O |  | Mass | kg | emission | air | https://ofmpub.epa.gov/sor_internet/registry/substreg/searchandretrieve/substancesearch/search.do?details=displayDetails&selectedSubstanceId=40185 | 1 | Chemicals | 12d051a8-9ce9-3991-8b9e-1799103b23db | 4061cba4-cb52-3ef2-85a6-55942ed24d37 | 20aadc24-a391-41cf-b340-3e4529f44bde | 93a60a56-a3c8-11da-a746-0800200b9a66
Tricyclazole | 41814-78-2 | 41814782 | 41814782 | C9H7N3S |  | Mass | kg | emission | air | https://ofmpub.epa.gov/sor_internet/registry/substreg/searchandretrieve/substancesearch/search.do?details=displayDetails&selectedSubstanceId=54319 | 1 | Chemicals | 4a4470be-e083-3ca6-b36c-391c0284a998 | 4061cba4-cb52-3ef2-85a6-55942ed24d37 | 20aadc24-a391-41cf-b340-3e4529f44bde | 93a60a56-a3c8-11da-a746-0800200b9a66
Cyanamide | 420-04-2 | 420042 | 420042 | CH2N2 |  | Mass | kg | emission | air | https://ofmpub.epa.gov/sor_internet/registry/substreg/searchandretrieve/substancesearch/search.do?details=displayDetails&selectedSubstanceId=45985 | 1 | Chemicals | 961ec95a-c4ba-3fc1-b28d-1d73de64d838 | 4061cba4-cb52-3ef2-85a6-55942ed24d37 | 20aadc24-a391-41cf-b340-3e4529f44bde | 93a60a56-a3c8-11da-a746-0800200b9a66
Heptadecylamine | 4200-95-7 | 4200957 | 4200957 | C17H37N |  | Mass | kg | emission | air | https://ofmpub.epa.gov/sor_internet/registry/substreg/searchandretrieve/substancesearch/search.do?details=displayDetails&selectedSubstanceId=93884 | 1 | Chemicals | 8ac037e0-f085-34b5-8822-c757ed38f298 | 4061cba4-cb52-3ef2-85a6-55942ed24d37 | 20aadc24-a391-41cf-b340-3e4529f44bde | 93a60a56-a3c8-11da-a746-0800200b9a66
2-Pyridinamine, 5-nitro- | 4214-76-0 | 4214760 | 4214760 | C5H5N3O2 |  | Mass | kg | emission | air | https://ofmpub.epa.gov/sor_internet/registry/substreg/searchandretrieve/substancesearch/search.do?details=displayDetails&selectedSubstanceId=93869 | 1 | Chemicals | ff61ebb9-b8fb-3aa0-9939-d07b03d6706c | 4061cba4-cb52-3ef2-85a6-55942ed24d37 | 20aadc24-a391-41cf-b340-3e4529f44bde | 93a60a56-a3c8-11da-a746-0800200b9a66
Bifenox | 42576-02-3 | 42576023 | 42576023 | C14H9Cl2NO5 |  | Mass | kg | emission | air | https://ofmpub.epa.gov/sor_internet/registry/substreg/searchandretrieve/substancesearch/search.do?details=displayDetails&selectedSubstanceId=53889 | 1 | Chemicals | 8c79e0f1-ce06-3927-91ea-43bd3e300645 | 4061cba4-cb52-3ef2-85a6-55942ed24d37 | 20aadc24-a391-41cf-b340-3e4529f44bde | 93a60a56-a3c8-11da-a746-0800200b9a66
Zinc, bis[O,O-bis(2-ethylhexyl) phosphorodithioato-.kappa.S,.kappa.S']-, (T-4)- | 4259-15-8 | 4259158 | 4259158 | C32H68O4P2S4Zn |  | Mass | kg | emission | air | https://ofmpub.epa.gov/sor_internet/registry/substreg/searchandretrieve/substancesearch/search.do?details=displayDetails&selectedSubstanceId=39965 | 1 | Chemicals | 0f42840f-63d7-3c7d-a158-603ebb52fc8b | 4061cba4-cb52-3ef2-85a6-55942ed24d37 | 20aadc24-a391-41cf-b340-3e4529f44bde | 93a60a56-a3c8-11da-a746-0800200b9a66
Oxyfluorfen | 42874-03-3 | 42874033 | 42874033 | C15H11ClF3NO4 |  | Mass | kg | emission | air | https://ofmpub.epa.gov/sor_internet/registry/substreg/searchandretrieve/substancesearch/search.do?details=displayDetails&selectedSubstanceId=93815 | 1 | Chemicals | b1e19ac5-ab5f-3c02-be40-02971ba7c72c | 4061cba4-cb52-3ef2-85a6-55942ed24d37 | 20aadc24-a391-41cf-b340-3e4529f44bde | 93a60a56-a3c8-11da-a746-0800200b9a66
Fluenetil | 4301-50-2 | 4301502 | 4301502 | C16H15FO2 |  | Mass | kg | emission | air | https://ofmpub.epa.gov/sor_internet/registry/substreg/searchandretrieve/substancesearch/search.do?details=displayDetails&selectedSubstanceId=93797 | 1 | Chemicals | 8fab76c3-aaa4-37dd-bc18-4e521141a215 | 4061cba4-cb52-3ef2-85a6-55942ed24d37 | 20aadc24-a391-41cf-b340-3e4529f44bde | 93a60a56-a3c8-11da-a746-0800200b9a66
Triadimefon | 43121-43-3 | 43121433 | 43121433 | C14H16ClN3O2 |  | Mass | kg | emission | air | https://ofmpub.epa.gov/sor_internet/registry/substreg/searchandretrieve/substancesearch/search.do?details=displayDetails&selectedSubstanceId=53469 | 1 | Chemicals | d6c1fa52-b7ca-31c8-94b7-7ba7bdfe3e49 | 4061cba4-cb52-3ef2-85a6-55942ed24d37 | 20aadc24-a391-41cf-b340-3e4529f44bde | 93a60a56-a3c8-11da-a746-0800200b9a66
Difenzoquat methyl sulfate | 43222-48-6 | 43222486 | 43222486 | C18H20N2O4S |  | Mass | kg | emission | air | https://ofmpub.epa.gov/sor_internet/registry/substreg/searchandretrieve/substancesearch/search.do?details=displayDetails&selectedSubstanceId=53456 | 1 | Chemicals | 60713ede-feab-3dac-9842-f5fea9917d4d | 4061cba4-cb52-3ef2-85a6-55942ed24d37 | 20aadc24-a391-41cf-b340-3e4529f44bde | 93a60a56-a3c8-11da-a746-0800200b9a66
Oxymetholone | 434-07-1 | 434071 | 434071 | C21H32O3 |  | Mass | kg | emission | air | https://ofmpub.epa.gov/sor_internet/registry/substreg/searchandretrieve/substancesearch/search.do?details=displayDetails&selectedSubstanceId=78025 | 1 | Chemicals | 12c8febc-f7a0-34fd-b0f5-e6f59534db9e | 4061cba4-cb52-3ef2-85a6-55942ed24d37 | 20aadc24-a391-41cf-b340-3e4529f44bde | 93a60a56-a3c8-11da-a746-0800200b9a66
Tributyltin benzoate | 4342-36-3 | 4342363 | 4342363 | C19H32O2Sn |  | Mass | kg | emission | air | https://ofmpub.epa.gov/sor_internet/registry/substreg/searchandretrieve/substancesearch/search.do?details=displayDetails&selectedSubstanceId=39755 | 1 | Chemicals | 8fc9c49c-5db0-3aff-9e75-d5228067e48a | 4061cba4-cb52-3ef2-85a6-55942ed24d37 | 20aadc24-a391-41cf-b340-3e4529f44bde | 93a60a56-a3c8-11da-a746-0800200b9a66
Decafluorobiphenyl | 434-90-2 | 434902 | 434902 | C12F10 |  | Mass | kg | emission | air | https://ofmpub.epa.gov/sor_internet/registry/substreg/searchandretrieve/substancesearch/search.do?details=displayDetails&selectedSubstanceId=86998 | 1 | Chemicals | 314f3215-6ed8-32d6-9d90-b57239e30558 | 4061cba4-cb52-3ef2-85a6-55942ed24d37 | 20aadc24-a391-41cf-b340-3e4529f44bde | 93a60a56-a3c8-11da-a746-0800200b9a66
C.I. Acid Green 25 | 4403-90-1 | 4403901 | 4403901 | C28H20N2Na2O8S2 |  | Mass | kg | emission | air | https://ofmpub.epa.gov/sor_internet/registry/substreg/searchandretrieve/substancesearch/search.do?details=displayDetails&selectedSubstanceId=42660 | 1 | Chemicals | df32865b-b7d6-310a-91c8-14338450edec | 4061cba4-cb52-3ef2-85a6-55942ed24d37 | 20aadc24-a391-41cf-b340-3e4529f44bde | 93a60a56-a3c8-11da-a746-0800200b9a66
Metronidazole | 443-48-1 | 443481 | 443481 | C6H9N3O3 |  | Mass | kg | emission | air | https://ofmpub.epa.gov/sor_internet/registry/substreg/searchandretrieve/substancesearch/search.do?details=displayDetails&selectedSubstanceId=45937 | 1 | Chemicals | 2c75acdb-ee0b-3059-978f-e629bad96642 | 4061cba4-cb52-3ef2-85a6-55942ed24d37 | 20aadc24-a391-41cf-b340-3e4529f44bde | 93a60a56-a3c8-11da-a746-0800200b9a66
N-Methyldioctylamine | 4455-26-9 | 4455269 | 4455269 | C17H37N |  | Mass | kg | emission | air | https://ofmpub.epa.gov/sor_internet/registry/substreg/searchandretrieve/substancesearch/search.do?details=displayDetails&selectedSubstanceId=93724 | 1 | Chemicals | 0a1acda4-4aad-3a46-a5b9-16f048572f6c | 4061cba4-cb52-3ef2-85a6-55942ed24d37 | 20aadc24-a391-41cf-b340-3e4529f44bde | 93a60a56-a3c8-11da-a746-0800200b9a66
Azathioprine | 446-86-6 | 446866 | 446866 | C9H7N7O2S |  | Mass | kg | emission | air | https://ofmpub.epa.gov/sor_internet/registry/substreg/searchandretrieve/substancesearch/search.do?details=displayDetails&selectedSubstanceId=78022 | 1 | Chemicals | 7d296b3d-57f3-37a5-97ee-c651e544e439 | 4061cba4-cb52-3ef2-85a6-55942ed24d37 | 20aadc24-a391-41cf-b340-3e4529f44bde | 93a60a56-a3c8-11da-a746-0800200b9a66
C.I. Food Red 1, disodium salt | 4548-53-2 | 4548532 | 4548532 | C18H14N2Na2O7S2 |  | Mass | kg | emission | air | https://ofmpub.epa.gov/sor_internet/registry/substreg/searchandretrieve/substancesearch/search.do?details=displayDetails&selectedSubstanceId=42548 | 1 | Chemicals | b2b31ead-ec9c-3ed2-89a0-b696ede8715f | 4061cba4-cb52-3ef2-85a6-55942ed24d37 | 20aadc24-a391-41cf-b340-3e4529f44bde | 93a60a56-a3c8-11da-a746-0800200b9a66
Benzaldehyde, 3-(trifluoromethyl)- | 454-89-7 | 454897 | 454897 | C8H5F3O |  | Mass | kg | emission | air | https://ofmpub.epa.gov/sor_internet/registry/substreg/searchandretrieve/substancesearch/search.do?details=displayDetails&selectedSubstanceId=45922 | 1 | Chemicals | 9471d4ec-44f7-35e6-a8c6-db99f2c39255 | 4061cba4-cb52-3ef2-85a6-55942ed24d37 | 20aadc24-a391-41cf-b340-3e4529f44bde | 93a60a56-a3c8-11da-a746-0800200b9a66
Curcumin | 458-37-7 | 458377 | 458377 | C21H20O6 |  | Mass | kg | emission | air | https://ofmpub.epa.gov/sor_internet/registry/substreg/searchandretrieve/substancesearch/search.do?details=displayDetails&selectedSubstanceId=45903 | 1 | Chemicals | 99b88ce5-74eb-3cda-9777-a53650be341d | 4061cba4-cb52-3ef2-85a6-55942ed24d37 | 20aadc24-a391-41cf-b340-3e4529f44bde | 93a60a56-a3c8-11da-a746-0800200b9a66
Fluorobenzene | 462-06-6 | 462066 | 462066 | C6H5F |  | Mass | kg | emission | air | https://ofmpub.epa.gov/sor_internet/registry/substreg/searchandretrieve/substancesearch/search.do?details=displayDetails&selectedSubstanceId=45885 | 1 | Chemicals | ba34101f-5dcc-3b8a-a7ae-42fbcf20fca3 | 4061cba4-cb52-3ef2-85a6-55942ed24d37 | 20aadc24-a391-41cf-b340-3e4529f44bde | 93a60a56-a3c8-11da-a746-0800200b9a66
3-Aminopyridine | 462-08-8 | 462088 | 462088 | C5H6N2 |  | Mass | kg | emission | air | https://ofmpub.epa.gov/sor_internet/registry/substreg/searchandretrieve/substancesearch/search.do?details=displayDetails&selectedSubstanceId=93653 | 1 | Chemicals | 68dd6e37-63c5-38ac-8e14-51d444f27bdf | 4061cba4-cb52-3ef2-85a6-55942ed24d37 | 20aadc24-a391-41cf-b340-3e4529f44bde | 93a60a56-a3c8-11da-a746-0800200b9a66
Thiocyanic acid | 463-56-9 | 463569 | 463569 | CHNS |  | Mass | kg | emission | air | https://ofmpub.epa.gov/sor_internet/registry/substreg/searchandretrieve/substancesearch/search.do?details=displayDetails&selectedSubstanceId=45879 | 1 | Chemicals | 6960a170-736f-308e-adcf-31a9bcd894d1 | 4061cba4-cb52-3ef2-85a6-55942ed24d37 | 20aadc24-a391-41cf-b340-3e4529f44bde | 93a60a56-a3c8-11da-a746-0800200b9a66
3,3-Dimethyl-2-butanol | 464-07-3 | 464073 | 464073 | C6H14O |  | Mass | kg | emission | air | https://ofmpub.epa.gov/sor_internet/registry/substreg/searchandretrieve/substancesearch/search.do?details=displayDetails&selectedSubstanceId=93648 | 1 | Chemicals | fe9ce450-d307-39f3-a17e-49cc93a3d96a | 4061cba4-cb52-3ef2-85a6-55942ed24d37 | 20aadc24-a391-41cf-b340-3e4529f44bde | 93a60a56-a3c8-11da-a746-0800200b9a66
(-)-Borneol | 464-45-9 | 464459 | 464459 | C10H18O |  | Mass | kg | emission | air | https://ofmpub.epa.gov/sor_internet/registry/substreg/searchandretrieve/substancesearch/search.do?details=displayDetails&selectedSubstanceId=45874 | 1 | Chemicals | 57c5e99d-1e42-3c41-afdf-6b8017f43232 | 4061cba4-cb52-3ef2-85a6-55942ed24d37 | 20aadc24-a391-41cf-b340-3e4529f44bde | 93a60a56-a3c8-11da-a746-0800200b9a66
D-Camphor | 464-49-3 | 464493 | 464493 | C10H16O |  | Mass | kg | emission | air | https://ofmpub.epa.gov/sor_internet/registry/substreg/searchandretrieve/substancesearch/search.do?details=displayDetails&selectedSubstanceId=45873 | 1 | Chemicals | 32e12e74-f789-316d-9e9a-bf0ba0bd8ef7 | 4061cba4-cb52-3ef2-85a6-55942ed24d37 | 20aadc24-a391-41cf-b340-3e4529f44bde | 93a60a56-a3c8-11da-a746-0800200b9a66
Isopropyl methacrylate | 4655-34-9 | 4655349 | 4655349 | C7H12O2 |  | Mass | kg | emission | air | https://ofmpub.epa.gov/sor_internet/registry/substreg/searchandretrieve/substancesearch/search.do?details=displayDetails&selectedSubstanceId=42497 | 1 | Chemicals | 9daac607-c545-380b-a378-1755278a1625 | 4061cba4-cb52-3ef2-85a6-55942ed24d37 | 20aadc24-a391-41cf-b340-3e4529f44bde | 93a60a56-a3c8-11da-a746-0800200b9a66
Isodrin | 465-73-6 | 465736 | 465736 | C12H8Cl6 |  | Mass | kg | emission | air | https://ofmpub.epa.gov/sor_internet/registry/substreg/searchandretrieve/substancesearch/search.do?details=displayDetails&selectedSubstanceId=90776 | 1 | Chemicals | 71ef791a-c9b6-33c0-a852-045247ee2e23 | 4061cba4-cb52-3ef2-85a6-55942ed24d37 | 20aadc24-a391-41cf-b340-3e4529f44bde | 93a60a56-a3c8-11da-a746-0800200b9a66
Aziprotryne | 4658-28-0 | 4658280 | 4658280 | C7H11N7S |  | Mass | kg | emission | air | https://ofmpub.epa.gov/sor_internet/registry/substreg/searchandretrieve/substancesearch/search.do?details=displayDetails&selectedSubstanceId=84099 | 1 | Chemicals | faaadf5b-e168-3805-b118-51cdf1952c57 | 4061cba4-cb52-3ef2-85a6-55942ed24d37 | 20aadc24-a391-41cf-b340-3e4529f44bde | 93a60a56-a3c8-11da-a746-0800200b9a66
C.I. Acid Green 3 | 4680-78-8 | 4680788 | 4680788 | C37H35N2NaO6S2 |  | Mass | kg | emission | air | https://ofmpub.epa.gov/sor_internet/registry/substreg/searchandretrieve/substancesearch/search.do?details=displayDetails&selectedSubstanceId=90770 | 1 | Chemicals | 44e71849-30fc-3178-a5e4-0bc0a8d097d3 | 4061cba4-cb52-3ef2-85a6-55942ed24d37 | 20aadc24-a391-41cf-b340-3e4529f44bde | 93a60a56-a3c8-11da-a746-0800200b9a66
6-Chloropicolinic acid | 4684-94-0 | 4684940 | 4684940 | C6H4ClNO2 |  | Mass | kg | emission | air | https://ofmpub.epa.gov/sor_internet/registry/substreg/searchandretrieve/substancesearch/search.do?details=displayDetails&selectedSubstanceId=77515 | 1 | Chemicals | d5f50ec5-eb2b-3ecc-9666-7f23d4efa6fa | 4061cba4-cb52-3ef2-85a6-55942ed24d37 | 20aadc24-a391-41cf-b340-3e4529f44bde | 93a60a56-a3c8-11da-a746-0800200b9a66
Paraquat | 4685-14-7 | 4685147 | 4685147 | C12H14N2 |  | Mass | kg | emission | air | https://ofmpub.epa.gov/sor_internet/registry/substreg/searchandretrieve/substancesearch/search.do?details=displayDetails&selectedSubstanceId=42487 | 1 | Chemicals | c18d3cd9-0cae-35af-87a3-82b29aeecc54 | 4061cba4-cb52-3ef2-85a6-55942ed24d37 | 20aadc24-a391-41cf-b340-3e4529f44bde | 93a60a56-a3c8-11da-a746-0800200b9a66
Eucalyptol | 470-82-6 | 470826 | 470826 | C10H18O |  | Mass | kg | emission | air | https://ofmpub.epa.gov/sor_internet/registry/substreg/searchandretrieve/substancesearch/search.do?details=displayDetails&selectedSubstanceId=45867 | 1 | Chemicals | 01137101-8c8a-3a17-a453-d2fc16d5380a | 4061cba4-cb52-3ef2-85a6-55942ed24d37 | 20aadc24-a391-41cf-b340-3e4529f44bde | 93a60a56-a3c8-11da-a746-0800200b9a66
Chlorfenvinphos | 470-90-6 | 470906 | 470906 | C12H14Cl3O4P |  | Mass | kg | emission | air | https://ofmpub.epa.gov/sor_internet/registry/substreg/searchandretrieve/substancesearch/search.do?details=displayDetails&selectedSubstanceId=90755 | 1 | Chemicals | 9b0b56a9-8ff8-3962-a2fd-6816e3ea3d02 | 4061cba4-cb52-3ef2-85a6-55942ed24d37 | 20aadc24-a391-41cf-b340-3e4529f44bde | 93a60a56-a3c8-11da-a746-0800200b9a66
2-Propynoic acid | 471-25-0 | 471250 | 471250 | C3H2O2 |  | Mass | kg | emission | air | https://ofmpub.epa.gov/sor_internet/registry/substreg/searchandretrieve/substancesearch/search.do?details=displayDetails&selectedSubstanceId=45864 | 1 | Chemicals | 8cdd8bf6-4500-3816-985d-f62936575618 | 4061cba4-cb52-3ef2-85a6-55942ed24d37 | 20aadc24-a391-41cf-b340-3e4529f44bde | 93a60a56-a3c8-11da-a746-0800200b9a66
Nitralin | 4726-14-1 | 4726141 | 4726141 | C13H19N3O6S |  | Mass | kg | emission | air | https://ofmpub.epa.gov/sor_internet/registry/substreg/searchandretrieve/substancesearch/search.do?details=displayDetails&selectedSubstanceId=90747 | 1 | Chemicals | a9148a11-3114-3205-a1a7-8ed70a5ac826 | 4061cba4-cb52-3ef2-85a6-55942ed24d37 | 20aadc24-a391-41cf-b340-3e4529f44bde | 93a60a56-a3c8-11da-a746-0800200b9a66
Pinane | 473-55-2 | 473552 | 473552 | C10H18 |  | Mass | kg | emission | air | https://ofmpub.epa.gov/sor_internet/registry/substreg/searchandretrieve/substancesearch/search.do?details=displayDetails&selectedSubstanceId=45852 | 1 | Chemicals | a33e2545-2148-38fe-b176-f6d530f2a0c4 | 4061cba4-cb52-3ef2-85a6-55942ed24d37 | 20aadc24-a391-41cf-b340-3e4529f44bde | 93a60a56-a3c8-11da-a746-0800200b9a66
Longifolene | 475-20-7 | 475207 | 475207 | C15H24 |  | Mass | kg | emission | air | https://ofmpub.epa.gov/sor_internet/registry/substreg/searchandretrieve/substancesearch/search.do?details=displayDetails&selectedSubstanceId=45849 | 1 | Chemicals | 3b5a2196-0700-396c-b812-7493e25adaf5 | 4061cba4-cb52-3ef2-85a6-55942ed24d37 | 20aadc24-a391-41cf-b340-3e4529f44bde | 93a60a56-a3c8-11da-a746-0800200b9a66
1,8-Naphthalenediamine | 479-27-6 | 479276 | 479276 | C10H10N2 |  | Mass | kg | emission | air | https://ofmpub.epa.gov/sor_internet/registry/substreg/searchandretrieve/substancesearch/search.do?details=displayDetails&selectedSubstanceId=90586 | 1 | Chemicals | 2fa62d95-a6b9-394e-ae7b-d1b6ccaeb85c | 4061cba4-cb52-3ef2-85a6-55942ed24d37 | 20aadc24-a391-41cf-b340-3e4529f44bde | 93a60a56-a3c8-11da-a746-0800200b9a66
1-Hexen-3-ol | 4798-44-1 | 4798441 | 4798441 | C6H12O |  | Mass | kg | emission | air | https://ofmpub.epa.gov/sor_internet/registry/substreg/searchandretrieve/substancesearch/search.do?details=displayDetails&selectedSubstanceId=42421 | 1 | Chemicals | 70a55809-a0ec-3814-836c-ac369b763fd4 | 4061cba4-cb52-3ef2-85a6-55942ed24d37 | 20aadc24-a391-41cf-b340-3e4529f44bde | 93a60a56-a3c8-11da-a746-0800200b9a66
Retrorsine | 480-54-6 | 480546 | 480546 | C18H25NO6 |  | Mass | kg | emission | air | https://ofmpub.epa.gov/sor_internet/registry/substreg/searchandretrieve/substancesearch/search.do?details=displayDetails&selectedSubstanceId=78355 | 1 | Chemicals | 0411d52e-ffc1-3fa7-bf0c-59e6ed5d2ff9 | 4061cba4-cb52-3ef2-85a6-55942ed24d37 | 20aadc24-a391-41cf-b340-3e4529f44bde | 93a60a56-a3c8-11da-a746-0800200b9a66
Bromophos-ethyl | 4824-78-6 | 4824786 | 4824786 | C10H12BrCl2O3PS |  | Mass | kg | emission | air | https://ofmpub.epa.gov/sor_internet/registry/substreg/searchandretrieve/substancesearch/search.do?details=displayDetails&selectedSubstanceId=90567 | 1 | Chemicals | 135de8bf-f9a3-3a38-96e3-0d59ad30967c | 4061cba4-cb52-3ef2-85a6-55942ed24d37 | 20aadc24-a391-41cf-b340-3e4529f44bde | 93a60a56-a3c8-11da-a746-0800200b9a66
C.I. Vat Blue 1 | 482-89-3 | 482893 | 482893 | C16H10N2O2 |  | Mass | kg | emission | air | https://ofmpub.epa.gov/sor_internet/registry/substreg/searchandretrieve/substancesearch/search.do?details=displayDetails&selectedSubstanceId=90564 | 1 | Chemicals | b34a5e17-057a-3a7e-9270-12a8a10c1748 | 4061cba4-cb52-3ef2-85a6-55942ed24d37 | 20aadc24-a391-41cf-b340-3e4529f44bde | 93a60a56-a3c8-11da-a746-0800200b9a66
Retene | 483-65-8 | 483658 | 483658 | C18H18 |  | Mass | kg | emission | air | https://ofmpub.epa.gov/sor_internet/registry/substreg/searchandretrieve/substancesearch/search.do?details=displayDetails&selectedSubstanceId=82848 | 1 | Chemicals | 9dd72194-4a7e-3d18-b21d-26f170036c48 | 4061cba4-cb52-3ef2-85a6-55942ed24d37 | 20aadc24-a391-41cf-b340-3e4529f44bde | 93a60a56-a3c8-11da-a746-0800200b9a66
Pentanedioic acid, 3,3-dimethyl- | 4839-46-7 | 4839467 | 4839467 | C7H12O4 |  | Mass | kg | emission | air | https://ofmpub.epa.gov/sor_internet/registry/substreg/searchandretrieve/substancesearch/search.do?details=displayDetails&selectedSubstanceId=42408 | 1 | Chemicals | 0632175f-5b79-3295-9a6b-edc2a5a86542 | 4061cba4-cb52-3ef2-85a6-55942ed24d37 | 20aadc24-a391-41cf-b340-3e4529f44bde | 93a60a56-a3c8-11da-a746-0800200b9a66
Binapacryl | 485-31-4 | 485314 | 485314 | C15H18N2O6 |  | Mass | kg | emission | air | https://ofmpub.epa.gov/sor_internet/registry/substreg/searchandretrieve/substancesearch/search.do?details=displayDetails&selectedSubstanceId=77710 | 1 | Chemicals | b431eb01-0ce5-3dd2-b63a-491e3a2471eb | 4061cba4-cb52-3ef2-85a6-55942ed24d37 | 20aadc24-a391-41cf-b340-3e4529f44bde | 93a60a56-a3c8-11da-a746-0800200b9a66
9-Fluorenone | 486-25-9 | 486259 | 486259 | C13H8O |  | Mass | kg | emission | air | https://ofmpub.epa.gov/sor_internet/registry/substreg/searchandretrieve/substancesearch/search.do?details=displayDetails&selectedSubstanceId=45827 | 1 | Chemicals | cc80eb21-0e8b-34b5-b644-1f3fdc89b891 | 4061cba4-cb52-3ef2-85a6-55942ed24d37 | 20aadc24-a391-41cf-b340-3e4529f44bde | 93a60a56-a3c8-11da-a746-0800200b9a66
2,3,4,5-Tetrachlorophenol | 4901-51-3 | 4901513 | 4901513 | C6H2Cl4O |  | Mass | kg | emission | air | https://ofmpub.epa.gov/sor_internet/registry/substreg/searchandretrieve/substancesearch/search.do?details=displayDetails&selectedSubstanceId=42376 | 1 | Chemicals | 60217303-a521-35bd-860d-f3543c3a10a6 | 4061cba4-cb52-3ef2-85a6-55942ed24d37 | 20aadc24-a391-41cf-b340-3e4529f44bde | 93a60a56-a3c8-11da-a746-0800200b9a66
1,5,9-Cyclododecatriene | 4904-61-4 | 4904614 | 4904614 | C12H18 |  | Mass | kg | emission | air | https://ofmpub.epa.gov/sor_internet/registry/substreg/searchandretrieve/substancesearch/search.do?details=displayDetails&selectedSubstanceId=90404 | 1 | Chemicals | 7647bc53-6244-304c-8cf4-1aa89a8c316b | 4061cba4-cb52-3ef2-85a6-55942ed24d37 | 20aadc24-a391-41cf-b340-3e4529f44bde | 93a60a56-a3c8-11da-a746-0800200b9a66
Thioxanthone | 492-22-8 | 492228 | 492228 | C13H8OS |  | Mass | kg | emission | air | https://ofmpub.epa.gov/sor_internet/registry/substreg/searchandretrieve/substancesearch/search.do?details=displayDetails&selectedSubstanceId=45805 | 1 | Chemicals | a04cbf30-f167-31ab-bbc9-76c94597e920 | 4061cba4-cb52-3ef2-85a6-55942ed24d37 | 20aadc24-a391-41cf-b340-3e4529f44bde | 93a60a56-a3c8-11da-a746-0800200b9a66
Benzeneacetic acid, .alpha.-methyl- | 492-37-5 | 492375 | 492375 | C9H10O2 |  | Mass | kg | emission | air | https://ofmpub.epa.gov/sor_internet/registry/substreg/searchandretrieve/substancesearch/search.do?details=displayDetails&selectedSubstanceId=45804 | 1 | Chemicals | 80157244-8eff-3889-8eb5-bf42535112b4 | 4061cba4-cb52-3ef2-85a6-55942ed24d37 | 20aadc24-a391-41cf-b340-3e4529f44bde | 93a60a56-a3c8-11da-a746-0800200b9a66
Benzene, 1,2-dimethoxy-4-methyl- | 494-99-5 | 494995 | 494995 | C9H12O2 |  | Mass | kg | emission | air | https://ofmpub.epa.gov/sor_internet/registry/substreg/searchandretrieve/substancesearch/search.do?details=displayDetails&selectedSubstanceId=45788 | 1 | Chemicals | 5cfb9458-62ed-30a7-bf19-f4bba623577c | 4061cba4-cb52-3ef2-85a6-55942ed24d37 | 20aadc24-a391-41cf-b340-3e4529f44bde | 93a60a56-a3c8-11da-a746-0800200b9a66
C.I. Solvent Orange 3 | 495-54-5 | 495545 | 495545 | C12H12N4 |  | Mass | kg | emission | air | https://ofmpub.epa.gov/sor_internet/registry/substreg/searchandretrieve/substancesearch/search.do?details=displayDetails&selectedSubstanceId=90390 | 1 | Chemicals | 9b8e2eb2-9692-3450-9aef-d3e0cbb2d8ea | 4061cba4-cb52-3ef2-85a6-55942ed24d37 | 20aadc24-a391-41cf-b340-3e4529f44bde | 93a60a56-a3c8-11da-a746-0800200b9a66
Indan | 496-11-7 | 496117 | 496117 | C9H10 |  | Mass | kg | emission | air | https://ofmpub.epa.gov/sor_internet/registry/substreg/searchandretrieve/substancesearch/search.do?details=displayDetails&selectedSubstanceId=45781 | 1 | Chemicals | 620ac63d-b972-308f-8e88-cba408d46c34 | 4061cba4-cb52-3ef2-85a6-55942ed24d37 | 20aadc24-a391-41cf-b340-3e4529f44bde | 93a60a56-a3c8-11da-a746-0800200b9a66
Coumaran | 496-16-2 | 496162 | 496162 | C8H8O |  | Mass | kg | emission | air | https://ofmpub.epa.gov/sor_internet/registry/substreg/searchandretrieve/substancesearch/search.do?details=displayDetails&selectedSubstanceId=90384 | 1 | Chemicals | 2c6a7c61-06cf-3136-8212-c25831c4190b | 4061cba4-cb52-3ef2-85a6-55942ed24d37 | 20aadc24-a391-41cf-b340-3e4529f44bde | 93a60a56-a3c8-11da-a746-0800200b9a66
Exo-norborneol | 497-37-0 | 497370 | 497370 | C7H12O |  | Mass | kg | emission | air | https://ofmpub.epa.gov/sor_internet/registry/substreg/searchandretrieve/substancesearch/search.do?details=displayDetails&selectedSubstanceId=45771 | 1 | Chemicals | c35e1d5c-5f7c-32b6-869e-a43b0965bff3 | 4061cba4-cb52-3ef2-85a6-55942ed24d37 | 20aadc24-a391-41cf-b340-3e4529f44bde | 93a60a56-a3c8-11da-a746-0800200b9a66
Bicyclo[2.2.1]hept-2-ene | 498-66-8 | 498668 | 498668 | C7H10 |  | Mass | kg | emission | air | https://ofmpub.epa.gov/sor_internet/registry/substreg/searchandretrieve/substancesearch/search.do?details=displayDetails&selectedSubstanceId=45765 | 1 | Chemicals | 83f6b0f3-38a7-3bd9-b202-6f43aa5c0f96 | 4061cba4-cb52-3ef2-85a6-55942ed24d37 | 20aadc24-a391-41cf-b340-3e4529f44bde | 93a60a56-a3c8-11da-a746-0800200b9a66
Difenzoquat | 49866-87-7 | 49866877 | 49866877 | C17H17N2 |  | Mass | kg | emission | air | https://ofmpub.epa.gov/sor_internet/registry/substreg/searchandretrieve/substancesearch/search.do?details=displayDetails&selectedSubstanceId=90223 | 1 | Chemicals | 455a185d-95f8-3ffa-8cef-28e5a786ab42 | 4061cba4-cb52-3ef2-85a6-55942ed24d37 | 20aadc24-a391-41cf-b340-3e4529f44bde | 93a60a56-a3c8-11da-a746-0800200b9a66
2,6-Pyridinedicarboxylic acid | 499-83-2 | 499832 | 499832 | C7H5NO4 |  | Mass | kg | emission | air | https://ofmpub.epa.gov/sor_internet/registry/substreg/searchandretrieve/substancesearch/search.do?details=displayDetails&selectedSubstanceId=45758 | 1 | Chemicals | 6f7a1b12-039e-3aa4-9bd4-e0b542e82f7a | 4061cba4-cb52-3ef2-85a6-55942ed24d37 | 20aadc24-a391-41cf-b340-3e4529f44bde | 93a60a56-a3c8-11da-a746-0800200b9a66
Formaldehyde | 50-00-0 | 50000 | 50000 | CH2O |  | Mass | kg | emission | air | https://ofmpub.epa.gov/sor_internet/registry/substreg/searchandretrieve/substancesearch/search.do?details=displayDetails&selectedSubstanceId=49201 | 1 | Chemicals | 3a4fcbc0-6492-3adf-9514-c3a918eb36a1 | 4061cba4-cb52-3ef2-85a6-55942ed24d37 | 20aadc24-a391-41cf-b340-3e4529f44bde | 93a60a56-a3c8-11da-a746-0800200b9a66
3-Pyridinecarboxaldehyde | 500-22-1 | 500221 | 500221 | C6H5NO |  | Mass | kg | emission | air | https://ofmpub.epa.gov/sor_internet/registry/substreg/searchandretrieve/substancesearch/search.do?details=displayDetails&selectedSubstanceId=45755 | 1 | Chemicals | 7cd64b9b-ba4b-3f93-b87f-99ad68aa7df5 | 4061cba4-cb52-3ef2-85a6-55942ed24d37 | 20aadc24-a391-41cf-b340-3e4529f44bde | 93a60a56-a3c8-11da-a746-0800200b9a66
Chlorthion | 500-28-7 | 500287 | 500287 | C8H9ClNO5PS |  | Mass | kg | emission | air | https://ofmpub.epa.gov/sor_internet/registry/substreg/searchandretrieve/substancesearch/search.do?details=displayDetails&selectedSubstanceId=90216 | 1 | Chemicals | f8693646-7fe6-3e16-ba2c-ca1d815a46b1 | 4061cba4-cb52-3ef2-85a6-55942ed24d37 | 20aadc24-a391-41cf-b340-3e4529f44bde | 93a60a56-a3c8-11da-a746-0800200b9a66
Phenobarbital | 50-06-6 | 50066 | 50066 | C12H12N2O3 |  | Mass | kg | emission | air | https://ofmpub.epa.gov/sor_internet/registry/substreg/searchandretrieve/substancesearch/search.do?details=displayDetails&selectedSubstanceId=82403 | 1 | Chemicals | a11e1d30-0a3f-3e81-beb8-9c7de9f809e0 | 4061cba4-cb52-3ef2-85a6-55942ed24d37 | 20aadc24-a391-41cf-b340-3e4529f44bde | 93a60a56-a3c8-11da-a746-0800200b9a66
Kojic acid | 501-30-4 | 501304 | 501304 | C6H6O4 |  | Mass | kg | emission | air | https://ofmpub.epa.gov/sor_internet/registry/substreg/searchandretrieve/substancesearch/search.do?details=displayDetails&selectedSubstanceId=81251 | 1 | Chemicals | e9ca72d2-a631-3688-b8c4-c6cdb5f0c293 | 4061cba4-cb52-3ef2-85a6-55942ed24d37 | 20aadc24-a391-41cf-b340-3e4529f44bde | 93a60a56-a3c8-11da-a746-0800200b9a66
Hydrocinnamic acid | 501-52-0 | 501520 | 501520 | C9H10O2 |  | Mass | kg | emission | air | https://ofmpub.epa.gov/sor_internet/registry/substreg/searchandretrieve/substancesearch/search.do?details=displayDetails&selectedSubstanceId=45752 | 1 | Chemicals | a55a844b-abb4-3920-b9bf-2bbc090926dc | 4061cba4-cb52-3ef2-85a6-55942ed24d37 | 20aadc24-a391-41cf-b340-3e4529f44bde | 93a60a56-a3c8-11da-a746-0800200b9a66
Cyclophosphamide | 50-18-0 | 50180 | 50180 | C7H15Cl2N2O2P |  | Mass | kg | emission | air | https://ofmpub.epa.gov/sor_internet/registry/substreg/searchandretrieve/substancesearch/search.do?details=displayDetails&selectedSubstanceId=49196 | 1 | Chemicals | d40aff99-138a-3ddd-9224-8f1894cefa03 | 4061cba4-cb52-3ef2-85a6-55942ed24d37 | 20aadc24-a391-41cf-b340-3e4529f44bde | 93a60a56-a3c8-11da-a746-0800200b9a66
Methylmercuric dicyanamide | 502-39-6 | 502396 | 502396 | C3H6HgN4 |  | Mass | kg | emission | air | https://ofmpub.epa.gov/sor_internet/registry/substreg/searchandretrieve/substancesearch/search.do?details=displayDetails&selectedSubstanceId=45748 | 1 | Chemicals | 2898cdc9-984a-36e5-a1df-e3f6a2692ef2 | 4061cba4-cb52-3ef2-85a6-55942ed24d37 | 20aadc24-a391-41cf-b340-3e4529f44bde | 93a60a56-a3c8-11da-a746-0800200b9a66
Prednisolone | 50-24-8 | 50248 | 50248 | C21H28O5 |  | Mass | kg | emission | air | https://ofmpub.epa.gov/sor_internet/registry/substreg/searchandretrieve/substancesearch/search.do?details=displayDetails&selectedSubstanceId=49193 | 1 | Chemicals | 5d91bb3e-db50-3baa-997b-1e482d902508 | 4061cba4-cb52-3ef2-85a6-55942ed24d37 | 20aadc24-a391-41cf-b340-3e4529f44bde | 93a60a56-a3c8-11da-a746-0800200b9a66
2-Pentadecanone, 6,10,14-trimethyl- | 502-69-2 | 502692 | 502692 | C18H36O |  | Mass | kg | emission | air | https://ofmpub.epa.gov/sor_internet/registry/substreg/searchandretrieve/substancesearch/search.do?details=displayDetails&selectedSubstanceId=45742 | 1 | Chemicals | 65137f7e-a351-31ae-8968-0924c39c6128 | 4061cba4-cb52-3ef2-85a6-55942ed24d37 | 20aadc24-a391-41cf-b340-3e4529f44bde | 93a60a56-a3c8-11da-a746-0800200b9a66
Estradiol | 50-28-2 | 50282 | 50282 | C18H24O2 |  | Mass | kg | emission | air | https://ofmpub.epa.gov/sor_internet/registry/substreg/searchandretrieve/substancesearch/search.do?details=displayDetails&selectedSubstanceId=49192 | 1 | Chemicals | f4dbfbd9-d0a8-3e2b-a7b6-b5eabefbaf24 | 4061cba4-cb52-3ef2-85a6-55942ed24d37 | 20aadc24-a391-41cf-b340-3e4529f44bde | 93a60a56-a3c8-11da-a746-0800200b9a66
p,p'-DDT | 50-29-3 | 50293 | 50293 | C14H9Cl5 |  | Mass | kg | emission | air | https://ofmpub.epa.gov/sor_internet/registry/substreg/searchandretrieve/substancesearch/search.do?details=displayDetails&selectedSubstanceId=49191 | 1 | Chemicals | a1824ae4-4e07-3e40-a05b-dde2527fac82 | 4061cba4-cb52-3ef2-85a6-55942ed24d37 | 20aadc24-a391-41cf-b340-3e4529f44bde | 93a60a56-a3c8-11da-a746-0800200b9a66
2,3,6-Trichlorobenzoic acid | 50-31-7 | 50317 | 50317 | C7H3Cl3O2 |  | Mass | kg | emission | air | https://ofmpub.epa.gov/sor_internet/registry/substreg/searchandretrieve/substancesearch/search.do?details=displayDetails&selectedSubstanceId=82805 | 1 | Chemicals | 1f3dad12-f7b8-367c-95cc-af75d033ffb8 | 4061cba4-cb52-3ef2-85a6-55942ed24d37 | 20aadc24-a391-41cf-b340-3e4529f44bde | 93a60a56-a3c8-11da-a746-0800200b9a66
Benzo[a]pyrene | 50-32-8 | 50328 | 50328 | C20H12 |  | Mass | kg | emission | air | https://ofmpub.epa.gov/sor_internet/registry/substreg/searchandretrieve/substancesearch/search.do?details=displayDetails&selectedSubstanceId=49190 | 1 | Chemicals | 3690f761-3f7c-3d93-a3bf-8e3439766c05 | 4061cba4-cb52-3ef2-85a6-55942ed24d37 | 20aadc24-a391-41cf-b340-3e4529f44bde | 93a60a56-a3c8-11da-a746-0800200b9a66
Phenylbutazone | 50-33-9 | 50339 | 50339 | C19H20N2O2 |  | Mass | kg | emission | air | https://ofmpub.epa.gov/sor_internet/registry/substreg/searchandretrieve/substancesearch/search.do?details=displayDetails&selectedSubstanceId=49189 | 1 | Chemicals | a80b3c9f-bb15-3a2a-bded-4c9ea76ad6e8 | 4061cba4-cb52-3ef2-85a6-55942ed24d37 | 20aadc24-a391-41cf-b340-3e4529f44bde | 93a60a56-a3c8-11da-a746-0800200b9a66
Isovaleric acid | 503-74-2 | 503742 | 503742 | C5H10O2 |  | Mass | kg | emission | air | https://ofmpub.epa.gov/sor_internet/registry/substreg/searchandretrieve/substancesearch/search.do?details=displayDetails&selectedSubstanceId=46103 | 1 | Chemicals | ce179693-3eea-3f44-b57c-0c85bd055999 | 4061cba4-cb52-3ef2-85a6-55942ed24d37 | 20aadc24-a391-41cf-b340-3e4529f44bde | 93a60a56-a3c8-11da-a746-0800200b9a66
Phorone | 504-20-1 | 504201 | 504201 | C9H14O |  | Mass | kg | emission | air | https://ofmpub.epa.gov/sor_internet/registry/substreg/searchandretrieve/substancesearch/search.do?details=displayDetails&selectedSubstanceId=46096 | 1 | Chemicals | bf4c9114-584e-34e1-bf36-3be327a1dfe5 | 4061cba4-cb52-3ef2-85a6-55942ed24d37 | 20aadc24-a391-41cf-b340-3e4529f44bde | 93a60a56-a3c8-11da-a746-0800200b9a66
4-Aminopyridine | 504-24-5 | 504245 | 504245 | C5H6N2 |  | Mass | kg | emission | air | https://ofmpub.epa.gov/sor_internet/registry/substreg/searchandretrieve/substancesearch/search.do?details=displayDetails&selectedSubstanceId=46095 | 1 | Chemicals | f66cc4c0-6e24-3a49-90d0-27d883f10baf | 4061cba4-cb52-3ef2-85a6-55942ed24d37 | 20aadc24-a391-41cf-b340-3e4529f44bde | 93a60a56-a3c8-11da-a746-0800200b9a66
2-Aminopyridine | 504-29-0 | 504290 | 504290 | C5H6N2 |  | Mass | kg | emission | air | https://ofmpub.epa.gov/sor_internet/registry/substreg/searchandretrieve/substancesearch/search.do?details=displayDetails&selectedSubstanceId=90187 | 1 | Chemicals | 799dfa77-6942-31c4-bae1-db36e7f70442 | 4061cba4-cb52-3ef2-85a6-55942ed24d37 | 20aadc24-a391-41cf-b340-3e4529f44bde | 93a60a56-a3c8-11da-a746-0800200b9a66
Mercaptopurine | 50-44-2 | 50442 | 50442 | C5H4N4S |  | Mass | kg | emission | air | https://ofmpub.epa.gov/sor_internet/registry/substreg/searchandretrieve/substancesearch/search.do?details=displayDetails&selectedSubstanceId=78125 | 1 | Chemicals | a6a33dd4-4072-373e-800c-3711036e0b77 | 4061cba4-cb52-3ef2-85a6-55942ed24d37 | 20aadc24-a391-41cf-b340-3e4529f44bde | 93a60a56-a3c8-11da-a746-0800200b9a66
1,3-Propanediol | 504-63-2 | 504632 | 504632 | C3H8O2 |  | Mass | kg | emission | air | https://ofmpub.epa.gov/sor_internet/registry/substreg/searchandretrieve/substancesearch/search.do?details=displayDetails&selectedSubstanceId=46091 | 1 | Chemicals | a05b02d1-c908-3a6a-a07b-1807cffd3c42 | 4061cba4-cb52-3ef2-85a6-55942ed24d37 | 20aadc24-a391-41cf-b340-3e4529f44bde | 93a60a56-a3c8-11da-a746-0800200b9a66
Vinclozolin | 50471-44-8 | 50471448 | 50471448 | C12H9Cl2NO3 |  | Mass | kg | emission | air | https://ofmpub.epa.gov/sor_internet/registry/substreg/searchandretrieve/substancesearch/search.do?details=displayDetails&selectedSubstanceId=90182 | 1 | Chemicals | a768e0da-804e-3960-bea3-d41bca1817ea | 4061cba4-cb52-3ef2-85a6-55942ed24d37 | 20aadc24-a391-41cf-b340-3e4529f44bde | 93a60a56-a3c8-11da-a746-0800200b9a66
1,4-Dithiane | 505-29-3 | 505293 | 505293 | C4H8S2 |  | Mass | kg | emission | air | https://ofmpub.epa.gov/sor_internet/registry/substreg/searchandretrieve/substancesearch/search.do?details=displayDetails&selectedSubstanceId=90179 | 1 | Chemicals | 4838b08e-94b4-3853-8b26-264b72bd0663 | 4061cba4-cb52-3ef2-85a6-55942ed24d37 | 20aadc24-a391-41cf-b340-3e4529f44bde | 93a60a56-a3c8-11da-a746-0800200b9a66
1-Hexadecen-3-ol, 3,7,11,15-tetramethyl- | 505-32-8 | 505328 | 505328 | C20H40O |  | Mass | kg | emission | air | https://ofmpub.epa.gov/sor_internet/registry/substreg/searchandretrieve/substancesearch/search.do?details=displayDetails&selectedSubstanceId=46088 | 1 | Chemicals | ec836830-ab19-3e27-9551-99b9a5f45bc3 | 4061cba4-cb52-3ef2-85a6-55942ed24d37 | 20aadc24-a391-41cf-b340-3e4529f44bde | 93a60a56-a3c8-11da-a746-0800200b9a66
Reserpine | 50-55-5 | 50555 | 50555 | C33H40N2O9 |  | Mass | kg | emission | air | https://ofmpub.epa.gov/sor_internet/registry/substreg/searchandretrieve/substancesearch/search.do?details=displayDetails&selectedSubstanceId=49187 | 1 | Chemicals | 440b3852-eecf-3f52-98d7-6880d52e7740 | 4061cba4-cb52-3ef2-85a6-55942ed24d37 | 20aadc24-a391-41cf-b340-3e4529f44bde | 93a60a56-a3c8-11da-a746-0800200b9a66
Dimethachlor | 50563-36-5 | 50563365 | 50563365 | C13H18ClNO2 |  | Mass | kg | emission | air | https://ofmpub.epa.gov/sor_internet/registry/substreg/searchandretrieve/substancesearch/search.do?details=displayDetails&selectedSubstanceId=52987 | 1 | Chemicals | 8faa8e82-8d8f-34b2-82b7-df897b47ec7f | 4061cba4-cb52-3ef2-85a6-55942ed24d37 | 20aadc24-a391-41cf-b340-3e4529f44bde | 93a60a56-a3c8-11da-a746-0800200b9a66
1,3-Dioxepane | 505-65-7 | 505657 | 505657 | C5H10O2 |  | Mass | kg | emission | air | https://ofmpub.epa.gov/sor_internet/registry/substreg/searchandretrieve/substancesearch/search.do?details=displayDetails&selectedSubstanceId=46084 | 1 | Chemicals | 3f4a8696-b495-3848-96e2-42573b4f1489 | 4061cba4-cb52-3ef2-85a6-55942ed24d37 | 20aadc24-a391-41cf-b340-3e4529f44bde | 93a60a56-a3c8-11da-a746-0800200b9a66
Acifluorfen | 50594-66-6 | 50594666 | 50594666 | C14H7ClF3NO5 |  | Mass | kg | emission | air | https://ofmpub.epa.gov/sor_internet/registry/substreg/searchandretrieve/substancesearch/search.do?details=displayDetails&selectedSubstanceId=52819 | 1 | Chemicals | 8e04ae57-85ff-38d3-8003-a8b4f45ee7d6 | 4061cba4-cb52-3ef2-85a6-55942ed24d37 | 20aadc24-a391-41cf-b340-3e4529f44bde | 93a60a56-a3c8-11da-a746-0800200b9a66
Nitrilotriacetic acid trisodium salt | 5064-31-3 | 5064313 | 5064313 | C6H6NNa3O6 |  | Mass | kg | emission | air | https://ofmpub.epa.gov/sor_internet/registry/substreg/searchandretrieve/substancesearch/search.do?details=displayDetails&selectedSubstanceId=90026 | 1 | Chemicals | 3272bdc3-d49a-3a9b-b13e-d4a26cba4f27 | 4061cba4-cb52-3ef2-85a6-55942ed24d37 | 20aadc24-a391-41cf-b340-3e4529f44bde | 93a60a56-a3c8-11da-a746-0800200b9a66
Niclosamide | 50-65-7 | 50657 | 50657 | C13H8Cl2N2O4 |  | Mass | kg | emission | air | https://ofmpub.epa.gov/sor_internet/registry/substreg/searchandretrieve/substancesearch/search.do?details=displayDetails&selectedSubstanceId=90022 | 1 | Chemicals | 0489d714-4540-3b14-b8b8-2d519b8d2296 | 4061cba4-cb52-3ef2-85a6-55942ed24d37 | 20aadc24-a391-41cf-b340-3e4529f44bde | 93a60a56-a3c8-11da-a746-0800200b9a66
Guanidine nitrate | 506-93-4 | 506934 | 506934 | CH6N4O3 |  | Mass | kg | emission | air | https://ofmpub.epa.gov/sor_internet/registry/substreg/searchandretrieve/substancesearch/search.do?details=displayDetails&selectedSubstanceId=46066 | 1 | Chemicals | d7c1e1a9-bb90-3376-afe3-6da119aca550 | 4061cba4-cb52-3ef2-85a6-55942ed24d37 | 20aadc24-a391-41cf-b340-3e4529f44bde | 93a60a56-a3c8-11da-a746-0800200b9a66
Acetyl bromide | 506-96-7 | 506967 | 506967 | C2H3BrO |  | Mass | kg | emission | air | https://ofmpub.epa.gov/sor_internet/registry/substreg/searchandretrieve/substancesearch/search.do?details=displayDetails&selectedSubstanceId=46065 | 1 | Chemicals | 38a5fed4-18b3-3dd4-9690-831b90b85232 | 4061cba4-cb52-3ef2-85a6-55942ed24d37 | 20aadc24-a391-41cf-b340-3e4529f44bde | 93a60a56-a3c8-11da-a746-0800200b9a66
Tetranitromethane | 509-14-8 | 509148 | 509148 | CN4O8 |  | Mass | kg | emission | air | https://ofmpub.epa.gov/sor_internet/registry/substreg/searchandretrieve/substancesearch/search.do?details=displayDetails&selectedSubstanceId=46056 | 1 | Chemicals | 25c600b9-24c4-3802-88af-6865e6aa07cc | 4061cba4-cb52-3ef2-85a6-55942ed24d37 | 20aadc24-a391-41cf-b340-3e4529f44bde | 93a60a56-a3c8-11da-a746-0800200b9a66
Vinyl neodecanoate | 51000-52-3 | 51000523 | 51000523 | - |  | Mass | kg | emission | air | https://ofmpub.epa.gov/sor_internet/registry/substreg/searchandretrieve/substancesearch/search.do?details=displayDetails&selectedSubstanceId=55757 | 1 | Chemicals | e864963e-bb84-33e6-a71e-f239fe517721 | 4061cba4-cb52-3ef2-85a6-55942ed24d37 | 20aadc24-a391-41cf-b340-3e4529f44bde | 93a60a56-a3c8-11da-a746-0800200b9a66
Chlorobenzilate | 510-15-6 | 510156 | 510156 | C16H14Cl2O3 |  | Mass | kg | emission | air | https://ofmpub.epa.gov/sor_internet/registry/substreg/searchandretrieve/substancesearch/search.do?details=displayDetails&selectedSubstanceId=46053 | 1 | Chemicals | 1b1ef67c-8c43-3422-b88b-590ad34ae2b3 | 4061cba4-cb52-3ef2-85a6-55942ed24d37 | 20aadc24-a391-41cf-b340-3e4529f44bde | 93a60a56-a3c8-11da-a746-0800200b9a66
Piperonyl butoxide | 51-03-6 | 51036 | 51036 | C19H30O5 |  | Mass | kg | emission | air | https://ofmpub.epa.gov/sor_internet/registry/substreg/searchandretrieve/substancesearch/search.do?details=displayDetails&selectedSubstanceId=49180 | 1 | Chemicals | e2300140-0d2e-30a4-b8d7-b1b967207bdc | 4061cba4-cb52-3ef2-85a6-55942ed24d37 | 20aadc24-a391-41cf-b340-3e4529f44bde | 93a60a56-a3c8-11da-a746-0800200b9a66
cis-Chlordane | 5103-71-9 | 5103719 | 5103719 | C10H6Cl8 |  | Mass | kg | emission | air | https://ofmpub.epa.gov/sor_internet/registry/substreg/searchandretrieve/substancesearch/search.do?details=displayDetails&selectedSubstanceId=89846 | 1 | Chemicals | 4bc992ee-d350-39ed-a3f7-7ebd8b695086 | 4061cba4-cb52-3ef2-85a6-55942ed24d37 | 20aadc24-a391-41cf-b340-3e4529f44bde | 93a60a56-a3c8-11da-a746-0800200b9a66
trans-Chlordane | 5103-74-2 | 5103742 | 5103742 | C10H6Cl8 |  | Mass | kg | emission | air | https://ofmpub.epa.gov/sor_internet/registry/substreg/searchandretrieve/substancesearch/search.do?details=displayDetails&selectedSubstanceId=89845 | 1 | Chemicals | d8fd3ad1-2a24-3c39-833e-e0d203943363 | 4061cba4-cb52-3ef2-85a6-55942ed24d37 | 20aadc24-a391-41cf-b340-3e4529f44bde | 93a60a56-a3c8-11da-a746-0800200b9a66
4,4-Dimethyloxazolidine | 51200-87-4 | 51200874 | 51200874 | C5H11NO |  | Mass | kg | emission | air | https://ofmpub.epa.gov/sor_internet/registry/substreg/searchandretrieve/substancesearch/search.do?details=displayDetails&selectedSubstanceId=55705 | 1 | Chemicals | d1d8a699-650f-3828-9e69-301c6ca15c17 | 4061cba4-cb52-3ef2-85a6-55942ed24d37 | 20aadc24-a391-41cf-b340-3e4529f44bde | 93a60a56-a3c8-11da-a746-0800200b9a66
2,3,7,8-Tetrachlorodibenzofuran | 51207-31-9 | 51207319 | 51207319 | C12H4Cl4O |  | Mass | kg | emission | air | https://ofmpub.epa.gov/sor_internet/registry/substreg/searchandretrieve/substancesearch/search.do?details=displayDetails&selectedSubstanceId=55701 | 1 | Chemicals | 7e9c87c3-f132-33d0-8f3c-181bfee80416 | 4061cba4-cb52-3ef2-85a6-55942ed24d37 | 20aadc24-a391-41cf-b340-3e4529f44bde | 93a60a56-a3c8-11da-a746-0800200b9a66
5-Fluorouracil | 51-21-8 | 51218 | 51218 | C4H3FN2O2 |  | Mass | kg | emission | air | https://ofmpub.epa.gov/sor_internet/registry/substreg/searchandretrieve/substancesearch/search.do?details=displayDetails&selectedSubstanceId=89828 | 1 | Chemicals | e92f7436-1cfd-3255-abdf-837e5b247713 | 4061cba4-cb52-3ef2-85a6-55942ed24d37 | 20aadc24-a391-41cf-b340-3e4529f44bde | 93a60a56-a3c8-11da-a746-0800200b9a66
Metolachlor | 51218-45-2 | 51218452 | 51218452 | C15H22ClNO2 |  | Mass | kg | emission | air | https://ofmpub.epa.gov/sor_internet/registry/substreg/searchandretrieve/substancesearch/search.do?details=displayDetails&selectedSubstanceId=89827 | 1 | Chemicals | 9ba6ac3f-649e-3d8a-8fab-65328d01699a | 4061cba4-cb52-3ef2-85a6-55942ed24d37 | 20aadc24-a391-41cf-b340-3e4529f44bde | 93a60a56-a3c8-11da-a746-0800200b9a66
Hexazinone | 51235-04-2 | 51235042 | 51235042 | C12H20N4O2 |  | Mass | kg | emission | air | https://ofmpub.epa.gov/sor_internet/registry/substreg/searchandretrieve/substancesearch/search.do?details=displayDetails&selectedSubstanceId=55696 | 1 | Chemicals | 43733742-a62c-363e-b868-38a4582d024f | 4061cba4-cb52-3ef2-85a6-55942ed24d37 | 20aadc24-a391-41cf-b340-3e4529f44bde | 93a60a56-a3c8-11da-a746-0800200b9a66
Benzenesulfonic acid, 3-(diethylamino)-, sodium salt | 5123-63-7 | 5123637 | 5123637 | C10H14NNaO3S |  | Mass | kg | emission | air | https://ofmpub.epa.gov/sor_internet/registry/substreg/searchandretrieve/substancesearch/search.do?details=displayDetails&selectedSubstanceId=42293 | 1 | Chemicals | d4e17257-5593-3957-946f-1e9f3bc65cab | 4061cba4-cb52-3ef2-85a6-55942ed24d37 | 20aadc24-a391-41cf-b340-3e4529f44bde | 93a60a56-a3c8-11da-a746-0800200b9a66
Trimethyl phosphate | 512-56-1 | 512561 | 512561 | C3H9O4P |  | Mass | kg | emission | air | https://ofmpub.epa.gov/sor_internet/registry/substreg/searchandretrieve/substancesearch/search.do?details=displayDetails&selectedSubstanceId=45343 | 1 | Chemicals | 06ab9b3a-3e86-3aba-b805-39a11fae25f8 | 4061cba4-cb52-3ef2-85a6-55942ed24d37 | 20aadc24-a391-41cf-b340-3e4529f44bde | 93a60a56-a3c8-11da-a746-0800200b9a66
2,4-Dinitrophenol | 51-28-5 | 51285 | 51285 | C6H4N2O5 |  | Mass | kg | emission | air | https://ofmpub.epa.gov/sor_internet/registry/substreg/searchandretrieve/substancesearch/search.do?details=displayDetails&selectedSubstanceId=49177 | 1 | Chemicals | d31e4248-94f8-3459-b027-da952344f8bb | 4061cba4-cb52-3ef2-85a6-55942ed24d37 | 20aadc24-a391-41cf-b340-3e4529f44bde | 93a60a56-a3c8-11da-a746-0800200b9a66
4-Chloro-m-p.henylenediamine | 5131-60-2 | 5131602 | 5131602 | C6H7ClN2 |  | Mass | kg | emission | air | https://ofmpub.epa.gov/sor_internet/registry/substreg/searchandretrieve/substancesearch/search.do?details=displayDetails&selectedSubstanceId=42283 | 1 | Chemicals | a1d29efa-917a-3cb0-9d6d-d342d8611dbe | 4061cba4-cb52-3ef2-85a6-55942ed24d37 | 20aadc24-a391-41cf-b340-3e4529f44bde | 93a60a56-a3c8-11da-a746-0800200b9a66
Dimethylvinyl chloride | 513-37-1 | 513371 | 513371 | C4H7Cl |  | Mass | kg | emission | air | https://ofmpub.epa.gov/sor_internet/registry/substreg/searchandretrieve/substancesearch/search.do?details=displayDetails&selectedSubstanceId=82051 | 1 | Chemicals | ba907439-6537-3184-a341-0dc07d0897c8 | 4061cba4-cb52-3ef2-85a6-55942ed24d37 | 20aadc24-a391-41cf-b340-3e4529f44bde | 93a60a56-a3c8-11da-a746-0800200b9a66
Diclofop methyl | 51338-27-3 | 51338273 | 51338273 | C16H14Cl2O4 |  | Mass | kg | emission | air | https://ofmpub.epa.gov/sor_internet/registry/substreg/searchandretrieve/substancesearch/search.do?details=displayDetails&selectedSubstanceId=89822 | 1 | Chemicals | 8a32eee5-bb06-3ce4-bbf5-55a957b45705 | 4061cba4-cb52-3ef2-85a6-55942ed24d37 | 20aadc24-a391-41cf-b340-3e4529f44bde | 93a60a56-a3c8-11da-a746-0800200b9a66
1,3-Butadiene, 2,3-dimethyl- | 513-81-5 | 513815 | 513815 | C6H10 |  | Mass | kg | emission | air | https://ofmpub.epa.gov/sor_internet/registry/substreg/searchandretrieve/substancesearch/search.do?details=displayDetails&selectedSubstanceId=45329 | 1 | Chemicals | 02f456ae-2e3b-3560-ae8b-ca00e5d4a9b9 | 4061cba4-cb52-3ef2-85a6-55942ed24d37 | 20aadc24-a391-41cf-b340-3e4529f44bde | 93a60a56-a3c8-11da-a746-0800200b9a66
Abietic acid | 514-10-3 | 514103 | 514103 | C20H30O2 |  | Mass | kg | emission | air | https://ofmpub.epa.gov/sor_internet/registry/substreg/searchandretrieve/substancesearch/search.do?details=displayDetails&selectedSubstanceId=45326 | 1 | Chemicals | ffa51da9-aea1-3481-a8cb-f4395f2c6adf | 4061cba4-cb52-3ef2-85a6-55942ed24d37 | 20aadc24-a391-41cf-b340-3e4529f44bde | 93a60a56-a3c8-11da-a746-0800200b9a66
C.I. Acid Green 5, disodium salt | 5141-20-8 | 5141208 | 5141208 | C37H34N2Na2O9S3 |  | Mass | kg | emission | air | https://ofmpub.epa.gov/sor_internet/registry/substreg/searchandretrieve/substancesearch/search.do?details=displayDetails&selectedSubstanceId=89675 | 1 | Chemicals | 32819e8e-78d3-3c3b-8762-80c3e7bdd914 | 4061cba4-cb52-3ef2-85a6-55942ed24d37 | 20aadc24-a391-41cf-b340-3e4529f44bde | 93a60a56-a3c8-11da-a746-0800200b9a66
Propylthiouracil | 51-52-5 | 51525 | 51525 | C7H10N2OS |  | Mass | kg | emission | air | https://ofmpub.epa.gov/sor_internet/registry/substreg/searchandretrieve/substancesearch/search.do?details=displayDetails&selectedSubstanceId=89661 | 1 | Chemicals | dc195d85-9917-39b0-89f4-5ec864ee4645 | 4061cba4-cb52-3ef2-85a6-55942ed24d37 | 20aadc24-a391-41cf-b340-3e4529f44bde | 93a60a56-a3c8-11da-a746-0800200b9a66
Fenvalerate | 51630-58-1 | 51630581 | 51630581 | C25H22ClNO3 |  | Mass | kg | emission | air | https://ofmpub.epa.gov/sor_internet/registry/substreg/searchandretrieve/substancesearch/search.do?details=displayDetails&selectedSubstanceId=89647 | 1 | Chemicals | dd99e90b-da4f-352e-a2b8-de69830dfe6c | 4061cba4-cb52-3ef2-85a6-55942ed24d37 | 20aadc24-a391-41cf-b340-3e4529f44bde | 93a60a56-a3c8-11da-a746-0800200b9a66
Thidiazuron | 51707-55-2 | 51707552 | 51707552 | C9H8N4OS |  | Mass | kg | emission | air | https://ofmpub.epa.gov/sor_internet/registry/substreg/searchandretrieve/substancesearch/search.do?details=displayDetails&selectedSubstanceId=89638 | 1 | Chemicals | dd8f5998-6abf-34e4-9e98-cca8a1c85052 | 4061cba4-cb52-3ef2-85a6-55942ed24d37 | 20aadc24-a391-41cf-b340-3e4529f44bde | 93a60a56-a3c8-11da-a746-0800200b9a66
Hematoxylin | 517-28-2 | 517282 | 517282 | C16H14O6 |  | Mass | kg | emission | air | https://ofmpub.epa.gov/sor_internet/registry/substreg/searchandretrieve/substancesearch/search.do?details=displayDetails&selectedSubstanceId=89635 | 1 | Chemicals | 24790ef1-419b-3be4-8fd2-6c6dc0e00a29 | 4061cba4-cb52-3ef2-85a6-55942ed24d37 | 20aadc24-a391-41cf-b340-3e4529f44bde | 93a60a56-a3c8-11da-a746-0800200b9a66
Urethane | 51-79-6 | 51796 | 51796 | C3H7NO2 |  | Mass | kg | emission | air | https://ofmpub.epa.gov/sor_internet/registry/substreg/searchandretrieve/substancesearch/search.do?details=displayDetails&selectedSubstanceId=49165 | 1 | Chemicals | 55031628-251c-3ff8-aef2-3e862efa0bf7 | 4061cba4-cb52-3ef2-85a6-55942ed24d37 | 20aadc24-a391-41cf-b340-3e4529f44bde | 93a60a56-a3c8-11da-a746-0800200b9a66
Fluorescein, disodium salt | 518-47-8 | 518478 | 518478 | C20H10Na2O5 |  | Mass | kg | emission | air | https://ofmpub.epa.gov/sor_internet/registry/substreg/searchandretrieve/substancesearch/search.do?details=displayDetails&selectedSubstanceId=89487 | 1 | Chemicals | 6703eff3-9ad5-39ac-99b5-1bba8c9ad045 | 4061cba4-cb52-3ef2-85a6-55942ed24d37 | 20aadc24-a391-41cf-b340-3e4529f44bde | 93a60a56-a3c8-11da-a746-0800200b9a66
Citrinin | 518-75-2 | 518752 | 518752 | C13H14O5 |  | Mass | kg | emission | air | https://ofmpub.epa.gov/sor_internet/registry/substreg/searchandretrieve/substancesearch/search.do?details=displayDetails&selectedSubstanceId=78354 | 1 | Chemicals | f7da0217-4333-3ad9-9bb2-e494b84f3625 | 4061cba4-cb52-3ef2-85a6-55942ed24d37 | 20aadc24-a391-41cf-b340-3e4529f44bde | 93a60a56-a3c8-11da-a746-0800200b9a66
5-Aminoindole | 5192-03-0 | 5192030 | 5192030 | C8H8N2 |  | Mass | kg | emission | air | https://ofmpub.epa.gov/sor_internet/registry/substreg/searchandretrieve/substancesearch/search.do?details=displayDetails&selectedSubstanceId=42253 | 1 | Chemicals | ecf5d0db-5fd6-3eb2-892a-3e6e6c2aa09e | 4061cba4-cb52-3ef2-85a6-55942ed24d37 | 20aadc24-a391-41cf-b340-3e4529f44bde | 93a60a56-a3c8-11da-a746-0800200b9a66
1,4-Pentadien-3-ol, 3-methyl-1-(2,6,6-trimethyl-1-cyclohexen-1-yl)- | 5208-93-5 | 5208935 | 5208935 | C15H24O |  | Mass | kg | emission | air | https://ofmpub.epa.gov/sor_internet/registry/substreg/searchandretrieve/substancesearch/search.do?details=displayDetails&selectedSubstanceId=42246 | 1 | Chemicals | 9df60a24-25ec-3e27-bc48-c8bba44db5d8 | 4061cba4-cb52-3ef2-85a6-55942ed24d37 | 20aadc24-a391-41cf-b340-3e4529f44bde | 93a60a56-a3c8-11da-a746-0800200b9a66
Dimethirimol | 5221-53-4 | 5221534 | 5221534 | C11H19N3O |  | Mass | kg | emission | air | https://ofmpub.epa.gov/sor_internet/registry/substreg/searchandretrieve/substancesearch/search.do?details=displayDetails&selectedSubstanceId=89450 | 1 | Chemicals | 6bce6641-2821-3a91-b19a-8c55f9ebab72 | 4061cba4-cb52-3ef2-85a6-55942ed24d37 | 20aadc24-a391-41cf-b340-3e4529f44bde | 93a60a56-a3c8-11da-a746-0800200b9a66
Beta Cypermethrin | 52315-07-8 | 52315078 | 52315078 | C22H19Cl2NO3 |  | Mass | kg | emission | air | https://ofmpub.epa.gov/sor_internet/registry/substreg/searchandretrieve/substancesearch/search.do?details=displayDetails&selectedSubstanceId=55388 | 1 | Chemicals | 070e3b17-e1b1-326c-b2cb-3252cbd5cfef | 4061cba4-cb52-3ef2-85a6-55942ed24d37 | 20aadc24-a391-41cf-b340-3e4529f44bde | 93a60a56-a3c8-11da-a746-0800200b9a66
C.I. Acid Orange 20 monosodium salt | 523-44-4 | 523444 | 523444 | C16H11N2NaO4S |  | Mass | kg | emission | air | https://ofmpub.epa.gov/sor_internet/registry/substreg/searchandretrieve/substancesearch/search.do?details=displayDetails&selectedSubstanceId=45301 | 1 | Chemicals | 54f0cd40-1b88-3c08-a6be-c7e42a657aa8 | 4061cba4-cb52-3ef2-85a6-55942ed24d37 | 20aadc24-a391-41cf-b340-3e4529f44bde | 93a60a56-a3c8-11da-a746-0800200b9a66
Carboxin | 5234-68-4 | 5234684 | 5234684 | C12H13NO2S |  | Mass | kg | emission | air | https://ofmpub.epa.gov/sor_internet/registry/substreg/searchandretrieve/substancesearch/search.do?details=displayDetails&selectedSubstanceId=42241 | 1 | Chemicals | 86f3d8a1-26cd-30f0-956c-f4ddc876f3e9 | 4061cba4-cb52-3ef2-85a6-55942ed24d37 | 20aadc24-a391-41cf-b340-3e4529f44bde | 93a60a56-a3c8-11da-a746-0800200b9a66
1,2-Naphthoquinone | 524-42-5 | 524425 | 524425 | C10H6O2 |  | Mass | kg | emission | air | https://ofmpub.epa.gov/sor_internet/registry/substreg/searchandretrieve/substancesearch/search.do?details=displayDetails&selectedSubstanceId=45299 | 1 | Chemicals | 2563c8af-56f9-3f39-a61c-7c13db913113 | 4061cba4-cb52-3ef2-85a6-55942ed24d37 | 20aadc24-a391-41cf-b340-3e4529f44bde | 93a60a56-a3c8-11da-a746-0800200b9a66
Bronopol | 52-51-7 | 52517 | 52517 | C3H6BrNO4 |  | Mass | kg | emission | air | https://ofmpub.epa.gov/sor_internet/registry/substreg/searchandretrieve/substancesearch/search.do?details=displayDetails&selectedSubstanceId=89287 | 1 | Chemicals | 59ca7ad7-6a21-3565-89c9-437718a68a71 | 4061cba4-cb52-3ef2-85a6-55942ed24d37 | 20aadc24-a391-41cf-b340-3e4529f44bde | 93a60a56-a3c8-11da-a746-0800200b9a66
Flavone | 525-82-6 | 525826 | 525826 | C15H10O2 |  | Mass | kg | emission | air | https://ofmpub.epa.gov/sor_internet/registry/substreg/searchandretrieve/substancesearch/search.do?details=displayDetails&selectedSubstanceId=45730 | 1 | Chemicals | 3c5e318f-f2e1-354d-8104-996922cd6dba | 4061cba4-cb52-3ef2-85a6-55942ed24d37 | 20aadc24-a391-41cf-b340-3e4529f44bde | 93a60a56-a3c8-11da-a746-0800200b9a66
Oxycarboxin | 5259-88-1 | 5259881 | 5259881 | C12H13NO4S |  | Mass | kg | emission | air | https://ofmpub.epa.gov/sor_internet/registry/substreg/searchandretrieve/substancesearch/search.do?details=displayDetails&selectedSubstanceId=42233 | 1 | Chemicals | e20bc630-812c-333f-9c8d-5c8e2cd09e91 | 4061cba4-cb52-3ef2-85a6-55942ed24d37 | 20aadc24-a391-41cf-b340-3e4529f44bde | 93a60a56-a3c8-11da-a746-0800200b9a66
Permethrin | 52645-53-1 | 52645531 | 52645531 | C21H20Cl2O3 |  | Mass | kg | emission | air | https://ofmpub.epa.gov/sor_internet/registry/substreg/searchandretrieve/substancesearch/search.do?details=displayDetails&selectedSubstanceId=55274 | 1 | Chemicals | 92c559ee-97f2-314d-972c-cf7f2dc94d13 | 4061cba4-cb52-3ef2-85a6-55942ed24d37 | 20aadc24-a391-41cf-b340-3e4529f44bde | 93a60a56-a3c8-11da-a746-0800200b9a66
2,3-Dimethylphenol | 526-75-0 | 526750 | 526750 | C8H10O |  | Mass | kg | emission | air | https://ofmpub.epa.gov/sor_internet/registry/substreg/searchandretrieve/substancesearch/search.do?details=displayDetails&selectedSubstanceId=45726 | 1 | Chemicals | cce20769-183c-3cbb-ac4f-0e8419629f60 | 4061cba4-cb52-3ef2-85a6-55942ed24d37 | 20aadc24-a391-41cf-b340-3e4529f44bde | 93a60a56-a3c8-11da-a746-0800200b9a66
Trichlorfon | 52-68-6 | 52686 | 52686 | C4H8Cl3O4P |  | Mass | kg | emission | air | https://ofmpub.epa.gov/sor_internet/registry/substreg/searchandretrieve/substancesearch/search.do?details=displayDetails&selectedSubstanceId=49159 | 1 | Chemicals | c8d01c93-dca6-3aa7-ae9b-91bdbad02ca3 | 4061cba4-cb52-3ef2-85a6-55942ed24d37 | 20aadc24-a391-41cf-b340-3e4529f44bde | 93a60a56-a3c8-11da-a746-0800200b9a66
1-Piperidineethanol, 4-hydroxy-2,2,6,6-tetramethyl- | 52722-86-8 | 52722868 | 52722868 | C11H23NO2 |  | Mass | kg | emission | air | https://ofmpub.epa.gov/sor_internet/registry/substreg/searchandretrieve/substancesearch/search.do?details=displayDetails&selectedSubstanceId=55245 | 1 | Chemicals | 540db7a3-f4fa-33d9-8a98-a64fb07a4891 | 4061cba4-cb52-3ef2-85a6-55942ed24d37 | 20aadc24-a391-41cf-b340-3e4529f44bde | 93a60a56-a3c8-11da-a746-0800200b9a66
Flamprop-methyl | 52756-25-9 | 52756259 | 52756259 | C17H15ClFNO3 |  | Mass | kg | emission | air | https://ofmpub.epa.gov/sor_internet/registry/substreg/searchandretrieve/substancesearch/search.do?details=displayDetails&selectedSubstanceId=82571 | 1 | Chemicals | 1db714e7-ab4a-37ba-912e-b107963e06ab | 4061cba4-cb52-3ef2-85a6-55942ed24d37 | 20aadc24-a391-41cf-b340-3e4529f44bde | 93a60a56-a3c8-11da-a746-0800200b9a66
2,4,6-Trimethylphenol | 527-60-6 | 527606 | 527606 | C9H12O |  | Mass | kg | emission | air | https://ofmpub.epa.gov/sor_internet/registry/substreg/searchandretrieve/substancesearch/search.do?details=displayDetails&selectedSubstanceId=45715 | 1 | Chemicals | 1089a7cd-2acd-32e6-be9d-8247b43f4e8e | 4061cba4-cb52-3ef2-85a6-55942ed24d37 | 20aadc24-a391-41cf-b340-3e4529f44bde | 93a60a56-a3c8-11da-a746-0800200b9a66
Lynestrenol | 52-76-6 | 52766 | 52766 | C20H28O |  | Mass | kg | emission | air | https://ofmpub.epa.gov/sor_internet/registry/substreg/searchandretrieve/substancesearch/search.do?details=displayDetails&selectedSubstanceId=78121 | 1 | Chemicals | 97cd3b62-1f36-311b-9c67-5f411ac9b405 | 4061cba4-cb52-3ef2-85a6-55942ed24d37 | 20aadc24-a391-41cf-b340-3e4529f44bde | 93a60a56-a3c8-11da-a746-0800200b9a66
o-Dinitrobenzene | 528-29-0 | 528290 | 528290 | C6H4N2O4 |  | Mass | kg | emission | air | https://ofmpub.epa.gov/sor_internet/registry/substreg/searchandretrieve/substancesearch/search.do?details=displayDetails&selectedSubstanceId=45710 | 1 | Chemicals | bbfa31f6-3eff-39e1-845d-cbfe5325b802 | 4061cba4-cb52-3ef2-85a6-55942ed24d37 | 20aadc24-a391-41cf-b340-3e4529f44bde | 93a60a56-a3c8-11da-a746-0800200b9a66
Prosulfocarb | 52888-80-9 | 52888809 | 52888809 | C14H21NOS |  | Mass | kg | emission | air | https://ofmpub.epa.gov/sor_internet/registry/substreg/searchandretrieve/substancesearch/search.do?details=displayDetails&selectedSubstanceId=55193 | 1 | Chemicals | 37ff4e8c-9559-30b6-9f7e-cbf39f747c60 | 4061cba4-cb52-3ef2-85a6-55942ed24d37 | 20aadc24-a391-41cf-b340-3e4529f44bde | 93a60a56-a3c8-11da-a746-0800200b9a66
Deltamethrin | 52918-63-5 | 52918635 | 52918635 | C22H19Br2NO3 |  | Mass | kg | emission | air | https://ofmpub.epa.gov/sor_internet/registry/substreg/searchandretrieve/substancesearch/search.do?details=displayDetails&selectedSubstanceId=55184 | 1 | Chemicals | e8f8f691-ede6-394f-af79-0f655de32822 | 4061cba4-cb52-3ef2-85a6-55942ed24d37 | 20aadc24-a391-41cf-b340-3e4529f44bde | 93a60a56-a3c8-11da-a746-0800200b9a66
2-Nitro-p-phenylenediamine | 5307-14-2 | 5307142 | 5307142 | C6H7N3O2 |  | Mass | kg | emission | air | https://ofmpub.epa.gov/sor_internet/registry/substreg/searchandretrieve/substancesearch/search.do?details=displayDetails&selectedSubstanceId=88937 | 1 | Chemicals | 6d88658f-95c1-3e05-a95c-63e346b1d2e8 | 4061cba4-cb52-3ef2-85a6-55942ed24d37 | 20aadc24-a391-41cf-b340-3e4529f44bde | 93a60a56-a3c8-11da-a746-0800200b9a66
Pyrimethanil | 53112-28-0 | 53112280 | 53112280 | C12H13N3 |  | Mass | kg | emission | air | https://ofmpub.epa.gov/sor_internet/registry/substreg/searchandretrieve/substancesearch/search.do?details=displayDetails&selectedSubstanceId=77147 | 1 | Chemicals | 26f17840-d377-3100-8b71-c200d9d14e1a | 4061cba4-cb52-3ef2-85a6-55942ed24d37 | 20aadc24-a391-41cf-b340-3e4529f44bde | 93a60a56-a3c8-11da-a746-0800200b9a66
Methanol, (1,3,5-triazine-2,4,6-triyltrinitrilo)hexakis- | 531-18-0 | 531180 | 531180 | C9H18N6O6 |  | Mass | kg | emission | air | https://ofmpub.epa.gov/sor_internet/registry/substreg/searchandretrieve/substancesearch/search.do?details=displayDetails&selectedSubstanceId=45692 | 1 | Chemicals | 2a036717-4ee3-3d9c-8e7e-9a8f2bc6c672 | 4061cba4-cb52-3ef2-85a6-55942ed24d37 | 20aadc24-a391-41cf-b340-3e4529f44bde | 93a60a56-a3c8-11da-a746-0800200b9a66
Estrone | 53-16-7 | 53167 | 53167 | C18H22O2 |  | Mass | kg | emission | air | https://ofmpub.epa.gov/sor_internet/registry/substreg/searchandretrieve/substancesearch/search.do?details=displayDetails&selectedSubstanceId=49156 | 1 | Chemicals | dabcdd35-662e-3ad1-b48c-33fcd3c2b462 | 4061cba4-cb52-3ef2-85a6-55942ed24d37 | 20aadc24-a391-41cf-b340-3e4529f44bde | 93a60a56-a3c8-11da-a746-0800200b9a66
Furothiazole | 531-82-8 | 531828 | 531828 | C9H7N3O4S |  | Mass | kg | emission | air | https://ofmpub.epa.gov/sor_internet/registry/substreg/searchandretrieve/substancesearch/search.do?details=displayDetails&selectedSubstanceId=78353 | 1 | Chemicals | 1df9d418-1db6-3450-af08-6bf4ea82630b | 4061cba4-cb52-3ef2-85a6-55942ed24d37 | 20aadc24-a391-41cf-b340-3e4529f44bde | 93a60a56-a3c8-11da-a746-0800200b9a66
Benzidine dihydrochloride | 531-85-1 | 531851 | 531851 | C12H14Cl2N2 |  | Mass | kg | emission | air | https://ofmpub.epa.gov/sor_internet/registry/substreg/searchandretrieve/substancesearch/search.do?details=displayDetails&selectedSubstanceId=45688 | 1 | Chemicals | a8fe4df5-ef5b-3c69-8f38-95411f8edcd9 | 4061cba4-cb52-3ef2-85a6-55942ed24d37 | 20aadc24-a391-41cf-b340-3e4529f44bde | 93a60a56-a3c8-11da-a746-0800200b9a66
2-Naphthalenesulfonic acid sodium salt | 532-02-5 | 532025 | 532025 | C10H7NaO3S |  | Mass | kg | emission | air | https://ofmpub.epa.gov/sor_internet/registry/substreg/searchandretrieve/substancesearch/search.do?details=displayDetails&selectedSubstanceId=45687 | 1 | Chemicals | 74069660-2df3-305d-a541-e1c29f1507e6 | 4061cba4-cb52-3ef2-85a6-55942ed24d37 | 20aadc24-a391-41cf-b340-3e4529f44bde | 93a60a56-a3c8-11da-a746-0800200b9a66
2-Chloroacetophenone | 532-27-4 | 532274 | 532274 | C8H7ClO |  | Mass | kg | emission | air | https://ofmpub.epa.gov/sor_internet/registry/substreg/searchandretrieve/substancesearch/search.do?details=displayDetails&selectedSubstanceId=45685 | 1 | Chemicals | a2359f57-b86b-3710-a2a5-230ea37ebec8 | 4061cba4-cb52-3ef2-85a6-55942ed24d37 | 20aadc24-a391-41cf-b340-3e4529f44bde | 93a60a56-a3c8-11da-a746-0800200b9a66
Sodium benzoate | 532-32-1 | 532321 | 532321 | C7H5NaO2 |  | Mass | kg | emission | air | https://ofmpub.epa.gov/sor_internet/registry/substreg/searchandretrieve/substancesearch/search.do?details=displayDetails&selectedSubstanceId=88916 | 1 | Chemicals | 5759cfd3-d2c8-3ab0-9a43-aaaacbbc1597 | 4061cba4-cb52-3ef2-85a6-55942ed24d37 | 20aadc24-a391-41cf-b340-3e4529f44bde | 93a60a56-a3c8-11da-a746-0800200b9a66
Sodium 1-octanesulfonate | 5324-84-5 | 5324845 | 5324845 | C8H17NaO3S |  | Mass | kg | emission | air | https://ofmpub.epa.gov/sor_internet/registry/substreg/searchandretrieve/substancesearch/search.do?details=displayDetails&selectedSubstanceId=42198 | 1 | Chemicals | f90d2019-f864-3057-804d-c0fb507932bd | 4061cba4-cb52-3ef2-85a6-55942ed24d37 | 20aadc24-a391-41cf-b340-3e4529f44bde | 93a60a56-a3c8-11da-a746-0800200b9a66
Sulfamic acid | 5329-14-6 | 5329146 | 5329146 | H3NO3S |  | Mass | kg | emission | air | https://ofmpub.epa.gov/sor_internet/registry/substreg/searchandretrieve/substancesearch/search.do?details=displayDetails&selectedSubstanceId=42192 | 1 | Chemicals | 886952ca-9799-3972-befa-69b848f3d7e6 | 4061cba4-cb52-3ef2-85a6-55942ed24d37 | 20aadc24-a391-41cf-b340-3e4529f44bde | 93a60a56-a3c8-11da-a746-0800200b9a66
2,4-D Ethyl ester | 533-23-3 | 533233 | 533233 | C10H10Cl2O3 |  | Mass | kg | emission | air | https://ofmpub.epa.gov/sor_internet/registry/substreg/searchandretrieve/substancesearch/search.do?details=displayDetails&selectedSubstanceId=77665 | 1 | Chemicals | dcf7c4e3-32b7-3dbb-8d23-d400c863862f | 4061cba4-cb52-3ef2-85a6-55942ed24d37 | 20aadc24-a391-41cf-b340-3e4529f44bde | 93a60a56-a3c8-11da-a746-0800200b9a66
Sesamol | 533-31-3 | 533313 | 533313 | C7H6O3 |  | Mass | kg | emission | air | https://ofmpub.epa.gov/sor_internet/registry/substreg/searchandretrieve/substancesearch/search.do?details=displayDetails&selectedSubstanceId=45620 | 1 | Chemicals | ba1ae346-5e5c-3ff6-8c62-172bd6820d32 | 4061cba4-cb52-3ef2-85a6-55942ed24d37 | 20aadc24-a391-41cf-b340-3e4529f44bde | 93a60a56-a3c8-11da-a746-0800200b9a66
Dazomet | 533-74-4 | 533744 | 533744 | C5H10N2S2 |  | Mass | kg | emission | air | https://ofmpub.epa.gov/sor_internet/registry/substreg/searchandretrieve/substancesearch/search.do?details=displayDetails&selectedSubstanceId=45614 | 1 | Chemicals | 0607afe5-d720-3860-b21d-b97dc9c80cff | 4061cba4-cb52-3ef2-85a6-55942ed24d37 | 20aadc24-a391-41cf-b340-3e4529f44bde | 93a60a56-a3c8-11da-a746-0800200b9a66
N,N'-Dimethylthiourea | 534-13-4 | 534134 | 534134 | C3H8N2S |  | Mass | kg | emission | air | https://ofmpub.epa.gov/sor_internet/registry/substreg/searchandretrieve/substancesearch/search.do?details=displayDetails&selectedSubstanceId=45606 | 1 | Chemicals | d55b0883-7991-3feb-9f0e-6a20ec9ae903 | 4061cba4-cb52-3ef2-85a6-55942ed24d37 | 20aadc24-a391-41cf-b340-3e4529f44bde | 93a60a56-a3c8-11da-a746-0800200b9a66
2-Methylfuran | 534-22-5 | 534225 | 534225 | C5H6O |  | Mass | kg | emission | air | https://ofmpub.epa.gov/sor_internet/registry/substreg/searchandretrieve/substancesearch/search.do?details=displayDetails&selectedSubstanceId=45601 | 1 | Chemicals | 4cc7b7ed-1d34-3843-b0fa-6c89bb74587d | 4061cba4-cb52-3ef2-85a6-55942ed24d37 | 20aadc24-a391-41cf-b340-3e4529f44bde | 93a60a56-a3c8-11da-a746-0800200b9a66
Prasterone | 53-43-0 | 53430 | 53430 | C19H28O2 |  | Mass | kg | emission | air | https://ofmpub.epa.gov/sor_internet/registry/substreg/searchandretrieve/substancesearch/search.do?details=displayDetails&selectedSubstanceId=78374 | 1 | Chemicals | 5e5b04e7-630c-34e5-b05a-f0c4f44a4fd2 | 4061cba4-cb52-3ef2-85a6-55942ed24d37 | 20aadc24-a391-41cf-b340-3e4529f44bde | 93a60a56-a3c8-11da-a746-0800200b9a66
4,6-Dinitro-o-cresol | 534-52-1 | 534521 | 534521 | C7H6N2O5 |  | Mass | kg | emission | air | https://ofmpub.epa.gov/sor_internet/registry/substreg/searchandretrieve/substancesearch/search.do?details=displayDetails&selectedSubstanceId=45599 | 1 | Chemicals | 245649d3-8d5e-3224-b015-cb174c6929d8 | 4061cba4-cb52-3ef2-85a6-55942ed24d37 | 20aadc24-a391-41cf-b340-3e4529f44bde | 93a60a56-a3c8-11da-a746-0800200b9a66
Aroclor 1242 | 53469-21-9 | 53469219 | 53469219 | - |  | Mass | kg | emission | air | https://ofmpub.epa.gov/sor_internet/registry/substreg/searchandretrieve/substancesearch/search.do?details=displayDetails&selectedSubstanceId=51347 | 1 | Chemicals | 4473deac-9082-3d34-aec7-d792e54970e7 | 4061cba4-cb52-3ef2-85a6-55942ed24d37 | 20aadc24-a391-41cf-b340-3e4529f44bde | 93a60a56-a3c8-11da-a746-0800200b9a66
m-Chlorobenzoic acid | 535-80-8 | 535808 | 535808 | C7H5ClO2 |  | Mass | kg | emission | air | https://ofmpub.epa.gov/sor_internet/registry/substreg/searchandretrieve/substancesearch/search.do?details=displayDetails&selectedSubstanceId=45593 | 1 | Chemicals | 26b6d20b-4393-31fc-8289-53f536abb842 | 4061cba4-cb52-3ef2-85a6-55942ed24d37 | 20aadc24-a391-41cf-b340-3e4529f44bde | 93a60a56-a3c8-11da-a746-0800200b9a66
N-Nitrosodiisopropanolamine | 53609-64-6 | 53609646 | 53609646 | C6H14N2O3 |  | Mass | kg | emission | air | https://ofmpub.epa.gov/sor_internet/registry/substreg/searchandretrieve/substancesearch/search.do?details=displayDetails&selectedSubstanceId=77770 | 1 | Chemicals | a66667ca-83e8-3cff-8d78-6e568437f982 | 4061cba4-cb52-3ef2-85a6-55942ed24d37 | 20aadc24-a391-41cf-b340-3e4529f44bde | 93a60a56-a3c8-11da-a746-0800200b9a66
Ethionamide | 536-33-4 | 536334 | 536334 | C8H10N2S |  | Mass | kg | emission | air | https://ofmpub.epa.gov/sor_internet/registry/substreg/searchandretrieve/substancesearch/search.do?details=displayDetails&selectedSubstanceId=78011 | 1 | Chemicals | 4b89c2b1-8c31-3d1b-b370-f79e14124a29 | 4061cba4-cb52-3ef2-85a6-55942ed24d37 | 20aadc24-a391-41cf-b340-3e4529f44bde | 93a60a56-a3c8-11da-a746-0800200b9a66
Benzenemethanol, 4-(1-methylethyl)- | 536-60-7 | 536607 | 536607 | C10H14O |  | Mass | kg | emission | air | https://ofmpub.epa.gov/sor_internet/registry/substreg/searchandretrieve/substancesearch/search.do?details=displayDetails&selectedSubstanceId=88713 | 1 | Chemicals | 1dd87dcc-d7db-38e7-8c7c-1988dcf51a50 | 4061cba4-cb52-3ef2-85a6-55942ed24d37 | 20aadc24-a391-41cf-b340-3e4529f44bde | 93a60a56-a3c8-11da-a746-0800200b9a66
4-Ethylpyridine | 536-75-4 | 536754 | 536754 | C7H9N |  | Mass | kg | emission | air | https://ofmpub.epa.gov/sor_internet/registry/substreg/searchandretrieve/substancesearch/search.do?details=displayDetails&selectedSubstanceId=45583 | 1 | Chemicals | 0b255626-efb9-34da-8b87-61bccc11a0ab | 4061cba4-cb52-3ef2-85a6-55942ed24d37 | 20aadc24-a391-41cf-b340-3e4529f44bde | 93a60a56-a3c8-11da-a746-0800200b9a66
m-Anisidine | 536-90-3 | 536903 | 536903 | C7H9NO |  | Mass | kg | emission | air | https://ofmpub.epa.gov/sor_internet/registry/substreg/searchandretrieve/substancesearch/search.do?details=displayDetails&selectedSubstanceId=45580 | 1 | Chemicals | 3003900a-39f8-378c-b45c-6c77115de11e | 4061cba4-cb52-3ef2-85a6-55942ed24d37 | 20aadc24-a391-41cf-b340-3e4529f44bde | 93a60a56-a3c8-11da-a746-0800200b9a66
Dibenz[a,h]anthracene | 53-70-3 | 53703 | 53703 | C22H14 |  | Mass | kg | emission | air | https://ofmpub.epa.gov/sor_internet/registry/substreg/searchandretrieve/substancesearch/search.do?details=displayDetails&selectedSubstanceId=49154 | 1 | Chemicals | d4f8dd30-15a5-3b0b-9661-b2ca97c2f657 | 4061cba4-cb52-3ef2-85a6-55942ed24d37 | 20aadc24-a391-41cf-b340-3e4529f44bde | 93a60a56-a3c8-11da-a746-0800200b9a66
Glycerol trioctanoate | 538-23-8 | 538238 | 538238 | C27H50O6 |  | Mass | kg | emission | air | https://ofmpub.epa.gov/sor_internet/registry/substreg/searchandretrieve/substancesearch/search.do?details=displayDetails&selectedSubstanceId=45570 | 1 | Chemicals | 987214c2-322c-33f5-ba5e-dd5e2d19063f | 4061cba4-cb52-3ef2-85a6-55942ed24d37 | 20aadc24-a391-41cf-b340-3e4529f44bde | 93a60a56-a3c8-11da-a746-0800200b9a66
Indomethacin | 53-86-1 | 53861 | 53861 | C19H16ClNO4 |  | Mass | kg | emission | air | https://ofmpub.epa.gov/sor_internet/registry/substreg/searchandretrieve/substancesearch/search.do?details=displayDetails&selectedSubstanceId=49153 | 1 | Chemicals | 0a239fb0-163b-3098-950d-c5d248256541 | 4061cba4-cb52-3ef2-85a6-55942ed24d37 | 20aadc24-a391-41cf-b340-3e4529f44bde | 93a60a56-a3c8-11da-a746-0800200b9a66
Amylbenzene | 538-68-1 | 538681 | 538681 | C11H16 |  | Mass | kg | emission | air | https://ofmpub.epa.gov/sor_internet/registry/substreg/searchandretrieve/substancesearch/search.do?details=displayDetails&selectedSubstanceId=45565 | 1 | Chemicals | 93262d96-098c-393b-af61-fb8f23cc1d84 | 4061cba4-cb52-3ef2-85a6-55942ed24d37 | 20aadc24-a391-41cf-b340-3e4529f44bde | 93a60a56-a3c8-11da-a746-0800200b9a66
Citral | 5392-40-5 | 5392405 | 5392405 | C10H16O |  | Mass | kg | emission | air | https://ofmpub.epa.gov/sor_internet/registry/substreg/searchandretrieve/substancesearch/search.do?details=displayDetails&selectedSubstanceId=42144 | 1 | Chemicals | e63f6800-f885-32ed-bce2-dbfebef5a40c | 4061cba4-cb52-3ef2-85a6-55942ed24d37 | 20aadc24-a391-41cf-b340-3e4529f44bde | 93a60a56-a3c8-11da-a746-0800200b9a66
N-Hydroxy-2-acetylaminofluorene | 53-95-2 | 53952 | 53952 | C15H13NO2 |  | Mass | kg | emission | air | https://ofmpub.epa.gov/sor_internet/registry/substreg/searchandretrieve/substancesearch/search.do?details=displayDetails&selectedSubstanceId=78120 | 1 | Chemicals | 4fc34404-f00b-323e-b693-2d3d18551dd3 | 4061cba4-cb52-3ef2-85a6-55942ed24d37 | 20aadc24-a391-41cf-b340-3e4529f44bde | 93a60a56-a3c8-11da-a746-0800200b9a66
2-Acetylaminofluorene | 53-96-3 | 53963 | 53963 | C15H13NO |  | Mass | kg | emission | air | https://ofmpub.epa.gov/sor_internet/registry/substreg/searchandretrieve/substancesearch/search.do?details=displayDetails&selectedSubstanceId=49152 | 1 | Chemicals | 0b70a9eb-1abe-3a68-93e7-2a9080e0155a | 4061cba4-cb52-3ef2-85a6-55942ed24d37 | 20aadc24-a391-41cf-b340-3e4529f44bde | 93a60a56-a3c8-11da-a746-0800200b9a66
5-Nitroindazole | 5401-94-5 | 5401945 | 5401945 | C7H5N3O2 |  | Mass | kg | emission | air | https://ofmpub.epa.gov/sor_internet/registry/substreg/searchandretrieve/substancesearch/search.do?details=displayDetails&selectedSubstanceId=88538 | 1 | Chemicals | 0d4f821f-6c2a-3442-9e89-4c230ffb834e | 4061cba4-cb52-3ef2-85a6-55942ed24d37 | 20aadc24-a391-41cf-b340-3e4529f44bde | 93a60a56-a3c8-11da-a746-0800200b9a66
p-Toluidine hydrochloride | 540-23-8 | 540238 | 540238 | C7H10ClN |  | Mass | kg | emission | air | https://ofmpub.epa.gov/sor_internet/registry/substreg/searchandretrieve/substancesearch/search.do?details=displayDetails&selectedSubstanceId=45544 | 1 | Chemicals | 38fec958-acce-3c70-86d1-1a21b433584b | 4061cba4-cb52-3ef2-85a6-55942ed24d37 | 20aadc24-a391-41cf-b340-3e4529f44bde | 93a60a56-a3c8-11da-a746-0800200b9a66
p-Iodophenol | 540-38-5 | 540385 | 540385 | C6H5IO |  | Mass | kg | emission | air | https://ofmpub.epa.gov/sor_internet/registry/substreg/searchandretrieve/substancesearch/search.do?details=displayDetails&selectedSubstanceId=45542 | 1 | Chemicals | 47d05c80-c98e-39a5-9fa1-cdbc104b7183 | 4061cba4-cb52-3ef2-85a6-55942ed24d37 | 20aadc24-a391-41cf-b340-3e4529f44bde | 93a60a56-a3c8-11da-a746-0800200b9a66
2-Bromoethanol | 540-51-2 | 540512 | 540512 | C2H5BrO |  | Mass | kg | emission | air | https://ofmpub.epa.gov/sor_internet/registry/substreg/searchandretrieve/substancesearch/search.do?details=displayDetails&selectedSubstanceId=45539 | 1 | Chemicals | ad096a53-d6f1-31e2-b576-5cb0f3a2faaa | 4061cba4-cb52-3ef2-85a6-55942ed24d37 | 20aadc24-a391-41cf-b340-3e4529f44bde | 93a60a56-a3c8-11da-a746-0800200b9a66
1,2-Dichloroethylene | 540-59-0 | 540590 | 540590 | C2H2Cl2 |  | Mass | kg | emission | air | https://ofmpub.epa.gov/sor_internet/registry/substreg/searchandretrieve/substancesearch/search.do?details=displayDetails&selectedSubstanceId=45537 | 1 | Chemicals | a23f78f3-c46a-3f5c-9bab-773189b93e9c | 4061cba4-cb52-3ef2-85a6-55942ed24d37 | 20aadc24-a391-41cf-b340-3e4529f44bde | 93a60a56-a3c8-11da-a746-0800200b9a66
tert-Butyl acetate | 540-88-5 | 540885 | 540885 | C6H12O2 |  | Mass | kg | emission | air | https://ofmpub.epa.gov/sor_internet/registry/substreg/searchandretrieve/substancesearch/search.do?details=displayDetails&selectedSubstanceId=45532 | 1 | Chemicals | 12976dae-b7aa-3b5b-a0c8-362c934c0935 | 4061cba4-cb52-3ef2-85a6-55942ed24d37 | 20aadc24-a391-41cf-b340-3e4529f44bde | 93a60a56-a3c8-11da-a746-0800200b9a66
Nicotine | 54-11-5 | 54115 | 54115 | C10H14N2 |  | Mass | kg | emission | air | https://ofmpub.epa.gov/sor_internet/registry/substreg/searchandretrieve/substancesearch/search.do?details=displayDetails&selectedSubstanceId=88525 | 1 | Chemicals | 7378b236-89c1-3458-a8d0-a3658c07a906 | 4061cba4-cb52-3ef2-85a6-55942ed24d37 | 20aadc24-a391-41cf-b340-3e4529f44bde | 93a60a56-a3c8-11da-a746-0800200b9a66
m-Dichlorobenzene | 541-73-1 | 541731 | 541731 | C6H4Cl2 |  | Mass | kg | emission | air | https://ofmpub.epa.gov/sor_internet/registry/substreg/searchandretrieve/substancesearch/search.do?details=displayDetails&selectedSubstanceId=91424 | 1 | Chemicals | b2ad1df5-5e2b-30e7-9c8c-ae209aa01291 | 4061cba4-cb52-3ef2-85a6-55942ed24d37 | 20aadc24-a391-41cf-b340-3e4529f44bde | 93a60a56-a3c8-11da-a746-0800200b9a66
5-Methyl-3-heptanone | 541-85-5 | 541855 | 541855 | C8H16O |  | Mass | kg | emission | air | https://ofmpub.epa.gov/sor_internet/registry/substreg/searchandretrieve/substancesearch/search.do?details=displayDetails&selectedSubstanceId=45515 | 1 | Chemicals | 45416338-b78c-3ed3-8bcf-bb12f9b94142 | 4061cba4-cb52-3ef2-85a6-55942ed24d37 | 20aadc24-a391-41cf-b340-3e4529f44bde | 93a60a56-a3c8-11da-a746-0800200b9a66
Sodium salicylate | 54-21-7 | 54217 | 54217 | C7H5NaO3 |  | Mass | kg | emission | air | https://ofmpub.epa.gov/sor_internet/registry/substreg/searchandretrieve/substancesearch/search.do?details=displayDetails&selectedSubstanceId=48993 | 1 | Chemicals | ec1de855-d939-3f68-b489-27e246ad52fa | 4061cba4-cb52-3ef2-85a6-55942ed24d37 | 20aadc24-a391-41cf-b340-3e4529f44bde | 93a60a56-a3c8-11da-a746-0800200b9a66
Cyclohexane, chloro- | 542-18-7 | 542187 | 542187 | C6H11Cl |  | Mass | kg | emission | air | https://ofmpub.epa.gov/sor_internet/registry/substreg/searchandretrieve/substancesearch/search.do?details=displayDetails&selectedSubstanceId=45508 | 1 | Chemicals | f8d23ff4-1888-3f04-acb4-29cd7635a40c | 4061cba4-cb52-3ef2-85a6-55942ed24d37 | 20aadc24-a391-41cf-b340-3e4529f44bde | 93a60a56-a3c8-11da-a746-0800200b9a66
Isobutyl nitrite | 542-56-3 | 542563 | 542563 | C4H9NO2 |  | Mass | kg | emission | air | https://ofmpub.epa.gov/sor_internet/registry/substreg/searchandretrieve/substancesearch/search.do?details=displayDetails&selectedSubstanceId=45503 | 1 | Chemicals | 16bc20aa-ec08-387a-a8a4-22ca0b7c0aba | 4061cba4-cb52-3ef2-85a6-55942ed24d37 | 20aadc24-a391-41cf-b340-3e4529f44bde | 93a60a56-a3c8-11da-a746-0800200b9a66
Ethylene glycol monoacetate | 542-59-6 | 542596 | 542596 | C4H8O3 |  | Mass | kg | emission | air | https://ofmpub.epa.gov/sor_internet/registry/substreg/searchandretrieve/substancesearch/search.do?details=displayDetails&selectedSubstanceId=45501 | 1 | Chemicals | 24ad7865-5e0b-3cf6-a320-a338021a8b93 | 4061cba4-cb52-3ef2-85a6-55942ed24d37 | 20aadc24-a391-41cf-b340-3e4529f44bde | 93a60a56-a3c8-11da-a746-0800200b9a66
1,3-Dichloropropene | 542-75-6 | 542756 | 542756 | C3H4Cl2 |  | Mass | kg | emission | air | https://ofmpub.epa.gov/sor_internet/registry/substreg/searchandretrieve/substancesearch/search.do?details=displayDetails&selectedSubstanceId=45499 | 1 | Chemicals | e583c436-01ec-3a20-8095-1bfdc2e152c6 | 4061cba4-cb52-3ef2-85a6-55942ed24d37 | 20aadc24-a391-41cf-b340-3e4529f44bde | 93a60a56-a3c8-11da-a746-0800200b9a66
Ethane, isothiocyanato- | 542-85-8 | 542858 | 542858 | C3H5NS |  | Mass | kg | emission | air | https://ofmpub.epa.gov/sor_internet/registry/substreg/searchandretrieve/substancesearch/search.do?details=displayDetails&selectedSubstanceId=45496 | 1 | Chemicals | a860c61a-aa7c-3e5f-9798-0a7bab9ff61a | 4061cba4-cb52-3ef2-85a6-55942ed24d37 | 20aadc24-a391-41cf-b340-3e4529f44bde | 93a60a56-a3c8-11da-a746-0800200b9a66
Bis(chloromethyl) ether | 542-88-1 | 542881 | 542881 | C2H4Cl2O |  | Mass | kg | emission | air | https://ofmpub.epa.gov/sor_internet/registry/substreg/searchandretrieve/substancesearch/search.do?details=displayDetails&selectedSubstanceId=45495 | 1 | Chemicals | 0674ae3a-13d7-3e64-bcf9-f97f48fa01ba | 4061cba4-cb52-3ef2-85a6-55942ed24d37 | 20aadc24-a391-41cf-b340-3e4529f44bde | 93a60a56-a3c8-11da-a746-0800200b9a66
Furosemide | 54-31-9 | 54319 | 54319 | C12H11ClN2O5S |  | Mass | kg | emission | air | https://ofmpub.epa.gov/sor_internet/registry/substreg/searchandretrieve/substancesearch/search.do?details=displayDetails&selectedSubstanceId=78119 | 1 | Chemicals | 5bd5b0a2-873b-3220-b9ed-85ff35258e71 | 4061cba4-cb52-3ef2-85a6-55942ed24d37 | 20aadc24-a391-41cf-b340-3e4529f44bde | 93a60a56-a3c8-11da-a746-0800200b9a66
Hexadecane, 1-iodo- | 544-77-4 | 544774 | 544774 | C16H33I |  | Mass | kg | emission | air | https://ofmpub.epa.gov/sor_internet/registry/substreg/searchandretrieve/substancesearch/search.do?details=displayDetails&selectedSubstanceId=90716 | 1 | Chemicals | 3d369eaa-6b1f-32f9-b8b6-800a7422766d | 4061cba4-cb52-3ef2-85a6-55942ed24d37 | 20aadc24-a391-41cf-b340-3e4529f44bde | 93a60a56-a3c8-11da-a746-0800200b9a66
Chlorethoxyfos | 54593-83-8 | 54593838 | 54593838 | C6H11Cl4O3PS |  | Mass | kg | emission | air | https://ofmpub.epa.gov/sor_internet/registry/substreg/searchandretrieve/substancesearch/search.do?details=displayDetails&selectedSubstanceId=90699 | 1 | Chemicals | fe33622f-4baa-343c-85e8-c62d1f06c876 | 4061cba4-cb52-3ef2-85a6-55942ed24d37 | 20aadc24-a391-41cf-b340-3e4529f44bde | 93a60a56-a3c8-11da-a746-0800200b9a66
Propanoic acid, 2-hydroxy-, octyl ester | 5464-71-1 | 5464711 | 5464711 | C11H22O3 |  | Mass | kg | emission | air | https://ofmpub.epa.gov/sor_internet/registry/substreg/searchandretrieve/substancesearch/search.do?details=displayDetails&selectedSubstanceId=38755 | 1 | Chemicals | 4e387215-9c04-3982-bc9a-082a785f736d | 4061cba4-cb52-3ef2-85a6-55942ed24d37 | 20aadc24-a391-41cf-b340-3e4529f44bde | 93a60a56-a3c8-11da-a746-0800200b9a66
Thimerosal | 54-64-8 | 54648 | 54648 | C9H9HgNaO2S |  | Mass | kg | emission | air | https://ofmpub.epa.gov/sor_internet/registry/substreg/searchandretrieve/substancesearch/search.do?details=displayDetails&selectedSubstanceId=48989 | 1 | Chemicals | d4ad6fb9-265c-3da6-81cd-004eb594a831 | 4061cba4-cb52-3ef2-85a6-55942ed24d37 | 20aadc24-a391-41cf-b340-3e4529f44bde | 93a60a56-a3c8-11da-a746-0800200b9a66
Methyl lactate | 547-64-8 | 547648 | 547648 | C4H8O3 |  | Mass | kg | emission | air | https://ofmpub.epa.gov/sor_internet/registry/substreg/searchandretrieve/substancesearch/search.do?details=displayDetails&selectedSubstanceId=45449 | 1 | Chemicals | b846d376-5230-3b59-83a6-93a07c92ff4f | 4061cba4-cb52-3ef2-85a6-55942ed24d37 | 20aadc24-a391-41cf-b340-3e4529f44bde | 93a60a56-a3c8-11da-a746-0800200b9a66
Isoniazid | 54-85-3 | 54853 | 54853 | C6H7N3O |  | Mass | kg | emission | air | https://ofmpub.epa.gov/sor_internet/registry/substreg/searchandretrieve/substancesearch/search.do?details=displayDetails&selectedSubstanceId=48987 | 1 | Chemicals | b966ba4b-16da-3242-a35f-665c5f2c926f | 4061cba4-cb52-3ef2-85a6-55942ed24d37 | 20aadc24-a391-41cf-b340-3e4529f44bde | 93a60a56-a3c8-11da-a746-0800200b9a66
Crystal violet | 548-62-9 | 548629 | 548629 | C25H30ClN3 |  | Mass | kg | emission | air | https://ofmpub.epa.gov/sor_internet/registry/substreg/searchandretrieve/substancesearch/search.do?details=displayDetails&selectedSubstanceId=90534 | 1 | Chemicals | de7d7490-d035-3632-8473-6d3ab3b54cc9 | 4061cba4-cb52-3ef2-85a6-55942ed24d37 | 20aadc24-a391-41cf-b340-3e4529f44bde | 93a60a56-a3c8-11da-a746-0800200b9a66
1-Dodecanamine, N-methyl-N-nitroso- | 55090-44-3 | 55090443 | 55090443 | C13H28N2O |  | Mass | kg | emission | air | https://ofmpub.epa.gov/sor_internet/registry/substreg/searchandretrieve/substancesearch/search.do?details=displayDetails&selectedSubstanceId=82552 | 1 | Chemicals | 83c47bea-6c36-309e-bd51-d3ee71a0896f | 4061cba4-cb52-3ef2-85a6-55942ed24d37 | 20aadc24-a391-41cf-b340-3e4529f44bde | 93a60a56-a3c8-11da-a746-0800200b9a66
Bitertanol | 55179-31-2 | 55179312 | 55179312 | C20H23N3O2 |  | Mass | kg | emission | air | https://ofmpub.epa.gov/sor_internet/registry/substreg/searchandretrieve/substancesearch/search.do?details=displayDetails&selectedSubstanceId=82550 | 1 | Chemicals | 7a25f027-a8e5-3208-919d-087fa403c78c | 4061cba4-cb52-3ef2-85a6-55942ed24d37 | 20aadc24-a391-41cf-b340-3e4529f44bde | 93a60a56-a3c8-11da-a746-0800200b9a66
N-Nitrosodiethylamine | 55-18-5 | 55185 | 55185 | C4H10N2O |  | Mass | kg | emission | air | https://ofmpub.epa.gov/sor_internet/registry/substreg/searchandretrieve/substancesearch/search.do?details=displayDetails&selectedSubstanceId=48982 | 1 | Chemicals | 4f9a7afa-3e7c-3be1-8179-d0246a51d1c3 | 4061cba4-cb52-3ef2-85a6-55942ed24d37 | 20aadc24-a391-41cf-b340-3e4529f44bde | 93a60a56-a3c8-11da-a746-0800200b9a66
1,2-Dimethyl-5-nitroimidazole | 551-92-8 | 551928 | 551928 | C5H7N3O2 |  | Mass | kg | emission | air | https://ofmpub.epa.gov/sor_internet/registry/substreg/searchandretrieve/substancesearch/search.do?details=displayDetails&selectedSubstanceId=83869 | 1 | Chemicals | e74af853-8158-311e-9dfd-0ca62a630a68 | 4061cba4-cb52-3ef2-85a6-55942ed24d37 | 20aadc24-a391-41cf-b340-3e4529f44bde | 93a60a56-a3c8-11da-a746-0800200b9a66
Benzamide | 55-21-0 | 55210 | 55210 | C7H7NO |  | Mass | kg | emission | air | https://ofmpub.epa.gov/sor_internet/registry/substreg/searchandretrieve/substancesearch/search.do?details=displayDetails&selectedSubstanceId=48981 | 1 | Chemicals | 1d5e7622-a517-3d76-baf6-c4793e436dda | 4061cba4-cb52-3ef2-85a6-55942ed24d37 | 20aadc24-a391-41cf-b340-3e4529f44bde | 93a60a56-a3c8-11da-a746-0800200b9a66
Triadimenol | 55219-65-3 | 55219653 | 55219653 | C14H18ClN3O2 |  | Mass | kg | emission | air | https://ofmpub.epa.gov/sor_internet/registry/substreg/searchandretrieve/substancesearch/search.do?details=displayDetails&selectedSubstanceId=49863 | 1 | Chemicals | 7e29a2cc-e9e5-369e-9a89-1af9e84c3397 | 4061cba4-cb52-3ef2-85a6-55942ed24d37 | 20aadc24-a391-41cf-b340-3e4529f44bde | 93a60a56-a3c8-11da-a746-0800200b9a66
Isonicotinic acid | 55-22-1 | 55221 | 55221 | C6H5NO2 |  | Mass | kg | emission | air | https://ofmpub.epa.gov/sor_internet/registry/substreg/searchandretrieve/substancesearch/search.do?details=displayDetails&selectedSubstanceId=48980 | 1 | Chemicals | dbaba59b-6027-3499-ab40-65163e0ec668 | 4061cba4-cb52-3ef2-85a6-55942ed24d37 | 20aadc24-a391-41cf-b340-3e4529f44bde | 93a60a56-a3c8-11da-a746-0800200b9a66
1-Nitropyrene | 5522-43-0 | 5522430 | 5522430 | C16H9NO2 |  | Mass | kg | emission | air | https://ofmpub.epa.gov/sor_internet/registry/substreg/searchandretrieve/substancesearch/search.do?details=displayDetails&selectedSubstanceId=38608 | 1 | Chemicals | c2145133-7e15-3567-a992-88b5a320418e | 4061cba4-cb52-3ef2-85a6-55942ed24d37 | 20aadc24-a391-41cf-b340-3e4529f44bde | 93a60a56-a3c8-11da-a746-0800200b9a66
Praziquantel | 55268-74-1 | 55268741 | 55268741 | C19H24N2O2 |  | Mass | kg | emission | air | https://ofmpub.epa.gov/sor_internet/registry/substreg/searchandretrieve/substancesearch/search.do?details=displayDetails&selectedSubstanceId=81896 | 1 | Chemicals | 039bc437-4469-39ab-9b19-dcdca45b7753 | 4061cba4-cb52-3ef2-85a6-55942ed24d37 | 20aadc24-a391-41cf-b340-3e4529f44bde | 93a60a56-a3c8-11da-a746-0800200b9a66
Ethalfluralin | 55283-68-6 | 55283686 | 55283686 | C13H14F3N3O4 |  | Mass | kg | emission | air | https://ofmpub.epa.gov/sor_internet/registry/substreg/searchandretrieve/substancesearch/search.do?details=displayDetails&selectedSubstanceId=90361 | 1 | Chemicals | 05334c07-5acf-3a82-a99d-d76a7cd6d4bd | 4061cba4-cb52-3ef2-85a6-55942ed24d37 | 20aadc24-a391-41cf-b340-3e4529f44bde | 93a60a56-a3c8-11da-a746-0800200b9a66
Carbosulfan | 55285-14-8 | 55285148 | 55285148 | C20H32N2O3S |  | Mass | kg | emission | air | https://ofmpub.epa.gov/sor_internet/registry/substreg/searchandretrieve/substancesearch/search.do?details=displayDetails&selectedSubstanceId=49853 | 1 | Chemicals | cbff2296-2fb0-386a-a329-6b0d8faa732d | 4061cba4-cb52-3ef2-85a6-55942ed24d37 | 20aadc24-a391-41cf-b340-3e4529f44bde | 93a60a56-a3c8-11da-a746-0800200b9a66
Dimethipin | 55290-64-7 | 55290647 | 55290647 | C6H10O4S2 |  | Mass | kg | emission | air | https://ofmpub.epa.gov/sor_internet/registry/substreg/searchandretrieve/substancesearch/search.do?details=displayDetails&selectedSubstanceId=49851 | 1 | Chemicals | c02d919e-ae71-3e92-8276-6c7b2da8d594 | 4061cba4-cb52-3ef2-85a6-55942ed24d37 | 20aadc24-a391-41cf-b340-3e4529f44bde | 93a60a56-a3c8-11da-a746-0800200b9a66
Triclopyr | 55335-06-3 | 55335063 | 55335063 | C7H4Cl3NO3 |  | Mass | kg | emission | air | https://ofmpub.epa.gov/sor_internet/registry/substreg/searchandretrieve/substancesearch/search.do?details=displayDetails&selectedSubstanceId=90354 | 1 | Chemicals | 160c5f56-62b9-3d85-ae79-487ec62d84d4 | 4061cba4-cb52-3ef2-85a6-55942ed24d37 | 20aadc24-a391-41cf-b340-3e4529f44bde | 93a60a56-a3c8-11da-a746-0800200b9a66
Fenthion | 55-38-9 | 55389 | 55389 | C10H15O3PS2 |  | Mass | kg | emission | air | https://ofmpub.epa.gov/sor_internet/registry/substreg/searchandretrieve/substancesearch/search.do?details=displayDetails&selectedSubstanceId=48979 | 1 | Chemicals | baec87ef-26c7-3c76-8d4e-1e98a68f5bbe | 4061cba4-cb52-3ef2-85a6-55942ed24d37 | 20aadc24-a391-41cf-b340-3e4529f44bde | 93a60a56-a3c8-11da-a746-0800200b9a66
2,4-Dichloroaniline | 554-00-7 | 554007 | 554007 | C6H5Cl2N |  | Mass | kg | emission | air | https://ofmpub.epa.gov/sor_internet/registry/substreg/searchandretrieve/substancesearch/search.do?details=displayDetails&selectedSubstanceId=90348 | 1 | Chemicals | 2c9b37e2-13f1-3180-bf41-9f5e97f4f19e | 4061cba4-cb52-3ef2-85a6-55942ed24d37 | 20aadc24-a391-41cf-b340-3e4529f44bde | 93a60a56-a3c8-11da-a746-0800200b9a66
3-Iodo-2-propynyl butylcarbamate | 55406-53-6 | 55406536 | 55406536 | C8H12INO2 |  | Mass | kg | emission | air | https://ofmpub.epa.gov/sor_internet/registry/substreg/searchandretrieve/substancesearch/search.do?details=displayDetails&selectedSubstanceId=49728 | 1 | Chemicals | 2ba724eb-1d9f-3c54-ba55-ba5207d6e2c7 | 4061cba4-cb52-3ef2-85a6-55942ed24d37 | 20aadc24-a391-41cf-b340-3e4529f44bde | 93a60a56-a3c8-11da-a746-0800200b9a66
Methyl propionate | 554-12-1 | 554121 | 554121 | C4H8O2 |  | Mass | kg | emission | air | https://ofmpub.epa.gov/sor_internet/registry/substreg/searchandretrieve/substancesearch/search.do?details=displayDetails&selectedSubstanceId=45415 | 1 | Chemicals | cebefed1-eba1-3cd5-a7e1-cbacd29f8f85 | 4061cba4-cb52-3ef2-85a6-55942ed24d37 | 20aadc24-a391-41cf-b340-3e4529f44bde | 93a60a56-a3c8-11da-a746-0800200b9a66
m-Nitrophenol | 554-84-7 | 554847 | 554847 | C6H5NO3 |  | Mass | kg | emission | air | https://ofmpub.epa.gov/sor_internet/registry/substreg/searchandretrieve/substancesearch/search.do?details=displayDetails&selectedSubstanceId=45411 | 1 | Chemicals | 20534df1-34ae-386b-a58d-243cc02274c8 | 4061cba4-cb52-3ef2-85a6-55942ed24d37 | 20aadc24-a391-41cf-b340-3e4529f44bde | 93a60a56-a3c8-11da-a746-0800200b9a66
Pyridate | 55512-33-9 | 55512339 | 55512339 | C19H23ClN2O2S |  | Mass | kg | emission | air | https://ofmpub.epa.gov/sor_internet/registry/substreg/searchandretrieve/substancesearch/search.do?details=displayDetails&selectedSubstanceId=90336 | 1 | Chemicals | 6c86fc40-79fd-3d96-9e71-a5d5bd720164 | 4061cba4-cb52-3ef2-85a6-55942ed24d37 | 20aadc24-a391-41cf-b340-3e4529f44bde | 93a60a56-a3c8-11da-a746-0800200b9a66
Neburon | 555-37-3 | 555373 | 555373 | C12H16Cl2N2O |  | Mass | kg | emission | air | https://ofmpub.epa.gov/sor_internet/registry/substreg/searchandretrieve/substancesearch/search.do?details=displayDetails&selectedSubstanceId=83868 | 1 | Chemicals | 122b390f-f341-3b2b-8c03-59ad107fc2ae | 4061cba4-cb52-3ef2-85a6-55942ed24d37 | 20aadc24-a391-41cf-b340-3e4529f44bde | 93a60a56-a3c8-11da-a746-0800200b9a66
1H-1,4-Diazepine, hexahydro-1,4-dinitroso- | 55557-00-1 | 55557001 | 55557001 | C5H10N4O2 |  | Mass | kg | emission | air | https://ofmpub.epa.gov/sor_internet/registry/substreg/searchandretrieve/substancesearch/search.do?details=displayDetails&selectedSubstanceId=81895 | 1 | Chemicals | c19821da-4f21-3e9d-8841-2b253930905f | 4061cba4-cb52-3ef2-85a6-55942ed24d37 | 20aadc24-a391-41cf-b340-3e4529f44bde | 93a60a56-a3c8-11da-a746-0800200b9a66
Propanedinitrile, [(3-chlorophenyl)hydrazono]- | 555-60-2 | 555602 | 555602 | C9H5ClN4 |  | Mass | kg | emission | air | https://ofmpub.epa.gov/sor_internet/registry/substreg/searchandretrieve/substancesearch/search.do?details=displayDetails&selectedSubstanceId=45400 | 1 | Chemicals | 291b9702-9a40-3a69-8b0f-5ba39a0aea10 | 4061cba4-cb52-3ef2-85a6-55942ed24d37 | 20aadc24-a391-41cf-b340-3e4529f44bde | 93a60a56-a3c8-11da-a746-0800200b9a66
Nifuradene | 555-84-0 | 555840 | 555840 | C8H8N4O4 |  | Mass | kg | emission | air | https://ofmpub.epa.gov/sor_internet/registry/substreg/searchandretrieve/substancesearch/search.do?details=displayDetails&selectedSubstanceId=78350 | 1 | Chemicals | d2e07ee1-8ce2-3e0a-9c19-4dee25de7053 | 4061cba4-cb52-3ef2-85a6-55942ed24d37 | 20aadc24-a391-41cf-b340-3e4529f44bde | 93a60a56-a3c8-11da-a746-0800200b9a66
Bis(p-chlorophenoxy)methane | 555-89-5 | 555895 | 555895 | C13H10Cl2O2 |  | Mass | kg | emission | air | https://ofmpub.epa.gov/sor_internet/registry/substreg/searchandretrieve/substancesearch/search.do?details=displayDetails&selectedSubstanceId=77664 | 1 | Chemicals | 461fcf48-284f-3fe1-bccc-02a81fe542a2 | 4061cba4-cb52-3ef2-85a6-55942ed24d37 | 20aadc24-a391-41cf-b340-3e4529f44bde | 93a60a56-a3c8-11da-a746-0800200b9a66
Glyodin | 556-22-9 | 556229 | 556229 | C22H44N2O2 |  | Mass | kg | emission | air | https://ofmpub.epa.gov/sor_internet/registry/substreg/searchandretrieve/substancesearch/search.do?details=displayDetails&selectedSubstanceId=45395 | 1 | Chemicals | f25eb8dd-0710-3c2c-9071-c888534fdd3c | 4061cba4-cb52-3ef2-85a6-55942ed24d37 | 20aadc24-a391-41cf-b340-3e4529f44bde | 93a60a56-a3c8-11da-a746-0800200b9a66
Nitroglycerin | 55-63-0 | 55630 | 55630 | C3H5N3O9 |  | Mass | kg | emission | air | https://ofmpub.epa.gov/sor_internet/registry/substreg/searchandretrieve/substancesearch/search.do?details=displayDetails&selectedSubstanceId=48975 | 1 | Chemicals | dca18806-eee3-39c5-9cd4-7531999a453e | 4061cba4-cb52-3ef2-85a6-55942ed24d37 | 20aadc24-a391-41cf-b340-3e4529f44bde | 93a60a56-a3c8-11da-a746-0800200b9a66
Glycidol | 556-52-5 | 556525 | 556525 | C3H6O2 |  | Mass | kg | emission | air | https://ofmpub.epa.gov/sor_internet/registry/substreg/searchandretrieve/substancesearch/search.do?details=displayDetails&selectedSubstanceId=90176 | 1 | Chemicals | 92cb5ea6-26df-319a-a933-268d056e83f4 | 4061cba4-cb52-3ef2-85a6-55942ed24d37 | 20aadc24-a391-41cf-b340-3e4529f44bde | 93a60a56-a3c8-11da-a746-0800200b9a66
Methyl isothiocyanate | 556-61-6 | 556616 | 556616 | C2H3NS |  | Mass | kg | emission | air | https://ofmpub.epa.gov/sor_internet/registry/substreg/searchandretrieve/substancesearch/search.do?details=displayDetails&selectedSubstanceId=90175 | 1 | Chemicals | cb93d020-b29f-3df9-bab2-35e3d8ef512c | 4061cba4-cb52-3ef2-85a6-55942ed24d37 | 20aadc24-a391-41cf-b340-3e4529f44bde | 93a60a56-a3c8-11da-a746-0800200b9a66
Octamethylcyclotetrasiloxane | 556-67-2 | 556672 | 556672 | C8H24O4Si4 |  | Mass | kg | emission | air | https://ofmpub.epa.gov/sor_internet/registry/substreg/searchandretrieve/substancesearch/search.do?details=displayDetails&selectedSubstanceId=90174 | 1 | Chemicals | 52a0d7b2-f52e-3f23-a1a9-1be77f33788b | 4061cba4-cb52-3ef2-85a6-55942ed24d37 | 20aadc24-a391-41cf-b340-3e4529f44bde | 93a60a56-a3c8-11da-a746-0800200b9a66
C.I. Pigment Yellow 83 | 5567-15-7 | 5567157 | 5567157 | C36H32Cl4N6O8 |  | Mass | kg | emission | air | https://ofmpub.epa.gov/sor_internet/registry/substreg/searchandretrieve/substancesearch/search.do?details=displayDetails&selectedSubstanceId=90171 | 1 | Chemicals | 0fed8ce3-6485-30e5-9022-32e671c59dfd | 4061cba4-cb52-3ef2-85a6-55942ed24d37 | 20aadc24-a391-41cf-b340-3e4529f44bde | 93a60a56-a3c8-11da-a746-0800200b9a66
Benzenamine, N,N-dimethyl-4-[(3-methylphenyl)azo]- | 55-80-1 | 55801 | 55801 | C15H17N3 |  | Mass | kg | emission | air | https://ofmpub.epa.gov/sor_internet/registry/substreg/searchandretrieve/substancesearch/search.do?details=displayDetails&selectedSubstanceId=48973 | 1 | Chemicals | e9f28bdf-2150-3c6b-9160-b53d1d5c9e75 | 4061cba4-cb52-3ef2-85a6-55942ed24d37 | 20aadc24-a391-41cf-b340-3e4529f44bde | 93a60a56-a3c8-11da-a746-0800200b9a66
Propane, 2-iodo-2-methyl- | 558-17-8 | 558178 | 558178 | C4H9I |  | Mass | kg | emission | air | https://ofmpub.epa.gov/sor_internet/registry/substreg/searchandretrieve/substancesearch/search.do?details=displayDetails&selectedSubstanceId=45352 | 1 | Chemicals | 50741537-b27f-3c78-bc5b-5bf1a056f91c | 4061cba4-cb52-3ef2-85a6-55942ed24d37 | 20aadc24-a391-41cf-b340-3e4529f44bde | 93a60a56-a3c8-11da-a746-0800200b9a66
Diisopropyl fluorophosphate | 55-91-4 | 55914 | 55914 | C6H14FO3P |  | Mass | kg | emission | air | https://ofmpub.epa.gov/sor_internet/registry/substreg/searchandretrieve/substancesearch/search.do?details=displayDetails&selectedSubstanceId=48972 | 1 | Chemicals | b50b1664-450d-3fe2-ac56-e43c64c0c085 | 4061cba4-cb52-3ef2-85a6-55942ed24d37 | 20aadc24-a391-41cf-b340-3e4529f44bde | 93a60a56-a3c8-11da-a746-0800200b9a66
Chlorpyrifos-methyl | 5598-13-0 | 5598130 | 5598130 | C7H7Cl3NO3PS |  | Mass | kg | emission | air | https://ofmpub.epa.gov/sor_internet/registry/substreg/searchandretrieve/substancesearch/search.do?details=displayDetails&selectedSubstanceId=89989 | 1 | Chemicals | 6c7524eb-7af5-3c18-a7d9-be2a00d17c99 | 4061cba4-cb52-3ef2-85a6-55942ed24d37 | 20aadc24-a391-41cf-b340-3e4529f44bde | 93a60a56-a3c8-11da-a746-0800200b9a66
Fospirate | 5598-52-7 | 5598527 | 5598527 | C7H7Cl3NO4P |  | Mass | kg | emission | air | https://ofmpub.epa.gov/sor_internet/registry/substreg/searchandretrieve/substancesearch/search.do?details=displayDetails&selectedSubstanceId=38582 | 1 | Chemicals | 12915224-7c4f-3639-9da8-414d29b86db6 | 4061cba4-cb52-3ef2-85a6-55942ed24d37 | 20aadc24-a391-41cf-b340-3e4529f44bde | 93a60a56-a3c8-11da-a746-0800200b9a66
Methylthiouracil | 56-04-2 | 56042 | 56042 | C5H6N2OS |  | Mass | kg | emission | air | https://ofmpub.epa.gov/sor_internet/registry/substreg/searchandretrieve/substancesearch/search.do?details=displayDetails&selectedSubstanceId=48971 | 1 | Chemicals | 691e17d5-88bc-33ce-8831-4b56683fdbac | 4061cba4-cb52-3ef2-85a6-55942ed24d37 | 20aadc24-a391-41cf-b340-3e4529f44bde | 93a60a56-a3c8-11da-a746-0800200b9a66
Difenacoum | 56073-07-5 | 56073075 | 56073075 | C31H24O3 |  | Mass | kg | emission | air | https://ofmpub.epa.gov/sor_internet/registry/substreg/searchandretrieve/substancesearch/search.do?details=displayDetails&selectedSubstanceId=77055 | 1 | Chemicals | 7c48262d-5ab5-38b3-ac03-e7ee2f38a42c | 4061cba4-cb52-3ef2-85a6-55942ed24d37 | 20aadc24-a391-41cf-b340-3e4529f44bde | 93a60a56-a3c8-11da-a746-0800200b9a66
Brodifacoum | 56073-10-0 | 56073100 | 56073100 | C31H23BrO3 |  | Mass | kg | emission | air | https://ofmpub.epa.gov/sor_internet/registry/substreg/searchandretrieve/substancesearch/search.do?details=displayDetails&selectedSubstanceId=52597 | 1 | Chemicals | 30d3716b-eb28-318e-8d04-d670ae613b58 | 4061cba4-cb52-3ef2-85a6-55942ed24d37 | 20aadc24-a391-41cf-b340-3e4529f44bde | 93a60a56-a3c8-11da-a746-0800200b9a66
C.I. Acid Black 52 | 5610-64-0 | 5610640 | 5610640 | C60H36Cr2N9Na3O21S3 |  | Mass | kg | emission | air | https://ofmpub.epa.gov/sor_internet/registry/substreg/searchandretrieve/substancesearch/search.do?details=displayDetails&selectedSubstanceId=89975 | 1 | Chemicals | 32eb7c75-2a36-3ef0-a62a-95117a90f064 | 4061cba4-cb52-3ef2-85a6-55942ed24d37 | 20aadc24-a391-41cf-b340-3e4529f44bde | 93a60a56-a3c8-11da-a746-0800200b9a66
Carbon tetrachloride | 56-23-5 | 56235 | 56235 | CCl4 |  | Mass | kg | emission | air | https://ofmpub.epa.gov/sor_internet/registry/substreg/searchandretrieve/substancesearch/search.do?details=displayDetails&selectedSubstanceId=48965 | 1 | Chemicals | e833fa68-b728-31db-a406-48b00c99a72a | 4061cba4-cb52-3ef2-85a6-55942ed24d37 | 20aadc24-a391-41cf-b340-3e4529f44bde | 93a60a56-a3c8-11da-a746-0800200b9a66
Tri-m-cresyl phosphate | 563-04-2 | 563042 | 563042 | C21H21O4P |  | Mass | kg | emission | air | https://ofmpub.epa.gov/sor_internet/registry/substreg/searchandretrieve/substancesearch/search.do?details=displayDetails&selectedSubstanceId=89957 | 1 | Chemicals | 67ae6252-d1f8-30ed-a8c1-9f280a7296b2 | 4061cba4-cb52-3ef2-85a6-55942ed24d37 | 20aadc24-a391-41cf-b340-3e4529f44bde | 93a60a56-a3c8-11da-a746-0800200b9a66
Ethion | 563-12-2 | 563122 | 563122 | C9H22O4P2S4 |  | Mass | kg | emission | air | https://ofmpub.epa.gov/sor_internet/registry/substreg/searchandretrieve/substancesearch/search.do?details=displayDetails&selectedSubstanceId=45671 | 1 | Chemicals | 351b7fa7-7461-3253-b795-2dc7aa75f0f4 | 4061cba4-cb52-3ef2-85a6-55942ed24d37 | 20aadc24-a391-41cf-b340-3e4529f44bde | 93a60a56-a3c8-11da-a746-0800200b9a66
Semicarbazide hydrochloride | 563-41-7 | 563417 | 563417 | CH6ClN3O |  | Mass | kg | emission | air | https://ofmpub.epa.gov/sor_internet/registry/substreg/searchandretrieve/substancesearch/search.do?details=displayDetails&selectedSubstanceId=45669 | 1 | Chemicals | b3ca7da0-7854-386d-9969-e36f92901759 | 4061cba4-cb52-3ef2-85a6-55942ed24d37 | 20aadc24-a391-41cf-b340-3e4529f44bde | 93a60a56-a3c8-11da-a746-0800200b9a66
2-(1-Iodoethyl)-1,3-Dioxolane-4-methanol | 5634-39-9 | 5634399 | 5634399 | C6H11IO3 |  | Mass | kg | emission | air | https://ofmpub.epa.gov/sor_internet/registry/substreg/searchandretrieve/substancesearch/search.do?details=displayDetails&selectedSubstanceId=84079 | 1 | Chemicals | 61fc7d34-70ad-32af-b631-0dcdd47e1378 | 4061cba4-cb52-3ef2-85a6-55942ed24d37 | 20aadc24-a391-41cf-b340-3e4529f44bde | 93a60a56-a3c8-11da-a746-0800200b9a66
3-Chloro-2-methyl-1-propene | 563-47-3 | 563473 | 563473 | C4H7Cl |  | Mass | kg | emission | air | https://ofmpub.epa.gov/sor_internet/registry/substreg/searchandretrieve/substancesearch/search.do?details=displayDetails&selectedSubstanceId=45666 | 1 | Chemicals | cc3a54af-a7b1-3acc-a4a6-9135fbe3ef4e | 4061cba4-cb52-3ef2-85a6-55942ed24d37 | 20aadc24-a391-41cf-b340-3e4529f44bde | 93a60a56-a3c8-11da-a746-0800200b9a66
Tetraethylammonium chloride | 56-34-8 | 56348 | 56348 | C8H20ClN |  | Mass | kg | emission | air | https://ofmpub.epa.gov/sor_internet/registry/substreg/searchandretrieve/substancesearch/search.do?details=displayDetails&selectedSubstanceId=48963 | 1 | Chemicals | bafdacb1-628d-3f53-b21e-2de115b01a8a | 4061cba4-cb52-3ef2-85a6-55942ed24d37 | 20aadc24-a391-41cf-b340-3e4529f44bde | 93a60a56-a3c8-11da-a746-0800200b9a66
Bis(tributyltin) oxide | 56-35-9 | 56359 | 56359 | C24H54OSn2 |  | Mass | kg | emission | air | https://ofmpub.epa.gov/sor_internet/registry/substreg/searchandretrieve/substancesearch/search.do?details=displayDetails&selectedSubstanceId=89949 | 1 | Chemicals | 790f7dc3-cb6d-3dcb-805b-3998e22315a2 | 4061cba4-cb52-3ef2-85a6-55942ed24d37 | 20aadc24-a391-41cf-b340-3e4529f44bde | 93a60a56-a3c8-11da-a746-0800200b9a66
Tributyltin acetate | 56-36-0 | 56360 | 56360 | C14H30O2Sn |  | Mass | kg | emission | air | https://ofmpub.epa.gov/sor_internet/registry/substreg/searchandretrieve/substancesearch/search.do?details=displayDetails&selectedSubstanceId=48962 | 1 | Chemicals | 4ab8ff9c-3a73-30fa-b441-73a00076bce4 | 4061cba4-cb52-3ef2-85a6-55942ed24d37 | 20aadc24-a391-41cf-b340-3e4529f44bde | 93a60a56-a3c8-11da-a746-0800200b9a66
Methyl isopropyl ketone | 563-80-4 | 563804 | 563804 | C5H10O |  | Mass | kg | emission | air | https://ofmpub.epa.gov/sor_internet/registry/substreg/searchandretrieve/substancesearch/search.do?details=displayDetails&selectedSubstanceId=45657 | 1 | Chemicals | 6178913f-f37c-3a3c-9aed-90881eb0a41c | 4061cba4-cb52-3ef2-85a6-55942ed24d37 | 20aadc24-a391-41cf-b340-3e4529f44bde | 93a60a56-a3c8-11da-a746-0800200b9a66
Parathion | 56-38-2 | 56382 | 56382 | C10H14NO5PS |  | Mass | kg | emission | air | https://ofmpub.epa.gov/sor_internet/registry/substreg/searchandretrieve/substancesearch/search.do?details=displayDetails&selectedSubstanceId=48961 | 1 | Chemicals | df82d728-49ab-3f5b-9e34-1530df49860f | 4061cba4-cb52-3ef2-85a6-55942ed24d37 | 20aadc24-a391-41cf-b340-3e4529f44bde | 93a60a56-a3c8-11da-a746-0800200b9a66
Glycine | 56-40-6 | 56406 | 56406 | C2H5NO2 |  | Mass | kg | emission | air | https://ofmpub.epa.gov/sor_internet/registry/substreg/searchandretrieve/substancesearch/search.do?details=displayDetails&selectedSubstanceId=48960 | 1 | Chemicals | eec777b8-3bf9-3fd5-9d3f-eb2475cdc0c7 | 4061cba4-cb52-3ef2-85a6-55942ed24d37 | 20aadc24-a391-41cf-b340-3e4529f44bde | 93a60a56-a3c8-11da-a746-0800200b9a66
Flurprimidol | 56425-91-3 | 56425913 | 56425913 | C15H15F3N2O2 |  | Mass | kg | emission | air | https://ofmpub.epa.gov/sor_internet/registry/substreg/searchandretrieve/substancesearch/search.do?details=displayDetails&selectedSubstanceId=51722 | 1 | Chemicals | 8b2e34c0-ac15-3697-8e2f-e67e9e6476c4 | 4061cba4-cb52-3ef2-85a6-55942ed24d37 | 20aadc24-a391-41cf-b340-3e4529f44bde | 93a60a56-a3c8-11da-a746-0800200b9a66
3-Methylcholanthrene | 56-49-5 | 56495 | 56495 | C21H16 |  | Mass | kg | emission | air | https://ofmpub.epa.gov/sor_internet/registry/substreg/searchandretrieve/substancesearch/search.do?details=displayDetails&selectedSubstanceId=48958 | 1 | Chemicals | 6e39387e-bfaa-3e46-82e3-3d6239cf029d | 4061cba4-cb52-3ef2-85a6-55942ed24d37 | 20aadc24-a391-41cf-b340-3e4529f44bde | 93a60a56-a3c8-11da-a746-0800200b9a66
Diethylstilbestrol | 56-53-1 | 56531 | 56531 | C18H20O2 |  | Mass | kg | emission | air | https://ofmpub.epa.gov/sor_internet/registry/substreg/searchandretrieve/substancesearch/search.do?details=displayDetails&selectedSubstanceId=89796 | 1 | Chemicals | 56156fa9-788c-305f-8970-61b9f8964eb1 | 4061cba4-cb52-3ef2-85a6-55942ed24d37 | 20aadc24-a391-41cf-b340-3e4529f44bde | 93a60a56-a3c8-11da-a746-0800200b9a66
Benz[a]anthracene | 56-55-3 | 56553 | 56553 | C18H12 |  | Mass | kg | emission | air | https://ofmpub.epa.gov/sor_internet/registry/substreg/searchandretrieve/substancesearch/search.do?details=displayDetails&selectedSubstanceId=48956 | 1 | Chemicals | d9f541d9-8dcf-3169-9966-6d6db8d12700 | 4061cba4-cb52-3ef2-85a6-55942ed24d37 | 20aadc24-a391-41cf-b340-3e4529f44bde | 93a60a56-a3c8-11da-a746-0800200b9a66
Bromoxynil heptanoate | 56634-95-8 | 56634958 | 56634958 | C14H15Br2NO2 |  | Mass | kg | emission | air | https://ofmpub.epa.gov/sor_internet/registry/substreg/searchandretrieve/substancesearch/search.do?details=displayDetails&selectedSubstanceId=51505 | 1 | Chemicals | f8c63f89-64e8-30f2-b929-499de750bd72 | 4061cba4-cb52-3ef2-85a6-55942ed24d37 | 20aadc24-a391-41cf-b340-3e4529f44bde | 93a60a56-a3c8-11da-a746-0800200b9a66
Coumaphos | 56-72-4 | 56724 | 56724 | C14H16ClO5PS |  | Mass | kg | emission | air | https://ofmpub.epa.gov/sor_internet/registry/substreg/searchandretrieve/substancesearch/search.do?details=displayDetails&selectedSubstanceId=89782 | 1 | Chemicals | 7e09c307-7e04-35b4-bc2b-a1bdb258049b | 4061cba4-cb52-3ef2-85a6-55942ed24d37 | 20aadc24-a391-41cf-b340-3e4529f44bde | 93a60a56-a3c8-11da-a746-0800200b9a66
Chloramphenicol | 56-75-7 | 56757 | 56757 | C11H12Cl2N2O5 |  | Mass | kg | emission | air | https://ofmpub.epa.gov/sor_internet/registry/substreg/searchandretrieve/substancesearch/search.do?details=displayDetails&selectedSubstanceId=89781 | 1 | Chemicals | 326044fa-3b67-3387-973d-cdd7e8c00e10 | 4061cba4-cb52-3ef2-85a6-55942ed24d37 | 20aadc24-a391-41cf-b340-3e4529f44bde | 93a60a56-a3c8-11da-a746-0800200b9a66
tert-Butylphenyl diphenyl phosphate | 56803-37-3 | 56803373 | 56803373 | C22H23O4P |  | Mass | kg | emission | air | https://ofmpub.epa.gov/sor_internet/registry/substreg/searchandretrieve/substancesearch/search.do?details=displayDetails&selectedSubstanceId=89777 | 1 | Chemicals | 23b7fd99-63a1-39b9-8481-5b81bac6b444 | 4061cba4-cb52-3ef2-85a6-55942ed24d37 | 20aadc24-a391-41cf-b340-3e4529f44bde | 93a60a56-a3c8-11da-a746-0800200b9a66
Glycerine | 56-81-5 | 56815 | 56815 | C3H8O3 |  | Mass | kg | emission | air | https://ofmpub.epa.gov/sor_internet/registry/substreg/searchandretrieve/substancesearch/search.do?details=displayDetails&selectedSubstanceId=48953 | 1 | Chemicals | 07dade59-0c6d-374f-925d-a11ca39db36e | 4061cba4-cb52-3ef2-85a6-55942ed24d37 | 20aadc24-a391-41cf-b340-3e4529f44bde | 93a60a56-a3c8-11da-a746-0800200b9a66
Benzyltrimethylammonium chloride | 56-93-9 | 56939 | 56939 | C10H16ClN |  | Mass | kg | emission | air | https://ofmpub.epa.gov/sor_internet/registry/substreg/searchandretrieve/substancesearch/search.do?details=displayDetails&selectedSubstanceId=48947 | 1 | Chemicals | d8eff069-c5b6-348d-8167-4d1b45d897c6 | 4061cba4-cb52-3ef2-85a6-55942ed24d37 | 20aadc24-a391-41cf-b340-3e4529f44bde | 93a60a56-a3c8-11da-a746-0800200b9a66
3,4,5-Trichlorocatechol | 56961-20-7 | 56961207 | 56961207 | C6H3Cl3O2 |  | Mass | kg | emission | air | https://ofmpub.epa.gov/sor_internet/registry/substreg/searchandretrieve/substancesearch/search.do?details=displayDetails&selectedSubstanceId=81890 | 1 | Chemicals | f56c7f53-8b4b-3e90-bfbf-6d680b79f56d | 4061cba4-cb52-3ef2-85a6-55942ed24d37 | 20aadc24-a391-41cf-b340-3e4529f44bde | 93a60a56-a3c8-11da-a746-0800200b9a66
C.I. Basic Red 9, monohydrochloride | 569-61-9 | 569619 | 569619 | C19H18ClN3 |  | Mass | kg | emission | air | https://ofmpub.epa.gov/sor_internet/registry/substreg/searchandretrieve/substancesearch/search.do?details=displayDetails&selectedSubstanceId=45647 | 1 | Chemicals | a9eae005-660b-3148-8ba5-f1278a91b07e | 4061cba4-cb52-3ef2-85a6-55942ed24d37 | 20aadc24-a391-41cf-b340-3e4529f44bde | 93a60a56-a3c8-11da-a746-0800200b9a66
Malachite green | 569-64-2 | 569642 | 569642 | C23H25ClN2 |  | Mass | kg | emission | air | https://ofmpub.epa.gov/sor_internet/registry/substreg/searchandretrieve/substancesearch/search.do?details=displayDetails&selectedSubstanceId=45646 | 1 | Chemicals | 1a760b5a-580f-372d-bfc4-bdf2061b7b65 | 4061cba4-cb52-3ef2-85a6-55942ed24d37 | 20aadc24-a391-41cf-b340-3e4529f44bde | 93a60a56-a3c8-11da-a746-0800200b9a66
Tolclofos-methyl | 57018-04-9 | 57018049 | 57018049 | C9H11Cl2O3PS |  | Mass | kg | emission | air | https://ofmpub.epa.gov/sor_internet/registry/substreg/searchandretrieve/substancesearch/search.do?details=displayDetails&selectedSubstanceId=89619 | 1 | Chemicals | d0396a19-3b77-3ac7-b3a1-21cb03ba7b0e | 4061cba4-cb52-3ef2-85a6-55942ed24d37 | 20aadc24-a391-41cf-b340-3e4529f44bde | 93a60a56-a3c8-11da-a746-0800200b9a66
2-Methyl-6-nitroaniline | 570-24-1 | 570241 | 570241 | C7H8N2O2 |  | Mass | kg | emission | air | https://ofmpub.epa.gov/sor_internet/registry/substreg/searchandretrieve/substancesearch/search.do?details=displayDetails&selectedSubstanceId=89618 | 1 | Chemicals | 251560ba-9afd-385b-bf7a-e561127fecaa | 4061cba4-cb52-3ef2-85a6-55942ed24d37 | 20aadc24-a391-41cf-b340-3e4529f44bde | 93a60a56-a3c8-11da-a746-0800200b9a66
3,4,5-Trichloroguaiacol | 57057-83-7 | 57057837 | 57057837 | C7H5Cl3O2 |  | Mass | kg | emission | air | https://ofmpub.epa.gov/sor_internet/registry/substreg/searchandretrieve/substancesearch/search.do?details=displayDetails&selectedSubstanceId=89613 | 1 | Chemicals | b35f3d11-f7d3-3368-b77b-5b8e90235894 | 4061cba4-cb52-3ef2-85a6-55942ed24d37 | 20aadc24-a391-41cf-b340-3e4529f44bde | 93a60a56-a3c8-11da-a746-0800200b9a66
Allyl isothiocyanate | 57-06-7 | 57067 | 57067 | C4H5NS |  | Mass | kg | emission | air | https://ofmpub.epa.gov/sor_internet/registry/substreg/searchandretrieve/substancesearch/search.do?details=displayDetails&selectedSubstanceId=48944 | 1 | Chemicals | 501280db-4f9c-35ee-8e69-9ff08af70622 | 4061cba4-cb52-3ef2-85a6-55942ed24d37 | 20aadc24-a391-41cf-b340-3e4529f44bde | 93a60a56-a3c8-11da-a746-0800200b9a66
Cetyl trimethyl ammonium bromide | 57-09-0 | 57090 | 57090 | C19H42BrN |  | Mass | kg | emission | air | https://ofmpub.epa.gov/sor_internet/registry/substreg/searchandretrieve/substancesearch/search.do?details=displayDetails&selectedSubstanceId=89610 | 1 | Chemicals | e4cd4902-1082-3c2d-9f5d-e4bc8e384a72 | 4061cba4-cb52-3ef2-85a6-55942ed24d37 | 20aadc24-a391-41cf-b340-3e4529f44bde | 93a60a56-a3c8-11da-a746-0800200b9a66
Urea | 57-13-6 | 57136 | 57136 | CH4N2O |  | Mass | kg | emission | air | https://ofmpub.epa.gov/sor_internet/registry/substreg/searchandretrieve/substancesearch/search.do?details=displayDetails&selectedSubstanceId=48941 | 1 | Chemicals | da9c98bc-d46f-32e0-a134-efd93e411258 | 4061cba4-cb52-3ef2-85a6-55942ed24d37 | 20aadc24-a391-41cf-b340-3e4529f44bde | 93a60a56-a3c8-11da-a746-0800200b9a66
1,1-Dimethylhydrazine | 57-14-7 | 57147 | 57147 | C2H8N2 |  | Mass | kg | emission | air | https://ofmpub.epa.gov/sor_internet/registry/substreg/searchandretrieve/substancesearch/search.do?details=displayDetails&selectedSubstanceId=48940 | 1 | Chemicals | e4660a6c-cf5c-3d58-8d92-da82141fe553 | 4061cba4-cb52-3ef2-85a6-55942ed24d37 | 20aadc24-a391-41cf-b340-3e4529f44bde | 93a60a56-a3c8-11da-a746-0800200b9a66
1,1,1-Trichloro-2-methyl-2-propanol | 57-15-8 | 57158 | 57158 | C4H7Cl3O |  | Mass | kg | emission | air | https://ofmpub.epa.gov/sor_internet/registry/substreg/searchandretrieve/substancesearch/search.do?details=displayDetails&selectedSubstanceId=89601 | 1 | Chemicals | 47994a1a-d8b0-30b1-a37b-7d8f44936059 | 4061cba4-cb52-3ef2-85a6-55942ed24d37 | 20aadc24-a391-41cf-b340-3e4529f44bde | 93a60a56-a3c8-11da-a746-0800200b9a66
1,5-Dimethylnaphthalene | 571-61-9 | 571619 | 571619 | C12H12 |  | Mass | kg | emission | air | https://ofmpub.epa.gov/sor_internet/registry/substreg/searchandretrieve/substancesearch/search.do?details=displayDetails&selectedSubstanceId=45640 | 1 | Chemicals | 7370af04-b432-3f4a-9068-fe62ad200b5a | 4061cba4-cb52-3ef2-85a6-55942ed24d37 | 20aadc24-a391-41cf-b340-3e4529f44bde | 93a60a56-a3c8-11da-a746-0800200b9a66
Triclopyr-triethylammonium | 57213-69-1 | 57213691 | 57213691 | C13H19Cl3N2O3 |  | Mass | kg | emission | air | https://ofmpub.epa.gov/sor_internet/registry/substreg/searchandretrieve/substancesearch/search.do?details=displayDetails&selectedSubstanceId=51045 | 1 | Chemicals | 6b3b3e3a-d440-3753-bf97-43c4e1fcc5b9 | 4061cba4-cb52-3ef2-85a6-55942ed24d37 | 20aadc24-a391-41cf-b340-3e4529f44bde | 93a60a56-a3c8-11da-a746-0800200b9a66
Strychnine | 57-24-9 | 57249 | 57249 | C21H22N2O2 |  | Mass | kg | emission | air | https://ofmpub.epa.gov/sor_internet/registry/substreg/searchandretrieve/substancesearch/search.do?details=displayDetails&selectedSubstanceId=49150 | 1 | Chemicals | cef301a6-72c6-3a6b-8290-30e466396e69 | 4061cba4-cb52-3ef2-85a6-55942ed24d37 | 20aadc24-a391-41cf-b340-3e4529f44bde | 93a60a56-a3c8-11da-a746-0800200b9a66
Phenobarbital sodium | 57-30-7 | 57307 | 57307 | C12H11N2NaO3 |  | Mass | kg | emission | air | https://ofmpub.epa.gov/sor_internet/registry/substreg/searchandretrieve/substancesearch/search.do?details=displayDetails&selectedSubstanceId=82393 | 1 | Chemicals | 800b0164-cba1-3e05-9376-24d1749fb32f | 4061cba4-cb52-3ef2-85a6-55942ed24d37 | 20aadc24-a391-41cf-b340-3e4529f44bde | 93a60a56-a3c8-11da-a746-0800200b9a66
Pentobarbital sodium | 57-33-0 | 57330 | 57330 | C11H17N2NaO3 |  | Mass | kg | emission | air | https://ofmpub.epa.gov/sor_internet/registry/substreg/searchandretrieve/substancesearch/search.do?details=displayDetails&selectedSubstanceId=89588 | 1 | Chemicals | 6143642b-a21d-3557-9d1a-5c2b0e807f34 | 4061cba4-cb52-3ef2-85a6-55942ed24d37 | 20aadc24-a391-41cf-b340-3e4529f44bde | 93a60a56-a3c8-11da-a746-0800200b9a66
2,6-Dinitrophenol | 573-56-8 | 573568 | 573568 | C6H4N2O5 |  | Mass | kg | emission | air | https://ofmpub.epa.gov/sor_internet/registry/substreg/searchandretrieve/substancesearch/search.do?details=displayDetails&selectedSubstanceId=45637 | 1 | Chemicals | 3a8c12b1-fd24-319a-9df8-9cdcff44c406 | 4061cba4-cb52-3ef2-85a6-55942ed24d37 | 20aadc24-a391-41cf-b340-3e4529f44bde | 93a60a56-a3c8-11da-a746-0800200b9a66
Congo Red | 573-58-0 | 573580 | 573580 | C32H22N6Na2O6S2 |  | Mass | kg | emission | air | https://ofmpub.epa.gov/sor_internet/registry/substreg/searchandretrieve/substancesearch/search.do?details=displayDetails&selectedSubstanceId=45636 | 1 | Chemicals | 127ef14e-2e3a-39fd-9a6d-d322b23d59e6 | 4061cba4-cb52-3ef2-85a6-55942ed24d37 | 20aadc24-a391-41cf-b340-3e4529f44bde | 93a60a56-a3c8-11da-a746-0800200b9a66
Metapa | 57-39-6 | 57396 | 57396 | C9H18N3OP |  | Mass | kg | emission | air | https://ofmpub.epa.gov/sor_internet/registry/substreg/searchandretrieve/substancesearch/search.do?details=displayDetails&selectedSubstanceId=89446 | 1 | Chemicals | c332a88a-9c6d-37f4-93d0-700d67fb677d | 4061cba4-cb52-3ef2-85a6-55942ed24d37 | 20aadc24-a391-41cf-b340-3e4529f44bde | 93a60a56-a3c8-11da-a746-0800200b9a66
Phenytoin | 57-41-0 | 57410 | 57410 | C15H12N2O2 |  | Mass | kg | emission | air | https://ofmpub.epa.gov/sor_internet/registry/substreg/searchandretrieve/substancesearch/search.do?details=displayDetails&selectedSubstanceId=49147 | 1 | Chemicals | f897c62b-8728-3b43-ac81-fcbd906c8e71 | 4061cba4-cb52-3ef2-85a6-55942ed24d37 | 20aadc24-a391-41cf-b340-3e4529f44bde | 93a60a56-a3c8-11da-a746-0800200b9a66
2,4-D isopropylamine salt | 5742-17-6 | 5742176 | 5742176 | C11H15Cl2NO3 |  | Mass | kg | emission | air | https://ofmpub.epa.gov/sor_internet/registry/substreg/searchandretrieve/substancesearch/search.do?details=displayDetails&selectedSubstanceId=38415 | 1 | Chemicals | e2c1b1d9-6a88-3871-ad2b-f920c8e1b401 | 4061cba4-cb52-3ef2-85a6-55942ed24d37 | 20aadc24-a391-41cf-b340-3e4529f44bde | 93a60a56-a3c8-11da-a746-0800200b9a66
2,4-D diethanolamine salt | 5742-19-8 | 5742198 | 5742198 | C12H17Cl2NO5 |  | Mass | kg | emission | air | https://ofmpub.epa.gov/sor_internet/registry/substreg/searchandretrieve/substancesearch/search.do?details=displayDetails&selectedSubstanceId=38414 | 1 | Chemicals | 45fa7e82-e0ad-347f-96f8-a79b5cfeded7 | 4061cba4-cb52-3ef2-85a6-55942ed24d37 | 20aadc24-a391-41cf-b340-3e4529f44bde | 93a60a56-a3c8-11da-a746-0800200b9a66
Amobarbital | 57-43-2 | 57432 | 57432 | C11H18N2O3 |  | Mass | kg | emission | air | https://ofmpub.epa.gov/sor_internet/registry/substreg/searchandretrieve/substancesearch/search.do?details=displayDetails&selectedSubstanceId=78116 | 1 | Chemicals | 110886d5-d68c-31c7-9824-9fdc28ac9d1c | 4061cba4-cb52-3ef2-85a6-55942ed24d37 | 20aadc24-a391-41cf-b340-3e4529f44bde | 93a60a56-a3c8-11da-a746-0800200b9a66
1,3-Dimethylnaphthalene | 575-41-7 | 575417 | 575417 | C12H12 |  | Mass | kg | emission | air | https://ofmpub.epa.gov/sor_internet/registry/substreg/searchandretrieve/substancesearch/search.do?details=displayDetails&selectedSubstanceId=45628 | 1 | Chemicals | 95bc3a51-58a0-334b-be80-ffab72026637 | 4061cba4-cb52-3ef2-85a6-55942ed24d37 | 20aadc24-a391-41cf-b340-3e4529f44bde | 93a60a56-a3c8-11da-a746-0800200b9a66
Propylene glycol | 57-55-6 | 57556 | 57556 | C3H8O2 |  | Mass | kg | emission | air | https://ofmpub.epa.gov/sor_internet/registry/substreg/searchandretrieve/substancesearch/search.do?details=displayDetails&selectedSubstanceId=49144 | 1 | Chemicals | 3c1a44c6-022e-3503-b8f0-33bc421dd6a4 | 4061cba4-cb52-3ef2-85a6-55942ed24d37 | 20aadc24-a391-41cf-b340-3e4529f44bde | 93a60a56-a3c8-11da-a746-0800200b9a66
beta-Propiolactone | 57-57-8 | 57578 | 57578 | C3H4O2 |  | Mass | kg | emission | air | https://ofmpub.epa.gov/sor_internet/registry/substreg/searchandretrieve/substancesearch/search.do?details=displayDetails&selectedSubstanceId=49142 | 1 | Chemicals | 58a310a1-f627-34c6-baa6-996097e1a5eb | 4061cba4-cb52-3ef2-85a6-55942ed24d37 | 20aadc24-a391-41cf-b340-3e4529f44bde | 93a60a56-a3c8-11da-a746-0800200b9a66
2,3-Dichlorophenol | 576-24-9 | 576249 | 576249 | C6H4Cl2O |  | Mass | kg | emission | air | https://ofmpub.epa.gov/sor_internet/registry/substreg/searchandretrieve/substancesearch/search.do?details=displayDetails&selectedSubstanceId=45625 | 1 | Chemicals | b096559a-d1ab-3993-a0ec-cbe9f1683fd4 | 4061cba4-cb52-3ef2-85a6-55942ed24d37 | 20aadc24-a391-41cf-b340-3e4529f44bde | 93a60a56-a3c8-11da-a746-0800200b9a66
Chlortetracycline | 57-62-5 | 57625 | 57625 | C22H23ClN2O8 |  | Mass | kg | emission | air | https://ofmpub.epa.gov/sor_internet/registry/substreg/searchandretrieve/substancesearch/search.do?details=displayDetails&selectedSubstanceId=49141 | 1 | Chemicals | 56742152-0075-306f-84e2-db786df4f321 | 4061cba4-cb52-3ef2-85a6-55942ed24d37 | 20aadc24-a391-41cf-b340-3e4529f44bde | 93a60a56-a3c8-11da-a746-0800200b9a66
2,6-Dimethylphenol | 576-26-1 | 576261 | 576261 | C8H10O |  | Mass | kg | emission | air | https://ofmpub.epa.gov/sor_internet/registry/substreg/searchandretrieve/substancesearch/search.do?details=displayDetails&selectedSubstanceId=45624 | 1 | Chemicals | 075e9b13-a592-3af2-aaec-11475c0ad2f4 | 4061cba4-cb52-3ef2-85a6-55942ed24d37 | 20aadc24-a391-41cf-b340-3e4529f44bde | 93a60a56-a3c8-11da-a746-0800200b9a66
Ethinyl estradiol | 57-63-6 | 57636 | 57636 | C20H24O2 |  | Mass | kg | emission | air | https://ofmpub.epa.gov/sor_internet/registry/substreg/searchandretrieve/substancesearch/search.do?details=displayDetails&selectedSubstanceId=49140 | 1 | Chemicals | fb95cc90-4f99-3e7a-8bba-7ac42b29b563 | 4061cba4-cb52-3ef2-85a6-55942ed24d37 | 20aadc24-a391-41cf-b340-3e4529f44bde | 93a60a56-a3c8-11da-a746-0800200b9a66
1,2,3,6,7,8-Hexachlorodibenzo-p-dioxin | 57653-85-7 | 57653857 | 57653857 | C12H2Cl6O2 |  | Mass | kg | emission | air | https://ofmpub.epa.gov/sor_internet/registry/substreg/searchandretrieve/substancesearch/search.do?details=displayDetails&selectedSubstanceId=89422 | 1 | Chemicals | e2ac3294-42ea-3214-b514-558af215d104 | 4061cba4-cb52-3ef2-85a6-55942ed24d37 | 20aadc24-a391-41cf-b340-3e4529f44bde | 93a60a56-a3c8-11da-a746-0800200b9a66
Probenecid | 57-66-9 | 57669 | 57669 | C13H19NO4S |  | Mass | kg | emission | air | https://ofmpub.epa.gov/sor_internet/registry/substreg/searchandretrieve/substancesearch/search.do?details=displayDetails&selectedSubstanceId=49138 | 1 | Chemicals | b836fe84-f3ff-3803-b5e8-d54e989ae3d7 | 4061cba4-cb52-3ef2-85a6-55942ed24d37 | 20aadc24-a391-41cf-b340-3e4529f44bde | 93a60a56-a3c8-11da-a746-0800200b9a66
Sulfamethazine | 57-68-1 | 57681 | 57681 | C12H14N4O2S |  | Mass | kg | emission | air | https://ofmpub.epa.gov/sor_internet/registry/substreg/searchandretrieve/substancesearch/search.do?details=displayDetails&selectedSubstanceId=49136 | 1 | Chemicals | 94352f81-9213-3259-9d04-8c105a91ac97 | 4061cba4-cb52-3ef2-85a6-55942ed24d37 | 20aadc24-a391-41cf-b340-3e4529f44bde | 93a60a56-a3c8-11da-a746-0800200b9a66
Bis(2-ethylhexyl) sodium sulfosuccinate | 577-11-7 | 577117 | 577117 | C20H37NaO7S |  | Mass | kg | emission | air | https://ofmpub.epa.gov/sor_internet/registry/substreg/searchandretrieve/substancesearch/search.do?details=displayDetails&selectedSubstanceId=45241 | 1 | Chemicals | 51a3fce0-6838-32fc-acfa-41cd174d180d | 4061cba4-cb52-3ef2-85a6-55942ed24d37 | 20aadc24-a391-41cf-b340-3e4529f44bde | 93a60a56-a3c8-11da-a746-0800200b9a66
o-Bromonitrobenzene | 577-19-5 | 577195 | 577195 | C6H4BrNO2 |  | Mass | kg | emission | air | https://ofmpub.epa.gov/sor_internet/registry/substreg/searchandretrieve/substancesearch/search.do?details=displayDetails&selectedSubstanceId=89417 | 1 | Chemicals | 9fe5bd54-2041-3d69-94fb-8d15d7cd1f31 | 4061cba4-cb52-3ef2-85a6-55942ed24d37 | 20aadc24-a391-41cf-b340-3e4529f44bde | 93a60a56-a3c8-11da-a746-0800200b9a66
Chlordane | 57-74-9 | 57749 | 57749 | C10H6Cl8 |  | Mass | kg | emission | air | https://ofmpub.epa.gov/sor_internet/registry/substreg/searchandretrieve/substancesearch/search.do?details=displayDetails&selectedSubstanceId=49134 | 1 | Chemicals | dcedf89c-490b-3c7d-805a-d5cae41d274d | 4061cba4-cb52-3ef2-85a6-55942ed24d37 | 20aadc24-a391-41cf-b340-3e4529f44bde | 93a60a56-a3c8-11da-a746-0800200b9a66
4H-1-Benzopyran-4-one, 3-hydroxy-2-phenyl- | 577-85-5 | 577855 | 577855 | C15H10O3 |  | Mass | kg | emission | air | https://ofmpub.epa.gov/sor_internet/registry/substreg/searchandretrieve/substancesearch/search.do?details=displayDetails&selectedSubstanceId=89416 | 1 | Chemicals | 07b25a06-7409-3a83-b5d1-7d1cdf9c5030 | 4061cba4-cb52-3ef2-85a6-55942ed24d37 | 20aadc24-a391-41cf-b340-3e4529f44bde | 93a60a56-a3c8-11da-a746-0800200b9a66
Metalaxyl | 57837-19-1 | 57837191 | 57837191 | C15H21NO4 |  | Mass | kg | emission | air | https://ofmpub.epa.gov/sor_internet/registry/substreg/searchandretrieve/substancesearch/search.do?details=displayDetails&selectedSubstanceId=50427 | 1 | Chemicals | 5e289e20-753a-3ce0-b3fb-2f17eaa3ce17 | 4061cba4-cb52-3ef2-85a6-55942ed24d37 | 20aadc24-a391-41cf-b340-3e4529f44bde | 93a60a56-a3c8-11da-a746-0800200b9a66
o-Ethylaniline | 578-54-1 | 578541 | 578541 | C8H11N |  | Mass | kg | emission | air | https://ofmpub.epa.gov/sor_internet/registry/substreg/searchandretrieve/substancesearch/search.do?details=displayDetails&selectedSubstanceId=45237 | 1 | Chemicals | 750df779-8fda-3f79-a742-0247e6228a03 | 4061cba4-cb52-3ef2-85a6-55942ed24d37 | 20aadc24-a391-41cf-b340-3e4529f44bde | 93a60a56-a3c8-11da-a746-0800200b9a66
Cymoxanil | 57966-95-7 | 57966957 | 57966957 | C7H10N4O3 |  | Mass | kg | emission | air | https://ofmpub.epa.gov/sor_internet/registry/substreg/searchandretrieve/substancesearch/search.do?details=displayDetails&selectedSubstanceId=89267 | 1 | Chemicals | 1e668dbe-add4-37b0-babe-c9f2134add23 | 4061cba4-cb52-3ef2-85a6-55942ed24d37 | 20aadc24-a391-41cf-b340-3e4529f44bde | 93a60a56-a3c8-11da-a746-0800200b9a66
7,12-Dimethylbenz[a]anthracene | 57-97-6 | 57976 | 57976 | C20H16 |  | Mass | kg | emission | air | https://ofmpub.epa.gov/sor_internet/registry/substreg/searchandretrieve/substancesearch/search.do?details=displayDetails&selectedSubstanceId=89262 | 1 | Chemicals | f7889e8a-7422-3c21-bee9-3adae74c0e73 | 4061cba4-cb52-3ef2-85a6-55942ed24d37 | 20aadc24-a391-41cf-b340-3e4529f44bde | 93a60a56-a3c8-11da-a746-0800200b9a66
3-Quinolinamine | 580-17-6 | 580176 | 580176 | C9H8N2 |  | Mass | kg | emission | air | https://ofmpub.epa.gov/sor_internet/registry/substreg/searchandretrieve/substancesearch/search.do?details=displayDetails&selectedSubstanceId=89259 | 1 | Chemicals | 37f0b79b-0f0d-3370-96d0-4f2e54105036 | 4061cba4-cb52-3ef2-85a6-55942ed24d37 | 20aadc24-a391-41cf-b340-3e4529f44bde | 93a60a56-a3c8-11da-a746-0800200b9a66
Caffeine | 58-08-2 | 58082 | 58082 | C8H10N4O2 |  | Mass | kg | emission | air | https://ofmpub.epa.gov/sor_internet/registry/substreg/searchandretrieve/substancesearch/search.do?details=displayDetails&selectedSubstanceId=49129 | 1 | Chemicals | 61049c97-ed90-32bc-bff5-95f570561408 | 4061cba4-cb52-3ef2-85a6-55942ed24d37 | 20aadc24-a391-41cf-b340-3e4529f44bde | 93a60a56-a3c8-11da-a746-0800200b9a66
Tridiphane | 58138-08-2 | 58138082 | 58138082 | C10H7Cl5O |  | Mass | kg | emission | air | https://ofmpub.epa.gov/sor_internet/registry/substreg/searchandretrieve/substancesearch/search.do?details=displayDetails&selectedSubstanceId=50198 | 1 | Chemicals | e3fcd219-6b03-38ca-9083-0e386a1a76f0 | 4061cba4-cb52-3ef2-85a6-55942ed24d37 | 20aadc24-a391-41cf-b340-3e4529f44bde | 93a60a56-a3c8-11da-a746-0800200b9a66
Pyrimethamine | 58-14-0 | 58140 | 58140 | C12H13ClN4 |  | Mass | kg | emission | air | https://ofmpub.epa.gov/sor_internet/registry/substreg/searchandretrieve/substancesearch/search.do?details=displayDetails&selectedSubstanceId=89252 | 1 | Chemicals | 156b71b9-fd37-3d5b-95c7-84e261b099c5 | 4061cba4-cb52-3ef2-85a6-55942ed24d37 | 20aadc24-a391-41cf-b340-3e4529f44bde | 93a60a56-a3c8-11da-a746-0800200b9a66
2,3-Dimethylnaphthalene | 581-40-8 | 581408 | 581408 | C12H12 |  | Mass | kg | emission | air | https://ofmpub.epa.gov/sor_internet/registry/substreg/searchandretrieve/substancesearch/search.do?details=displayDetails&selectedSubstanceId=45224 | 1 | Chemicals | 9ddb9bc5-edbe-3391-97ee-f9afe28ac4c5 | 4061cba4-cb52-3ef2-85a6-55942ed24d37 | 20aadc24-a391-41cf-b340-3e4529f44bde | 93a60a56-a3c8-11da-a746-0800200b9a66
2,6-Dimethylnaphthalene | 581-42-0 | 581420 | 581420 | C12H12 |  | Mass | kg | emission | air | https://ofmpub.epa.gov/sor_internet/registry/substreg/searchandretrieve/substancesearch/search.do?details=displayDetails&selectedSubstanceId=45223 | 1 | Chemicals | 459805e9-af6b-316c-82d0-e489c94688d2 | 4061cba4-cb52-3ef2-85a6-55942ed24d37 | 20aadc24-a391-41cf-b340-3e4529f44bde | 93a60a56-a3c8-11da-a746-0800200b9a66
2,6-Naphthalenediol | 581-43-1 | 581431 | 581431 | C10H8O2 |  | Mass | kg | emission | air | https://ofmpub.epa.gov/sor_internet/registry/substreg/searchandretrieve/substancesearch/search.do?details=displayDetails&selectedSubstanceId=89251 | 1 | Chemicals | fbf3eb6c-4c2f-3dac-ac99-546218fd8bde | 4061cba4-cb52-3ef2-85a6-55942ed24d37 | 20aadc24-a391-41cf-b340-3e4529f44bde | 93a60a56-a3c8-11da-a746-0800200b9a66
2,7-Naphthalenediol | 582-17-2 | 582172 | 582172 | C10H8O2 |  | Mass | kg | emission | air | https://ofmpub.epa.gov/sor_internet/registry/substreg/searchandretrieve/substancesearch/search.do?details=displayDetails&selectedSubstanceId=45220 | 1 | Chemicals | 5de5a0a2-d34a-3cb5-bdfb-59cc1473dbf2 | 4061cba4-cb52-3ef2-85a6-55942ed24d37 | 20aadc24-a391-41cf-b340-3e4529f44bde | 93a60a56-a3c8-11da-a746-0800200b9a66
Testosterone | 58-22-0 | 58220 | 58220 | C19H28O2 |  | Mass | kg | emission | air | https://ofmpub.epa.gov/sor_internet/registry/substreg/searchandretrieve/substancesearch/search.do?details=displayDetails&selectedSubstanceId=49127 | 1 | Chemicals | bdb9e110-18c4-33a3-a6ab-2c3fdf9b448f | 4061cba4-cb52-3ef2-85a6-55942ed24d37 | 20aadc24-a391-41cf-b340-3e4529f44bde | 93a60a56-a3c8-11da-a746-0800200b9a66
Menadione | 58-27-5 | 58275 | 58275 | C11H8O2 |  | Mass | kg | emission | air | https://ofmpub.epa.gov/sor_internet/registry/substreg/searchandretrieve/substancesearch/search.do?details=displayDetails&selectedSubstanceId=89232 | 1 | Chemicals | f0f3b76b-8f0f-3c17-ac66-966495b6f9ae | 4061cba4-cb52-3ef2-85a6-55942ed24d37 | 20aadc24-a391-41cf-b340-3e4529f44bde | 93a60a56-a3c8-11da-a746-0800200b9a66
Isopimaric acid | 5835-26-7 | 5835267 | 5835267 | C20H30O2 |  | Mass | kg | emission | air | https://ofmpub.epa.gov/sor_internet/registry/substreg/searchandretrieve/substancesearch/search.do?details=displayDetails&selectedSubstanceId=89228 | 1 | Chemicals | 34858f8b-3a9e-3d39-976a-9d2335c57bcd | 4061cba4-cb52-3ef2-85a6-55942ed24d37 | 20aadc24-a391-41cf-b340-3e4529f44bde | 93a60a56-a3c8-11da-a746-0800200b9a66
Benzene, 1,2-dibromo- | 583-53-9 | 583539 | 583539 | C6H4Br2 |  | Mass | kg | emission | air | https://ofmpub.epa.gov/sor_internet/registry/substreg/searchandretrieve/substancesearch/search.do?details=displayDetails&selectedSubstanceId=45210 | 1 | Chemicals | e6645585-c05d-3a15-9f68-8073b2468bd5 | 4061cba4-cb52-3ef2-85a6-55942ed24d37 | 20aadc24-a391-41cf-b340-3e4529f44bde | 93a60a56-a3c8-11da-a746-0800200b9a66
2-Methylcyclohexanone | 583-60-8 | 583608 | 583608 | C7H12O |  | Mass | kg | emission | air | https://ofmpub.epa.gov/sor_internet/registry/substreg/searchandretrieve/substancesearch/search.do?details=displayDetails&selectedSubstanceId=45206 | 1 | Chemicals | 3d90c5b4-eb4a-3701-8766-fab1636dd7ef | 4061cba4-cb52-3ef2-85a6-55942ed24d37 | 20aadc24-a391-41cf-b340-3e4529f44bde | 93a60a56-a3c8-11da-a746-0800200b9a66
Coumatetralyl | 5836-29-3 | 5836293 | 5836293 | C19H16O3 |  | Mass | kg | emission | air | https://ofmpub.epa.gov/sor_internet/registry/substreg/searchandretrieve/substancesearch/search.do?details=displayDetails&selectedSubstanceId=38259 | 1 | Chemicals | 10287e86-ea77-3d8b-a959-0158cc50ea1f | 4061cba4-cb52-3ef2-85a6-55942ed24d37 | 20aadc24-a391-41cf-b340-3e4529f44bde | 93a60a56-a3c8-11da-a746-0800200b9a66
2,5-Dichlorophenol | 583-78-8 | 583788 | 583788 | C6H4Cl2O |  | Mass | kg | emission | air | https://ofmpub.epa.gov/sor_internet/registry/substreg/searchandretrieve/substancesearch/search.do?details=displayDetails&selectedSubstanceId=45200 | 1 | Chemicals | dc549537-4218-38c2-88f4-9acdbbbbab81 | 4061cba4-cb52-3ef2-85a6-55942ed24d37 | 20aadc24-a391-41cf-b340-3e4529f44bde | 93a60a56-a3c8-11da-a746-0800200b9a66
2-Hydroxy-4-(methylthio) butanoic acid | 583-91-5 | 583915 | 583915 | C5H10O3S |  | Mass | kg | emission | air | https://ofmpub.epa.gov/sor_internet/registry/substreg/searchandretrieve/substancesearch/search.do?details=displayDetails&selectedSubstanceId=45199 | 1 | Chemicals | 88242dfb-9a32-394d-9f99-fd0ea8a63d44 | 4061cba4-cb52-3ef2-85a6-55942ed24d37 | 20aadc24-a391-41cf-b340-3e4529f44bde | 93a60a56-a3c8-11da-a746-0800200b9a66
Potassium carbonate | 584-08-7 | 584087 | 584087 | CK2O3 |  | Mass | kg | emission | air | https://ofmpub.epa.gov/sor_internet/registry/substreg/searchandretrieve/substancesearch/search.do?details=displayDetails&selectedSubstanceId=45196 | 1 | Chemicals | 997c1c82-e328-3c2b-a3fa-fba5ea3df504 | 4061cba4-cb52-3ef2-85a6-55942ed24d37 | 20aadc24-a391-41cf-b340-3e4529f44bde | 93a60a56-a3c8-11da-a746-0800200b9a66
Allethrin | 584-79-2 | 584792 | 584792 | C19H26O3 |  | Mass | kg | emission | air | https://ofmpub.epa.gov/sor_internet/registry/substreg/searchandretrieve/substancesearch/search.do?details=displayDetails&selectedSubstanceId=89074 | 1 | Chemicals | bcae6a89-bef8-3da0-9d4f-a783ff6de273 | 4061cba4-cb52-3ef2-85a6-55942ed24d37 | 20aadc24-a391-41cf-b340-3e4529f44bde | 93a60a56-a3c8-11da-a746-0800200b9a66
Toluene-2,4-diisocyanate | 584-84-9 | 584849 | 584849 | C9H6N2O2 |  | Mass | kg | emission | air | https://ofmpub.epa.gov/sor_internet/registry/substreg/searchandretrieve/substancesearch/search.do?details=displayDetails&selectedSubstanceId=45190 | 1 | Chemicals | fe3c0b02-feb8-3770-a7f4-3c21c2079fdd | 4061cba4-cb52-3ef2-85a6-55942ed24d37 | 20aadc24-a391-41cf-b340-3e4529f44bde | 93a60a56-a3c8-11da-a746-0800200b9a66
m-tert-Butylphenol | 585-34-2 | 585342 | 585342 | C10H14O |  | Mass | kg | emission | air | https://ofmpub.epa.gov/sor_internet/registry/substreg/searchandretrieve/substancesearch/search.do?details=displayDetails&selectedSubstanceId=89065 | 1 | Chemicals | a7ec44ca-7bc3-3840-aa0e-c8d018c04ee6 | 4061cba4-cb52-3ef2-85a6-55942ed24d37 | 20aadc24-a391-41cf-b340-3e4529f44bde | 93a60a56-a3c8-11da-a746-0800200b9a66
Benzene, 1-bromo-4-nitro- | 586-78-7 | 586787 | 586787 | C6H4BrNO2 |  | Mass | kg | emission | air | https://ofmpub.epa.gov/sor_internet/registry/substreg/searchandretrieve/substancesearch/search.do?details=displayDetails&selectedSubstanceId=45177 | 1 | Chemicals | ff1753a8-0211-34a0-afb1-0953965078fc | 4061cba4-cb52-3ef2-85a6-55942ed24d37 | 20aadc24-a391-41cf-b340-3e4529f44bde | 93a60a56-a3c8-11da-a746-0800200b9a66
4-Pyridinemethanol | 586-95-8 | 586958 | 586958 | C6H7NO |  | Mass | kg | emission | air | https://ofmpub.epa.gov/sor_internet/registry/substreg/searchandretrieve/substancesearch/search.do?details=displayDetails&selectedSubstanceId=45176 | 1 | Chemicals | 9abe91e9-43e8-39d3-b6e7-6fbda885778b | 4061cba4-cb52-3ef2-85a6-55942ed24d37 | 20aadc24-a391-41cf-b340-3e4529f44bde | 93a60a56-a3c8-11da-a746-0800200b9a66
C.I. Acid Yellow 36, monosodium salt | 587-98-4 | 587984 | 587984 | C18H14N3NaO3S |  | Mass | kg | emission | air | https://ofmpub.epa.gov/sor_internet/registry/substreg/searchandretrieve/substancesearch/search.do?details=displayDetails&selectedSubstanceId=88888 | 1 | Chemicals | 49ff2ec7-c302-3dc0-998d-7b4d5c860f41 | 4061cba4-cb52-3ef2-85a6-55942ed24d37 | 20aadc24-a391-41cf-b340-3e4529f44bde | 93a60a56-a3c8-11da-a746-0800200b9a66
Benzene, 1,1'-(1,2-ethenediyl)bis- | 588-59-0 | 588590 | 588590 | C14H12 |  | Mass | kg | emission | air | https://ofmpub.epa.gov/sor_internet/registry/substreg/searchandretrieve/substancesearch/search.do?details=displayDetails&selectedSubstanceId=45167 | 1 | Chemicals | 1c35177b-531c-3ed5-a8f7-70dadb444282 | 4061cba4-cb52-3ef2-85a6-55942ed24d37 | 20aadc24-a391-41cf-b340-3e4529f44bde | 93a60a56-a3c8-11da-a746-0800200b9a66
Lindane | 58-89-9 | 58899 | 58899 | C6H6Cl6 |  | Mass | kg | emission | air | https://ofmpub.epa.gov/sor_internet/registry/substreg/searchandretrieve/substancesearch/search.do?details=displayDetails&selectedSubstanceId=49118 | 1 | Chemicals | 1935b5eb-5195-386b-b10d-fc442166a9ed | 4061cba4-cb52-3ef2-85a6-55942ed24d37 | 20aadc24-a391-41cf-b340-3e4529f44bde | 93a60a56-a3c8-11da-a746-0800200b9a66
2,3,4,6-Tetrachlorophenol | 58-90-2 | 58902 | 58902 | C6H2Cl4O |  | Mass | kg | emission | air | https://ofmpub.epa.gov/sor_internet/registry/substreg/searchandretrieve/substancesearch/search.do?details=displayDetails&selectedSubstanceId=49117 | 1 | Chemicals | 2944dfe2-d982-39dc-aae7-80769e5a1187 | 4061cba4-cb52-3ef2-85a6-55942ed24d37 | 20aadc24-a391-41cf-b340-3e4529f44bde | 93a60a56-a3c8-11da-a746-0800200b9a66
p-Ethylaniline | 589-16-2 | 589162 | 589162 | C8H11N |  | Mass | kg | emission | air | https://ofmpub.epa.gov/sor_internet/registry/substreg/searchandretrieve/substancesearch/search.do?details=displayDetails&selectedSubstanceId=88879 | 1 | Chemicals | dc915173-8e05-38af-80e3-85b1ba2fd3d2 | 4061cba4-cb52-3ef2-85a6-55942ed24d37 | 20aadc24-a391-41cf-b340-3e4529f44bde | 93a60a56-a3c8-11da-a746-0800200b9a66
4-Methylbenzenemethanol | 589-18-4 | 589184 | 589184 | C8H10O |  | Mass | kg | emission | air | https://ofmpub.epa.gov/sor_internet/registry/substreg/searchandretrieve/substancesearch/search.do?details=displayDetails&selectedSubstanceId=45162 | 1 | Chemicals | 57f45b68-5401-31f9-9967-ac11ee38b271 | 4061cba4-cb52-3ef2-85a6-55942ed24d37 | 20aadc24-a391-41cf-b340-3e4529f44bde | 93a60a56-a3c8-11da-a746-0800200b9a66
Butyl propionate | 590-01-2 | 590012 | 590012 | C7H14O2 |  | Mass | kg | emission | air | https://ofmpub.epa.gov/sor_internet/registry/substreg/searchandretrieve/substancesearch/search.do?details=displayDetails&selectedSubstanceId=45146 | 1 | Chemicals | f371fb2c-1414-313f-af1b-00d2f2649065 | 4061cba4-cb52-3ef2-85a6-55942ed24d37 | 20aadc24-a391-41cf-b340-3e4529f44bde | 93a60a56-a3c8-11da-a746-0800200b9a66
1-Chloropropene | 590-21-6 | 590216 | 590216 | C3H5Cl |  | Mass | kg | emission | air | https://ofmpub.epa.gov/sor_internet/registry/substreg/searchandretrieve/substancesearch/search.do?details=displayDetails&selectedSubstanceId=45141 | 1 | Chemicals | 99bca9f5-b1dc-3ced-bbf5-10f9e3ee589b | 4061cba4-cb52-3ef2-85a6-55942ed24d37 | 20aadc24-a391-41cf-b340-3e4529f44bde | 93a60a56-a3c8-11da-a746-0800200b9a66
Terbacil | 5902-51-2 | 5902512 | 5902512 | C9H13ClN2O2 |  | Mass | kg | emission | air | https://ofmpub.epa.gov/sor_internet/registry/substreg/searchandretrieve/substancesearch/search.do?details=displayDetails&selectedSubstanceId=38062 | 1 | Chemicals | 0f1a01a1-f8b6-35d9-9934-fe4130b892ed | 4061cba4-cb52-3ef2-85a6-55942ed24d37 | 20aadc24-a391-41cf-b340-3e4529f44bde | 93a60a56-a3c8-11da-a746-0800200b9a66
Calcium hydrogen methanearsonate | 5902-95-4 | 5902954 | 5902954 | C2H8As2CaO6 |  | Mass | kg | emission | air | https://ofmpub.epa.gov/sor_internet/registry/substreg/searchandretrieve/substancesearch/search.do?details=displayDetails&selectedSubstanceId=88865 | 1 | Chemicals | 4d181fd5-7fc2-3ca8-9de5-b1cdf8ce479c | 4061cba4-cb52-3ef2-85a6-55942ed24d37 | 20aadc24-a391-41cf-b340-3e4529f44bde | 93a60a56-a3c8-11da-a746-0800200b9a66
Ethopabate | 59-06-3 | 59063 | 59063 | C12H15NO4 |  | Mass | kg | emission | air | https://ofmpub.epa.gov/sor_internet/registry/substreg/searchandretrieve/substancesearch/search.do?details=displayDetails&selectedSubstanceId=87097 | 1 | Chemicals | 1c9ea6c2-e1c1-35a9-b56b-1307c36e91ab | 4061cba4-cb52-3ef2-85a6-55942ed24d37 | 20aadc24-a391-41cf-b340-3e4529f44bde | 93a60a56-a3c8-11da-a746-0800200b9a66
1,1-Dimethylcyclohexane | 590-66-9 | 590669 | 590669 | C8H16 |  | Mass | kg | emission | air | https://ofmpub.epa.gov/sor_internet/registry/substreg/searchandretrieve/substancesearch/search.do?details=displayDetails&selectedSubstanceId=78347 | 1 | Chemicals | c5f42783-263c-30e8-b6d3-bc3a9e6ebd28 | 4061cba4-cb52-3ef2-85a6-55942ed24d37 | 20aadc24-a391-41cf-b340-3e4529f44bde | 93a60a56-a3c8-11da-a746-0800200b9a66
Isovaleraldehyde | 590-86-3 | 590863 | 590863 | C5H10O |  | Mass | kg | emission | air | https://ofmpub.epa.gov/sor_internet/registry/substreg/searchandretrieve/substancesearch/search.do?details=displayDetails&selectedSubstanceId=45132 | 1 | Chemicals | 8156b105-814c-3174-8ffc-dc6c5fc92870 | 4061cba4-cb52-3ef2-85a6-55942ed24d37 | 20aadc24-a391-41cf-b340-3e4529f44bde | 93a60a56-a3c8-11da-a746-0800200b9a66
3-Aminophenol | 591-27-5 | 591275 | 591275 | C6H7NO |  | Mass | kg | emission | air | https://ofmpub.epa.gov/sor_internet/registry/substreg/searchandretrieve/substancesearch/search.do?details=displayDetails&selectedSubstanceId=45120 | 1 | Chemicals | 1ed665a2-482a-3a9d-b27e-dd755c54e815 | 4061cba4-cb52-3ef2-85a6-55942ed24d37 | 20aadc24-a391-41cf-b340-3e4529f44bde | 93a60a56-a3c8-11da-a746-0800200b9a66
3,5-Dichlorophenol | 591-35-5 | 591355 | 591355 | C6H4Cl2O |  | Mass | kg | emission | air | https://ofmpub.epa.gov/sor_internet/registry/substreg/searchandretrieve/substancesearch/search.do?details=displayDetails&selectedSubstanceId=45118 | 1 | Chemicals | 7541acdf-facf-3bd4-8664-d27b6657dea4 | 4061cba4-cb52-3ef2-85a6-55942ed24d37 | 20aadc24-a391-41cf-b340-3e4529f44bde | 93a60a56-a3c8-11da-a746-0800200b9a66
Terbuthylazine | 5915-41-3 | 5915413 | 5915413 | C9H16ClN5 |  | Mass | kg | emission | air | https://ofmpub.epa.gov/sor_internet/registry/substreg/searchandretrieve/substancesearch/search.do?details=displayDetails&selectedSubstanceId=38055 | 1 | Chemicals | ae10054c-9d66-3be2-b4e4-b4a6a2690032 | 4061cba4-cb52-3ef2-85a6-55942ed24d37 | 20aadc24-a391-41cf-b340-3e4529f44bde | 93a60a56-a3c8-11da-a746-0800200b9a66
2-Hexanone | 591-78-6 | 591786 | 591786 | C6H12O |  | Mass | kg | emission | air | https://ofmpub.epa.gov/sor_internet/registry/substreg/searchandretrieve/substancesearch/search.do?details=displayDetails&selectedSubstanceId=45110 | 1 | Chemicals | 977d832a-5aa7-349e-b21a-e78a2f634c9b | 4061cba4-cb52-3ef2-85a6-55942ed24d37 | 20aadc24-a391-41cf-b340-3e4529f44bde | 93a60a56-a3c8-11da-a746-0800200b9a66
4-Pentenoic acid | 591-80-0 | 591800 | 591800 | C5H8O2 |  | Mass | kg | emission | air | https://ofmpub.epa.gov/sor_internet/registry/substreg/searchandretrieve/substancesearch/search.do?details=displayDetails&selectedSubstanceId=45109 | 1 | Chemicals | 46cabe37-ec32-3a63-801c-0c2a3cb297a8 | 4061cba4-cb52-3ef2-85a6-55942ed24d37 | 20aadc24-a391-41cf-b340-3e4529f44bde | 93a60a56-a3c8-11da-a746-0800200b9a66
Benzonitrile, 2-amino-5-chloro- | 5922-60-1 | 5922601 | 5922601 | C7H5ClN2 |  | Mass | kg | emission | air | https://ofmpub.epa.gov/sor_internet/registry/substreg/searchandretrieve/substancesearch/search.do?details=displayDetails&selectedSubstanceId=38051 | 1 | Chemicals | 946ee262-b2b3-30dd-9afc-6a9c7a455399 | 4061cba4-cb52-3ef2-85a6-55942ed24d37 | 20aadc24-a391-41cf-b340-3e4529f44bde | 93a60a56-a3c8-11da-a746-0800200b9a66
1-Hexene | 592-41-6 | 592416 | 592416 | C6H12 |  | Mass | kg | emission | air | https://ofmpub.epa.gov/sor_internet/registry/substreg/searchandretrieve/substancesearch/search.do?details=displayDetails&selectedSubstanceId=45099 | 1 | Chemicals | 03a61aa2-28aa-31e8-9cfc-11e124d13fab | 4061cba4-cb52-3ef2-85a6-55942ed24d37 | 20aadc24-a391-41cf-b340-3e4529f44bde | 93a60a56-a3c8-11da-a746-0800200b9a66
1-Heptene | 592-76-7 | 592767 | 592767 | C7H14 |  | Mass | kg | emission | air | https://ofmpub.epa.gov/sor_internet/registry/substreg/searchandretrieve/substancesearch/search.do?details=displayDetails&selectedSubstanceId=45093 | 1 | Chemicals | bd6facbe-ca15-3a82-be9a-78e66e98df5a | 4061cba4-cb52-3ef2-85a6-55942ed24d37 | 20aadc24-a391-41cf-b340-3e4529f44bde | 93a60a56-a3c8-11da-a746-0800200b9a66
Butane, 1-isothiocyanato- | 592-82-5 | 592825 | 592825 | C5H9NS |  | Mass | kg | emission | air | https://ofmpub.epa.gov/sor_internet/registry/substreg/searchandretrieve/substancesearch/search.do?details=displayDetails&selectedSubstanceId=45092 | 1 | Chemicals | ae960ee0-a195-3627-9613-e2c08504edcc | 4061cba4-cb52-3ef2-85a6-55942ed24d37 | 20aadc24-a391-41cf-b340-3e4529f44bde | 93a60a56-a3c8-11da-a746-0800200b9a66
2-Tridecanone | 593-08-8 | 593088 | 593088 | C13H26O |  | Mass | kg | emission | air | https://ofmpub.epa.gov/sor_internet/registry/substreg/searchandretrieve/substancesearch/search.do?details=displayDetails&selectedSubstanceId=45086 | 1 | Chemicals | 62434cfd-8b95-3a29-89d3-d53226984fac | 4061cba4-cb52-3ef2-85a6-55942ed24d37 | 20aadc24-a391-41cf-b340-3e4529f44bde | 93a60a56-a3c8-11da-a746-0800200b9a66
Pyrilamine maleate | 59-33-6 | 59336 | 59336 | C21H27N3O5 |  | Mass | kg | emission | air | https://ofmpub.epa.gov/sor_internet/registry/substreg/searchandretrieve/substancesearch/search.do?details=displayDetails&selectedSubstanceId=49110 | 1 | Chemicals | ee2a2e33-c9b1-3824-81a2-3bb9ac828e1b | 4061cba4-cb52-3ef2-85a6-55942ed24d37 | 20aadc24-a391-41cf-b340-3e4529f44bde | 93a60a56-a3c8-11da-a746-0800200b9a66
Vinyl bromide | 593-60-2 | 593602 | 593602 | C2H3Br |  | Mass | kg | emission | air | https://ofmpub.epa.gov/sor_internet/registry/substreg/searchandretrieve/substancesearch/search.do?details=displayDetails&selectedSubstanceId=45076 | 1 | Chemicals | 0cada8cb-eee7-366b-bb0d-628a5cba5b33 | 4061cba4-cb52-3ef2-85a6-55942ed24d37 | 20aadc24-a391-41cf-b340-3e4529f44bde | 93a60a56-a3c8-11da-a746-0800200b9a66
HCFC-31 | 593-70-4 | 593704 | 593704 | CH2ClF |  | Mass | kg | emission | air | https://ofmpub.epa.gov/sor_internet/registry/substreg/searchandretrieve/substancesearch/search.do?details=displayDetails&selectedSubstanceId=45074 | 1 | Chemicals | ce18b3ae-a274-3d18-b747-5bd8d6053840 | 4061cba4-cb52-3ef2-85a6-55942ed24d37 | 20aadc24-a391-41cf-b340-3e4529f44bde | 93a60a56-a3c8-11da-a746-0800200b9a66
Trimethylamine hydrochloride | 593-81-7 | 593817 | 593817 | C3H10ClN |  | Mass | kg | emission | air | https://ofmpub.epa.gov/sor_internet/registry/substreg/searchandretrieve/substancesearch/search.do?details=displayDetails&selectedSubstanceId=45071 | 1 | Chemicals | c8d09615-00bc-3d3b-b900-3ca24d757d9b | 4061cba4-cb52-3ef2-85a6-55942ed24d37 | 20aadc24-a391-41cf-b340-3e4529f44bde | 93a60a56-a3c8-11da-a746-0800200b9a66
2,2-Dichloropropane | 594-20-7 | 594207 | 594207 | C3H6Cl2 |  | Mass | kg | emission | air | https://ofmpub.epa.gov/sor_internet/registry/substreg/searchandretrieve/substancesearch/search.do?details=displayDetails&selectedSubstanceId=88674 | 1 | Chemicals | 736ce15c-2b7b-3645-9e29-45eca45c93ab | 4061cba4-cb52-3ef2-85a6-55942ed24d37 | 20aadc24-a391-41cf-b340-3e4529f44bde | 93a60a56-a3c8-11da-a746-0800200b9a66
p-Chloro-m-cresol | 59-50-7 | 59507 | 59507 | C7H7ClO |  | Mass | kg | emission | air | https://ofmpub.epa.gov/sor_internet/registry/substreg/searchandretrieve/substancesearch/search.do?details=displayDetails&selectedSubstanceId=49108 | 1 | Chemicals | 9a00157a-b790-3ccc-9fd3-78f6375b4bce | 4061cba4-cb52-3ef2-85a6-55942ed24d37 | 20aadc24-a391-41cf-b340-3e4529f44bde | 93a60a56-a3c8-11da-a746-0800200b9a66
Thiodicarb | 59669-26-0 | 59669260 | 59669260 | C10H18N4O4S3 |  | Mass | kg | emission | air | https://ofmpub.epa.gov/sor_internet/registry/substreg/searchandretrieve/substancesearch/search.do?details=displayDetails&selectedSubstanceId=51689 | 1 | Chemicals | 22ddeac8-9f8a-392d-99ee-71450f3629af | 4061cba4-cb52-3ef2-85a6-55942ed24d37 | 20aadc24-a391-41cf-b340-3e4529f44bde | 93a60a56-a3c8-11da-a746-0800200b9a66
Nicotinic acid | 59-67-6 | 59676 | 59676 | C6H5NO2 |  | Mass | kg | emission | air | https://ofmpub.epa.gov/sor_internet/registry/substreg/searchandretrieve/substancesearch/search.do?details=displayDetails&selectedSubstanceId=49105 | 1 | Chemicals | 4d5ee71a-1731-3af5-a58e-22bfcbb1ab3f | 4061cba4-cb52-3ef2-85a6-55942ed24d37 | 20aadc24-a391-41cf-b340-3e4529f44bde | 93a60a56-a3c8-11da-a746-0800200b9a66
5-Hydroxymethoxymethyl-1-aza-3,7-dioxabicyclo(3.3.0)octane | 59720-42-2 | 59720422 | 59720422 | C7H13NO4 |  | Mass | kg | emission | air | https://ofmpub.epa.gov/sor_internet/registry/substreg/searchandretrieve/substancesearch/search.do?details=displayDetails&selectedSubstanceId=51679 | 1 | Chemicals | ec2b8fe0-f455-3b95-9561-777cf2eb1a57 | 4061cba4-cb52-3ef2-85a6-55942ed24d37 | 20aadc24-a391-41cf-b340-3e4529f44bde | 93a60a56-a3c8-11da-a746-0800200b9a66
Dimethyl morpholinophosphoramidate | 597-25-1 | 597251 | 597251 | C6H14NO4P |  | Mass | kg | emission | air | https://ofmpub.epa.gov/sor_internet/registry/substreg/searchandretrieve/substancesearch/search.do?details=displayDetails&selectedSubstanceId=82839 | 1 | Chemicals | ad0f8f35-aca2-35cf-8905-a0f56d25f985 | 4061cba4-cb52-3ef2-85a6-55942ed24d37 | 20aadc24-a391-41cf-b340-3e4529f44bde | 93a60a56-a3c8-11da-a746-0800200b9a66
Fluridone | 59756-60-4 | 59756604 | 59756604 | C19H14F3NO |  | Mass | kg | emission | air | https://ofmpub.epa.gov/sor_internet/registry/substreg/searchandretrieve/substancesearch/search.do?details=displayDetails&selectedSubstanceId=51671 | 1 | Chemicals | 2ef246b7-6e6e-3df9-9125-aad5c4e5c965 | 4061cba4-cb52-3ef2-85a6-55942ed24d37 | 20aadc24-a391-41cf-b340-3e4529f44bde | 93a60a56-a3c8-11da-a746-0800200b9a66
Tetraethyltin | 597-64-8 | 597648 | 597648 | C8H20Sn |  | Mass | kg | emission | air | https://ofmpub.epa.gov/sor_internet/registry/substreg/searchandretrieve/substancesearch/search.do?details=displayDetails&selectedSubstanceId=45045 | 1 | Chemicals | 214193c8-c0cd-3b69-b43b-3c1e4406b57f | 4061cba4-cb52-3ef2-85a6-55942ed24d37 | 20aadc24-a391-41cf-b340-3e4529f44bde | 93a60a56-a3c8-11da-a746-0800200b9a66
Phosphoric acid, diethyl ester | 598-02-7 | 598027 | 598027 | C4H11O4P |  | Mass | kg | emission | air | https://ofmpub.epa.gov/sor_internet/registry/substreg/searchandretrieve/substancesearch/search.do?details=displayDetails&selectedSubstanceId=91359 | 1 | Chemicals | 0f9e73bf-3d97-3d3b-bee1-1b3f03d721ac | 4061cba4-cb52-3ef2-85a6-55942ed24d37 | 20aadc24-a391-41cf-b340-3e4529f44bde | 93a60a56-a3c8-11da-a746-0800200b9a66
Methyl carbamate | 598-55-0 | 598550 | 598550 | C2H5NO2 |  | Mass | kg | emission | air | https://ofmpub.epa.gov/sor_internet/registry/substreg/searchandretrieve/substancesearch/search.do?details=displayDetails&selectedSubstanceId=45031 | 1 | Chemicals | 9f96839a-d9ee-3644-a956-94982d187229 | 4061cba4-cb52-3ef2-85a6-55942ed24d37 | 20aadc24-a391-41cf-b340-3e4529f44bde | 93a60a56-a3c8-11da-a746-0800200b9a66
N,N-Dimethylethylamine | 598-56-1 | 598561 | 598561 | C4H11N |  | Mass | kg | emission | air | https://ofmpub.epa.gov/sor_internet/registry/substreg/searchandretrieve/substancesearch/search.do?details=displayDetails&selectedSubstanceId=45030 | 1 | Chemicals | ebbfd32a-92a3-358e-9afd-b5879a7f0807 | 4061cba4-cb52-3ef2-85a6-55942ed24d37 | 20aadc24-a391-41cf-b340-3e4529f44bde | 93a60a56-a3c8-11da-a746-0800200b9a66
Nitrofurazone | 59-87-0 | 59870 | 59870 | C6H6N4O4 |  | Mass | kg | emission | air | https://ofmpub.epa.gov/sor_internet/registry/substreg/searchandretrieve/substancesearch/search.do?details=displayDetails&selectedSubstanceId=91350 | 1 | Chemicals | e2e90338-a9d5-3a91-b065-0ee0698e0308 | 4061cba4-cb52-3ef2-85a6-55942ed24d37 | 20aadc24-a391-41cf-b340-3e4529f44bde | 93a60a56-a3c8-11da-a746-0800200b9a66
3-Methyl-2-butanamine | 598-74-3 | 598743 | 598743 | C5H13N |  | Mass | kg | emission | air | https://ofmpub.epa.gov/sor_internet/registry/substreg/searchandretrieve/substancesearch/search.do?details=displayDetails&selectedSubstanceId=45025 | 1 | Chemicals | a37f8897-295c-3c28-9ee9-379f20cbe760 | 4061cba4-cb52-3ef2-85a6-55942ed24d37 | 20aadc24-a391-41cf-b340-3e4529f44bde | 93a60a56-a3c8-11da-a746-0800200b9a66
Phenylhydrazine hydrochloride | 59-88-1 | 59881 | 59881 | C6H9ClN2 |  | Mass | kg | emission | air | https://ofmpub.epa.gov/sor_internet/registry/substreg/searchandretrieve/substancesearch/search.do?details=displayDetails&selectedSubstanceId=49103 | 1 | Chemicals | 73659ae7-5bf5-31c0-a5f2-7d6d309a5281 | 4061cba4-cb52-3ef2-85a6-55942ed24d37 | 20aadc24-a391-41cf-b340-3e4529f44bde | 93a60a56-a3c8-11da-a746-0800200b9a66
N-Nitrosomorpholine | 59-89-2 | 59892 | 59892 | C4H8N2O2 |  | Mass | kg | emission | air | https://ofmpub.epa.gov/sor_internet/registry/substreg/searchandretrieve/substancesearch/search.do?details=displayDetails&selectedSubstanceId=49102 | 1 | Chemicals | c02486fc-efb3-3f7f-859c-e1f6c57967cb | 4061cba4-cb52-3ef2-85a6-55942ed24d37 | 20aadc24-a391-41cf-b340-3e4529f44bde | 93a60a56-a3c8-11da-a746-0800200b9a66
D-Limonene | 5989-27-5 | 5989275 | 5989275 | C10H16 |  | Mass | kg | emission | air | https://ofmpub.epa.gov/sor_internet/registry/substreg/searchandretrieve/substancesearch/search.do?details=displayDetails&selectedSubstanceId=37837 | 1 | Chemicals | d8b80239-3835-3067-aec9-158087f8d481 | 4061cba4-cb52-3ef2-85a6-55942ed24d37 | 20aadc24-a391-41cf-b340-3e4529f44bde | 93a60a56-a3c8-11da-a746-0800200b9a66
Levodopa | 59-92-7 | 59927 | 59927 | C9H11NO4 |  | Mass | kg | emission | air | https://ofmpub.epa.gov/sor_internet/registry/substreg/searchandretrieve/substancesearch/search.do?details=displayDetails&selectedSubstanceId=91347 | 1 | Chemicals | 347af878-8fa6-31cb-911a-04f588cc5892 | 4061cba4-cb52-3ef2-85a6-55942ed24d37 | 20aadc24-a391-41cf-b340-3e4529f44bde | 93a60a56-a3c8-11da-a746-0800200b9a66
Salicylazosulfapyridine | 599-79-1 | 599791 | 599791 | C18H14N4O5S |  | Mass | kg | emission | air | https://ofmpub.epa.gov/sor_internet/registry/substreg/searchandretrieve/substancesearch/search.do?details=displayDetails&selectedSubstanceId=78005 | 1 | Chemicals | 1ed5e89f-a303-354f-8364-fb2d22c8206d | 4061cba4-cb52-3ef2-85a6-55942ed24d37 | 20aadc24-a391-41cf-b340-3e4529f44bde | 93a60a56-a3c8-11da-a746-0800200b9a66
Ethylenediaminetetraacetic acid | 60-00-4 | 60004 | 60004 | C10H16N2O8 |  | Mass | kg | emission | air | https://ofmpub.epa.gov/sor_internet/registry/substreg/searchandretrieve/substancesearch/search.do?details=displayDetails&selectedSubstanceId=49100 | 1 | Chemicals | d6586f90-4c1f-351e-8835-d6b2357718e6 | 4061cba4-cb52-3ef2-85a6-55942ed24d37 | 20aadc24-a391-41cf-b340-3e4529f44bde | 93a60a56-a3c8-11da-a746-0800200b9a66
2,4-Dimethyl-3-pentanol | 600-36-2 | 600362 | 600362 | C7H16O |  | Mass | kg | emission | air | https://ofmpub.epa.gov/sor_internet/registry/substreg/searchandretrieve/substancesearch/search.do?details=displayDetails&selectedSubstanceId=45003 | 1 | Chemicals | 34ad4e0e-f8a2-3f63-a7d2-750b85b427ae | 4061cba4-cb52-3ef2-85a6-55942ed24d37 | 20aadc24-a391-41cf-b340-3e4529f44bde | 93a60a56-a3c8-11da-a746-0800200b9a66
4-Aminoazobenzene | 60-09-3 | 60093 | 60093 | C12H11N3 |  | Mass | kg | emission | air | https://ofmpub.epa.gov/sor_internet/registry/substreg/searchandretrieve/substancesearch/search.do?details=displayDetails&selectedSubstanceId=49099 | 1 | Chemicals | 25609fd5-e862-3d1f-bd82-36b3317747f3 | 4061cba4-cb52-3ef2-85a6-55942ed24d37 | 20aadc24-a391-41cf-b340-3e4529f44bde | 93a60a56-a3c8-11da-a746-0800200b9a66
4-Dimethylaminoazobenzene | 60-11-7 | 60117 | 60117 | C14H15N3 |  | Mass | kg | emission | air | https://ofmpub.epa.gov/sor_internet/registry/substreg/searchandretrieve/substancesearch/search.do?details=displayDetails&selectedSubstanceId=49098 | 1 | Chemicals | 3fd2cdbd-0cc0-3257-97b2-9ff5f250ca16 | 4061cba4-cb52-3ef2-85a6-55942ed24d37 | 20aadc24-a391-41cf-b340-3e4529f44bde | 93a60a56-a3c8-11da-a746-0800200b9a66
Benzeneethanol | 60-12-8 | 60128 | 60128 | C8H10O |  | Mass | kg | emission | air | https://ofmpub.epa.gov/sor_internet/registry/substreg/searchandretrieve/substancesearch/search.do?details=displayDetails&selectedSubstanceId=49097 | 1 | Chemicals | 12e733b3-bf57-3627-b2a9-f0e477b47f24 | 4061cba4-cb52-3ef2-85a6-55942ed24d37 | 20aadc24-a391-41cf-b340-3e4529f44bde | 93a60a56-a3c8-11da-a746-0800200b9a66
Fenarimol | 60168-88-9 | 60168889 | 60168889 | C17H12Cl2N2O |  | Mass | kg | emission | air | https://ofmpub.epa.gov/sor_internet/registry/substreg/searchandretrieve/substancesearch/search.do?details=displayDetails&selectedSubstanceId=51247 | 1 | Chemicals | c8510700-2f11-33f0-bc62-c67fc69db77b | 4061cba4-cb52-3ef2-85a6-55942ed24d37 | 20aadc24-a391-41cf-b340-3e4529f44bde | 93a60a56-a3c8-11da-a746-0800200b9a66
2,3-Dinitrotoluene | 602-01-7 | 602017 | 602017 | C7H6N2O4 |  | Mass | kg | emission | air | https://ofmpub.epa.gov/sor_internet/registry/substreg/searchandretrieve/substancesearch/search.do?details=displayDetails&selectedSubstanceId=45001 | 1 | Chemicals | 33c28602-fb61-334c-bf9c-85f591429388 | 4061cba4-cb52-3ef2-85a6-55942ed24d37 | 20aadc24-a391-41cf-b340-3e4529f44bde | 93a60a56-a3c8-11da-a746-0800200b9a66
Azaconazole | 60207-31-0 | 60207310 | 60207310 | C12H11Cl2N3O2 |  | Mass | kg | emission | air | https://ofmpub.epa.gov/sor_internet/registry/substreg/searchandretrieve/substancesearch/search.do?details=displayDetails&selectedSubstanceId=90669 | 1 | Chemicals | 49e3fea4-0106-3c19-a41e-d7dd145c0fcc | 4061cba4-cb52-3ef2-85a6-55942ed24d37 | 20aadc24-a391-41cf-b340-3e4529f44bde | 93a60a56-a3c8-11da-a746-0800200b9a66
Propiconazole | 60207-90-1 | 60207901 | 60207901 | C15H17Cl2N3O2 |  | Mass | kg | emission | air | https://ofmpub.epa.gov/sor_internet/registry/substreg/searchandretrieve/substancesearch/search.do?details=displayDetails&selectedSubstanceId=90668 | 1 | Chemicals | 0d299047-2350-3f83-b237-591e082912bb | 4061cba4-cb52-3ef2-85a6-55942ed24d37 | 20aadc24-a391-41cf-b340-3e4529f44bde | 93a60a56-a3c8-11da-a746-0800200b9a66
2-Mercaptoethanol | 60-24-2 | 60242 | 60242 | C2H6OS |  | Mass | kg | emission | air | https://ofmpub.epa.gov/sor_internet/registry/substreg/searchandretrieve/substancesearch/search.do?details=displayDetails&selectedSubstanceId=49095 | 1 | Chemicals | f85cc49d-f4a4-3d03-a8c7-f85df240b09d | 4061cba4-cb52-3ef2-85a6-55942ed24d37 | 20aadc24-a391-41cf-b340-3e4529f44bde | 93a60a56-a3c8-11da-a746-0800200b9a66
5-Nitroacenaphthene | 602-87-9 | 602879 | 602879 | C12H9NO2 |  | Mass | kg | emission | air | https://ofmpub.epa.gov/sor_internet/registry/substreg/searchandretrieve/substancesearch/search.do?details=displayDetails&selectedSubstanceId=90653 | 1 | Chemicals | 73caac16-c1fe-3456-ac6e-5dce8a12939a | 4061cba4-cb52-3ef2-85a6-55942ed24d37 | 20aadc24-a391-41cf-b340-3e4529f44bde | 93a60a56-a3c8-11da-a746-0800200b9a66
Ethyl ether | 60-29-7 | 60297 | 60297 | C4H10O |  | Mass | kg | emission | air | https://ofmpub.epa.gov/sor_internet/registry/substreg/searchandretrieve/substancesearch/search.do?details=displayDetails&selectedSubstanceId=49093 | 1 | Chemicals | ad3ecb38-a77b-39ef-baa5-93c9f02a6e4b | 4061cba4-cb52-3ef2-85a6-55942ed24d37 | 20aadc24-a391-41cf-b340-3e4529f44bde | 93a60a56-a3c8-11da-a746-0800200b9a66
Methyl hydrazine | 60-34-4 | 60344 | 60344 | CH6N2 |  | Mass | kg | emission | air | https://ofmpub.epa.gov/sor_internet/registry/substreg/searchandretrieve/substancesearch/search.do?details=displayDetails&selectedSubstanceId=49090 | 1 | Chemicals | d5dae980-493d-3367-a7a3-0aa3bb2f542b | 4061cba4-cb52-3ef2-85a6-55942ed24d37 | 20aadc24-a391-41cf-b340-3e4529f44bde | 93a60a56-a3c8-11da-a746-0800200b9a66
Acetamide | 60-35-5 | 60355 | 60355 | C2H5NO |  | Mass | kg | emission | air | https://ofmpub.epa.gov/sor_internet/registry/substreg/searchandretrieve/substancesearch/search.do?details=displayDetails&selectedSubstanceId=49089 | 1 | Chemicals | 69e5465f-6321-3339-ba6a-f8c933ea89c2 | 4061cba4-cb52-3ef2-85a6-55942ed24d37 | 20aadc24-a391-41cf-b340-3e4529f44bde | 93a60a56-a3c8-11da-a746-0800200b9a66
2-Methyl-3-nitroaniline | 603-83-8 | 603838 | 603838 | C7H8N2O2 |  | Mass | kg | emission | air | https://ofmpub.epa.gov/sor_internet/registry/substreg/searchandretrieve/substancesearch/search.do?details=displayDetails&selectedSubstanceId=78003 | 1 | Chemicals | 9b924983-1d0f-34a2-a86b-9274a6282042 | 4061cba4-cb52-3ef2-85a6-55942ed24d37 | 20aadc24-a391-41cf-b340-3e4529f44bde | 93a60a56-a3c8-11da-a746-0800200b9a66
Phenol, 2-chloro-6-nitro- | 603-86-1 | 603861 | 603861 | C6H4ClNO3 |  | Mass | kg | emission | air | https://ofmpub.epa.gov/sor_internet/registry/substreg/searchandretrieve/substancesearch/search.do?details=displayDetails&selectedSubstanceId=90641 | 1 | Chemicals | c26b011b-7892-31c6-bbed-f0479aa4f0e0 | 4061cba4-cb52-3ef2-85a6-55942ed24d37 | 20aadc24-a391-41cf-b340-3e4529f44bde | 93a60a56-a3c8-11da-a746-0800200b9a66
Oxazepam | 604-75-1 | 604751 | 604751 | C15H11ClN2O2 |  | Mass | kg | emission | air | https://ofmpub.epa.gov/sor_internet/registry/substreg/searchandretrieve/substancesearch/search.do?details=displayDetails&selectedSubstanceId=78345 | 1 | Chemicals | 2ffc9e07-641f-332c-87c6-e1665dc5daf8 | 4061cba4-cb52-3ef2-85a6-55942ed24d37 | 20aadc24-a391-41cf-b340-3e4529f44bde | 93a60a56-a3c8-11da-a746-0800200b9a66
Dimethoate | 60-51-5 | 60515 | 60515 | C5H12NO3PS2 |  | Mass | kg | emission | air | https://ofmpub.epa.gov/sor_internet/registry/substreg/searchandretrieve/substancesearch/search.do?details=displayDetails&selectedSubstanceId=90490 | 1 | Chemicals | e85fc686-aa2a-3948-b071-7ea7c7e0fcc3 | 4061cba4-cb52-3ef2-85a6-55942ed24d37 | 20aadc24-a391-41cf-b340-3e4529f44bde | 93a60a56-a3c8-11da-a746-0800200b9a66
9,10-Anthracenedione, 2-hydroxy- | 605-32-3 | 605323 | 605323 | C14H8O3 |  | Mass | kg | emission | air | https://ofmpub.epa.gov/sor_internet/registry/substreg/searchandretrieve/substancesearch/search.do?details=displayDetails&selectedSubstanceId=90489 | 1 | Chemicals | 5f086bdc-1163-3551-bd1a-50e6d48a05e5 | 4061cba4-cb52-3ef2-85a6-55942ed24d37 | 20aadc24-a391-41cf-b340-3e4529f44bde | 93a60a56-a3c8-11da-a746-0800200b9a66
Tetracycline | 60-54-8 | 60548 | 60548 | C22H24N2O8 |  | Mass | kg | emission | air | https://ofmpub.epa.gov/sor_internet/registry/substreg/searchandretrieve/substancesearch/search.do?details=displayDetails&selectedSubstanceId=87094 | 1 | Chemicals | 412a72dc-f200-3e29-916a-b37492701f3e | 4061cba4-cb52-3ef2-85a6-55942ed24d37 | 20aadc24-a391-41cf-b340-3e4529f44bde | 93a60a56-a3c8-11da-a746-0800200b9a66
Methimazole | 60-56-0 | 60560 | 60560 | C4H6N2S |  | Mass | kg | emission | air | https://ofmpub.epa.gov/sor_internet/registry/substreg/searchandretrieve/substancesearch/search.do?details=displayDetails&selectedSubstanceId=49087 | 1 | Chemicals | 34571811-c2aa-3575-845c-50106df7b8f0 | 4061cba4-cb52-3ef2-85a6-55942ed24d37 | 20aadc24-a391-41cf-b340-3e4529f44bde | 93a60a56-a3c8-11da-a746-0800200b9a66
Dieldrin | 60-57-1 | 60571 | 60571 | C12H8Cl6O |  | Mass | kg | emission | air | https://ofmpub.epa.gov/sor_internet/registry/substreg/searchandretrieve/substancesearch/search.do?details=displayDetails&selectedSubstanceId=49086 | 1 | Chemicals | 933601e4-44b2-34dc-b7e4-4d4909e94dd7 | 4061cba4-cb52-3ef2-85a6-55942ed24d37 | 20aadc24-a391-41cf-b340-3e4529f44bde | 93a60a56-a3c8-11da-a746-0800200b9a66
2,6-Dinitrotoluene | 606-20-2 | 606202 | 606202 | C7H6N2O4 |  | Mass | kg | emission | air | https://ofmpub.epa.gov/sor_internet/registry/substreg/searchandretrieve/substancesearch/search.do?details=displayDetails&selectedSubstanceId=90476 | 1 | Chemicals | a8cbdc23-56d7-3b3e-84d8-2796938d5822 | 4061cba4-cb52-3ef2-85a6-55942ed24d37 | 20aadc24-a391-41cf-b340-3e4529f44bde | 93a60a56-a3c8-11da-a746-0800200b9a66
MCPB sodium salt | 6062-26-6 | 6062266 | 6062266 | C11H12ClNaO3 |  | Mass | kg | emission | air | https://ofmpub.epa.gov/sor_internet/registry/substreg/searchandretrieve/substancesearch/search.do?details=displayDetails&selectedSubstanceId=37619 | 1 | Chemicals | a63fae0d-b489-3e6e-9176-9a1e7b18fc48 | 4061cba4-cb52-3ef2-85a6-55942ed24d37 | 20aadc24-a391-41cf-b340-3e4529f44bde | 93a60a56-a3c8-11da-a746-0800200b9a66
Formamide, N,N-diphenyl- | 607-00-1 | 607001 | 607001 | C13H11NO |  | Mass | kg | emission | air | https://ofmpub.epa.gov/sor_internet/registry/substreg/searchandretrieve/substancesearch/search.do?details=displayDetails&selectedSubstanceId=44966 | 1 | Chemicals | a6d26fb8-f3cd-38e6-b9db-2b07a7000bf3 | 4061cba4-cb52-3ef2-85a6-55942ed24d37 | 20aadc24-a391-41cf-b340-3e4529f44bde | 93a60a56-a3c8-11da-a746-0800200b9a66
5-Nitroquinoline | 607-34-1 | 607341 | 607341 | C9H6N2O2 |  | Mass | kg | emission | air | https://ofmpub.epa.gov/sor_internet/registry/substreg/searchandretrieve/substancesearch/search.do?details=displayDetails&selectedSubstanceId=96771 | 1 | Chemicals | 9c49c786-7319-30a3-b179-0475c3f59516 | 4061cba4-cb52-3ef2-85a6-55942ed24d37 | 20aadc24-a391-41cf-b340-3e4529f44bde | 93a60a56-a3c8-11da-a746-0800200b9a66
Quinoline, 8-nitro- | 607-35-2 | 607352 | 607352 | C9H6N2O2 |  | Mass | kg | emission | air | https://ofmpub.epa.gov/sor_internet/registry/substreg/searchandretrieve/substancesearch/search.do?details=displayDetails&selectedSubstanceId=44964 | 1 | Chemicals | ce61e25f-1549-314d-84ca-b4950917ab11 | 4061cba4-cb52-3ef2-85a6-55942ed24d37 | 20aadc24-a391-41cf-b340-3e4529f44bde | 93a60a56-a3c8-11da-a746-0800200b9a66
Antipyrine | 60-80-0 | 60800 | 60800 | C11H12N2O |  | Mass | kg | emission | air | https://ofmpub.epa.gov/sor_internet/registry/substreg/searchandretrieve/substancesearch/search.do?details=displayDetails&selectedSubstanceId=49085 | 1 | Chemicals | d686271e-5861-351c-b6cb-a74926a686aa | 4061cba4-cb52-3ef2-85a6-55942ed24d37 | 20aadc24-a391-41cf-b340-3e4529f44bde | 93a60a56-a3c8-11da-a746-0800200b9a66
2,6-Dichloroaniline | 608-31-1 | 608311 | 608311 | C6H5Cl2N |  | Mass | kg | emission | air | https://ofmpub.epa.gov/sor_internet/registry/substreg/searchandretrieve/substancesearch/search.do?details=displayDetails&selectedSubstanceId=44952 | 1 | Chemicals | 07fc6e60-6b0e-3fea-a030-911c25462996 | 4061cba4-cb52-3ef2-85a6-55942ed24d37 | 20aadc24-a391-41cf-b340-3e4529f44bde | 93a60a56-a3c8-11da-a746-0800200b9a66
Pentabromophenol | 608-71-9 | 608719 | 608719 | C6HBr5O |  | Mass | kg | emission | air | https://ofmpub.epa.gov/sor_internet/registry/substreg/searchandretrieve/substancesearch/search.do?details=displayDetails&selectedSubstanceId=44949 | 1 | Chemicals | c6022e6e-e184-3190-908d-8ec81ec177ff | 4061cba4-cb52-3ef2-85a6-55942ed24d37 | 20aadc24-a391-41cf-b340-3e4529f44bde | 93a60a56-a3c8-11da-a746-0800200b9a66
1,2,3,4,5,6-Hexachlorocyclohexane | 608-73-1 | 608731 | 608731 | C6H6Cl6 |  | Mass | kg | emission | air | https://ofmpub.epa.gov/sor_internet/registry/substreg/searchandretrieve/substancesearch/search.do?details=displayDetails&selectedSubstanceId=44948 | 1 | Chemicals | a033e512-718f-3a58-9c4a-b34e5463ba4f | 4061cba4-cb52-3ef2-85a6-55942ed24d37 | 20aadc24-a391-41cf-b340-3e4529f44bde | 93a60a56-a3c8-11da-a746-0800200b9a66
Pentachlorobenzene | 608-93-5 | 608935 | 608935 | C6HCl5 |  | Mass | kg | emission | air | https://ofmpub.epa.gov/sor_internet/registry/substreg/searchandretrieve/substancesearch/search.do?details=displayDetails&selectedSubstanceId=90315 | 1 | Chemicals | d31acc66-94a5-3b1a-a695-f9c11e17494a | 4061cba4-cb52-3ef2-85a6-55942ed24d37 | 20aadc24-a391-41cf-b340-3e4529f44bde | 93a60a56-a3c8-11da-a746-0800200b9a66
3,4,5-Trichlorophenol | 609-19-8 | 609198 | 609198 | C6H3Cl3O |  | Mass | kg | emission | air | https://ofmpub.epa.gov/sor_internet/registry/substreg/searchandretrieve/substancesearch/search.do?details=displayDetails&selectedSubstanceId=90309 | 1 | Chemicals | 73ae109f-c64c-3405-931c-02fe9bc0500a | 4061cba4-cb52-3ef2-85a6-55942ed24d37 | 20aadc24-a391-41cf-b340-3e4529f44bde | 93a60a56-a3c8-11da-a746-0800200b9a66
2,6-Dichloro-p-phenylenediamine | 609-20-1 | 609201 | 609201 | C6H6Cl2N2 |  | Mass | kg | emission | air | https://ofmpub.epa.gov/sor_internet/registry/substreg/searchandretrieve/substancesearch/search.do?details=displayDetails&selectedSubstanceId=44939 | 1 | Chemicals | 28112a10-48bb-3359-95b9-aa9c11538564 | 4061cba4-cb52-3ef2-85a6-55942ed24d37 | 20aadc24-a391-41cf-b340-3e4529f44bde | 93a60a56-a3c8-11da-a746-0800200b9a66
Phenol, 2,4,6-triiodo- | 609-23-4 | 609234 | 609234 | C6H3I3O |  | Mass | kg | emission | air | https://ofmpub.epa.gov/sor_internet/registry/substreg/searchandretrieve/substancesearch/search.do?details=displayDetails&selectedSubstanceId=44937 | 1 | Chemicals | bceb3378-d5de-3cb5-9058-7f10ed0e3ced | 4061cba4-cb52-3ef2-85a6-55942ed24d37 | 20aadc24-a391-41cf-b340-3e4529f44bde | 93a60a56-a3c8-11da-a746-0800200b9a66
3,4-Dinitrotoluene | 610-39-9 | 610399 | 610399 | C7H6N2O4 |  | Mass | kg | emission | air | https://ofmpub.epa.gov/sor_internet/registry/substreg/searchandretrieve/substancesearch/search.do?details=displayDetails&selectedSubstanceId=90294 | 1 | Chemicals | 2b90c603-9606-3992-a04b-773749181b5d | 4061cba4-cb52-3ef2-85a6-55942ed24d37 | 20aadc24-a391-41cf-b340-3e4529f44bde | 93a60a56-a3c8-11da-a746-0800200b9a66
Isobutylidenediurea | 6104-30-9 | 6104309 | 6104309 | C6H14N4O2 |  | Mass | kg | emission | air | https://ofmpub.epa.gov/sor_internet/registry/substreg/searchandretrieve/substancesearch/search.do?details=displayDetails&selectedSubstanceId=37592 | 1 | Chemicals | 393e07ee-1275-364e-94e1-630e723bc584 | 4061cba4-cb52-3ef2-85a6-55942ed24d37 | 20aadc24-a391-41cf-b340-3e4529f44bde | 93a60a56-a3c8-11da-a746-0800200b9a66
3-Amino-9-ethylcarbazole monohydrochloride | 6109-97-3 | 6109973 | 6109973 | C14H15ClN2 |  | Mass | kg | emission | air | https://ofmpub.epa.gov/sor_internet/registry/substreg/searchandretrieve/substancesearch/search.do?details=displayDetails&selectedSubstanceId=90281 | 1 | Chemicals | d145b2f8-d8b8-37b3-b2b6-52912773b292 | 4061cba4-cb52-3ef2-85a6-55942ed24d37 | 20aadc24-a391-41cf-b340-3e4529f44bde | 93a60a56-a3c8-11da-a746-0800200b9a66
2,4-Dichloronitrobenzene | 611-06-3 | 611063 | 611063 | C6H3Cl2NO2 |  | Mass | kg | emission | air | https://ofmpub.epa.gov/sor_internet/registry/substreg/searchandretrieve/substancesearch/search.do?details=displayDetails&selectedSubstanceId=45292 | 1 | Chemicals | 251b4b9a-97ea-3c21-9f89-cf84def05728 | 4061cba4-cb52-3ef2-85a6-55942ed24d37 | 20aadc24-a391-41cf-b340-3e4529f44bde | 93a60a56-a3c8-11da-a746-0800200b9a66
Flurochloridone | 61213-25-0 | 61213250 | 61213250 | C12H10Cl2F3NO |  | Mass | kg | emission | air | https://ofmpub.epa.gov/sor_internet/registry/substreg/searchandretrieve/substancesearch/search.do?details=displayDetails&selectedSubstanceId=90272 | 1 | Chemicals | 4859185b-e050-3114-8566-7e7337fdee3e | 4061cba4-cb52-3ef2-85a6-55942ed24d37 | 20aadc24-a391-41cf-b340-3e4529f44bde | 93a60a56-a3c8-11da-a746-0800200b9a66
1,6-Hexanediamine, N,N'-bis(2,2,6,6-tetramethyl-4-piperidinyl)- | 61260-55-7 | 61260557 | 61260557 | C24H50N4 |  | Mass | kg | emission | air | https://ofmpub.epa.gov/sor_internet/registry/substreg/searchandretrieve/substancesearch/search.do?details=displayDetails&selectedSubstanceId=50387 | 1 | Chemicals | 4244b05f-2646-3a4d-b3eb-61150a6c646c | 4061cba4-cb52-3ef2-85a6-55942ed24d37 | 20aadc24-a391-41cf-b340-3e4529f44bde | 93a60a56-a3c8-11da-a746-0800200b9a66
3,3'-Dimethylbenzidine dihydrochloride | 612-82-8 | 612828 | 612828 | C14H18Cl2N2 |  | Mass | kg | emission | air | https://ofmpub.epa.gov/sor_internet/registry/substreg/searchandretrieve/substancesearch/search.do?details=displayDetails&selectedSubstanceId=45268 | 1 | Chemicals | 30fe06ec-9643-31ff-882c-1e4c17853b9f | 4061cba4-cb52-3ef2-85a6-55942ed24d37 | 20aadc24-a391-41cf-b340-3e4529f44bde | 93a60a56-a3c8-11da-a746-0800200b9a66
3,3'-Dichlorobenzidine dihydrochloride | 612-83-9 | 612839 | 612839 | C12H12Cl4N2 |  | Mass | kg | emission | air | https://ofmpub.epa.gov/sor_internet/registry/substreg/searchandretrieve/substancesearch/search.do?details=displayDetails&selectedSubstanceId=90122 | 1 | Chemicals | 6186002a-c098-339a-a726-ef727edcda19 | 4061cba4-cb52-3ef2-85a6-55942ed24d37 | 20aadc24-a391-41cf-b340-3e4529f44bde | 93a60a56-a3c8-11da-a746-0800200b9a66
2-Methylanthracene | 613-12-7 | 613127 | 613127 | C15H12 |  | Mass | kg | emission | air | https://ofmpub.epa.gov/sor_internet/registry/substreg/searchandretrieve/substancesearch/search.do?details=displayDetails&selectedSubstanceId=90119 | 1 | Chemicals | a56cb3e2-c672-324b-89e7-56eaf48ef9f6 | 4061cba4-cb52-3ef2-85a6-55942ed24d37 | 20aadc24-a391-41cf-b340-3e4529f44bde | 93a60a56-a3c8-11da-a746-0800200b9a66
1-Naphthaleneacetic acid sodium salt | 61-31-4 | 61314 | 61314 | C12H9NaO2 |  | Mass | kg | emission | air | https://ofmpub.epa.gov/sor_internet/registry/substreg/searchandretrieve/substancesearch/search.do?details=displayDetails&selectedSubstanceId=49079 | 1 | Chemicals | 9af6d8a1-8559-3305-9bea-3f5edfe24d5d | 4061cba4-cb52-3ef2-85a6-55942ed24d37 | 20aadc24-a391-41cf-b340-3e4529f44bde | 93a60a56-a3c8-11da-a746-0800200b9a66
6-Nitroquinoline | 613-50-3 | 613503 | 613503 | C9H6N2O2 |  | Mass | kg | emission | air | https://ofmpub.epa.gov/sor_internet/registry/substreg/searchandretrieve/substancesearch/search.do?details=displayDetails&selectedSubstanceId=96769 | 1 | Chemicals | 58e0f8dc-3a74-33ff-8342-22fb80d17c70 | 4061cba4-cb52-3ef2-85a6-55942ed24d37 | 20aadc24-a391-41cf-b340-3e4529f44bde | 93a60a56-a3c8-11da-a746-0800200b9a66
Benzoic acid, hydrazide | 613-94-5 | 613945 | 613945 | C7H8N2O |  | Mass | kg | emission | air | https://ofmpub.epa.gov/sor_internet/registry/substreg/searchandretrieve/substancesearch/search.do?details=displayDetails&selectedSubstanceId=45254 | 1 | Chemicals | a2de01ae-b9d1-336d-bca3-eeb6a9a1ac06 | 4061cba4-cb52-3ef2-85a6-55942ed24d37 | 20aadc24-a391-41cf-b340-3e4529f44bde | 93a60a56-a3c8-11da-a746-0800200b9a66
N-Methyl-N-nitrosoaniline | 614-00-6 | 614006 | 614006 | C7H8N2O |  | Mass | kg | emission | air | https://ofmpub.epa.gov/sor_internet/registry/substreg/searchandretrieve/substancesearch/search.do?details=displayDetails&selectedSubstanceId=90108 | 1 | Chemicals | 49520063-b807-398c-a004-25b6e6ac0e6a | 4061cba4-cb52-3ef2-85a6-55942ed24d37 | 20aadc24-a391-41cf-b340-3e4529f44bde | 93a60a56-a3c8-11da-a746-0800200b9a66
2'-Hydroxyacetanilide | 614-80-2 | 614802 | 614802 | C8H9NO2 |  | Mass | kg | emission | air | https://ofmpub.epa.gov/sor_internet/registry/substreg/searchandretrieve/substancesearch/search.do?details=displayDetails&selectedSubstanceId=45244 | 1 | Chemicals | 304cb12c-34f7-3a65-9a16-7e1f4ee10253 | 4061cba4-cb52-3ef2-85a6-55942ed24d37 | 20aadc24-a391-41cf-b340-3e4529f44bde | 93a60a56-a3c8-11da-a746-0800200b9a66
N-Nitroso-N-ethylurethane | 614-95-9 | 614959 | 614959 | C5H10N2O3 |  | Mass | kg | emission | air | https://ofmpub.epa.gov/sor_internet/registry/substreg/searchandretrieve/substancesearch/search.do?details=displayDetails&selectedSubstanceId=90091 | 1 | Chemicals | 0f3a264b-8601-355b-be8a-a29f7ebfde13 | 4061cba4-cb52-3ef2-85a6-55942ed24d37 | 20aadc24-a391-41cf-b340-3e4529f44bde | 93a60a56-a3c8-11da-a746-0800200b9a66
1,2-Phenylenediamine dihydrochloride | 615-28-1 | 615281 | 615281 | C6H10Cl2N2 |  | Mass | kg | emission | air | https://ofmpub.epa.gov/sor_internet/registry/substreg/searchandretrieve/substancesearch/search.do?details=displayDetails&selectedSubstanceId=44511 | 1 | Chemicals | f0ab07c8-9319-35b1-b629-04eb876c8cf5 | 4061cba4-cb52-3ef2-85a6-55942ed24d37 | 20aadc24-a391-41cf-b340-3e4529f44bde | 93a60a56-a3c8-11da-a746-0800200b9a66
Oxalic acid dihydrate | 6153-56-6 | 6153566 | 6153566 | C2H6O6 |  | Mass | kg | emission | air | https://ofmpub.epa.gov/sor_internet/registry/substreg/searchandretrieve/substancesearch/search.do?details=displayDetails&selectedSubstanceId=77467 | 1 | Chemicals | 66a4be7c-2e10-37b3-9aad-ab8c89942199 | 4061cba4-cb52-3ef2-85a6-55942ed24d37 | 20aadc24-a391-41cf-b340-3e4529f44bde | 93a60a56-a3c8-11da-a746-0800200b9a66
Benzenamine, 2-bromo- | 615-36-1 | 615361 | 615361 | C6H6BrN |  | Mass | kg | emission | air | https://ofmpub.epa.gov/sor_internet/registry/substreg/searchandretrieve/substancesearch/search.do?details=displayDetails&selectedSubstanceId=44510 | 1 | Chemicals | cd97febf-14d5-33a6-b427-8986965734e4 | 4061cba4-cb52-3ef2-85a6-55942ed24d37 | 20aadc24-a391-41cf-b340-3e4529f44bde | 93a60a56-a3c8-11da-a746-0800200b9a66
N-Nitroso-N-methylurethane | 615-53-2 | 615532 | 615532 | C4H8N2O3 |  | Mass | kg | emission | air | https://ofmpub.epa.gov/sor_internet/registry/substreg/searchandretrieve/substancesearch/search.do?details=displayDetails&selectedSubstanceId=44500 | 1 | Chemicals | 31fbd2bd-19ec-3fe6-872e-a1a9ce211d77 | 4061cba4-cb52-3ef2-85a6-55942ed24d37 | 20aadc24-a391-41cf-b340-3e4529f44bde | 93a60a56-a3c8-11da-a746-0800200b9a66
Benzenamine, 2-chloro-4-methyl- | 615-65-6 | 615656 | 615656 | C7H8ClN |  | Mass | kg | emission | air | https://ofmpub.epa.gov/sor_internet/registry/substreg/searchandretrieve/substancesearch/search.do?details=displayDetails&selectedSubstanceId=44495 | 1 | Chemicals | c8c2f962-2024-387c-ae6e-ba74bc429e97 | 4061cba4-cb52-3ef2-85a6-55942ed24d37 | 20aadc24-a391-41cf-b340-3e4529f44bde | 93a60a56-a3c8-11da-a746-0800200b9a66
2-Pyrrolidinone | 616-45-5 | 616455 | 616455 | C4H7NO |  | Mass | kg | emission | air | https://ofmpub.epa.gov/sor_internet/registry/substreg/searchandretrieve/substancesearch/search.do?details=displayDetails&selectedSubstanceId=44478 | 1 | Chemicals | 03d58828-dbce-32ae-94ad-3862f34df505 | 4061cba4-cb52-3ef2-85a6-55942ed24d37 | 20aadc24-a391-41cf-b340-3e4529f44bde | 93a60a56-a3c8-11da-a746-0800200b9a66
Chlordimeform | 6164-98-3 | 6164983 | 6164983 | C10H13ClN2 |  | Mass | kg | emission | air | https://ofmpub.epa.gov/sor_internet/registry/substreg/searchandretrieve/substancesearch/search.do?details=displayDetails&selectedSubstanceId=37393 | 1 | Chemicals | 0985b3e7-45e0-3884-b15b-608f93538068 | 4061cba4-cb52-3ef2-85a6-55942ed24d37 | 20aadc24-a391-41cf-b340-3e4529f44bde | 93a60a56-a3c8-11da-a746-0800200b9a66
2,4-Dinitro-5-methylphenol | 616-73-9 | 616739 | 616739 | C7H6N2O5 |  | Mass | kg | emission | air | https://ofmpub.epa.gov/sor_internet/registry/substreg/searchandretrieve/substancesearch/search.do?details=displayDetails&selectedSubstanceId=82718 | 1 | Chemicals | 69c87a78-3ae8-398c-bdf6-aae13645f484 | 4061cba4-cb52-3ef2-85a6-55942ed24d37 | 20aadc24-a391-41cf-b340-3e4529f44bde | 93a60a56-a3c8-11da-a746-0800200b9a66
Methylene blue | 61-73-4 | 61734 | 61734 | C16H18ClN3S |  | Mass | kg | emission | air | https://ofmpub.epa.gov/sor_internet/registry/substreg/searchandretrieve/substancesearch/search.do?details=displayDetails&selectedSubstanceId=49078 | 1 | Chemicals | acfb848a-5c33-3bc2-9ff3-7a860d0bbeb1 | 4061cba4-cb52-3ef2-85a6-55942ed24d37 | 20aadc24-a391-41cf-b340-3e4529f44bde | 93a60a56-a3c8-11da-a746-0800200b9a66
Isopropyl lactate | 617-51-6 | 617516 | 617516 | C6H12O3 |  | Mass | kg | emission | air | https://ofmpub.epa.gov/sor_internet/registry/substreg/searchandretrieve/substancesearch/search.do?details=displayDetails&selectedSubstanceId=44469 | 1 | Chemicals | 4043c81f-6450-3a0f-b304-32683aded281 | 4061cba4-cb52-3ef2-85a6-55942ed24d37 | 20aadc24-a391-41cf-b340-3e4529f44bde | 93a60a56-a3c8-11da-a746-0800200b9a66
2-Dodecanone | 6175-49-1 | 6175491 | 6175491 | C12H24O |  | Mass | kg | emission | air | https://ofmpub.epa.gov/sor_internet/registry/substreg/searchandretrieve/substancesearch/search.do?details=displayDetails&selectedSubstanceId=37387 | 1 | Chemicals | 3d8ab7ac-afc4-3204-b9d1-55c8a2cb6c24 | 4061cba4-cb52-3ef2-85a6-55942ed24d37 | 20aadc24-a391-41cf-b340-3e4529f44bde | 93a60a56-a3c8-11da-a746-0800200b9a66
Amitrole | 61-82-5 | 61825 | 61825 | C2H4N4 |  | Mass | kg | emission | air | https://ofmpub.epa.gov/sor_internet/registry/substreg/searchandretrieve/substancesearch/search.do?details=displayDetails&selectedSubstanceId=49075 | 1 | Chemicals | 2853f30a-e84f-308d-a5b2-eba1429de865 | 4061cba4-cb52-3ef2-85a6-55942ed24d37 | 20aadc24-a391-41cf-b340-3e4529f44bde | 93a60a56-a3c8-11da-a746-0800200b9a66
Benzene, 1,3-dichloro-5-nitro- | 618-62-2 | 618622 | 618622 | C6H3Cl2NO2 |  | Mass | kg | emission | air | https://ofmpub.epa.gov/sor_internet/registry/substreg/searchandretrieve/substancesearch/search.do?details=displayDetails&selectedSubstanceId=44900 | 1 | Chemicals | 700a47fe-3446-3db4-bf22-7125c34d69df | 4061cba4-cb52-3ef2-85a6-55942ed24d37 | 20aadc24-a391-41cf-b340-3e4529f44bde | 93a60a56-a3c8-11da-a746-0800200b9a66
3,5-Dinitroaniline | 618-87-1 | 618871 | 618871 | C6H5N3O4 |  | Mass | kg | emission | air | https://ofmpub.epa.gov/sor_internet/registry/substreg/searchandretrieve/substancesearch/search.do?details=displayDetails&selectedSubstanceId=81246 | 1 | Chemicals | 5a36c881-6c92-3494-aafa-4c83ea3d0a79 | 4061cba4-cb52-3ef2-85a6-55942ed24d37 | 20aadc24-a391-41cf-b340-3e4529f44bde | 93a60a56-a3c8-11da-a746-0800200b9a66
2-Chloro-4-isopropylamino-6-amino-s-triazine | 6190-65-4 | 6190654 | 6190654 | C6H10ClN5 |  | Mass | kg | emission | air | https://ofmpub.epa.gov/sor_internet/registry/substreg/searchandretrieve/substancesearch/search.do?details=displayDetails&selectedSubstanceId=84910 | 1 | Chemicals | 5d8d5b35-de80-36b4-96fd-7fb21dfab382 | 4061cba4-cb52-3ef2-85a6-55942ed24d37 | 20aadc24-a391-41cf-b340-3e4529f44bde | 93a60a56-a3c8-11da-a746-0800200b9a66
2,5-Dinitrotoluene | 619-15-8 | 619158 | 619158 | C7H6N2O4 |  | Mass | kg | emission | air | https://ofmpub.epa.gov/sor_internet/registry/substreg/searchandretrieve/substancesearch/search.do?details=displayDetails&selectedSubstanceId=44887 | 1 | Chemicals | c86b0973-f876-36f8-a00f-8c48469f7e69 | 4061cba4-cb52-3ef2-85a6-55942ed24d37 | 20aadc24-a391-41cf-b340-3e4529f44bde | 93a60a56-a3c8-11da-a746-0800200b9a66
Benzonitrile, 3-nitro- | 619-24-9 | 619249 | 619249 | C7H4N2O2 |  | Mass | kg | emission | air | https://ofmpub.epa.gov/sor_internet/registry/substreg/searchandretrieve/substancesearch/search.do?details=displayDetails&selectedSubstanceId=89761 | 1 | Chemicals | a89e90eb-fcbb-3d10-9272-6504a1f56580 | 4061cba4-cb52-3ef2-85a6-55942ed24d37 | 20aadc24-a391-41cf-b340-3e4529f44bde | 93a60a56-a3c8-11da-a746-0800200b9a66
1RS cis-Permethrin | 61949-76-6 | 61949766 | 61949766 | C21H20Cl2O3 |  | Mass | kg | emission | air | https://ofmpub.epa.gov/sor_internet/registry/substreg/searchandretrieve/substancesearch/search.do?details=displayDetails&selectedSubstanceId=89758 | 1 | Chemicals | 8936c989-c468-33c5-bbf9-39ce77a5a52f | 4061cba4-cb52-3ef2-85a6-55942ed24d37 | 20aadc24-a391-41cf-b340-3e4529f44bde | 93a60a56-a3c8-11da-a746-0800200b9a66
Transpermethrin | 61949-77-7 | 61949777 | 61949777 | C21H20Cl2O3 |  | Mass | kg | emission | air | https://ofmpub.epa.gov/sor_internet/registry/substreg/searchandretrieve/substancesearch/search.do?details=displayDetails&selectedSubstanceId=63045 | 1 | Chemicals | 7e49fefd-dd81-3067-8c43-abfd781e2381 | 4061cba4-cb52-3ef2-85a6-55942ed24d37 | 20aadc24-a391-41cf-b340-3e4529f44bde | 93a60a56-a3c8-11da-a746-0800200b9a66
Methyl-4-nitrobenzoate | 619-50-1 | 619501 | 619501 | C8H7NO4 |  | Mass | kg | emission | air | https://ofmpub.epa.gov/sor_internet/registry/substreg/searchandretrieve/substancesearch/search.do?details=displayDetails&selectedSubstanceId=89757 | 1 | Chemicals | d5a5ee21-5c45-3ee0-b306-be417a11ff7f | 4061cba4-cb52-3ef2-85a6-55942ed24d37 | 20aadc24-a391-41cf-b340-3e4529f44bde | 93a60a56-a3c8-11da-a746-0800200b9a66
Benzonitrile, 4-nitro- | 619-72-7 | 619727 | 619727 | C7H4N2O2 |  | Mass | kg | emission | air | https://ofmpub.epa.gov/sor_internet/registry/substreg/searchandretrieve/substancesearch/search.do?details=displayDetails&selectedSubstanceId=89754 | 1 | Chemicals | db4ac4fc-38c1-3b10-ac75-d8ff0aeb4f94 | 4061cba4-cb52-3ef2-85a6-55942ed24d37 | 20aadc24-a391-41cf-b340-3e4529f44bde | 93a60a56-a3c8-11da-a746-0800200b9a66
p-Nitrobenzamide | 619-80-7 | 619807 | 619807 | C7H6N2O3 |  | Mass | kg | emission | air | https://ofmpub.epa.gov/sor_internet/registry/substreg/searchandretrieve/substancesearch/search.do?details=displayDetails&selectedSubstanceId=44873 | 1 | Chemicals | 88280a2f-3739-36ee-8b6a-c7390fe0d7b7 | 4061cba4-cb52-3ef2-85a6-55942ed24d37 | 20aadc24-a391-41cf-b340-3e4529f44bde | 93a60a56-a3c8-11da-a746-0800200b9a66
p-Nitrophenyl phenyl ether | 620-88-2 | 620882 | 620882 | C12H9NO3 |  | Mass | kg | emission | air | https://ofmpub.epa.gov/sor_internet/registry/substreg/searchandretrieve/substancesearch/search.do?details=displayDetails&selectedSubstanceId=44801 | 1 | Chemicals | 82dd8679-4f00-3969-ab33-363295008dd3 | 4061cba4-cb52-3ef2-85a6-55942ed24d37 | 20aadc24-a391-41cf-b340-3e4529f44bde | 93a60a56-a3c8-11da-a746-0800200b9a66
Benzene, 1,1'-[sulfinylbis(methylene)]bis- | 621-08-9 | 621089 | 621089 | C14H14OS |  | Mass | kg | emission | air | https://ofmpub.epa.gov/sor_internet/registry/substreg/searchandretrieve/substancesearch/search.do?details=displayDetails&selectedSubstanceId=44798 | 1 | Chemicals | c8d15e6a-2456-311b-8c0b-6cfa19e29637 | 4061cba4-cb52-3ef2-85a6-55942ed24d37 | 20aadc24-a391-41cf-b340-3e4529f44bde | 93a60a56-a3c8-11da-a746-0800200b9a66
3'-Hydroxyacetanilide | 621-42-1 | 621421 | 621421 | C8H9NO2 |  | Mass | kg | emission | air | https://ofmpub.epa.gov/sor_internet/registry/substreg/searchandretrieve/substancesearch/search.do?details=displayDetails&selectedSubstanceId=44789 | 1 | Chemicals | 4729f9b4-5359-3ca2-91cf-a60d4d25ecfe | 4061cba4-cb52-3ef2-85a6-55942ed24d37 | 20aadc24-a391-41cf-b340-3e4529f44bde | 93a60a56-a3c8-11da-a746-0800200b9a66
N-Nitrosodi-n-propylamine | 621-64-7 | 621647 | 621647 | C6H14N2O |  | Mass | kg | emission | air | https://ofmpub.epa.gov/sor_internet/registry/substreg/searchandretrieve/substancesearch/search.do?details=displayDetails&selectedSubstanceId=44785 | 1 | Chemicals | bfa2358b-704b-3e3d-817f-c534d9905f80 | 4061cba4-cb52-3ef2-85a6-55942ed24d37 | 20aadc24-a391-41cf-b340-3e4529f44bde | 93a60a56-a3c8-11da-a746-0800200b9a66
Triamylamine | 621-77-2 | 621772 | 621772 | C15H33N |  | Mass | kg | emission | air | https://ofmpub.epa.gov/sor_internet/registry/substreg/searchandretrieve/substancesearch/search.do?details=displayDetails&selectedSubstanceId=44780 | 1 | Chemicals | 2ad7f4c9-78b4-3297-aa33-e69e96eed6b0 | 4061cba4-cb52-3ef2-85a6-55942ed24d37 | 20aadc24-a391-41cf-b340-3e4529f44bde | 93a60a56-a3c8-11da-a746-0800200b9a66
p-Nitrobenzoic acid | 62-23-7 | 62237 | 62237 | C7H5NO4 |  | Mass | kg | emission | air | https://ofmpub.epa.gov/sor_internet/registry/substreg/searchandretrieve/substancesearch/search.do?details=displayDetails&selectedSubstanceId=49073 | 1 | Chemicals | 415b42cf-b611-3202-ba4c-91096962b1eb | 4061cba4-cb52-3ef2-85a6-55942ed24d37 | 20aadc24-a391-41cf-b340-3e4529f44bde | 93a60a56-a3c8-11da-a746-0800200b9a66
4-Morpholineethanol | 622-40-2 | 622402 | 622402 | C6H13NO2 |  | Mass | kg | emission | air | https://ofmpub.epa.gov/sor_internet/registry/substreg/searchandretrieve/substancesearch/search.do?details=displayDetails&selectedSubstanceId=89582 | 1 | Chemicals | 80df0d16-3677-37d7-8195-281ff08bdcdc | 4061cba4-cb52-3ef2-85a6-55942ed24d37 | 20aadc24-a391-41cf-b340-3e4529f44bde | 93a60a56-a3c8-11da-a746-0800200b9a66
p-Tolylurea | 622-51-5 | 622515 | 622515 | C8H10N2O |  | Mass | kg | emission | air | https://ofmpub.epa.gov/sor_internet/registry/substreg/searchandretrieve/substancesearch/search.do?details=displayDetails&selectedSubstanceId=89579 | 1 | Chemicals | f5d17de3-bfe9-3255-bd81-012efc12c21e | 4061cba4-cb52-3ef2-85a6-55942ed24d37 | 20aadc24-a391-41cf-b340-3e4529f44bde | 93a60a56-a3c8-11da-a746-0800200b9a66
Benzene, (isothiocyanatomethyl)- | 622-78-6 | 622786 | 622786 | C8H7NS |  | Mass | kg | emission | air | https://ofmpub.epa.gov/sor_internet/registry/substreg/searchandretrieve/substancesearch/search.do?details=displayDetails&selectedSubstanceId=44759 | 1 | Chemicals | 5e99d67b-c7fa-3849-91b4-103e2f3ca04e | 4061cba4-cb52-3ef2-85a6-55942ed24d37 | 20aadc24-a391-41cf-b340-3e4529f44bde | 93a60a56-a3c8-11da-a746-0800200b9a66
4-Chlorobenzonitrile | 623-03-0 | 623030 | 623030 | C7H4ClN |  | Mass | kg | emission | air | https://ofmpub.epa.gov/sor_internet/registry/substreg/searchandretrieve/substancesearch/search.do?details=displayDetails&selectedSubstanceId=44753 | 1 | Chemicals | 78c86979-2406-341f-b965-f224aa0a96b8 | 4061cba4-cb52-3ef2-85a6-55942ed24d37 | 20aadc24-a391-41cf-b340-3e4529f44bde | 93a60a56-a3c8-11da-a746-0800200b9a66
4-Hydroxybenzenemethanol | 623-05-2 | 623052 | 623052 | C7H8O2 |  | Mass | kg | emission | air | https://ofmpub.epa.gov/sor_internet/registry/substreg/searchandretrieve/substancesearch/search.do?details=displayDetails&selectedSubstanceId=82717 | 1 | Chemicals | edc4dfff-7646-3abd-987d-606c3b9ef0ef | 4061cba4-cb52-3ef2-85a6-55942ed24d37 | 20aadc24-a391-41cf-b340-3e4529f44bde | 93a60a56-a3c8-11da-a746-0800200b9a66
Benzene, 1-chloro-4-methoxy- | 623-12-1 | 623121 | 623121 | C7H7ClO |  | Mass | kg | emission | air | https://ofmpub.epa.gov/sor_internet/registry/substreg/searchandretrieve/substancesearch/search.do?details=displayDetails&selectedSubstanceId=44751 | 1 | Chemicals | cd42f97c-375b-3a61-8b61-156a6ce5d5b0 | 4061cba4-cb52-3ef2-85a6-55942ed24d37 | 20aadc24-a391-41cf-b340-3e4529f44bde | 93a60a56-a3c8-11da-a746-0800200b9a66
Benzene, 1,4-bis(chloromethyl)- | 623-25-6 | 623256 | 623256 | C8H8Cl2 |  | Mass | kg | emission | air | https://ofmpub.epa.gov/sor_internet/registry/substreg/searchandretrieve/substancesearch/search.do?details=displayDetails&selectedSubstanceId=89566 | 1 | Chemicals | ea8d01ff-7ef5-3a54-b844-b8c619f95e04 | 4061cba4-cb52-3ef2-85a6-55942ed24d37 | 20aadc24-a391-41cf-b340-3e4529f44bde | 93a60a56-a3c8-11da-a746-0800200b9a66
3-Hexanol | 623-37-0 | 623370 | 623370 | C6H14O |  | Mass | kg | emission | air | https://ofmpub.epa.gov/sor_internet/registry/substreg/searchandretrieve/substancesearch/search.do?details=displayDetails&selectedSubstanceId=89560 | 1 | Chemicals | 1314083c-1381-3767-b44e-7183e68c8269 | 4061cba4-cb52-3ef2-85a6-55942ed24d37 | 20aadc24-a391-41cf-b340-3e4529f44bde | 93a60a56-a3c8-11da-a746-0800200b9a66
Phenylmercury acetate | 62-38-4 | 62384 | 62384 | C8H8HgO2 |  | Mass | kg | emission | air | https://ofmpub.epa.gov/sor_internet/registry/substreg/searchandretrieve/substancesearch/search.do?details=displayDetails&selectedSubstanceId=49071 | 1 | Chemicals | 86e6db74-10a1-39c7-9bda-e7f9402a00ca | 4061cba4-cb52-3ef2-85a6-55942ed24d37 | 20aadc24-a391-41cf-b340-3e4529f44bde | 93a60a56-a3c8-11da-a746-0800200b9a66
Diethyl fumarate | 623-91-6 | 623916 | 623916 | C8H12O4 |  | Mass | kg | emission | air | https://ofmpub.epa.gov/sor_internet/registry/substreg/searchandretrieve/substancesearch/search.do?details=displayDetails&selectedSubstanceId=44728 | 1 | Chemicals | 117063ad-98e6-3c56-b548-d7bc5d38946b | 4061cba4-cb52-3ef2-85a6-55942ed24d37 | 20aadc24-a391-41cf-b340-3e4529f44bde | 93a60a56-a3c8-11da-a746-0800200b9a66
Phenacetin | 62-44-2 | 62442 | 62442 | C10H13NO2 |  | Mass | kg | emission | air | https://ofmpub.epa.gov/sor_internet/registry/substreg/searchandretrieve/substancesearch/search.do?details=displayDetails&selectedSubstanceId=49070 | 1 | Chemicals | ed7ac4af-2a61-3b67-afd6-2ad0ddf6b5e9 | 4061cba4-cb52-3ef2-85a6-55942ed24d37 | 20aadc24-a391-41cf-b340-3e4529f44bde | 93a60a56-a3c8-11da-a746-0800200b9a66
Acifluorfen, sodium salt | 62476-59-9 | 62476599 | 62476599 | C14H6ClF3NNaO5 |  | Mass | kg | emission | air | https://ofmpub.epa.gov/sor_internet/registry/substreg/searchandretrieve/substancesearch/search.do?details=displayDetails&selectedSubstanceId=89542 | 1 | Chemicals | db918714-2a82-3133-91c0-8f95638610d7 | 4061cba4-cb52-3ef2-85a6-55942ed24d37 | 20aadc24-a391-41cf-b340-3e4529f44bde | 93a60a56-a3c8-11da-a746-0800200b9a66
Hydrazinecarboxaldehyde | 624-84-0 | 624840 | 624840 | CH4N2O |  | Mass | kg | emission | air | https://ofmpub.epa.gov/sor_internet/registry/substreg/searchandretrieve/substancesearch/search.do?details=displayDetails&selectedSubstanceId=89540 | 1 | Chemicals | 84a9e8b8-a135-31e5-a246-e4a5f4dee162 | 4061cba4-cb52-3ef2-85a6-55942ed24d37 | 20aadc24-a391-41cf-b340-3e4529f44bde | 93a60a56-a3c8-11da-a746-0800200b9a66
Aniline | 62-53-3 | 62533 | 62533 | C6H7N |  | Mass | kg | emission | air | https://ofmpub.epa.gov/sor_internet/registry/substreg/searchandretrieve/substancesearch/search.do?details=displayDetails&selectedSubstanceId=49067 | 1 | Chemicals | 0e522950-0b46-3b14-ac4d-e42c7f1d22e6 | 4061cba4-cb52-3ef2-85a6-55942ed24d37 | 20aadc24-a391-41cf-b340-3e4529f44bde | 93a60a56-a3c8-11da-a746-0800200b9a66
Ethylthiourea | 625-53-6 | 625536 | 625536 | C3H8N2S |  | Mass | kg | emission | air | https://ofmpub.epa.gov/sor_internet/registry/substreg/searchandretrieve/substancesearch/search.do?details=displayDetails&selectedSubstanceId=44689 | 1 | Chemicals | 08729e15-127c-3186-b9b7-f9385ee6d695 | 4061cba4-cb52-3ef2-85a6-55942ed24d37 | 20aadc24-a391-41cf-b340-3e4529f44bde | 93a60a56-a3c8-11da-a746-0800200b9a66
Thioacetamide | 62-55-5 | 62555 | 62555 | C2H5NS |  | Mass | kg | emission | air | https://ofmpub.epa.gov/sor_internet/registry/substreg/searchandretrieve/substancesearch/search.do?details=displayDetails&selectedSubstanceId=49065 | 1 | Chemicals | 85ca1e74-2332-36ba-9ef6-b356dc237b4a | 4061cba4-cb52-3ef2-85a6-55942ed24d37 | 20aadc24-a391-41cf-b340-3e4529f44bde | 93a60a56-a3c8-11da-a746-0800200b9a66
Thiourea | 62-56-6 | 62566 | 62566 | CH4N2S |  | Mass | kg | emission | air | https://ofmpub.epa.gov/sor_internet/registry/substreg/searchandretrieve/substancesearch/search.do?details=displayDetails&selectedSubstanceId=89392 | 1 | Chemicals | e51b83db-d333-3b29-884b-0a63ab1863bf | 4061cba4-cb52-3ef2-85a6-55942ed24d37 | 20aadc24-a391-41cf-b340-3e4529f44bde | 93a60a56-a3c8-11da-a746-0800200b9a66
2,5-Dimethylfuran | 625-86-5 | 625865 | 625865 | C6H8O |  | Mass | kg | emission | air | https://ofmpub.epa.gov/sor_internet/registry/substreg/searchandretrieve/substancesearch/search.do?details=displayDetails&selectedSubstanceId=44685 | 1 | Chemicals | 608b76e9-7812-3230-8b5f-feccb8247e95 | 4061cba4-cb52-3ef2-85a6-55942ed24d37 | 20aadc24-a391-41cf-b340-3e4529f44bde | 93a60a56-a3c8-11da-a746-0800200b9a66
1,3-Dicyanobenzene | 626-17-5 | 626175 | 626175 | C8H4N2 |  | Mass | kg | emission | air | https://ofmpub.epa.gov/sor_internet/registry/substreg/searchandretrieve/substancesearch/search.do?details=displayDetails&selectedSubstanceId=89377 | 1 | Chemicals | 843d4104-0e20-36fc-bd6c-270e8c048d5f | 4061cba4-cb52-3ef2-85a6-55942ed24d37 | 20aadc24-a391-41cf-b340-3e4529f44bde | 93a60a56-a3c8-11da-a746-0800200b9a66
3,5-Dichloroaniline | 626-43-7 | 626437 | 626437 | C6H5Cl2N |  | Mass | kg | emission | air | https://ofmpub.epa.gov/sor_internet/registry/substreg/searchandretrieve/substancesearch/search.do?details=displayDetails&selectedSubstanceId=44672 | 1 | Chemicals | eb1d6fe5-59d3-3724-8708-96d310d2ab2e | 4061cba4-cb52-3ef2-85a6-55942ed24d37 | 20aadc24-a391-41cf-b340-3e4529f44bde | 93a60a56-a3c8-11da-a746-0800200b9a66
Pyridine, 3-chloro- | 626-60-8 | 626608 | 626608 | C5H4ClN |  | Mass | kg | emission | air | https://ofmpub.epa.gov/sor_internet/registry/substreg/searchandretrieve/substancesearch/search.do?details=displayDetails&selectedSubstanceId=44668 | 1 | Chemicals | 30b7f4c7-9416-328b-82e5-a2251107cbbe | 4061cba4-cb52-3ef2-85a6-55942ed24d37 | 20aadc24-a391-41cf-b340-3e4529f44bde | 93a60a56-a3c8-11da-a746-0800200b9a66
4-Pyridinol | 626-64-2 | 626642 | 626642 | C5H5NO |  | Mass | kg | emission | air | https://ofmpub.epa.gov/sor_internet/registry/substreg/searchandretrieve/substancesearch/search.do?details=displayDetails&selectedSubstanceId=44666 | 1 | Chemicals | 796c2316-2f13-363d-b413-a78355f433e9 | 4061cba4-cb52-3ef2-85a6-55942ed24d37 | 20aadc24-a391-41cf-b340-3e4529f44bde | 93a60a56-a3c8-11da-a746-0800200b9a66
2-Hexanol | 626-93-7 | 626937 | 626937 | C6H14O |  | Mass | kg | emission | air | https://ofmpub.epa.gov/sor_internet/registry/substreg/searchandretrieve/substancesearch/search.do?details=displayDetails&selectedSubstanceId=44657 | 1 | Chemicals | e82514ab-1203-30c9-86eb-f9bea054b8b3 | 4061cba4-cb52-3ef2-85a6-55942ed24d37 | 20aadc24-a391-41cf-b340-3e4529f44bde | 93a60a56-a3c8-11da-a746-0800200b9a66
3-Chloro-1-propanol | 627-30-5 | 627305 | 627305 | C3H7ClO |  | Mass | kg | emission | air | https://ofmpub.epa.gov/sor_internet/registry/substreg/searchandretrieve/substancesearch/search.do?details=displayDetails&selectedSubstanceId=44644 | 1 | Chemicals | 8fde6a40-8080-3223-87f7-f3af7f42f096 | 4061cba4-cb52-3ef2-85a6-55942ed24d37 | 20aadc24-a391-41cf-b340-3e4529f44bde | 93a60a56-a3c8-11da-a746-0800200b9a66
Dichlorvos | 62-73-7 | 62737 | 62737 | C4H7Cl2O4P |  | Mass | kg | emission | air | https://ofmpub.epa.gov/sor_internet/registry/substreg/searchandretrieve/substancesearch/search.do?details=displayDetails&selectedSubstanceId=89211 | 1 | Chemicals | 9b3ad1e0-93a8-366b-8899-6be18c5447ba | 4061cba4-cb52-3ef2-85a6-55942ed24d37 | 20aadc24-a391-41cf-b340-3e4529f44bde | 93a60a56-a3c8-11da-a746-0800200b9a66
N-Nitrosodimethylamine | 62-75-9 | 62759 | 62759 | C2H6N2O |  | Mass | kg | emission | air | https://ofmpub.epa.gov/sor_internet/registry/substreg/searchandretrieve/substancesearch/search.do?details=displayDetails&selectedSubstanceId=49062 | 1 | Chemicals | 01cf596c-2ad8-312e-bca0-845783dff7ca | 4061cba4-cb52-3ef2-85a6-55942ed24d37 | 20aadc24-a391-41cf-b340-3e4529f44bde | 93a60a56-a3c8-11da-a746-0800200b9a66
Sodium oxalate | 62-76-0 | 62760 | 62760 | C2Na2O4 |  | Mass | kg | emission | air | https://ofmpub.epa.gov/sor_internet/registry/substreg/searchandretrieve/substancesearch/search.do?details=displayDetails&selectedSubstanceId=89204 | 1 | Chemicals | d8eb761e-d8a3-3080-b642-d48e127edfeb | 4061cba4-cb52-3ef2-85a6-55942ed24d37 | 20aadc24-a391-41cf-b340-3e4529f44bde | 93a60a56-a3c8-11da-a746-0800200b9a66
Hexanamide | 628-02-4 | 628024 | 628024 | C6H13NO |  | Mass | kg | emission | air | https://ofmpub.epa.gov/sor_internet/registry/substreg/searchandretrieve/substancesearch/search.do?details=displayDetails&selectedSubstanceId=44632 | 1 | Chemicals | 5e0365e6-92cd-3e59-bf87-d0c3ad635ca8 | 4061cba4-cb52-3ef2-85a6-55942ed24d37 | 20aadc24-a391-41cf-b340-3e4529f44bde | 93a60a56-a3c8-11da-a746-0800200b9a66
1,2-Hydrazinedicarboxaldehyde | 628-36-4 | 628364 | 628364 | C2H4N2O2 |  | Mass | kg | emission | air | https://ofmpub.epa.gov/sor_internet/registry/substreg/searchandretrieve/substancesearch/search.do?details=displayDetails&selectedSubstanceId=44626 | 1 | Chemicals | f114ccb2-34b5-3aa5-9b4c-e11529259d71 | 4061cba4-cb52-3ef2-85a6-55942ed24d37 | 20aadc24-a391-41cf-b340-3e4529f44bde | 93a60a56-a3c8-11da-a746-0800200b9a66
n-Amyl acetate | 628-63-7 | 628637 | 628637 | C7H14O2 |  | Mass | kg | emission | air | https://ofmpub.epa.gov/sor_internet/registry/substreg/searchandretrieve/substancesearch/search.do?details=displayDetails&selectedSubstanceId=44621 | 1 | Chemicals | 399ca4a3-36ea-3af4-9843-a835cc538f48 | 4061cba4-cb52-3ef2-85a6-55942ed24d37 | 20aadc24-a391-41cf-b340-3e4529f44bde | 93a60a56-a3c8-11da-a746-0800200b9a66
1,6-Hexanediol | 629-11-8 | 629118 | 629118 | C6H14O2 |  | Mass | kg | emission | air | https://ofmpub.epa.gov/sor_internet/registry/substreg/searchandretrieve/substancesearch/search.do?details=displayDetails&selectedSubstanceId=44604 | 1 | Chemicals | 9b9d943e-d8cc-3438-aacc-01a293b3dd0c | 4061cba4-cb52-3ef2-85a6-55942ed24d37 | 20aadc24-a391-41cf-b340-3e4529f44bde | 93a60a56-a3c8-11da-a746-0800200b9a66
Dipropyl disulfide | 629-19-6 | 629196 | 629196 | C6H14S2 |  | Mass | kg | emission | air | https://ofmpub.epa.gov/sor_internet/registry/substreg/searchandretrieve/substancesearch/search.do?details=displayDetails&selectedSubstanceId=44600 | 1 | Chemicals | d204002c-4adc-344a-ab9a-2c2e458a9c57 | 4061cba4-cb52-3ef2-85a6-55942ed24d37 | 20aadc24-a391-41cf-b340-3e4529f44bde | 93a60a56-a3c8-11da-a746-0800200b9a66
Flumetralin | 62924-70-3 | 62924703 | 62924703 | C16H12ClF4N3O4 |  | Mass | kg | emission | air | https://ofmpub.epa.gov/sor_internet/registry/substreg/searchandretrieve/substancesearch/search.do?details=displayDetails&selectedSubstanceId=50529 | 1 | Chemicals | a96d8ee1-e9a0-373d-8223-85133ba93354 | 4061cba4-cb52-3ef2-85a6-55942ed24d37 | 20aadc24-a391-41cf-b340-3e4529f44bde | 93a60a56-a3c8-11da-a746-0800200b9a66
Octanedinitrile | 629-40-3 | 629403 | 629403 | C8H12N2 |  | Mass | kg | emission | air | https://ofmpub.epa.gov/sor_internet/registry/substreg/searchandretrieve/substancesearch/search.do?details=displayDetails&selectedSubstanceId=44591 | 1 | Chemicals | 1752f6fc-f6d7-3512-932d-2fe33f3b264c | 4061cba4-cb52-3ef2-85a6-55942ed24d37 | 20aadc24-a391-41cf-b340-3e4529f44bde | 93a60a56-a3c8-11da-a746-0800200b9a66
1,1,1,2-Tetrachloroethane | 630-20-6 | 630206 | 630206 | C2H2Cl4 |  | Mass | kg | emission | air | https://ofmpub.epa.gov/sor_internet/registry/substreg/searchandretrieve/substancesearch/search.do?details=displayDetails&selectedSubstanceId=44565 | 1 | Chemicals | 4b387923-b01b-3411-9d3e-8bd63d5960c7 | 4061cba4-cb52-3ef2-85a6-55942ed24d37 | 20aadc24-a391-41cf-b340-3e4529f44bde | 93a60a56-a3c8-11da-a746-0800200b9a66
4-Androstenedione | 63-05-8 | 63058 | 63058 | C19H26O2 |  | Mass | kg | emission | air | https://ofmpub.epa.gov/sor_internet/registry/substreg/searchandretrieve/substancesearch/search.do?details=displayDetails&selectedSubstanceId=100375 | 1 | Chemicals | eed2ee8c-6c15-3483-9ffd-10e8601b5651 | 4061cba4-cb52-3ef2-85a6-55942ed24d37 | 20aadc24-a391-41cf-b340-3e4529f44bde | 93a60a56-a3c8-11da-a746-0800200b9a66
Ammonium acetate | 631-61-8 | 631618 | 631618 | C2H7NO2 |  | Mass | kg | emission | air | https://ofmpub.epa.gov/sor_internet/registry/substreg/searchandretrieve/substancesearch/search.do?details=displayDetails&selectedSubstanceId=44560 | 1 | Chemicals | f3e2f8e1-7b74-313a-ad47-f1dce5e2d21e | 4061cba4-cb52-3ef2-85a6-55942ed24d37 | 20aadc24-a391-41cf-b340-3e4529f44bde | 93a60a56-a3c8-11da-a746-0800200b9a66
Dibromoacetic acid | 631-64-1 | 631641 | 631641 | C2H2Br2O2 |  | Mass | kg | emission | air | https://ofmpub.epa.gov/sor_internet/registry/substreg/searchandretrieve/substancesearch/search.do?details=displayDetails&selectedSubstanceId=88813 | 1 | Chemicals | d92a5818-7c65-3651-aea2-b818c0c5005e | 4061cba4-cb52-3ef2-85a6-55942ed24d37 | 20aadc24-a391-41cf-b340-3e4529f44bde | 93a60a56-a3c8-11da-a746-0800200b9a66
Methylene dithiocyanate | 6317-18-6 | 6317186 | 6317186 | C3H2N2S2 |  | Mass | kg | emission | air | https://ofmpub.epa.gov/sor_internet/registry/substreg/searchandretrieve/substancesearch/search.do?details=displayDetails&selectedSubstanceId=37045 | 1 | Chemicals | 86b9523d-bc56-3f41-afcb-fd8f3508c4e0 | 4061cba4-cb52-3ef2-85a6-55942ed24d37 | 20aadc24-a391-41cf-b340-3e4529f44bde | 93a60a56-a3c8-11da-a746-0800200b9a66
Tetramethylurea | 632-22-4 | 632224 | 632224 | C5H12N2O |  | Mass | kg | emission | air | https://ofmpub.epa.gov/sor_internet/registry/substreg/searchandretrieve/substancesearch/search.do?details=displayDetails&selectedSubstanceId=44556 | 1 | Chemicals | 3826fdf4-e9ad-31f0-97a9-60c4e4c9b968 | 4061cba4-cb52-3ef2-85a6-55942ed24d37 | 20aadc24-a391-41cf-b340-3e4529f44bde | 93a60a56-a3c8-11da-a746-0800200b9a66
Carbaryl | 63-25-2 | 63252 | 63252 | C12H11NO2 |  | Mass | kg | emission | air | https://ofmpub.epa.gov/sor_internet/registry/substreg/searchandretrieve/substancesearch/search.do?details=displayDetails&selectedSubstanceId=49061 | 1 | Chemicals | 8cd89e6d-9464-3ebe-9f82-55ea036c089c | 4061cba4-cb52-3ef2-85a6-55942ed24d37 | 20aadc24-a391-41cf-b340-3e4529f44bde | 93a60a56-a3c8-11da-a746-0800200b9a66
Nuarimol | 63284-71-9 | 63284719 | 63284719 | C17H12ClFN2O |  | Mass | kg | emission | air | https://ofmpub.epa.gov/sor_internet/registry/substreg/searchandretrieve/substancesearch/search.do?details=displayDetails&selectedSubstanceId=49471 | 1 | Chemicals | 105cd225-2897-3cc6-9ab8-fd4262e87218 | 4061cba4-cb52-3ef2-85a6-55942ed24d37 | 20aadc24-a391-41cf-b340-3e4529f44bde | 93a60a56-a3c8-11da-a746-0800200b9a66
C.I. Basic Violet 14 | 632-99-5 | 632995 | 632995 | C20H20ClN3 |  | Mass | kg | emission | air | https://ofmpub.epa.gov/sor_internet/registry/substreg/searchandretrieve/substancesearch/search.do?details=displayDetails&selectedSubstanceId=44550 | 1 | Chemicals | cf6155e2-2d8b-39fb-9fe5-76414790b3d4 | 4061cba4-cb52-3ef2-85a6-55942ed24d37 | 20aadc24-a391-41cf-b340-3e4529f44bde | 93a60a56-a3c8-11da-a746-0800200b9a66
C.I. Acid Orange 7, monosodium salt | 633-96-5 | 633965 | 633965 | C16H11N2NaO4S |  | Mass | kg | emission | air | https://ofmpub.epa.gov/sor_internet/registry/substreg/searchandretrieve/substancesearch/search.do?details=displayDetails&selectedSubstanceId=88623 | 1 | Chemicals | f73c19d8-f3fe-3e46-b016-51ae550e5d88 | 4061cba4-cb52-3ef2-85a6-55942ed24d37 | 20aadc24-a391-41cf-b340-3e4529f44bde | 93a60a56-a3c8-11da-a746-0800200b9a66
1,2,3,4-Tetrachlorobenzene | 634-66-2 | 634662 | 634662 | C6H2Cl4 |  | Mass | kg | emission | air | https://ofmpub.epa.gov/sor_internet/registry/substreg/searchandretrieve/substancesearch/search.do?details=displayDetails&selectedSubstanceId=44542 | 1 | Chemicals | d69cd881-5df0-397f-a92d-c0af875d132a | 4061cba4-cb52-3ef2-85a6-55942ed24d37 | 20aadc24-a391-41cf-b340-3e4529f44bde | 93a60a56-a3c8-11da-a746-0800200b9a66
1,2,3,5-Tetrachlorobenzene | 634-90-2 | 634902 | 634902 | C6H2Cl4 |  | Mass | kg | emission | air | https://ofmpub.epa.gov/sor_internet/registry/substreg/searchandretrieve/substancesearch/search.do?details=displayDetails&selectedSubstanceId=44541 | 1 | Chemicals | 3414abde-c59f-329e-84de-702138fcbd1f | 4061cba4-cb52-3ef2-85a6-55942ed24d37 | 20aadc24-a391-41cf-b340-3e4529f44bde | 93a60a56-a3c8-11da-a746-0800200b9a66
2,4,6-Trichloroaniline | 634-93-5 | 634935 | 634935 | C6H4Cl3N |  | Mass | kg | emission | air | https://ofmpub.epa.gov/sor_internet/registry/substreg/searchandretrieve/substancesearch/search.do?details=displayDetails&selectedSubstanceId=44540 | 1 | Chemicals | 5b19eb07-3206-3cda-9a65-ed7af132d914 | 4061cba4-cb52-3ef2-85a6-55942ed24d37 | 20aadc24-a391-41cf-b340-3e4529f44bde | 93a60a56-a3c8-11da-a746-0800200b9a66
Benzaldehyde, 5-chloro-2-hydroxy- | 635-93-8 | 635938 | 635938 | C7H5ClO2 |  | Mass | kg | emission | air | https://ofmpub.epa.gov/sor_internet/registry/substreg/searchandretrieve/substancesearch/search.do?details=displayDetails&selectedSubstanceId=44528 | 1 | Chemicals | 90c8f196-0861-3a13-9ec9-3191a081f3c8 | 4061cba4-cb52-3ef2-85a6-55942ed24d37 | 20aadc24-a391-41cf-b340-3e4529f44bde | 93a60a56-a3c8-11da-a746-0800200b9a66
o-Toluidine hydrochloride | 636-21-5 | 636215 | 636215 | C7H10ClN |  | Mass | kg | emission | air | https://ofmpub.epa.gov/sor_internet/registry/substreg/searchandretrieve/substancesearch/search.do?details=displayDetails&selectedSubstanceId=44525 | 1 | Chemicals | e888e871-516b-3e1b-b1a0-fcf532937394 | 4061cba4-cb52-3ef2-85a6-55942ed24d37 | 20aadc24-a391-41cf-b340-3e4529f44bde | 93a60a56-a3c8-11da-a746-0800200b9a66
1,3-Benzenediamine, 4-methyl-, dihydrochloride | 636-23-7 | 636237 | 636237 | C7H12Cl2N2 |  | Mass | kg | emission | air | https://ofmpub.epa.gov/sor_internet/registry/substreg/searchandretrieve/substancesearch/search.do?details=displayDetails&selectedSubstanceId=90452 | 1 | Chemicals | a4238856-2b4f-3b6e-999e-8c6ee5972afe | 4061cba4-cb52-3ef2-85a6-55942ed24d37 | 20aadc24-a391-41cf-b340-3e4529f44bde | 93a60a56-a3c8-11da-a746-0800200b9a66
2,4,5-Trichloroaniline | 636-30-6 | 636306 | 636306 | C6H4Cl3N |  | Mass | kg | emission | air | https://ofmpub.epa.gov/sor_internet/registry/substreg/searchandretrieve/substancesearch/search.do?details=displayDetails&selectedSubstanceId=90450 | 1 | Chemicals | 8e2b681f-5006-3983-a36b-a608a312d962 | 4061cba4-cb52-3ef2-85a6-55942ed24d37 | 20aadc24-a391-41cf-b340-3e4529f44bde | 93a60a56-a3c8-11da-a746-0800200b9a66
Clofibrate | 637-07-0 | 637070 | 637070 | C12H15ClO3 |  | Mass | kg | emission | air | https://ofmpub.epa.gov/sor_internet/registry/substreg/searchandretrieve/substancesearch/search.do?details=displayDetails&selectedSubstanceId=77982 | 1 | Chemicals | 32c277d9-a69c-3af4-906b-c40d4299fc8f | 4061cba4-cb52-3ef2-85a6-55942ed24d37 | 20aadc24-a391-41cf-b340-3e4529f44bde | 93a60a56-a3c8-11da-a746-0800200b9a66
C.I. Acid Orange 3 | 6373-74-6 | 6373746 | 6373746 | C18H13N4NaO7S |  | Mass | kg | emission | air | https://ofmpub.epa.gov/sor_internet/registry/substreg/searchandretrieve/substancesearch/search.do?details=displayDetails&selectedSubstanceId=36687 | 1 | Chemicals | 71539a0d-5f1e-3d99-bd02-7817f2710e60 | 4061cba4-cb52-3ef2-85a6-55942ed24d37 | 20aadc24-a391-41cf-b340-3e4529f44bde | 93a60a56-a3c8-11da-a746-0800200b9a66
m-Toluidine hydrochloride | 638-03-9 | 638039 | 638039 | C7H10ClN |  | Mass | kg | emission | air | https://ofmpub.epa.gov/sor_internet/registry/substreg/searchandretrieve/substancesearch/search.do?details=displayDetails&selectedSubstanceId=90414 | 1 | Chemicals | 52af6ec1-1787-3553-b13c-45d46b19038f | 4061cba4-cb52-3ef2-85a6-55942ed24d37 | 20aadc24-a391-41cf-b340-3e4529f44bde | 93a60a56-a3c8-11da-a746-0800200b9a66
Triphenyltin chloride | 639-58-7 | 639587 | 639587 | C18H15ClSn |  | Mass | kg | emission | air | https://ofmpub.epa.gov/sor_internet/registry/substreg/searchandretrieve/substancesearch/search.do?details=displayDetails&selectedSubstanceId=44826 | 1 | Chemicals | 77741b12-7623-3917-b35d-6f3f87997889 | 4061cba4-cb52-3ef2-85a6-55942ed24d37 | 20aadc24-a391-41cf-b340-3e4529f44bde | 93a60a56-a3c8-11da-a746-0800200b9a66
m-Cumenyl methylcarbamate | 64-00-6 | 64006 | 64006 | C11H15NO2 |  | Mass | kg | emission | air | https://ofmpub.epa.gov/sor_internet/registry/substreg/searchandretrieve/substancesearch/search.do?details=displayDetails&selectedSubstanceId=49057 | 1 | Chemicals | becb1600-7f87-371d-b650-6c9288ed3bcd | 4061cba4-cb52-3ef2-85a6-55942ed24d37 | 20aadc24-a391-41cf-b340-3e4529f44bde | 93a60a56-a3c8-11da-a746-0800200b9a66
Thiometon | 640-15-3 | 640153 | 640153 | C6H15O2PS3 |  | Mass | kg | emission | air | https://ofmpub.epa.gov/sor_internet/registry/substreg/searchandretrieve/substancesearch/search.do?details=displayDetails&selectedSubstanceId=44825 | 1 | Chemicals | 85efe9b5-1d91-364e-9db2-385acae668e4 | 4061cba4-cb52-3ef2-85a6-55942ed24d37 | 20aadc24-a391-41cf-b340-3e4529f44bde | 93a60a56-a3c8-11da-a746-0800200b9a66
Ethylenediaminetetraacetic acid tetrasodium salt | 64-02-8 | 64028 | 64028 | C10H12N2Na4O8 |  | Mass | kg | emission | air | https://ofmpub.epa.gov/sor_internet/registry/substreg/searchandretrieve/substancesearch/search.do?details=displayDetails&selectedSubstanceId=90079 | 1 | Chemicals | ae2600ef-f2ca-3732-86c5-dfeb5f3e7788 | 4061cba4-cb52-3ef2-85a6-55942ed24d37 | 20aadc24-a391-41cf-b340-3e4529f44bde | 93a60a56-a3c8-11da-a746-0800200b9a66
C.I. Acid Blue 25 | 6408-78-2 | 6408782 | 6408782 | C20H13N2NaO5S |  | Mass | kg | emission | air | https://ofmpub.epa.gov/sor_internet/registry/substreg/searchandretrieve/substancesearch/search.do?details=displayDetails&selectedSubstanceId=90058 | 1 | Chemicals | 7e8bdb59-235d-3353-9eae-38edb3966fdd | 4061cba4-cb52-3ef2-85a6-55942ed24d37 | 20aadc24-a391-41cf-b340-3e4529f44bde | 93a60a56-a3c8-11da-a746-0800200b9a66
4-(Nitrosomethylamino)-1-(3-pyridyl)-1-butanone | 64091-91-4 | 64091914 | 64091914 | C10H13N3O2 |  | Mass | kg | emission | air | https://ofmpub.epa.gov/sor_internet/registry/substreg/searchandretrieve/substancesearch/search.do?details=displayDetails&selectedSubstanceId=77756 | 1 | Chemicals | 80f4a9aa-3f06-3905-bb6a-c67e76c7e1f4 | 4061cba4-cb52-3ef2-85a6-55942ed24d37 | 20aadc24-a391-41cf-b340-3e4529f44bde | 93a60a56-a3c8-11da-a746-0800200b9a66
Benzenesulfonic acid, 5-(2H-naphtho[1,2-d]triazol-2-yl)-2-(2-phenylethenyl)-, sodium salt | 6416-68-8 | 6416688 | 6416688 | C24H16N3NaO3S |  | Mass | kg | emission | air | https://ofmpub.epa.gov/sor_internet/registry/substreg/searchandretrieve/substancesearch/search.do?details=displayDetails&selectedSubstanceId=39567 | 1 | Chemicals | e00db4ad-4bef-3fed-b6fd-331a7de5df6c | 4061cba4-cb52-3ef2-85a6-55942ed24d37 | 20aadc24-a391-41cf-b340-3e4529f44bde | 93a60a56-a3c8-11da-a746-0800200b9a66
Ethanol | 64-17-5 | 64175 | 64175 | C2H6O |  | Mass | kg | emission | air | https://ofmpub.epa.gov/sor_internet/registry/substreg/searchandretrieve/substancesearch/search.do?details=displayDetails&selectedSubstanceId=49054 | 1 | Chemicals | 11c75503-e20a-3840-a00d-2b1b7fb804bd | 4061cba4-cb52-3ef2-85a6-55942ed24d37 | 20aadc24-a391-41cf-b340-3e4529f44bde | 93a60a56-a3c8-11da-a746-0800200b9a66
Formic acid | 64-18-6 | 64186 | 64186 | CH2O2 |  | Mass | kg | emission | air | https://ofmpub.epa.gov/sor_internet/registry/substreg/searchandretrieve/substancesearch/search.do?details=displayDetails&selectedSubstanceId=49053 | 1 | Chemicals | b581013e-7c0e-3711-aa58-6bb8c13b9ca2 | 4061cba4-cb52-3ef2-85a6-55942ed24d37 | 20aadc24-a391-41cf-b340-3e4529f44bde | 93a60a56-a3c8-11da-a746-0800200b9a66
Aminotri(methylene phosphonic acid) | 6419-19-8 | 6419198 | 6419198 | C3H12NO9P3 |  | Mass | kg | emission | air | https://ofmpub.epa.gov/sor_internet/registry/substreg/searchandretrieve/substancesearch/search.do?details=displayDetails&selectedSubstanceId=39560 | 1 | Chemicals | cc42f879-ce1c-3f79-a6b5-70b0244053e7 | 4061cba4-cb52-3ef2-85a6-55942ed24d37 | 20aadc24-a391-41cf-b340-3e4529f44bde | 93a60a56-a3c8-11da-a746-0800200b9a66
Acetic acid | 64-19-7 | 64197 | 64197 | C2H4O2 |  | Mass | kg | emission | air | https://ofmpub.epa.gov/sor_internet/registry/substreg/searchandretrieve/substancesearch/search.do?details=displayDetails&selectedSubstanceId=90042 | 1 | Chemicals | 9160cf2f-44ee-3c3c-ab2f-af975feecd40 | 4061cba4-cb52-3ef2-85a6-55942ed24d37 | 20aadc24-a391-41cf-b340-3e4529f44bde | 93a60a56-a3c8-11da-a746-0800200b9a66
4,5-Dichloro-2-n-octyl-4-isothiazolin-3-one | 64359-81-5 | 64359815 | 64359815 | C11H17Cl2NOS |  | Mass | kg | emission | air | https://ofmpub.epa.gov/sor_internet/registry/substreg/searchandretrieve/substancesearch/search.do?details=displayDetails&selectedSubstanceId=51839 | 1 | Chemicals | 9cfbfe9c-5d84-3ff2-8191-1d1f0ea94766 | 4061cba4-cb52-3ef2-85a6-55942ed24d37 | 20aadc24-a391-41cf-b340-3e4529f44bde | 93a60a56-a3c8-11da-a746-0800200b9a66
Dimetilan | 644-64-4 | 644644 | 644644 | C10H16N4O3 |  | Mass | kg | emission | air | https://ofmpub.epa.gov/sor_internet/registry/substreg/searchandretrieve/substancesearch/search.do?details=displayDetails&selectedSubstanceId=89871 | 1 | Chemicals | 77122d33-05b9-311c-b781-cf271dc6833e | 4061cba4-cb52-3ef2-85a6-55942ed24d37 | 20aadc24-a391-41cf-b340-3e4529f44bde | 93a60a56-a3c8-11da-a746-0800200b9a66
p-Propylphenol | 645-56-7 | 645567 | 645567 | C9H12O |  | Mass | kg | emission | air | https://ofmpub.epa.gov/sor_internet/registry/substreg/searchandretrieve/substancesearch/search.do?details=displayDetails&selectedSubstanceId=89714 | 1 | Chemicals | 2b203c7c-928b-3385-8e7e-84406320b101 | 4061cba4-cb52-3ef2-85a6-55942ed24d37 | 20aadc24-a391-41cf-b340-3e4529f44bde | 93a60a56-a3c8-11da-a746-0800200b9a66
2-Ethyl-2-hexenal | 645-62-5 | 645625 | 645625 | C8H14O |  | Mass | kg | emission | air | https://ofmpub.epa.gov/sor_internet/registry/substreg/searchandretrieve/substancesearch/search.do?details=displayDetails&selectedSubstanceId=44402 | 1 | Chemicals | b44ba713-8286-3e17-8a24-08710cab75d8 | 4061cba4-cb52-3ef2-85a6-55942ed24d37 | 20aadc24-a391-41cf-b340-3e4529f44bde | 93a60a56-a3c8-11da-a746-0800200b9a66
C.I. Acid Red 114, disodium salt | 6459-94-5 | 6459945 | 6459945 | C37H28N4Na2O10S3 |  | Mass | kg | emission | air | https://ofmpub.epa.gov/sor_internet/registry/substreg/searchandretrieve/substancesearch/search.do?details=displayDetails&selectedSubstanceId=89712 | 1 | Chemicals | 842c7642-9679-3fc8-bf76-9bd47f2b5ec1 | 4061cba4-cb52-3ef2-85a6-55942ed24d37 | 20aadc24-a391-41cf-b340-3e4529f44bde | 93a60a56-a3c8-11da-a746-0800200b9a66
1,3-Dioxolane | 646-06-0 | 646060 | 646060 | C3H6O2 |  | Mass | kg | emission | air | https://ofmpub.epa.gov/sor_internet/registry/substreg/searchandretrieve/substancesearch/search.do?details=displayDetails&selectedSubstanceId=44398 | 1 | Chemicals | 76fbe5dc-e0e7-3d05-845c-370987b688ad | 4061cba4-cb52-3ef2-85a6-55942ed24d37 | 20aadc24-a391-41cf-b340-3e4529f44bde | 93a60a56-a3c8-11da-a746-0800200b9a66
Pentanoic acid, 4-methyl- | 646-07-1 | 646071 | 646071 | C6H12O2 |  | Mass | kg | emission | air | https://ofmpub.epa.gov/sor_internet/registry/substreg/searchandretrieve/substancesearch/search.do?details=displayDetails&selectedSubstanceId=89711 | 1 | Chemicals | 0034e9d9-f1b5-3b93-881c-cabc6945a274 | 4061cba4-cb52-3ef2-85a6-55942ed24d37 | 20aadc24-a391-41cf-b340-3e4529f44bde | 93a60a56-a3c8-11da-a746-0800200b9a66
Triflumuron | 64628-44-0 | 64628440 | 64628440 | C15H10ClF3N2O3 |  | Mass | kg | emission | air | https://ofmpub.epa.gov/sor_internet/registry/substreg/searchandretrieve/substancesearch/search.do?details=displayDetails&selectedSubstanceId=77025 | 1 | Chemicals | ef2a93eb-f7d1-3d68-b2da-e55d8bd8e3ab | 4061cba4-cb52-3ef2-85a6-55942ed24d37 | 20aadc24-a391-41cf-b340-3e4529f44bde | 93a60a56-a3c8-11da-a746-0800200b9a66
Triclopyr-butotyl | 64700-56-7 | 64700567 | 64700567 | C13H16Cl3NO4 |  | Mass | kg | emission | air | https://ofmpub.epa.gov/sor_internet/registry/substreg/searchandretrieve/substancesearch/search.do?details=displayDetails&selectedSubstanceId=73964 | 1 | Chemicals | dba49d16-6020-39f2-bd32-56ff08acdc54 | 4061cba4-cb52-3ef2-85a6-55942ed24d37 | 20aadc24-a391-41cf-b340-3e4529f44bde | 93a60a56-a3c8-11da-a746-0800200b9a66
Tetracycline hydrochloride | 64-75-5 | 64755 | 64755 | C22H25ClN2O8 |  | Mass | kg | emission | air | https://ofmpub.epa.gov/sor_internet/registry/substreg/searchandretrieve/substancesearch/search.do?details=displayDetails&selectedSubstanceId=89692 | 1 | Chemicals | 29f1966d-4c38-340c-8140-084f12244a5c | 4061cba4-cb52-3ef2-85a6-55942ed24d37 | 20aadc24-a391-41cf-b340-3e4529f44bde | 93a60a56-a3c8-11da-a746-0800200b9a66
Chlorsulfuron | 64902-72-3 | 64902723 | 64902723 | C12H12ClN5O4S |  | Mass | kg | emission | air | https://ofmpub.epa.gov/sor_internet/registry/substreg/searchandretrieve/substancesearch/search.do?details=displayDetails&selectedSubstanceId=89687 | 1 | Chemicals | dab250ab-d50e-3b5e-9cdb-c6f304a408ad | 4061cba4-cb52-3ef2-85a6-55942ed24d37 | 20aadc24-a391-41cf-b340-3e4529f44bde | 93a60a56-a3c8-11da-a746-0800200b9a66
Sodium trichloroacetate | 650-51-1 | 650511 | 650511 | C2Cl3NaO2 |  | Mass | kg | emission | air | https://ofmpub.epa.gov/sor_internet/registry/substreg/searchandretrieve/substancesearch/search.do?details=displayDetails&selectedSubstanceId=89530 | 1 | Chemicals | f4aa5a72-1e4d-36ed-8f45-08dbe94c18fc | 4061cba4-cb52-3ef2-85a6-55942ed24d37 | 20aadc24-a391-41cf-b340-3e4529f44bde | 93a60a56-a3c8-11da-a746-0800200b9a66
3,5,6-Trichloro-2-pyridinol | 6515-38-4 | 6515384 | 6515384 | C5H2Cl3NO |  | Mass | kg | emission | air | https://ofmpub.epa.gov/sor_internet/registry/substreg/searchandretrieve/substancesearch/search.do?details=displayDetails&selectedSubstanceId=89331 | 1 | Chemicals | ddc3e189-90a4-38d4-b97e-52eed4af340a | 4061cba4-cb52-3ef2-85a6-55942ed24d37 | 20aadc24-a391-41cf-b340-3e4529f44bde | 93a60a56-a3c8-11da-a746-0800200b9a66
Avermectin B1a | 65195-55-3 | 65195553 | 65195553 | C48H72O14 |  | Mass | kg | emission | air | https://ofmpub.epa.gov/sor_internet/registry/substreg/searchandretrieve/substancesearch/search.do?details=displayDetails&selectedSubstanceId=73536 | 1 | Chemicals | 0f64896d-27e7-325c-a9e5-38c38032583e | 4061cba4-cb52-3ef2-85a6-55942ed24d37 | 20aadc24-a391-41cf-b340-3e4529f44bde | 93a60a56-a3c8-11da-a746-0800200b9a66
Nicotine sulfate | 65-30-5 | 65305 | 65305 | C20H30N4O4S |  | Mass | kg | emission | air | https://ofmpub.epa.gov/sor_internet/registry/substreg/searchandretrieve/substancesearch/search.do?details=displayDetails&selectedSubstanceId=49045 | 1 | Chemicals | 54e85c80-cb7f-3e76-95e7-2dab9f604a57 | 4061cba4-cb52-3ef2-85a6-55942ed24d37 | 20aadc24-a391-41cf-b340-3e4529f44bde | 93a60a56-a3c8-11da-a746-0800200b9a66
Glycerol octanoate decanoate | 65381-09-1 | 65381091 | 65381091 | - |  | Mass | kg | emission | air | https://ofmpub.epa.gov/sor_internet/registry/substreg/searchandretrieve/substancesearch/search.do?details=displayDetails&selectedSubstanceId=89160 | 1 | Chemicals | f812b76c-c360-3e8d-bef5-46c1a29241be | 4061cba4-cb52-3ef2-85a6-55942ed24d37 | 20aadc24-a391-41cf-b340-3e4529f44bde | 93a60a56-a3c8-11da-a746-0800200b9a66
o-Hydroxybenzamide | 65-45-2 | 65452 | 65452 | C7H7NO2 |  | Mass | kg | emission | air | https://ofmpub.epa.gov/sor_internet/registry/substreg/searchandretrieve/substancesearch/search.do?details=displayDetails&selectedSubstanceId=89148 | 1 | Chemicals | 774e8bc9-9c7d-3a6b-a227-57de8b81c3eb | 4061cba4-cb52-3ef2-85a6-55942ed24d37 | 20aadc24-a391-41cf-b340-3e4529f44bde | 93a60a56-a3c8-11da-a746-0800200b9a66
Benzoic acid | 65-85-0 | 65850 | 65850 | C7H6O2 |  | Mass | kg | emission | air | https://ofmpub.epa.gov/sor_internet/registry/substreg/searchandretrieve/substancesearch/search.do?details=displayDetails&selectedSubstanceId=49040 | 1 | Chemicals | 34ab4e9e-1bac-3bcc-a5cf-28f15272e2a6 | 4061cba4-cb52-3ef2-85a6-55942ed24d37 | 20aadc24-a391-41cf-b340-3e4529f44bde | 93a60a56-a3c8-11da-a746-0800200b9a66
Pencycuron | 66063-05-6 | 66063056 | 66063056 | C19H21ClN2O |  | Mass | kg | emission | air | https://ofmpub.epa.gov/sor_internet/registry/substreg/searchandretrieve/substancesearch/search.do?details=displayDetails&selectedSubstanceId=88974 | 1 | Chemicals | 2d6e060f-0767-3788-9617-746c2328b0fc | 4061cba4-cb52-3ef2-85a6-55942ed24d37 | 20aadc24-a391-41cf-b340-3e4529f44bde | 93a60a56-a3c8-11da-a746-0800200b9a66
Cyromazine | 66215-27-8 | 66215278 | 66215278 | C6H10N6 |  | Mass | kg | emission | air | https://ofmpub.epa.gov/sor_internet/registry/substreg/searchandretrieve/substancesearch/search.do?details=displayDetails&selectedSubstanceId=73022 | 1 | Chemicals | 24cf3cde-4aa7-396a-b7ad-03f50f7a87d8 | 4061cba4-cb52-3ef2-85a6-55942ed24d37 | 20aadc24-a391-41cf-b340-3e4529f44bde | 93a60a56-a3c8-11da-a746-0800200b9a66
Uracil | 66-22-8 | 66228 | 66228 | C4H4N2O2 |  | Mass | kg | emission | air | https://ofmpub.epa.gov/sor_internet/registry/substreg/searchandretrieve/substancesearch/search.do?details=displayDetails&selectedSubstanceId=49039 | 1 | Chemicals | 543afe6b-6cc9-3fe8-8634-d691c7db9a56 | 4061cba4-cb52-3ef2-85a6-55942ed24d37 | 20aadc24-a391-41cf-b340-3e4529f44bde | 93a60a56-a3c8-11da-a746-0800200b9a66
Esfenvalerate | 66230-04-4 | 66230044 | 66230044 | C25H22ClNO3 |  | Mass | kg | emission | air | https://ofmpub.epa.gov/sor_internet/registry/substreg/searchandretrieve/substancesearch/search.do?details=displayDetails&selectedSubstanceId=73014 | 1 | Chemicals | a26ab2e3-92e0-3588-9fde-c53a47c3307a | 4061cba4-cb52-3ef2-85a6-55942ed24d37 | 20aadc24-a391-41cf-b340-3e4529f44bde | 93a60a56-a3c8-11da-a746-0800200b9a66
Penconazole | 66246-88-6 | 66246886 | 66246886 | C13H15Cl2N3 |  | Mass | kg | emission | air | https://ofmpub.epa.gov/sor_internet/registry/substreg/searchandretrieve/substancesearch/search.do?details=displayDetails&selectedSubstanceId=82179 | 1 | Chemicals | db1e95aa-c691-32de-ba4c-5bb6dfd68644 | 4061cba4-cb52-3ef2-85a6-55942ed24d37 | 20aadc24-a391-41cf-b340-3e4529f44bde | 93a60a56-a3c8-11da-a746-0800200b9a66
Hexaldehyde | 66-25-1 | 66251 | 66251 | C6H12O |  | Mass | kg | emission | air | https://ofmpub.epa.gov/sor_internet/registry/substreg/searchandretrieve/substancesearch/search.do?details=displayDetails&selectedSubstanceId=49038 | 1 | Chemicals | eb7d3d63-2664-371b-aa96-40f31fcea60c | 4061cba4-cb52-3ef2-85a6-55942ed24d37 | 20aadc24-a391-41cf-b340-3e4529f44bde | 93a60a56-a3c8-11da-a746-0800200b9a66
Methyl methanesulfonate | 66-27-3 | 66273 | 66273 | C2H6O3S |  | Mass | kg | emission | air | https://ofmpub.epa.gov/sor_internet/registry/substreg/searchandretrieve/substancesearch/search.do?details=displayDetails&selectedSubstanceId=49037 | 1 | Chemicals | e503de64-faef-3776-9854-218f470fc405 | 4061cba4-cb52-3ef2-85a6-55942ed24d37 | 20aadc24-a391-41cf-b340-3e4529f44bde | 93a60a56-a3c8-11da-a746-0800200b9a66
Flutolanil | 66332-96-5 | 66332965 | 66332965 | C17H16F3NO2 |  | Mass | kg | emission | air | https://ofmpub.epa.gov/sor_internet/registry/substreg/searchandretrieve/substancesearch/search.do?details=displayDetails&selectedSubstanceId=88798 | 1 | Chemicals | 7902298c-5ff2-3ca5-a67d-a990a51dd514 | 4061cba4-cb52-3ef2-85a6-55942ed24d37 | 20aadc24-a391-41cf-b340-3e4529f44bde | 93a60a56-a3c8-11da-a746-0800200b9a66
Fenoxaprop-ethyl | 66441-23-4 | 66441234 | 66441234 | C18H16ClNO5 |  | Mass | kg | emission | air | https://ofmpub.epa.gov/sor_internet/registry/substreg/searchandretrieve/substancesearch/search.do?details=displayDetails&selectedSubstanceId=72900 | 1 | Chemicals | fb04680e-4333-34b5-914e-83a7597bfb16 | 4061cba4-cb52-3ef2-85a6-55942ed24d37 | 20aadc24-a391-41cf-b340-3e4529f44bde | 93a60a56-a3c8-11da-a746-0800200b9a66
2H-1-Benzopyran-2-one, 3,3'-methylenebis[4-hydroxy- | 66-76-2 | 66762 | 66762 | C19H12O6 |  | Mass | kg | emission | air | https://ofmpub.epa.gov/sor_internet/registry/substreg/searchandretrieve/substancesearch/search.do?details=displayDetails&selectedSubstanceId=49035 | 1 | Chemicals | d5a42c89-7847-36e5-8ef4-2908aba733c8 | 4061cba4-cb52-3ef2-85a6-55942ed24d37 | 20aadc24-a391-41cf-b340-3e4529f44bde | 93a60a56-a3c8-11da-a746-0800200b9a66
Cycloheximide | 66-81-9 | 66819 | 66819 | C15H23NO4 |  | Mass | kg | emission | air | https://ofmpub.epa.gov/sor_internet/registry/substreg/searchandretrieve/substancesearch/search.do?details=displayDetails&selectedSubstanceId=49034 | 1 | Chemicals | dda3ac72-6044-3814-a0a2-4f1604d56fa3 | 4061cba4-cb52-3ef2-85a6-55942ed24d37 | 20aadc24-a391-41cf-b340-3e4529f44bde | 93a60a56-a3c8-11da-a746-0800200b9a66
Pentaerithritol tetrakis[3,5-di-tert-butyl-4-hydroxyhydrocinnamate] | 6683-19-8 | 6683198 | 6683198 | C73H108O12 |  | Mass | kg | emission | air | https://ofmpub.epa.gov/sor_internet/registry/substreg/searchandretrieve/substancesearch/search.do?details=displayDetails&selectedSubstanceId=38366 | 1 | Chemicals | 6e906034-0e70-3dba-83d2-70381693d194 | 4061cba4-cb52-3ef2-85a6-55942ed24d37 | 20aadc24-a391-41cf-b340-3e4529f44bde | 93a60a56-a3c8-11da-a746-0800200b9a66
Tralomethrin | 66841-25-6 | 66841256 | 66841256 | C22H19Br4NO3 |  | Mass | kg | emission | air | https://ofmpub.epa.gov/sor_internet/registry/substreg/searchandretrieve/substancesearch/search.do?details=displayDetails&selectedSubstanceId=74015 | 1 | Chemicals | 661a4334-6899-387b-ac91-7058eda41ec3 | 4061cba4-cb52-3ef2-85a6-55942ed24d37 | 20aadc24-a391-41cf-b340-3e4529f44bde | 93a60a56-a3c8-11da-a746-0800200b9a66
Nitrofurantoin | 67-20-9 | 67209 | 67209 | C8H6N4O5 |  | Mass | kg | emission | air | https://ofmpub.epa.gov/sor_internet/registry/substreg/searchandretrieve/substancesearch/search.do?details=displayDetails&selectedSubstanceId=88759 | 1 | Chemicals | 769be64f-1ff9-39d0-920f-d071a883d052 | 4061cba4-cb52-3ef2-85a6-55942ed24d37 | 20aadc24-a391-41cf-b340-3e4529f44bde | 93a60a56-a3c8-11da-a746-0800200b9a66
S-Ethylhomocysteine | 67-21-0 | 67210 | 67210 | C6H13NO2S |  | Mass | kg | emission | air | https://ofmpub.epa.gov/sor_internet/registry/substreg/searchandretrieve/substancesearch/search.do?details=displayDetails&selectedSubstanceId=49031 | 1 | Chemicals | f9e8565c-16e0-35b9-9cf0-fa66712c9a09 | 4061cba4-cb52-3ef2-85a6-55942ed24d37 | 20aadc24-a391-41cf-b340-3e4529f44bde | 93a60a56-a3c8-11da-a746-0800200b9a66
.alpha.-Cypermethrin | 67375-30-8 | 67375308 | 67375308 | C22H19Cl2NO3 |  | Mass | kg | emission | air | https://ofmpub.epa.gov/sor_internet/registry/substreg/searchandretrieve/substancesearch/search.do?details=displayDetails&selectedSubstanceId=82170 | 1 | Chemicals | eed12635-6bde-3ea0-8962-eae0527bac45 | 4061cba4-cb52-3ef2-85a6-55942ed24d37 | 20aadc24-a391-41cf-b340-3e4529f44bde | 93a60a56-a3c8-11da-a746-0800200b9a66
Pentetic acid | 67-43-6 | 67436 | 67436 | C14H23N3O10 |  | Mass | kg | emission | air | https://ofmpub.epa.gov/sor_internet/registry/substreg/searchandretrieve/substancesearch/search.do?details=displayDetails&selectedSubstanceId=49029 | 1 | Chemicals | e0364649-51d0-3612-9521-75cba828f956 | 4061cba4-cb52-3ef2-85a6-55942ed24d37 | 20aadc24-a391-41cf-b340-3e4529f44bde | 93a60a56-a3c8-11da-a746-0800200b9a66
Furazolidone | 67-45-8 | 67458 | 67458 | C8H7N3O5 |  | Mass | kg | emission | air | https://ofmpub.epa.gov/sor_internet/registry/substreg/searchandretrieve/substancesearch/search.do?details=displayDetails&selectedSubstanceId=49028 | 1 | Chemicals | bffa3cf3-94e4-3cfc-b7d2-b1c0663a3d31 | 4061cba4-cb52-3ef2-85a6-55942ed24d37 | 20aadc24-a391-41cf-b340-3e4529f44bde | 93a60a56-a3c8-11da-a746-0800200b9a66
Choline chloride | 67-48-1 | 67481 | 67481 | C5H14ClNO |  | Mass | kg | emission | air | https://ofmpub.epa.gov/sor_internet/registry/substreg/searchandretrieve/substancesearch/search.do?details=displayDetails&selectedSubstanceId=49026 | 1 | Chemicals | eb648602-ea60-3c2b-896f-c54bbe2fa481 | 4061cba4-cb52-3ef2-85a6-55942ed24d37 | 20aadc24-a391-41cf-b340-3e4529f44bde | 93a60a56-a3c8-11da-a746-0800200b9a66
Hydramethylnon | 67485-29-4 | 67485294 | 67485294 | C25H24F6N4 |  | Mass | kg | emission | air | https://ofmpub.epa.gov/sor_internet/registry/substreg/searchandretrieve/substancesearch/search.do?details=displayDetails&selectedSubstanceId=73866 | 1 | Chemicals | 3b5317d8-4c06-3d6c-be57-996be292310a | 4061cba4-cb52-3ef2-85a6-55942ed24d37 | 20aadc24-a391-41cf-b340-3e4529f44bde | 93a60a56-a3c8-11da-a746-0800200b9a66
Methanol | 67-56-1 | 67561 | 67561 | CH4O |  | Mass | kg | emission | air | https://ofmpub.epa.gov/sor_internet/registry/substreg/searchandretrieve/substancesearch/search.do?details=displayDetails&selectedSubstanceId=49023 | 1 | Chemicals | 6294a566-6ce6-3999-97e2-14c5992fa335 | 4061cba4-cb52-3ef2-85a6-55942ed24d37 | 20aadc24-a391-41cf-b340-3e4529f44bde | 93a60a56-a3c8-11da-a746-0800200b9a66
Isopropanol | 67-63-0 | 67630 | 67630 | C3H8O |  | Mass | kg | emission | air | https://ofmpub.epa.gov/sor_internet/registry/substreg/searchandretrieve/substancesearch/search.do?details=displayDetails&selectedSubstanceId=49022 | 1 | Chemicals | c988b5ec-a243-3213-948c-ef9a26700251 | 4061cba4-cb52-3ef2-85a6-55942ed24d37 | 20aadc24-a391-41cf-b340-3e4529f44bde | 93a60a56-a3c8-11da-a746-0800200b9a66
Acetone | 67-64-1 | 67641 | 67641 | C3H6O |  | Mass | kg | emission | air | https://ofmpub.epa.gov/sor_internet/registry/substreg/searchandretrieve/substancesearch/search.do?details=displayDetails&selectedSubstanceId=49021 | 1 | Chemicals | bda4c6a7-215d-334f-8b38-abbc07a409c6 | 4061cba4-cb52-3ef2-85a6-55942ed24d37 | 20aadc24-a391-41cf-b340-3e4529f44bde | 93a60a56-a3c8-11da-a746-0800200b9a66
Chloroform | 67-66-3 | 67663 | 67663 | CHCl3 |  | Mass | kg | emission | air | https://ofmpub.epa.gov/sor_internet/registry/substreg/searchandretrieve/substancesearch/search.do?details=displayDetails&selectedSubstanceId=49020 | 1 | Chemicals | 660780ad-664a-3103-8f7a-ce049d60e42b | 4061cba4-cb52-3ef2-85a6-55942ed24d37 | 20aadc24-a391-41cf-b340-3e4529f44bde | 93a60a56-a3c8-11da-a746-0800200b9a66
Dimethyl sulfoxide | 67-68-5 | 67685 | 67685 | C2H6OS |  | Mass | kg | emission | air | https://ofmpub.epa.gov/sor_internet/registry/substreg/searchandretrieve/substancesearch/search.do?details=displayDetails&selectedSubstanceId=49019 | 1 | Chemicals | 83535850-fb56-355d-93de-fe2b5734f6c7 | 4061cba4-cb52-3ef2-85a6-55942ed24d37 | 20aadc24-a391-41cf-b340-3e4529f44bde | 93a60a56-a3c8-11da-a746-0800200b9a66
Hexachloroethane | 67-72-1 | 67721 | 67721 | C2Cl6 |  | Mass | kg | emission | air | https://ofmpub.epa.gov/sor_internet/registry/substreg/searchandretrieve/substancesearch/search.do?details=displayDetails&selectedSubstanceId=49017 | 1 | Chemicals | 3c48c77a-c1e8-318d-a1b0-a125cbe2d808 | 4061cba4-cb52-3ef2-85a6-55942ed24d37 | 20aadc24-a391-41cf-b340-3e4529f44bde | 93a60a56-a3c8-11da-a746-0800200b9a66
2-Aminodipyrido[1,2-a:3',2'-d]imidazole | 67730-10-3 | 67730103 | 67730103 | C10H8N4 |  | Mass | kg | emission | air | https://ofmpub.epa.gov/sor_internet/registry/substreg/searchandretrieve/substancesearch/search.do?details=displayDetails&selectedSubstanceId=91270 | 1 | Chemicals | aefbe83a-2695-33cc-bd63-510d99ed6bcc | 4061cba4-cb52-3ef2-85a6-55942ed24d37 | 20aadc24-a391-41cf-b340-3e4529f44bde | 93a60a56-a3c8-11da-a746-0800200b9a66
2-Amino-6-methyldipyrido[1,2-a:3',2'-d]imidazole | 67730-11-4 | 67730114 | 67730114 | C11H10N4 |  | Mass | kg | emission | air | https://ofmpub.epa.gov/sor_internet/registry/substreg/searchandretrieve/substancesearch/search.do?details=displayDetails&selectedSubstanceId=78211 | 1 | Chemicals | 86998055-454e-3358-b57a-bc63b3a8e4e1 | 4061cba4-cb52-3ef2-85a6-55942ed24d37 | 20aadc24-a391-41cf-b340-3e4529f44bde | 93a60a56-a3c8-11da-a746-0800200b9a66
Prochloraz | 67747-09-5 | 67747095 | 67747095 | C15H16Cl3N3O2 |  | Mass | kg | emission | air | https://ofmpub.epa.gov/sor_internet/registry/substreg/searchandretrieve/substancesearch/search.do?details=displayDetails&selectedSubstanceId=72970 | 1 | Chemicals | bb88c83e-c564-3c31-a0d4-2e23d642139d | 4061cba4-cb52-3ef2-85a6-55942ed24d37 | 20aadc24-a391-41cf-b340-3e4529f44bde | 93a60a56-a3c8-11da-a746-0800200b9a66
1,2,4-Benzenetricarboxylic acid, decyl octyl ester | 67989-23-5 | 67989235 | 67989235 | - |  | Mass | kg | emission | air | https://ofmpub.epa.gov/sor_internet/registry/substreg/searchandretrieve/substancesearch/search.do?details=displayDetails&selectedSubstanceId=71929 | 1 | Chemicals | 8658148d-4604-33b0-b6c8-0e9fb464eba3 | 4061cba4-cb52-3ef2-85a6-55942ed24d37 | 20aadc24-a391-41cf-b340-3e4529f44bde | 93a60a56-a3c8-11da-a746-0800200b9a66
Hexamethylphosphoramide | 680-31-9 | 680319 | 680319 | C6H18N3OP |  | Mass | kg | emission | air | https://ofmpub.epa.gov/sor_internet/registry/substreg/searchandretrieve/substancesearch/search.do?details=displayDetails&selectedSubstanceId=44344 | 1 | Chemicals | 866e1f66-ac13-3625-ac58-9dc2e978360e | 4061cba4-cb52-3ef2-85a6-55942ed24d37 | 20aadc24-a391-41cf-b340-3e4529f44bde | 93a60a56-a3c8-11da-a746-0800200b9a66
Trisodium citrate | 68-04-2 | 68042 | 68042 | C6H5Na3O7 |  | Mass | kg | emission | air | https://ofmpub.epa.gov/sor_internet/registry/substreg/searchandretrieve/substancesearch/search.do?details=displayDetails&selectedSubstanceId=90995 | 1 | Chemicals | 70e7fb30-f651-3e0b-9406-129274ed0f16 | 4061cba4-cb52-3ef2-85a6-55942ed24d37 | 20aadc24-a391-41cf-b340-3e4529f44bde | 93a60a56-a3c8-11da-a746-0800200b9a66
Cyhalothrin | 68085-85-8 | 68085858 | 68085858 | C23H19ClF3NO3 |  | Mass | kg | emission | air | https://ofmpub.epa.gov/sor_internet/registry/substreg/searchandretrieve/substancesearch/search.do?details=displayDetails&selectedSubstanceId=90967 | 1 | Chemicals | 62461d42-ecd6-3878-9e5c-d7f493a5683d | 4061cba4-cb52-3ef2-85a6-55942ed24d37 | 20aadc24-a391-41cf-b340-3e4529f44bde | 93a60a56-a3c8-11da-a746-0800200b9a66
Thioglycolic acid | 68-11-1 | 68111 | 68111 | C2H4O2S |  | Mass | kg | emission | air | https://ofmpub.epa.gov/sor_internet/registry/substreg/searchandretrieve/substancesearch/search.do?details=displayDetails&selectedSubstanceId=49012 | 1 | Chemicals | 3f27224d-7f84-3243-8dad-d7da34a590db | 4061cba4-cb52-3ef2-85a6-55942ed24d37 | 20aadc24-a391-41cf-b340-3e4529f44bde | 93a60a56-a3c8-11da-a746-0800200b9a66
N,N-Dimethylformamide | 68-12-2 | 68122 | 68122 | C3H7NO |  | Mass | kg | emission | air | https://ofmpub.epa.gov/sor_internet/registry/substreg/searchandretrieve/substancesearch/search.do?details=displayDetails&selectedSubstanceId=49011 | 1 | Chemicals | 00a46661-d6a5-3c7c-9292-abe52ad2f596 | 4061cba4-cb52-3ef2-85a6-55942ed24d37 | 20aadc24-a391-41cf-b340-3e4529f44bde | 93a60a56-a3c8-11da-a746-0800200b9a66
Forchlorfenuron | 68157-60-8 | 68157608 | 68157608 | C12H10ClN3O |  | Mass | kg | emission | air | https://ofmpub.epa.gov/sor_internet/registry/substreg/searchandretrieve/substancesearch/search.do?details=displayDetails&selectedSubstanceId=82161 | 1 | Chemicals | 69fbb1f4-3742-3805-977b-8c7a8f98bf98 | 4061cba4-cb52-3ef2-85a6-55942ed24d37 | 20aadc24-a391-41cf-b340-3e4529f44bde | 93a60a56-a3c8-11da-a746-0800200b9a66
Dibutyltin dichloride | 683-18-1 | 683181 | 683181 | C8H18Cl2Sn |  | Mass | kg | emission | air | https://ofmpub.epa.gov/sor_internet/registry/substreg/searchandretrieve/substancesearch/search.do?details=displayDetails&selectedSubstanceId=44340 | 1 | Chemicals | b8058545-42c0-3737-acf6-649105ed547f | 4061cba4-cb52-3ef2-85a6-55942ed24d37 | 20aadc24-a391-41cf-b340-3e4529f44bde | 93a60a56-a3c8-11da-a746-0800200b9a66
Benzenesulfonamide, 4-amino-N-2-pyrimidinyl- | 68-35-9 | 68359 | 68359 | C10H10N4O2S |  | Mass | kg | emission | air | https://ofmpub.epa.gov/sor_internet/registry/substreg/searchandretrieve/substancesearch/search.do?details=displayDetails&selectedSubstanceId=49008 | 1 | Chemicals | 6e8f0394-192a-3482-a747-1d223f586262 | 4061cba4-cb52-3ef2-85a6-55942ed24d37 | 20aadc24-a391-41cf-b340-3e4529f44bde | 93a60a56-a3c8-11da-a746-0800200b9a66
Cyfluthrin | 68359-37-5 | 68359375 | 68359375 | C22H18Cl2FNO3 |  | Mass | kg | emission | air | https://ofmpub.epa.gov/sor_internet/registry/substreg/searchandretrieve/substancesearch/search.do?details=displayDetails&selectedSubstanceId=90789 | 1 | Chemicals | 29db09d1-c4e5-3dc7-a9b8-66903beda88f | 4061cba4-cb52-3ef2-85a6-55942ed24d37 | 20aadc24-a391-41cf-b340-3e4529f44bde | 93a60a56-a3c8-11da-a746-0800200b9a66
Acetamide, 2,2-dichloro- | 683-72-7 | 683727 | 683727 | C2H3Cl2NO |  | Mass | kg | emission | air | https://ofmpub.epa.gov/sor_internet/registry/substreg/searchandretrieve/substancesearch/search.do?details=displayDetails&selectedSubstanceId=90785 | 1 | Chemicals | 5545c4ec-4be9-3165-bdcd-726012aa0a43 | 4061cba4-cb52-3ef2-85a6-55942ed24d37 | 20aadc24-a391-41cf-b340-3e4529f44bde | 93a60a56-a3c8-11da-a746-0800200b9a66
N-Nitroso-N-methylurea | 684-93-5 | 684935 | 684935 | C2H5N3O2 |  | Mass | kg | emission | air | https://ofmpub.epa.gov/sor_internet/registry/substreg/searchandretrieve/substancesearch/search.do?details=displayDetails&selectedSubstanceId=44334 | 1 | Chemicals | c4c80ac7-bfca-3baf-8cf1-42f09dfd3e12 | 4061cba4-cb52-3ef2-85a6-55942ed24d37 | 20aadc24-a391-41cf-b340-3e4529f44bde | 93a60a56-a3c8-11da-a746-0800200b9a66
N,N-Diethylacetamide | 685-91-6 | 685916 | 685916 | C6H13NO |  | Mass | kg | emission | air | https://ofmpub.epa.gov/sor_internet/registry/substreg/searchandretrieve/substancesearch/search.do?details=displayDetails&selectedSubstanceId=44331 | 1 | Chemicals | e7281aa3-2f30-3dd7-bcaa-5216ca20754b | 4061cba4-cb52-3ef2-85a6-55942ed24d37 | 20aadc24-a391-41cf-b340-3e4529f44bde | 93a60a56-a3c8-11da-a746-0800200b9a66
Cyclohexanamine, 4,4'-methylenebis[2-methyl- | 6864-37-5 | 6864375 | 6864375 | C15H30N2 |  | Mass | kg | emission | air | https://ofmpub.epa.gov/sor_internet/registry/substreg/searchandretrieve/substancesearch/search.do?details=displayDetails&selectedSubstanceId=38172 | 1 | Chemicals | 5f3ecde7-aaa1-3781-986e-60e6a3c3dc4a | 4061cba4-cb52-3ef2-85a6-55942ed24d37 | 20aadc24-a391-41cf-b340-3e4529f44bde | 93a60a56-a3c8-11da-a746-0800200b9a66
Triflumizole | 68694-11-1 | 68694111 | 68694111 | C15H15ClF3N3O |  | Mass | kg | emission | air | https://ofmpub.epa.gov/sor_internet/registry/substreg/searchandretrieve/substancesearch/search.do?details=displayDetails&selectedSubstanceId=69416 | 1 | Chemicals | 3bc6827a-ea14-301d-b1e2-2c9c35c72b23 | 4061cba4-cb52-3ef2-85a6-55942ed24d37 | 20aadc24-a391-41cf-b340-3e4529f44bde | 93a60a56-a3c8-11da-a746-0800200b9a66
Propanoic acid, 2-hydroxy-, ethyl ester, (2S)- | 687-47-8 | 687478 | 687478 | C5H10O3 |  | Mass | kg | emission | air | https://ofmpub.epa.gov/sor_internet/registry/substreg/searchandretrieve/substancesearch/search.do?details=displayDetails&selectedSubstanceId=80581 | 1 | Chemicals | 1c1fca51-c9b4-3158-84a1-22bc8ff6636a | 4061cba4-cb52-3ef2-85a6-55942ed24d37 | 20aadc24-a391-41cf-b340-3e4529f44bde | 93a60a56-a3c8-11da-a746-0800200b9a66
Phenol, thiobis[tetrapropylene- | 68815-67-8 | 68815678 | 68815678 | - |  | Mass | kg | emission | air | https://ofmpub.epa.gov/sor_internet/registry/substreg/searchandretrieve/substancesearch/search.do?details=displayDetails&selectedSubstanceId=68044 | 1 | Chemicals | 36871fbe-c7bf-31d6-ba85-fd97101dd2f3 | 4061cba4-cb52-3ef2-85a6-55942ed24d37 | 20aadc24-a391-41cf-b340-3e4529f44bde | 93a60a56-a3c8-11da-a746-0800200b9a66
Tributlytin | 688-73-3 | 688733 | 688733 | C12H28Sn |  | Mass | kg | emission | air | https://ofmpub.epa.gov/sor_internet/registry/substreg/searchandretrieve/substancesearch/search.do?details=displayDetails&selectedSubstanceId=44327 | 1 | Chemicals | 4ecd7356-0cd8-3ce9-a68b-164a814d89b8 | 4061cba4-cb52-3ef2-85a6-55942ed24d37 | 20aadc24-a391-41cf-b340-3e4529f44bde | 93a60a56-a3c8-11da-a746-0800200b9a66
Monocrotophos | 6923-22-4 | 6923224 | 6923224 | C7H14NO5P |  | Mass | kg | emission | air | https://ofmpub.epa.gov/sor_internet/registry/substreg/searchandretrieve/substancesearch/search.do?details=displayDetails&selectedSubstanceId=38007 | 1 | Chemicals | 6f0fd00d-3668-3433-9e05-8d5be02d08c8 | 4061cba4-cb52-3ef2-85a6-55942ed24d37 | 20aadc24-a391-41cf-b340-3e4529f44bde | 93a60a56-a3c8-11da-a746-0800200b9a66
Diethylene glycol dinitrate | 693-21-0 | 693210 | 693210 | C4H8N2O7 |  | Mass | kg | emission | air | https://ofmpub.epa.gov/sor_internet/registry/substreg/searchandretrieve/substancesearch/search.do?details=displayDetails&selectedSubstanceId=44310 | 1 | Chemicals | 9c991478-32ac-3c1b-9e20-8aa3757d2274 | 4061cba4-cb52-3ef2-85a6-55942ed24d37 | 20aadc24-a391-41cf-b340-3e4529f44bde | 93a60a56-a3c8-11da-a746-0800200b9a66
Buprofezin | 69327-76-0 | 69327760 | 69327760 | C16H23N3OS |  | Mass | kg | emission | air | https://ofmpub.epa.gov/sor_internet/registry/substreg/searchandretrieve/substancesearch/search.do?details=displayDetails&selectedSubstanceId=80886 | 1 | Chemicals | ec8ba450-41e1-3364-9d1c-beafcb9b9381 | 4061cba4-cb52-3ef2-85a6-55942ed24d37 | 20aadc24-a391-41cf-b340-3e4529f44bde | 93a60a56-a3c8-11da-a746-0800200b9a66
2-Decanone | 693-54-9 | 693549 | 693549 | C10H20O |  | Mass | kg | emission | air | https://ofmpub.epa.gov/sor_internet/registry/substreg/searchandretrieve/substancesearch/search.do?details=displayDetails&selectedSubstanceId=44304 | 1 | Chemicals | 8805d3fe-5fc2-3887-990b-129e6ea3383b | 4061cba4-cb52-3ef2-85a6-55942ed24d37 | 20aadc24-a391-41cf-b340-3e4529f44bde | 93a60a56-a3c8-11da-a746-0800200b9a66
Nonane, 1-bromo- | 693-58-3 | 693583 | 693583 | C9H19Br |  | Mass | kg | emission | air | https://ofmpub.epa.gov/sor_internet/registry/substreg/searchandretrieve/substancesearch/search.do?details=displayDetails&selectedSubstanceId=44302 | 1 | Chemicals | 6fd34109-a45c-30e5-9221-a81b9db20fa3 | 4061cba4-cb52-3ef2-85a6-55942ed24d37 | 20aadc24-a391-41cf-b340-3e4529f44bde | 93a60a56-a3c8-11da-a746-0800200b9a66
Fluroxypyr | 69377-81-7 | 69377817 | 69377817 | C7H5Cl2FN2O3 |  | Mass | kg | emission | air | https://ofmpub.epa.gov/sor_internet/registry/substreg/searchandretrieve/substancesearch/search.do?details=displayDetails&selectedSubstanceId=80885 | 1 | Chemicals | 7e8f421e-8b78-3970-9986-0560dc0f8a4a | 4061cba4-cb52-3ef2-85a6-55942ed24d37 | 20aadc24-a391-41cf-b340-3e4529f44bde | 93a60a56-a3c8-11da-a746-0800200b9a66
2-Methylimidazole | 693-98-1 | 693981 | 693981 | C4H6N2 |  | Mass | kg | emission | air | https://ofmpub.epa.gov/sor_internet/registry/substreg/searchandretrieve/substancesearch/search.do?details=displayDetails&selectedSubstanceId=44297 | 1 | Chemicals | 31383eea-222e-340d-9ad5-426b2e915036 | 4061cba4-cb52-3ef2-85a6-55942ed24d37 | 20aadc24-a391-41cf-b340-3e4529f44bde | 93a60a56-a3c8-11da-a746-0800200b9a66
Fluvalinate | 69409-94-5 | 69409945 | 69409945 | C26H22ClF3N2O3 |  | Mass | kg | emission | air | https://ofmpub.epa.gov/sor_internet/registry/substreg/searchandretrieve/substancesearch/search.do?details=displayDetails&selectedSubstanceId=67052 | 1 | Chemicals | e85c25c2-bcc7-34a7-8966-f95d07733314 | 4061cba4-cb52-3ef2-85a6-55942ed24d37 | 20aadc24-a391-41cf-b340-3e4529f44bde | 93a60a56-a3c8-11da-a746-0800200b9a66
Ampicillin | 69-53-4 | 69534 | 69534 | C16H19N3O4S |  | Mass | kg | emission | air | https://ofmpub.epa.gov/sor_internet/registry/substreg/searchandretrieve/substancesearch/search.do?details=displayDetails&selectedSubstanceId=86948 | 1 | Chemicals | f01572fb-97a8-3434-a272-4398db683d60 | 4061cba4-cb52-3ef2-85a6-55942ed24d37 | 20aadc24-a391-41cf-b340-3e4529f44bde | 93a60a56-a3c8-11da-a746-0800200b9a66
3-(Chloromethyl)pyridine hydrochloride | 6959-48-4 | 6959484 | 6959484 | C6H7Cl2N |  | Mass | kg | emission | air | https://ofmpub.epa.gov/sor_internet/registry/substreg/searchandretrieve/substancesearch/search.do?details=displayDetails&selectedSubstanceId=77858 | 1 | Chemicals | 81f416e9-6c6b-3414-8c5c-eee2d9084846 | 4061cba4-cb52-3ef2-85a6-55942ed24d37 | 20aadc24-a391-41cf-b340-3e4529f44bde | 93a60a56-a3c8-11da-a746-0800200b9a66
Salicylic acid | 69-72-7 | 69727 | 69727 | C7H6O3 |  | Mass | kg | emission | air | https://ofmpub.epa.gov/sor_internet/registry/substreg/searchandretrieve/substancesearch/search.do?details=displayDetails&selectedSubstanceId=49004 | 1 | Chemicals | 76243afe-824a-30d9-9781-75f907ad2144 | 4061cba4-cb52-3ef2-85a6-55942ed24d37 | 20aadc24-a391-41cf-b340-3e4529f44bde | 93a60a56-a3c8-11da-a746-0800200b9a66
2,3,5-Trimethylphenol | 697-82-5 | 697825 | 697825 | C9H12O |  | Mass | kg | emission | air | https://ofmpub.epa.gov/sor_internet/registry/substreg/searchandretrieve/substancesearch/search.do?details=displayDetails&selectedSubstanceId=44281 | 1 | Chemicals | da3fe8bf-99f8-357a-949a-61fc986eb64a | 4061cba4-cb52-3ef2-85a6-55942ed24d37 | 20aadc24-a391-41cf-b340-3e4529f44bde | 93a60a56-a3c8-11da-a746-0800200b9a66
Fluazifop-butyl | 69806-50-4 | 69806504 | 69806504 | C19H20F3NO4 |  | Mass | kg | emission | air | https://ofmpub.epa.gov/sor_internet/registry/substreg/searchandretrieve/substancesearch/search.do?details=displayDetails&selectedSubstanceId=66955 | 1 | Chemicals | c7eb53d6-476e-30e4-8586-adb320bdbb78 | 4061cba4-cb52-3ef2-85a6-55942ed24d37 | 20aadc24-a391-41cf-b340-3e4529f44bde | 93a60a56-a3c8-11da-a746-0800200b9a66
Dioxacarb | 6988-21-2 | 6988212 | 6988212 | C11H13NO4 |  | Mass | kg | emission | air | https://ofmpub.epa.gov/sor_internet/registry/substreg/searchandretrieve/substancesearch/search.do?details=displayDetails&selectedSubstanceId=84039 | 1 | Chemicals | b3b96248-3df5-35e5-bf37-75a17dd84f76 | 4061cba4-cb52-3ef2-85a6-55942ed24d37 | 20aadc24-a391-41cf-b340-3e4529f44bde | 93a60a56-a3c8-11da-a746-0800200b9a66
1,4-Benzenediol, 2,3,5-trimethyl- | 700-13-0 | 700130 | 700130 | C9H12O2 |  | Mass | kg | emission | air | https://ofmpub.epa.gov/sor_internet/registry/substreg/searchandretrieve/substancesearch/search.do?details=displayDetails&selectedSubstanceId=44272 | 1 | Chemicals | 60c4b161-7da5-3e6e-8f76-ab009d9a42eb | 4061cba4-cb52-3ef2-85a6-55942ed24d37 | 20aadc24-a391-41cf-b340-3e4529f44bde | 93a60a56-a3c8-11da-a746-0800200b9a66
p-Chlorophenyl phenyl ether | 7005-72-3 | 7005723 | 7005723 | C12H9ClO |  | Mass | kg | emission | air | https://ofmpub.epa.gov/sor_internet/registry/substreg/searchandretrieve/substancesearch/search.do?details=displayDetails&selectedSubstanceId=37788 | 1 | Chemicals | 1d8b30a4-c7c4-346c-9f74-a694ec8c0eb4 | 4061cba4-cb52-3ef2-85a6-55942ed24d37 | 20aadc24-a391-41cf-b340-3e4529f44bde | 93a60a56-a3c8-11da-a746-0800200b9a66
Flucythrinate | 70124-77-5 | 70124775 | 70124775 | C26H23F2NO4 |  | Mass | kg | emission | air | https://ofmpub.epa.gov/sor_internet/registry/substreg/searchandretrieve/substancesearch/search.do?details=displayDetails&selectedSubstanceId=66365 | 1 | Chemicals | 4805b26a-3ab7-38d2-83dd-b45b78fd7cc6 | 4061cba4-cb52-3ef2-85a6-55942ed24d37 | 20aadc24-a391-41cf-b340-3e4529f44bde | 93a60a56-a3c8-11da-a746-0800200b9a66
N-Methyl-N'-nitro-N-nitrosoguanidine | 70-25-7 | 70257 | 70257 | C2H5N5O3 |  | Mass | kg | emission | air | https://ofmpub.epa.gov/sor_internet/registry/substreg/searchandretrieve/substancesearch/search.do?details=displayDetails&selectedSubstanceId=48999 | 1 | Chemicals | 3ab18276-87bc-3bc6-b889-3638677c81d2 | 4061cba4-cb52-3ef2-85a6-55942ed24d37 | 20aadc24-a391-41cf-b340-3e4529f44bde | 93a60a56-a3c8-11da-a746-0800200b9a66
Hexachlorophene | 70-30-4 | 70304 | 70304 | C13H6Cl6O2 |  | Mass | kg | emission | air | https://ofmpub.epa.gov/sor_internet/registry/substreg/searchandretrieve/substancesearch/search.do?details=displayDetails&selectedSubstanceId=87232 | 1 | Chemicals | a8d054dc-0e11-3ace-80e9-d2063e0a40e4 | 4061cba4-cb52-3ef2-85a6-55942ed24d37 | 20aadc24-a391-41cf-b340-3e4529f44bde | 93a60a56-a3c8-11da-a746-0800200b9a66
Dimethrin | 70-38-2 | 70382 | 70382 | C19H26O2 |  | Mass | kg | emission | air | https://ofmpub.epa.gov/sor_internet/registry/substreg/searchandretrieve/substancesearch/search.do?details=displayDetails&selectedSubstanceId=77762 | 1 | Chemicals | fe2b4416-9230-3f5a-8968-799e4a0952ae | 4061cba4-cb52-3ef2-85a6-55942ed24d37 | 20aadc24-a391-41cf-b340-3e4529f44bde | 93a60a56-a3c8-11da-a746-0800200b9a66
.gamma.-Decalactone | 706-14-9 | 706149 | 706149 | C10H18O2 |  | Mass | kg | emission | air | https://ofmpub.epa.gov/sor_internet/registry/substreg/searchandretrieve/substancesearch/search.do?details=displayDetails&selectedSubstanceId=44258 | 1 | Chemicals | e4f9b6f2-a737-3fc4-b92a-07aea459786e | 4061cba4-cb52-3ef2-85a6-55942ed24d37 | 20aadc24-a391-41cf-b340-3e4529f44bde | 93a60a56-a3c8-11da-a746-0800200b9a66
Metalaxyl-M | 70630-17-0 | 70630170 | 70630170 | C15H21NO4 |  | Mass | kg | emission | air | https://ofmpub.epa.gov/sor_internet/registry/substreg/searchandretrieve/substancesearch/search.do?details=displayDetails&selectedSubstanceId=66688 | 1 | Chemicals | 780ee628-1e34-38aa-827b-b2942e9b0f68 | 4061cba4-cb52-3ef2-85a6-55942ed24d37 | 20aadc24-a391-41cf-b340-3e4529f44bde | 93a60a56-a3c8-11da-a746-0800200b9a66
p-Aminopropiophenone | 70-69-9 | 70699 | 70699 | C9H11NO |  | Mass | kg | emission | air | https://ofmpub.epa.gov/sor_internet/registry/substreg/searchandretrieve/substancesearch/search.do?details=displayDetails&selectedSubstanceId=87202 | 1 | Chemicals | 3f3630db-3746-374c-b27b-ba111967dcce | 4061cba4-cb52-3ef2-85a6-55942ed24d37 | 20aadc24-a391-41cf-b340-3e4529f44bde | 93a60a56-a3c8-11da-a746-0800200b9a66
Propanil | 709-98-8 | 709988 | 709988 | C9H9Cl2NO |  | Mass | kg | emission | air | https://ofmpub.epa.gov/sor_internet/registry/substreg/searchandretrieve/substancesearch/search.do?details=displayDetails&selectedSubstanceId=44251 | 1 | Chemicals | 354f0e39-6152-39bc-9d80-7107989e9ac9 | 4061cba4-cb52-3ef2-85a6-55942ed24d37 | 20aadc24-a391-41cf-b340-3e4529f44bde | 93a60a56-a3c8-11da-a746-0800200b9a66
1-Propanol | 71-23-8 | 71238 | 71238 | C3H8O |  | Mass | kg | emission | air | https://ofmpub.epa.gov/sor_internet/registry/substreg/searchandretrieve/substancesearch/search.do?details=displayDetails&selectedSubstanceId=48574 | 1 | Chemicals | 99d3db46-3298-3d86-bdd6-0b26398d6993 | 4061cba4-cb52-3ef2-85a6-55942ed24d37 | 20aadc24-a391-41cf-b340-3e4529f44bde | 93a60a56-a3c8-11da-a746-0800200b9a66
Diphenylchlorarsine | 712-48-1 | 712481 | 712481 | C12H10AsCl |  | Mass | kg | emission | air | https://ofmpub.epa.gov/sor_internet/registry/substreg/searchandretrieve/substancesearch/search.do?details=displayDetails&selectedSubstanceId=98393 | 1 | Chemicals | 47fb431b-8f0b-3b2f-8833-1257ab03357d | 4061cba4-cb52-3ef2-85a6-55942ed24d37 | 20aadc24-a391-41cf-b340-3e4529f44bde | 93a60a56-a3c8-11da-a746-0800200b9a66
Triafur | 712-68-5 | 712685 | 712685 | C6H4N4O3S |  | Mass | kg | emission | air | https://ofmpub.epa.gov/sor_internet/registry/substreg/searchandretrieve/substancesearch/search.do?details=displayDetails&selectedSubstanceId=78343 | 1 | Chemicals | ff1500b8-106e-36ed-b29f-699aff28c16e | 4061cba4-cb52-3ef2-85a6-55942ed24d37 | 20aadc24-a391-41cf-b340-3e4529f44bde | 93a60a56-a3c8-11da-a746-0800200b9a66
Fenoxaprop-P-ethyl | 71283-80-2 | 71283802 | 71283802 | C18H16ClNO5 |  | Mass | kg | emission | air | https://ofmpub.epa.gov/sor_internet/registry/substreg/searchandretrieve/substancesearch/search.do?details=displayDetails&selectedSubstanceId=67363 | 1 | Chemicals | 8bc0fcec-0998-334b-a2f9-e925026cda0a | 4061cba4-cb52-3ef2-85a6-55942ed24d37 | 20aadc24-a391-41cf-b340-3e4529f44bde | 93a60a56-a3c8-11da-a746-0800200b9a66
1-Butanol | 71-36-3 | 71363 | 71363 | C4H10O |  | Mass | kg | emission | air | https://ofmpub.epa.gov/sor_internet/registry/substreg/searchandretrieve/substancesearch/search.do?details=displayDetails&selectedSubstanceId=48572 | 1 | Chemicals | 507fd9a9-eb63-39d1-972c-1d13dcb90dba | 4061cba4-cb52-3ef2-85a6-55942ed24d37 | 20aadc24-a391-41cf-b340-3e4529f44bde | 93a60a56-a3c8-11da-a746-0800200b9a66
1-Pentanol | 71-41-0 | 71410 | 71410 | C5H12O |  | Mass | kg | emission | air | https://ofmpub.epa.gov/sor_internet/registry/substreg/searchandretrieve/substancesearch/search.do?details=displayDetails&selectedSubstanceId=48571 | 1 | Chemicals | daebcb8f-e95c-3d4b-b4ed-7dc4b713f396 | 4061cba4-cb52-3ef2-85a6-55942ed24d37 | 20aadc24-a391-41cf-b340-3e4529f44bde | 93a60a56-a3c8-11da-a746-0800200b9a66
Benzene | 71-43-2 | 71432 | 71432 | C6H6 |  | Mass | kg | emission | air | https://ofmpub.epa.gov/sor_internet/registry/substreg/searchandretrieve/substancesearch/search.do?details=displayDetails&selectedSubstanceId=98385 | 1 | Chemicals | 49524b59-eb01-3aa4-a586-ede2353a27b3 | 4061cba4-cb52-3ef2-85a6-55942ed24d37 | 20aadc24-a391-41cf-b340-3e4529f44bde | 93a60a56-a3c8-11da-a746-0800200b9a66
N-(3-Chloro-4-methylphenyl)acetamide | 7149-79-3 | 7149793 | 7149793 | C9H10ClNO |  | Mass | kg | emission | air | https://ofmpub.epa.gov/sor_internet/registry/substreg/searchandretrieve/substancesearch/search.do?details=displayDetails&selectedSubstanceId=98372 | 1 | Chemicals | ff2ecdf9-2f5d-36b4-b93d-716dee4cd489 | 4061cba4-cb52-3ef2-85a6-55942ed24d37 | 20aadc24-a391-41cf-b340-3e4529f44bde | 93a60a56-a3c8-11da-a746-0800200b9a66
1,1,1-Trichloroethane | 71-55-6 | 71556 | 71556 | C2H3Cl3 |  | Mass | kg | emission | air | https://ofmpub.epa.gov/sor_internet/registry/substreg/searchandretrieve/substancesearch/search.do?details=displayDetails&selectedSubstanceId=48567 | 1 | Chemicals | 1078482e-52eb-33d1-9c1c-2367f83c8e93 | 4061cba4-cb52-3ef2-85a6-55942ed24d37 | 20aadc24-a391-41cf-b340-3e4529f44bde | 93a60a56-a3c8-11da-a746-0800200b9a66
Pyrazoxyfen | 71561-11-0 | 71561110 | 71561110 | C20H16Cl2N2O3 |  | Mass | kg | emission | air | https://ofmpub.epa.gov/sor_internet/registry/substreg/searchandretrieve/substancesearch/search.do?details=displayDetails&selectedSubstanceId=96601 | 1 | Chemicals | 629dadfd-d6da-30e1-a6e1-1dec6f2fd246 | 4061cba4-cb52-3ef2-85a6-55942ed24d37 | 20aadc24-a391-41cf-b340-3e4529f44bde | 93a60a56-a3c8-11da-a746-0800200b9a66
.beta.-Bromo-.beta.-nitrostyrene | 7166-19-0 | 7166190 | 7166190 | C8H6BrNO2 |  | Mass | kg | emission | air | https://ofmpub.epa.gov/sor_internet/registry/substreg/searchandretrieve/substancesearch/search.do?details=displayDetails&selectedSubstanceId=37547 | 1 | Chemicals | e26473d0-c91e-32a6-81f3-c0e7e9037108 | 4061cba4-cb52-3ef2-85a6-55942ed24d37 | 20aadc24-a391-41cf-b340-3e4529f44bde | 93a60a56-a3c8-11da-a746-0800200b9a66
Didecyl dimethyl ammonium chloride | 7173-51-5 | 7173515 | 7173515 | C22H48ClN |  | Mass | kg | emission | air | https://ofmpub.epa.gov/sor_internet/registry/substreg/searchandretrieve/substancesearch/search.do?details=displayDetails&selectedSubstanceId=37544 | 1 | Chemicals | d2b64bc9-d10b-37b4-a70f-2e100de82057 | 4061cba4-cb52-3ef2-85a6-55942ed24d37 | 20aadc24-a391-41cf-b340-3e4529f44bde | 93a60a56-a3c8-11da-a746-0800200b9a66
N-Oleyl-1,3-propanediamine | 7173-62-8 | 7173628 | 7173628 | C21H44N2 |  | Mass | kg | emission | air | https://ofmpub.epa.gov/sor_internet/registry/substreg/searchandretrieve/substancesearch/search.do?details=displayDetails&selectedSubstanceId=37542 | 1 | Chemicals | c31b704d-6633-367f-bb36-9e4e2ac7f472 | 4061cba4-cb52-3ef2-85a6-55942ed24d37 | 20aadc24-a391-41cf-b340-3e4529f44bde | 93a60a56-a3c8-11da-a746-0800200b9a66
Thiopental sodium | 71-73-8 | 71738 | 71738 | C11H17N2NaO2S |  | Mass | kg | emission | air | https://ofmpub.epa.gov/sor_internet/registry/substreg/searchandretrieve/substancesearch/search.do?details=displayDetails&selectedSubstanceId=98289 | 1 | Chemicals | d19da91f-71aa-3191-8b5f-eea02a690728 | 4061cba4-cb52-3ef2-85a6-55942ed24d37 | 20aadc24-a391-41cf-b340-3e4529f44bde | 93a60a56-a3c8-11da-a746-0800200b9a66
Abamectin | 71751-41-2 | 71751412 | 71751412 | - |  | Mass | kg | emission | air | https://ofmpub.epa.gov/sor_internet/registry/substreg/searchandretrieve/substancesearch/search.do?details=displayDetails&selectedSubstanceId=63892 | 1 | Chemicals | 1ef78fa0-e5c2-3532-9189-baa350dfda67 | 4061cba4-cb52-3ef2-85a6-55942ed24d37 | 20aadc24-a391-41cf-b340-3e4529f44bde | 93a60a56-a3c8-11da-a746-0800200b9a66
Oxytetracycline calcium | 7179-50-2 | 7179502 | 7179502 | C44H46CaN4O18 |  | Mass | kg | emission | air | https://ofmpub.epa.gov/sor_internet/registry/substreg/searchandretrieve/substancesearch/search.do?details=displayDetails&selectedSubstanceId=37539 | 1 | Chemicals | 108db176-0787-3606-b016-30c6855546aa | 4061cba4-cb52-3ef2-85a6-55942ed24d37 | 20aadc24-a391-41cf-b340-3e4529f44bde | 93a60a56-a3c8-11da-a746-0800200b9a66
1,4-Piperazinedipropanamine | 7209-38-3 | 7209383 | 7209383 | C10H24N4 |  | Mass | kg | emission | air | https://ofmpub.epa.gov/sor_internet/registry/substreg/searchandretrieve/substancesearch/search.do?details=displayDetails&selectedSubstanceId=37531 | 1 | Chemicals | 716e5bdf-9f00-3d73-b726-a9fa2471e202 | 4061cba4-cb52-3ef2-85a6-55942ed24d37 | 20aadc24-a391-41cf-b340-3e4529f44bde | 93a60a56-a3c8-11da-a746-0800200b9a66
Nerolidol | 7212-44-4 | 7212444 | 7212444 | C15H26O |  | Mass | kg | emission | air | https://ofmpub.epa.gov/sor_internet/registry/substreg/searchandretrieve/substancesearch/search.do?details=displayDetails&selectedSubstanceId=37530 | 1 | Chemicals | 42fa08f3-ff97-32e5-a107-17d5e184212a | 4061cba4-cb52-3ef2-85a6-55942ed24d37 | 20aadc24-a391-41cf-b340-3e4529f44bde | 93a60a56-a3c8-11da-a746-0800200b9a66
Fomesafen | 72178-02-0 | 72178020 | 72178020 | C15H10ClF3N2O6S |  | Mass | kg | emission | air | https://ofmpub.epa.gov/sor_internet/registry/substreg/searchandretrieve/substancesearch/search.do?details=displayDetails&selectedSubstanceId=63875 | 1 | Chemicals | 6d971b0e-79d7-3286-bbfc-14215bd0b460 | 4061cba4-cb52-3ef2-85a6-55942ed24d37 | 20aadc24-a391-41cf-b340-3e4529f44bde | 93a60a56-a3c8-11da-a746-0800200b9a66
Endrin | 72-20-8 | 72208 | 72208 | C12H8Cl6O |  | Mass | kg | emission | air | https://ofmpub.epa.gov/sor_internet/registry/substreg/searchandretrieve/substancesearch/search.do?details=displayDetails&selectedSubstanceId=48561 | 1 | Chemicals | 6589d0b4-c557-3257-9e0d-88ff7cfa3f4e | 4061cba4-cb52-3ef2-85a6-55942ed24d37 | 20aadc24-a391-41cf-b340-3e4529f44bde | 93a60a56-a3c8-11da-a746-0800200b9a66
1-Phenyl-3,3-dimethyltriazene | 7227-91-0 | 7227910 | 7227910 | C8H11N3 |  | Mass | kg | emission | air | https://ofmpub.epa.gov/sor_internet/registry/substreg/searchandretrieve/substancesearch/search.do?details=displayDetails&selectedSubstanceId=88490 | 1 | Chemicals | 63f9cf25-89a9-3daf-a2d2-bfc3822c7200 | 4061cba4-cb52-3ef2-85a6-55942ed24d37 | 20aadc24-a391-41cf-b340-3e4529f44bde | 93a60a56-a3c8-11da-a746-0800200b9a66
Methoxychlor | 72-43-5 | 72435 | 72435 | C16H15Cl3O2 |  | Mass | kg | emission | air | https://ofmpub.epa.gov/sor_internet/registry/substreg/searchandretrieve/substancesearch/search.do?details=displayDetails&selectedSubstanceId=48560 | 1 | Chemicals | 818c3ccf-45c9-37d5-a69e-7e85ecbf090a | 4061cba4-cb52-3ef2-85a6-55942ed24d37 | 20aadc24-a391-41cf-b340-3e4529f44bde | 93a60a56-a3c8-11da-a746-0800200b9a66
Alizarin | 72-48-0 | 72480 | 72480 | C14H8O4 |  | Mass | kg | emission | air | https://ofmpub.epa.gov/sor_internet/registry/substreg/searchandretrieve/substancesearch/search.do?details=displayDetails&selectedSubstanceId=48559 | 1 | Chemicals | 975305e3-8adc-3478-9968-9a07b6023175 | 4061cba4-cb52-3ef2-85a6-55942ed24d37 | 20aadc24-a391-41cf-b340-3e4529f44bde | 93a60a56-a3c8-11da-a746-0800200b9a66
Fenoxycarb | 72490-01-8 | 72490018 | 72490018 | C17H19NO4 |  | Mass | kg | emission | air | https://ofmpub.epa.gov/sor_internet/registry/substreg/searchandretrieve/substancesearch/search.do?details=displayDetails&selectedSubstanceId=63960 | 1 | Chemicals | 6a0e622e-5273-38d8-ac9f-47ef2059b7fc | 4061cba4-cb52-3ef2-85a6-55942ed24d37 | 20aadc24-a391-41cf-b340-3e4529f44bde | 93a60a56-a3c8-11da-a746-0800200b9a66
p,p'-DDD | 72-54-8 | 72548 | 72548 | C14H10Cl4 |  | Mass | kg | emission | air | https://ofmpub.epa.gov/sor_internet/registry/substreg/searchandretrieve/substancesearch/search.do?details=displayDetails&selectedSubstanceId=48558 | 1 | Chemicals | e7803899-9c6d-3677-a85d-a0ef1d246892 | 4061cba4-cb52-3ef2-85a6-55942ed24d37 | 20aadc24-a391-41cf-b340-3e4529f44bde | 93a60a56-a3c8-11da-a746-0800200b9a66
p,p'-DDE | 72-55-9 | 72559 | 72559 | C14H8Cl4 |  | Mass | kg | emission | air | https://ofmpub.epa.gov/sor_internet/registry/substreg/searchandretrieve/substancesearch/search.do?details=displayDetails&selectedSubstanceId=88479 | 1 | Chemicals | 4929237e-17e3-3ef6-b96f-26ff204eb394 | 4061cba4-cb52-3ef2-85a6-55942ed24d37 | 20aadc24-a391-41cf-b340-3e4529f44bde | 93a60a56-a3c8-11da-a746-0800200b9a66
Ethylan | 72-56-0 | 72560 | 72560 | C18H20Cl2 |  | Mass | kg | emission | air | https://ofmpub.epa.gov/sor_internet/registry/substreg/searchandretrieve/substancesearch/search.do?details=displayDetails&selectedSubstanceId=48557 | 1 | Chemicals | 43df4e76-7a6c-3d78-84be-0320a348f382 | 4061cba4-cb52-3ef2-85a6-55942ed24d37 | 20aadc24-a391-41cf-b340-3e4529f44bde | 93a60a56-a3c8-11da-a746-0800200b9a66
Chloramben-methyl | 7286-84-2 | 7286842 | 7286842 | C8H7Cl2NO2 |  | Mass | kg | emission | air | https://ofmpub.epa.gov/sor_internet/registry/substreg/searchandretrieve/substancesearch/search.do?details=displayDetails&selectedSubstanceId=37340 | 1 | Chemicals | ebf5b94a-1bf9-36be-b478-f48c5ad694b8 | 4061cba4-cb52-3ef2-85a6-55942ed24d37 | 20aadc24-a391-41cf-b340-3e4529f44bde | 93a60a56-a3c8-11da-a746-0800200b9a66
Prometryn | 7287-19-6 | 7287196 | 7287196 | C10H19N5S |  | Mass | kg | emission | air | https://ofmpub.epa.gov/sor_internet/registry/substreg/searchandretrieve/substancesearch/search.do?details=displayDetails&selectedSubstanceId=88330 | 1 | Chemicals | 9b924205-8728-3da8-9eaa-29d7f1802505 | 4061cba4-cb52-3ef2-85a6-55942ed24d37 | 20aadc24-a391-41cf-b340-3e4529f44bde | 93a60a56-a3c8-11da-a746-0800200b9a66
Tolylfluanid | 731-27-1 | 731271 | 731271 | C10H13Cl2FN2O2S2 |  | Mass | kg | emission | air | https://ofmpub.epa.gov/sor_internet/registry/substreg/searchandretrieve/substancesearch/search.do?details=displayDetails&selectedSubstanceId=77655 | 1 | Chemicals | 616970bd-6c62-3618-a9ac-0cdce5d81e8d | 4061cba4-cb52-3ef2-85a6-55942ed24d37 | 20aadc24-a391-41cf-b340-3e4529f44bde | 93a60a56-a3c8-11da-a746-0800200b9a66
Phosmet | 732-11-6 | 732116 | 732116 | C11H12NO4PS2 |  | Mass | kg | emission | air | https://ofmpub.epa.gov/sor_internet/registry/substreg/searchandretrieve/substancesearch/search.do?details=displayDetails&selectedSubstanceId=44224 | 1 | Chemicals | 08a05e5b-bda5-3b92-9dd8-0ac2b2fadbcd | 4061cba4-cb52-3ef2-85a6-55942ed24d37 | 20aadc24-a391-41cf-b340-3e4529f44bde | 93a60a56-a3c8-11da-a746-0800200b9a66
2,4,6-Tris(tert-butyl)phenol | 732-26-3 | 732263 | 732263 | C18H30O |  | Mass | kg | emission | air | https://ofmpub.epa.gov/sor_internet/registry/substreg/searchandretrieve/substancesearch/search.do?details=displayDetails&selectedSubstanceId=88180 | 1 | Chemicals | 78bfe693-6dc6-31d1-b7a4-b2ae08593d56 | 4061cba4-cb52-3ef2-85a6-55942ed24d37 | 20aadc24-a391-41cf-b340-3e4529f44bde | 93a60a56-a3c8-11da-a746-0800200b9a66
Mefenacet | 73250-68-7 | 73250687 | 73250687 | C16H14N2O2S |  | Mass | kg | emission | air | https://ofmpub.epa.gov/sor_internet/registry/substreg/searchandretrieve/substancesearch/search.do?details=displayDetails&selectedSubstanceId=88178 | 1 | Chemicals | e972ee2b-ec08-31ae-a010-24a36f888374 | 4061cba4-cb52-3ef2-85a6-55942ed24d37 | 20aadc24-a391-41cf-b340-3e4529f44bde | 93a60a56-a3c8-11da-a746-0800200b9a66
N,N-Dimethyloctylamine | 7378-99-6 | 7378996 | 7378996 | C10H23N |  | Mass | kg | emission | air | https://ofmpub.epa.gov/sor_internet/registry/substreg/searchandretrieve/substancesearch/search.do?details=displayDetails&selectedSubstanceId=37182 | 1 | Chemicals | 5cf13fb8-e76e-3534-96b7-eccd6c2e2a95 | 4061cba4-cb52-3ef2-85a6-55942ed24d37 | 20aadc24-a391-41cf-b340-3e4529f44bde | 93a60a56-a3c8-11da-a746-0800200b9a66
Trimethoprim | 738-70-5 | 738705 | 738705 | C14H18N4O3 |  | Mass | kg | emission | air | https://ofmpub.epa.gov/sor_internet/registry/substreg/searchandretrieve/substancesearch/search.do?details=displayDetails&selectedSubstanceId=77977 | 1 | Chemicals | c99244e9-5f6d-3249-b887-9ee55a0344ec | 4061cba4-cb52-3ef2-85a6-55942ed24d37 | 20aadc24-a391-41cf-b340-3e4529f44bde | 93a60a56-a3c8-11da-a746-0800200b9a66
Dimethyldiallylammonium chloride | 7398-69-8 | 7398698 | 7398698 | C8H16ClN |  | Mass | kg | emission | air | https://ofmpub.epa.gov/sor_internet/registry/substreg/searchandretrieve/substancesearch/search.do?details=displayDetails&selectedSubstanceId=37159 | 1 | Chemicals | 6fa02172-7319-3152-bf7f-a6cff239dca9 | 4061cba4-cb52-3ef2-85a6-55942ed24d37 | 20aadc24-a391-41cf-b340-3e4529f44bde | 93a60a56-a3c8-11da-a746-0800200b9a66
Sethoxydim | 74051-80-2 | 74051802 | 74051802 | C17H29NO3S |  | Mass | kg | emission | air | https://ofmpub.epa.gov/sor_internet/registry/substreg/searchandretrieve/substancesearch/search.do?details=displayDetails&selectedSubstanceId=62829 | 1 | Chemicals | 3ed3f9be-ef3d-3cda-871b-4ac4c90c20e0 | 4061cba4-cb52-3ef2-85a6-55942ed24d37 | 20aadc24-a391-41cf-b340-3e4529f44bde | 93a60a56-a3c8-11da-a746-0800200b9a66
Aclonifen | 74070-46-5 | 74070465 | 74070465 | C12H9ClN2O3 |  | Mass | kg | emission | air | https://ofmpub.epa.gov/sor_internet/registry/substreg/searchandretrieve/substancesearch/search.do?details=displayDetails&selectedSubstanceId=81991 | 1 | Chemicals | 9860e687-29c4-3b4f-b2b5-ec33fedab774 | 4061cba4-cb52-3ef2-85a6-55942ed24d37 | 20aadc24-a391-41cf-b340-3e4529f44bde | 93a60a56-a3c8-11da-a746-0800200b9a66
[1,1'-Biphenyl]-3,3',4,4'-tetramine, tetrahydrochloride | 7411-49-6 | 7411496 | 7411496 | C12H18Cl4N4 |  | Mass | kg | emission | air | https://ofmpub.epa.gov/sor_internet/registry/substreg/searchandretrieve/substancesearch/search.do?details=displayDetails&selectedSubstanceId=88036 | 1 | Chemicals | d75564f7-bf9d-3d20-94e5-2418f8c9f375 | 4061cba4-cb52-3ef2-85a6-55942ed24d37 | 20aadc24-a391-41cf-b340-3e4529f44bde | 93a60a56-a3c8-11da-a746-0800200b9a66
Clofentezine | 74115-24-5 | 74115245 | 74115245 | C14H8Cl2N4 |  | Mass | kg | emission | air | https://ofmpub.epa.gov/sor_internet/registry/substreg/searchandretrieve/substancesearch/search.do?details=displayDetails&selectedSubstanceId=62697 | 1 | Chemicals | 3123a510-d734-3667-aeb4-f3876a22d830 | 4061cba4-cb52-3ef2-85a6-55942ed24d37 | 20aadc24-a391-41cf-b340-3e4529f44bde | 93a60a56-a3c8-11da-a746-0800200b9a66
Phosphonic acid, (1-hydroxyethylidene)bis-, disodium salt | 7414-83-7 | 7414837 | 7414837 | C2H6Na2O7P2 |  | Mass | kg | emission | air | https://ofmpub.epa.gov/sor_internet/registry/substreg/searchandretrieve/substancesearch/search.do?details=displayDetails&selectedSubstanceId=37149 | 1 | Chemicals | 45a87ecf-8dd1-3b1d-99a2-0469a0e8592b | 4061cba4-cb52-3ef2-85a6-55942ed24d37 | 20aadc24-a391-41cf-b340-3e4529f44bde | 93a60a56-a3c8-11da-a746-0800200b9a66
Bensulide | 741-58-2 | 741582 | 741582 | C14H24NO4PS3 |  | Mass | kg | emission | air | https://ofmpub.epa.gov/sor_internet/registry/substreg/searchandretrieve/substancesearch/search.do?details=displayDetails&selectedSubstanceId=44220 | 1 | Chemicals | ab2e304d-b6cd-3673-af43-a2bab98df35d | 4061cba4-cb52-3ef2-85a6-55942ed24d37 | 20aadc24-a391-41cf-b340-3e4529f44bde | 93a60a56-a3c8-11da-a746-0800200b9a66
Sulfometuron methyl | 74222-97-2 | 74222972 | 74222972 | C15H16N4O5S |  | Mass | kg | emission | air | https://ofmpub.epa.gov/sor_internet/registry/substreg/searchandretrieve/substancesearch/search.do?details=displayDetails&selectedSubstanceId=86814 | 1 | Chemicals | 5f4a8f3d-d497-3737-ac25-3f4caddbc329 | 4061cba4-cb52-3ef2-85a6-55942ed24d37 | 20aadc24-a391-41cf-b340-3e4529f44bde | 93a60a56-a3c8-11da-a746-0800200b9a66
Metsulfuron-methyl | 74223-64-6 | 74223646 | 74223646 | C14H15N5O6S |  | Mass | kg | emission | air | https://ofmpub.epa.gov/sor_internet/registry/substreg/searchandretrieve/substancesearch/search.do?details=displayDetails&selectedSubstanceId=86813 | 1 | Chemicals | 4234b2a5-0225-3bee-85dc-29f946788a88 | 4061cba4-cb52-3ef2-85a6-55942ed24d37 | 20aadc24-a391-41cf-b340-3e4529f44bde | 93a60a56-a3c8-11da-a746-0800200b9a66
Aluminum | 7429-90-5 | 7429905 | 7429905 | Al |  | Mass | kg | emission | air | https://ofmpub.epa.gov/sor_internet/registry/substreg/searchandretrieve/substancesearch/search.do?details=displayDetails&selectedSubstanceId=37021 | 1 | Chemicals | f5bcc36d-beb7-317e-acfb-d2ff8be222c1 | 4061cba4-cb52-3ef2-85a6-55942ed24d37 | 20aadc24-a391-41cf-b340-3e4529f44bde | 93a60a56-a3c8-11da-a746-0800200b9a66
Lead | 7439-92-1 | 7439921 | 7439921 | Pb |  | Mass | kg | emission | air | https://ofmpub.epa.gov/sor_internet/registry/substreg/searchandretrieve/substancesearch/search.do?details=displayDetails&selectedSubstanceId=37012 | 1 | Chemicals | 3b263a21-29c0-3b95-b7a9-9e67c923a372 | 4061cba4-cb52-3ef2-85a6-55942ed24d37 | 20aadc24-a391-41cf-b340-3e4529f44bde | 93a60a56-a3c8-11da-a746-0800200b9a66
Manganese | 7439-96-5 | 7439965 | 7439965 | Mn |  | Mass | kg | emission | air | https://ofmpub.epa.gov/sor_internet/registry/substreg/searchandretrieve/substancesearch/search.do?details=displayDetails&selectedSubstanceId=37008 | 1 | Chemicals | 11d56c18-2e7a-373e-bb39-6ce2dd185d12 | 4061cba4-cb52-3ef2-85a6-55942ed24d37 | 20aadc24-a391-41cf-b340-3e4529f44bde | 93a60a56-a3c8-11da-a746-0800200b9a66
Mercury | 7439-97-6 | 7439976 | 7439976 | Hg |  | Mass | kg | emission | air | https://ofmpub.epa.gov/sor_internet/registry/substreg/searchandretrieve/substancesearch/search.do?details=displayDetails&selectedSubstanceId=37007 | 1 | Chemicals | bd4ff6d1-28ab-3506-8847-ba8b279eb812 | 4061cba4-cb52-3ef2-85a6-55942ed24d37 | 20aadc24-a391-41cf-b340-3e4529f44bde | 93a60a56-a3c8-11da-a746-0800200b9a66
Nickel | 7440-02-0 | 7440020 | 7440020 | Ni |  | Mass | kg | emission | air | https://ofmpub.epa.gov/sor_internet/registry/substreg/searchandretrieve/substancesearch/search.do?details=displayDetails&selectedSubstanceId=37003 | 1 | Chemicals | 7e1459d0-3146-3db7-a7ab-80548461f56c | 4061cba4-cb52-3ef2-85a6-55942ed24d37 | 20aadc24-a391-41cf-b340-3e4529f44bde | 93a60a56-a3c8-11da-a746-0800200b9a66
Silver | 7440-22-4 | 7440224 | 7440224 | Ag |  | Mass | kg | emission | air | https://ofmpub.epa.gov/sor_internet/registry/substreg/searchandretrieve/substancesearch/search.do?details=displayDetails&selectedSubstanceId=36986 | 1 | Chemicals | 853b4572-fc09-36da-860c-4e8ffbe81df6 | 4061cba4-cb52-3ef2-85a6-55942ed24d37 | 20aadc24-a391-41cf-b340-3e4529f44bde | 93a60a56-a3c8-11da-a746-0800200b9a66
Antimony | 7440-36-0 | 7440360 | 7440360 | Sb |  | Mass | kg | emission | air | https://ofmpub.epa.gov/sor_internet/registry/substreg/searchandretrieve/substancesearch/search.do?details=displayDetails&selectedSubstanceId=36975 | 1 | Chemicals | 0eabe243-caf5-3402-9ae0-0620f9459049 | 4061cba4-cb52-3ef2-85a6-55942ed24d37 | 20aadc24-a391-41cf-b340-3e4529f44bde | 93a60a56-a3c8-11da-a746-0800200b9a66
Arsenic | 7440-38-2 | 7440382 | 7440382 | As |  | Mass | kg | emission | air | https://ofmpub.epa.gov/sor_internet/registry/substreg/searchandretrieve/substancesearch/search.do?details=displayDetails&selectedSubstanceId=36973 | 1 | Chemicals | 95efeb95-6144-349d-a08a-b08f076793a6 | 4061cba4-cb52-3ef2-85a6-55942ed24d37 | 20aadc24-a391-41cf-b340-3e4529f44bde | 93a60a56-a3c8-11da-a746-0800200b9a66
Barium | 7440-39-3 | 7440393 | 7440393 | Ba |  | Mass | kg | emission | air | https://ofmpub.epa.gov/sor_internet/registry/substreg/searchandretrieve/substancesearch/search.do?details=displayDetails&selectedSubstanceId=36972 | 1 | Chemicals | 53f2bedf-f0ac-3d21-a12f-0ebabbb7dc2a | 4061cba4-cb52-3ef2-85a6-55942ed24d37 | 20aadc24-a391-41cf-b340-3e4529f44bde | 93a60a56-a3c8-11da-a746-0800200b9a66
Cadmium | 7440-43-9 | 7440439 | 7440439 | Cd |  | Mass | kg | emission | air | https://ofmpub.epa.gov/sor_internet/registry/substreg/searchandretrieve/substancesearch/search.do?details=displayDetails&selectedSubstanceId=36835 | 1 | Chemicals | 1cd834da-9e45-368c-9653-a5f14240e247 | 4061cba4-cb52-3ef2-85a6-55942ed24d37 | 20aadc24-a391-41cf-b340-3e4529f44bde | 93a60a56-a3c8-11da-a746-0800200b9a66
Chromium | 7440-47-3 | 7440473 | 7440473 | Cr |  | Mass | kg | emission | air | https://ofmpub.epa.gov/sor_internet/registry/substreg/searchandretrieve/substancesearch/search.do?details=displayDetails&selectedSubstanceId=36831 | 1 | Chemicals | ebedab04-9b97-3658-a291-01cf4f8a6d86 | 4061cba4-cb52-3ef2-85a6-55942ed24d37 | 20aadc24-a391-41cf-b340-3e4529f44bde | 93a60a56-a3c8-11da-a746-0800200b9a66
Cobalt | 7440-48-4 | 7440484 | 7440484 | Co |  | Mass | kg | emission | air | https://ofmpub.epa.gov/sor_internet/registry/substreg/searchandretrieve/substancesearch/search.do?details=displayDetails&selectedSubstanceId=36830 | 1 | Chemicals | ac29c513-5f3e-32a9-9bb2-6d4f2c26c5bb | 4061cba4-cb52-3ef2-85a6-55942ed24d37 | 20aadc24-a391-41cf-b340-3e4529f44bde | 93a60a56-a3c8-11da-a746-0800200b9a66
Copper | 7440-50-8 | 7440508 | 7440508 | Cu |  | Mass | kg | emission | air | https://ofmpub.epa.gov/sor_internet/registry/substreg/searchandretrieve/substancesearch/search.do?details=displayDetails&selectedSubstanceId=36829 | 1 | Chemicals | 2e9ec670-3131-39b3-985f-e0ef0f4e6dbb | 4061cba4-cb52-3ef2-85a6-55942ed24d37 | 20aadc24-a391-41cf-b340-3e4529f44bde | 93a60a56-a3c8-11da-a746-0800200b9a66
Vanadium | 7440-62-2 | 7440622 | 7440622 | V |  | Mass | kg | emission | air | https://ofmpub.epa.gov/sor_internet/registry/substreg/searchandretrieve/substancesearch/search.do?details=displayDetails&selectedSubstanceId=36819 | 1 | Chemicals | 35cf6881-1ba5-35f4-999e-42f567a99b96 | 4061cba4-cb52-3ef2-85a6-55942ed24d37 | 20aadc24-a391-41cf-b340-3e4529f44bde | 93a60a56-a3c8-11da-a746-0800200b9a66
1H-Pyrrole-3-carbonitrile, 4-(2,3-dichlorophenyl)- | 74738-17-3 | 74738173 | 74738173 | C11H6Cl2N2 |  | Mass | kg | emission | air | https://ofmpub.epa.gov/sor_internet/registry/substreg/searchandretrieve/substancesearch/search.do?details=displayDetails&selectedSubstanceId=81984 | 1 | Chemicals | b65bc445-baba-3f4d-8fc0-db9dc238d8b0 | 4061cba4-cb52-3ef2-85a6-55942ed24d37 | 20aadc24-a391-41cf-b340-3e4529f44bde | 93a60a56-a3c8-11da-a746-0800200b9a66
Methyl bromide | 74-83-9 | 74839 | 74839 | CH3Br |  | Mass | kg | emission | air | https://ofmpub.epa.gov/sor_internet/registry/substreg/searchandretrieve/substancesearch/search.do?details=displayDetails&selectedSubstanceId=48547 | 1 | Chemicals | aa219327-1145-3edb-9831-bcd792bbd09b | 4061cba4-cb52-3ef2-85a6-55942ed24d37 | 20aadc24-a391-41cf-b340-3e4529f44bde | 93a60a56-a3c8-11da-a746-0800200b9a66
Ethylene | 74-85-1 | 74851 | 74851 | C2H4 |  | Mass | kg | emission | air | https://ofmpub.epa.gov/sor_internet/registry/substreg/searchandretrieve/substancesearch/search.do?details=displayDetails&selectedSubstanceId=48545 | 1 | Chemicals | e7bbebf2-30ba-3b3a-ab8b-20aa0f476d6c | 4061cba4-cb52-3ef2-85a6-55942ed24d37 | 20aadc24-a391-41cf-b340-3e4529f44bde | 93a60a56-a3c8-11da-a746-0800200b9a66
Chloromethane | 74-87-3 | 74873 | 74873 | CH3Cl |  | Mass | kg | emission | air | https://ofmpub.epa.gov/sor_internet/registry/substreg/searchandretrieve/substancesearch/search.do?details=displayDetails&selectedSubstanceId=48543 | 1 | Chemicals | 2ced5b17-205f-3512-a30c-fe8a2fc6bc11 | 4061cba4-cb52-3ef2-85a6-55942ed24d37 | 20aadc24-a391-41cf-b340-3e4529f44bde | 93a60a56-a3c8-11da-a746-0800200b9a66
Methylamine | 74-89-5 | 74895 | 74895 | CH5N |  | Mass | kg | emission | air | https://ofmpub.epa.gov/sor_internet/registry/substreg/searchandretrieve/substancesearch/search.do?details=displayDetails&selectedSubstanceId=48541 | 1 | Chemicals | 9f7253ea-9618-3708-b4b2-9579a4762915 | 4061cba4-cb52-3ef2-85a6-55942ed24d37 | 20aadc24-a391-41cf-b340-3e4529f44bde | 93a60a56-a3c8-11da-a746-0800200b9a66
Hydrogen cyanide | 74-90-8 | 74908 | 74908 | CHN |  | Mass | kg | emission | air | https://ofmpub.epa.gov/sor_internet/registry/substreg/searchandretrieve/substancesearch/search.do?details=displayDetails&selectedSubstanceId=48540 | 1 | Chemicals | ca4ca5d0-c17a-3d0c-a606-a1339b8e13c0 | 4061cba4-cb52-3ef2-85a6-55942ed24d37 | 20aadc24-a391-41cf-b340-3e4529f44bde | 93a60a56-a3c8-11da-a746-0800200b9a66
Bromoethane | 74-96-4 | 74964 | 74964 | C2H5Br |  | Mass | kg | emission | air | https://ofmpub.epa.gov/sor_internet/registry/substreg/searchandretrieve/substancesearch/search.do?details=displayDetails&selectedSubstanceId=48536 | 1 | Chemicals | d1416f8d-c6cb-3236-acd1-fad479676b7d | 4061cba4-cb52-3ef2-85a6-55942ed24d37 | 20aadc24-a391-41cf-b340-3e4529f44bde | 93a60a56-a3c8-11da-a746-0800200b9a66
Halon 1011 | 74-97-5 | 74975 | 74975 | CH2BrCl |  | Mass | kg | emission | air | https://ofmpub.epa.gov/sor_internet/registry/substreg/searchandretrieve/substancesearch/search.do?details=displayDetails&selectedSubstanceId=48535 | 1 | Chemicals | 80427e88-e59a-3af8-8316-0bb0de10c7bd | 4061cba4-cb52-3ef2-85a6-55942ed24d37 | 20aadc24-a391-41cf-b340-3e4529f44bde | 93a60a56-a3c8-11da-a746-0800200b9a66
Chloroethane | 75-00-3 | 75003 | 75003 | C2H5Cl |  | Mass | kg | emission | air | https://ofmpub.epa.gov/sor_internet/registry/substreg/searchandretrieve/substancesearch/search.do?details=displayDetails&selectedSubstanceId=48532 | 1 | Chemicals | ad31a1dd-2017-3817-8068-b0091644605f | 4061cba4-cb52-3ef2-85a6-55942ed24d37 | 20aadc24-a391-41cf-b340-3e4529f44bde | 93a60a56-a3c8-11da-a746-0800200b9a66
Vinyl chloride | 75-01-4 | 75014 | 75014 | C2H3Cl |  | Mass | kg | emission | air | https://ofmpub.epa.gov/sor_internet/registry/substreg/searchandretrieve/substancesearch/search.do?details=displayDetails&selectedSubstanceId=48531 | 1 | Chemicals | 36f80b38-25ce-3404-99f0-31ee4391ddb6 | 4061cba4-cb52-3ef2-85a6-55942ed24d37 | 20aadc24-a391-41cf-b340-3e4529f44bde | 93a60a56-a3c8-11da-a746-0800200b9a66
Vinyl fluoride | 75-02-5 | 75025 | 75025 | C2H3F |  | Mass | kg | emission | air | https://ofmpub.epa.gov/sor_internet/registry/substreg/searchandretrieve/substancesearch/search.do?details=displayDetails&selectedSubstanceId=48530 | 1 | Chemicals | 721bf633-63f3-3319-9c04-ce8dfcd622f0 | 4061cba4-cb52-3ef2-85a6-55942ed24d37 | 20aadc24-a391-41cf-b340-3e4529f44bde | 93a60a56-a3c8-11da-a746-0800200b9a66
Ethylamine | 75-04-7 | 75047 | 75047 | C2H7N |  | Mass | kg | emission | air | https://ofmpub.epa.gov/sor_internet/registry/substreg/searchandretrieve/substancesearch/search.do?details=displayDetails&selectedSubstanceId=48528 | 1 | Chemicals | b8370fc7-b7f1-3759-b823-ce094ae20abd | 4061cba4-cb52-3ef2-85a6-55942ed24d37 | 20aadc24-a391-41cf-b340-3e4529f44bde | 93a60a56-a3c8-11da-a746-0800200b9a66
Acetonitrile | 75-05-8 | 75058 | 75058 | C2H3N |  | Mass | kg | emission | air | https://ofmpub.epa.gov/sor_internet/registry/substreg/searchandretrieve/substancesearch/search.do?details=displayDetails&selectedSubstanceId=48527 | 1 | Chemicals | eca0e538-ff58-3a08-869f-63f0f153cce0 | 4061cba4-cb52-3ef2-85a6-55942ed24d37 | 20aadc24-a391-41cf-b340-3e4529f44bde | 93a60a56-a3c8-11da-a746-0800200b9a66
Acetaldehyde | 75-07-0 | 75070 | 75070 | C2H4O |  | Mass | kg | emission | air | https://ofmpub.epa.gov/sor_internet/registry/substreg/searchandretrieve/substancesearch/search.do?details=displayDetails&selectedSubstanceId=48526 | 1 | Chemicals | 6e2db685-61c3-3292-85f5-559256b526c2 | 4061cba4-cb52-3ef2-85a6-55942ed24d37 | 20aadc24-a391-41cf-b340-3e4529f44bde | 93a60a56-a3c8-11da-a746-0800200b9a66
Ethyl mercaptan | 75-08-1 | 75081 | 75081 | C2H6S |  | Mass | kg | emission | air | https://ofmpub.epa.gov/sor_internet/registry/substreg/searchandretrieve/substancesearch/search.do?details=displayDetails&selectedSubstanceId=48525 | 1 | Chemicals | c38f8b2d-0e29-3b84-909b-9c81109564d9 | 4061cba4-cb52-3ef2-85a6-55942ed24d37 | 20aadc24-a391-41cf-b340-3e4529f44bde | 93a60a56-a3c8-11da-a746-0800200b9a66
Methylene chloride | 75-09-2 | 75092 | 75092 | CH2Cl2 |  | Mass | kg | emission | air | https://ofmpub.epa.gov/sor_internet/registry/substreg/searchandretrieve/substancesearch/search.do?details=displayDetails&selectedSubstanceId=48524 | 1 | Chemicals | efc9d45e-81f9-37bd-84e5-13afda41d6be | 4061cba4-cb52-3ef2-85a6-55942ed24d37 | 20aadc24-a391-41cf-b340-3e4529f44bde | 93a60a56-a3c8-11da-a746-0800200b9a66
Formamide | 75-12-7 | 75127 | 75127 | CH3NO |  | Mass | kg | emission | air | https://ofmpub.epa.gov/sor_internet/registry/substreg/searchandretrieve/substancesearch/search.do?details=displayDetails&selectedSubstanceId=48522 | 1 | Chemicals | 4f22281b-a0e1-3b4f-a91a-55cce6f26c73 | 4061cba4-cb52-3ef2-85a6-55942ed24d37 | 20aadc24-a391-41cf-b340-3e4529f44bde | 93a60a56-a3c8-11da-a746-0800200b9a66
Carbon disulfide | 75-15-0 | 75150 | 75150 | CS2 |  | Mass | kg | emission | air | https://ofmpub.epa.gov/sor_internet/registry/substreg/searchandretrieve/substancesearch/search.do?details=displayDetails&selectedSubstanceId=48521 | 1 | Chemicals | e83568ed-239b-35f5-ae0e-cfb714d38db5 | 4061cba4-cb52-3ef2-85a6-55942ed24d37 | 20aadc24-a391-41cf-b340-3e4529f44bde | 93a60a56-a3c8-11da-a746-0800200b9a66
Dimethyl sulfide | 75-18-3 | 75183 | 75183 | C2H6S |  | Mass | kg | emission | air | https://ofmpub.epa.gov/sor_internet/registry/substreg/searchandretrieve/substancesearch/search.do?details=displayDetails&selectedSubstanceId=48519 | 1 | Chemicals | d941db0b-eeb5-37c5-ade8-5447495a5c1e | 4061cba4-cb52-3ef2-85a6-55942ed24d37 | 20aadc24-a391-41cf-b340-3e4529f44bde | 93a60a56-a3c8-11da-a746-0800200b9a66
Ethylene oxide | 75-21-8 | 75218 | 75218 | C2H4O |  | Mass | kg | emission | air | https://ofmpub.epa.gov/sor_internet/registry/substreg/searchandretrieve/substancesearch/search.do?details=displayDetails&selectedSubstanceId=48517 | 1 | Chemicals | 0d4c3f3b-62d6-3611-b2ad-6a77bbd7bc2a | 4061cba4-cb52-3ef2-85a6-55942ed24d37 | 20aadc24-a391-41cf-b340-3e4529f44bde | 93a60a56-a3c8-11da-a746-0800200b9a66
Tribromomethane | 75-25-2 | 75252 | 75252 | CHBr3 |  | Mass | kg | emission | air | https://ofmpub.epa.gov/sor_internet/registry/substreg/searchandretrieve/substancesearch/search.do?details=displayDetails&selectedSubstanceId=48938 | 1 | Chemicals | 5bc543e8-3ed3-3a20-ac47-baf87f28c600 | 4061cba4-cb52-3ef2-85a6-55942ed24d37 | 20aadc24-a391-41cf-b340-3e4529f44bde | 93a60a56-a3c8-11da-a746-0800200b9a66
Dichlorobromomethane | 75-27-4 | 75274 | 75274 | CHBrCl2 |  | Mass | kg | emission | air | https://ofmpub.epa.gov/sor_internet/registry/substreg/searchandretrieve/substancesearch/search.do?details=displayDetails&selectedSubstanceId=48936 | 1 | Chemicals | 340987b5-74b2-336e-a2ea-60110d4fc3ea | 4061cba4-cb52-3ef2-85a6-55942ed24d37 | 20aadc24-a391-41cf-b340-3e4529f44bde | 93a60a56-a3c8-11da-a746-0800200b9a66
Isopropylamine | 75-31-0 | 75310 | 75310 | C3H9N |  | Mass | kg | emission | air | https://ofmpub.epa.gov/sor_internet/registry/substreg/searchandretrieve/substancesearch/search.do?details=displayDetails&selectedSubstanceId=87894 | 1 | Chemicals | 466564fa-f5c4-3154-9dc8-b9296ac4ff3a | 4061cba4-cb52-3ef2-85a6-55942ed24d37 | 20aadc24-a391-41cf-b340-3e4529f44bde | 93a60a56-a3c8-11da-a746-0800200b9a66
Lovastatin | 75330-75-5 | 75330755 | 75330755 | C24H36O5 |  | Mass | kg | emission | air | https://ofmpub.epa.gov/sor_internet/registry/substreg/searchandretrieve/substancesearch/search.do?details=displayDetails&selectedSubstanceId=78209 | 1 | Chemicals | 3f317f18-2083-34b9-aa24-10b37006f6a3 | 4061cba4-cb52-3ef2-85a6-55942ed24d37 | 20aadc24-a391-41cf-b340-3e4529f44bde | 93a60a56-a3c8-11da-a746-0800200b9a66
1,1-Dichloroethylene | 75-35-4 | 75354 | 75354 | C2H2Cl2 |  | Mass | kg | emission | air | https://ofmpub.epa.gov/sor_internet/registry/substreg/searchandretrieve/substancesearch/search.do?details=displayDetails&selectedSubstanceId=48931 | 1 | Chemicals | b936c690-eb18-382e-a01d-80457f7974fa | 4061cba4-cb52-3ef2-85a6-55942ed24d37 | 20aadc24-a391-41cf-b340-3e4529f44bde | 93a60a56-a3c8-11da-a746-0800200b9a66
Acetyl chloride | 75-36-5 | 75365 | 75365 | C2H3ClO |  | Mass | kg | emission | air | https://ofmpub.epa.gov/sor_internet/registry/substreg/searchandretrieve/substancesearch/search.do?details=displayDetails&selectedSubstanceId=87893 | 1 | Chemicals | ac2f1fd8-36a6-3318-80c5-6a63602f4800 | 4061cba4-cb52-3ef2-85a6-55942ed24d37 | 20aadc24-a391-41cf-b340-3e4529f44bde | 93a60a56-a3c8-11da-a746-0800200b9a66
1-Aminoethanol | 75-39-8 | 75398 | 75398 | - |  | Mass | kg | emission | air | https://ofmpub.epa.gov/sor_internet/registry/substreg/searchandretrieve/substancesearch/search.do?details=displayDetails&selectedSubstanceId=96599 | 1 | Chemicals | 26c4d3f2-f63f-38b0-985c-65a05f00db4b | 4061cba4-cb52-3ef2-85a6-55942ed24d37 | 20aadc24-a391-41cf-b340-3e4529f44bde | 93a60a56-a3c8-11da-a746-0800200b9a66
HCFC-22 | 75-45-6 | 75456 | 75456 | CHClF2 |  | Mass | kg | emission | air | https://ofmpub.epa.gov/sor_internet/registry/substreg/searchandretrieve/substancesearch/search.do?details=displayDetails&selectedSubstanceId=48927 | 1 | Chemicals | cd80eb19-6655-3162-9524-78c8f1f8f6a1 | 4061cba4-cb52-3ef2-85a6-55942ed24d37 | 20aadc24-a391-41cf-b340-3e4529f44bde | 93a60a56-a3c8-11da-a746-0800200b9a66
Iodoform | 75-47-8 | 75478 | 75478 | CHI3 |  | Mass | kg | emission | air | https://ofmpub.epa.gov/sor_internet/registry/substreg/searchandretrieve/substancesearch/search.do?details=displayDetails&selectedSubstanceId=48925 | 1 | Chemicals | 4cba3724-60db-3a23-86e5-b8d9440912cc | 4061cba4-cb52-3ef2-85a6-55942ed24d37 | 20aadc24-a391-41cf-b340-3e4529f44bde | 93a60a56-a3c8-11da-a746-0800200b9a66
Trimethylamine | 75-50-3 | 75503 | 75503 | C3H9N |  | Mass | kg | emission | air | https://ofmpub.epa.gov/sor_internet/registry/substreg/searchandretrieve/substancesearch/search.do?details=displayDetails&selectedSubstanceId=87887 | 1 | Chemicals | 18370278-6dce-3667-8b57-c27fba872004 | 4061cba4-cb52-3ef2-85a6-55942ed24d37 | 20aadc24-a391-41cf-b340-3e4529f44bde | 93a60a56-a3c8-11da-a746-0800200b9a66
Nitromethane | 75-52-5 | 75525 | 75525 | CH3NO2 |  | Mass | kg | emission | air | https://ofmpub.epa.gov/sor_internet/registry/substreg/searchandretrieve/substancesearch/search.do?details=displayDetails&selectedSubstanceId=48924 | 1 | Chemicals | d78221fa-b571-3c51-9c45-72358528f29b | 4061cba4-cb52-3ef2-85a6-55942ed24d37 | 20aadc24-a391-41cf-b340-3e4529f44bde | 93a60a56-a3c8-11da-a746-0800200b9a66
Propylene oxide | 75-56-9 | 75569 | 75569 | C3H6O |  | Mass | kg | emission | air | https://ofmpub.epa.gov/sor_internet/registry/substreg/searchandretrieve/substancesearch/search.do?details=displayDetails&selectedSubstanceId=48922 | 1 | Chemicals | 772fae67-4cc9-3b8a-a5ec-caa4c536cf5c | 4061cba4-cb52-3ef2-85a6-55942ed24d37 | 20aadc24-a391-41cf-b340-3e4529f44bde | 93a60a56-a3c8-11da-a746-0800200b9a66
Tetramethylammonium chloride | 75-57-0 | 75570 | 75570 | C4H12ClN |  | Mass | kg | emission | air | https://ofmpub.epa.gov/sor_internet/registry/substreg/searchandretrieve/substancesearch/search.do?details=displayDetails&selectedSubstanceId=48921 | 1 | Chemicals | ea78ae81-4560-36dd-af94-db772ae6531b | 4061cba4-cb52-3ef2-85a6-55942ed24d37 | 20aadc24-a391-41cf-b340-3e4529f44bde | 93a60a56-a3c8-11da-a746-0800200b9a66
Cacodylic acid | 75-60-5 | 75605 | 75605 | C2H7AsO2 |  | Mass | kg | emission | air | https://ofmpub.epa.gov/sor_internet/registry/substreg/searchandretrieve/substancesearch/search.do?details=displayDetails&selectedSubstanceId=48919 | 1 | Chemicals | 42214d6f-48ec-3215-97d4-2110c895514a | 4061cba4-cb52-3ef2-85a6-55942ed24d37 | 20aadc24-a391-41cf-b340-3e4529f44bde | 93a60a56-a3c8-11da-a746-0800200b9a66
tert-Butylamine | 75-64-9 | 75649 | 75649 | C4H11N |  | Mass | kg | emission | air | https://ofmpub.epa.gov/sor_internet/registry/substreg/searchandretrieve/substancesearch/search.do?details=displayDetails&selectedSubstanceId=48916 | 1 | Chemicals | 0ace56a9-6516-3d43-a973-0537894fa0ee | 4061cba4-cb52-3ef2-85a6-55942ed24d37 | 20aadc24-a391-41cf-b340-3e4529f44bde | 93a60a56-a3c8-11da-a746-0800200b9a66
tert-Butanol | 75-65-0 | 75650 | 75650 | C4H10O |  | Mass | kg | emission | air | https://ofmpub.epa.gov/sor_internet/registry/substreg/searchandretrieve/substancesearch/search.do?details=displayDetails&selectedSubstanceId=87876 | 1 | Chemicals | f34be96e-2b78-30e5-b3a8-ff94c1d8500b | 4061cba4-cb52-3ef2-85a6-55942ed24d37 | 20aadc24-a391-41cf-b340-3e4529f44bde | 93a60a56-a3c8-11da-a746-0800200b9a66
Dimethyl methylphosphonate | 756-79-6 | 756796 | 756796 | C3H9O3P |  | Mass | kg | emission | air | https://ofmpub.epa.gov/sor_internet/registry/substreg/searchandretrieve/substancesearch/search.do?details=displayDetails&selectedSubstanceId=44212 | 1 | Chemicals | 7af8dcf4-a5a2-3b40-a745-b1ef526689d4 | 4061cba4-cb52-3ef2-85a6-55942ed24d37 | 20aadc24-a391-41cf-b340-3e4529f44bde | 93a60a56-a3c8-11da-a746-0800200b9a66
O,O-Dimethyl dithiophosphate | 756-80-9 | 756809 | 756809 | C2H7O2PS2 |  | Mass | kg | emission | air | https://ofmpub.epa.gov/sor_internet/registry/substreg/searchandretrieve/substancesearch/search.do?details=displayDetails&selectedSubstanceId=44211 | 1 | Chemicals | e3e32763-03dc-35ff-a402-7151b364cfcb | 4061cba4-cb52-3ef2-85a6-55942ed24d37 | 20aadc24-a391-41cf-b340-3e4529f44bde | 93a60a56-a3c8-11da-a746-0800200b9a66
CFC-11 | 75-69-4 | 75694 | 75694 | CCl3F |  | Mass | kg | emission | air | https://ofmpub.epa.gov/sor_internet/registry/substreg/searchandretrieve/substancesearch/search.do?details=displayDetails&selectedSubstanceId=87874 | 1 | Chemicals | c44272c3-e15b-347c-b050-d09190678cdf | 4061cba4-cb52-3ef2-85a6-55942ed24d37 | 20aadc24-a391-41cf-b340-3e4529f44bde | 93a60a56-a3c8-11da-a746-0800200b9a66
CFC-12 | 75-71-8 | 75718 | 75718 | CCl2F2 |  | Mass | kg | emission | air | https://ofmpub.epa.gov/sor_internet/registry/substreg/searchandretrieve/substancesearch/search.do?details=displayDetails&selectedSubstanceId=48912 | 1 | Chemicals | 3df19294-c454-3ce0-ba69-2cf052b901f7 | 4061cba4-cb52-3ef2-85a6-55942ed24d37 | 20aadc24-a391-41cf-b340-3e4529f44bde | 93a60a56-a3c8-11da-a746-0800200b9a66
Dichloroacetylene | 7572-29-4 | 7572294 | 7572294 | C2Cl2 |  | Mass | kg | emission | air | https://ofmpub.epa.gov/sor_internet/registry/substreg/searchandretrieve/substancesearch/search.do?details=displayDetails&selectedSubstanceId=83562 | 1 | Chemicals | 3669ddba-90d8-364c-81e3-88cb95ad8132 | 4061cba4-cb52-3ef2-85a6-55942ed24d37 | 20aadc24-a391-41cf-b340-3e4529f44bde | 93a60a56-a3c8-11da-a746-0800200b9a66
Tetramethyllead | 75-74-1 | 75741 | 75741 | C4H12Pb |  | Mass | kg | emission | air | https://ofmpub.epa.gov/sor_internet/registry/substreg/searchandretrieve/substancesearch/search.do?details=displayDetails&selectedSubstanceId=48909 | 1 | Chemicals | 435ff8b7-3445-3f77-bb7d-4745ea297793 | 4061cba4-cb52-3ef2-85a6-55942ed24d37 | 20aadc24-a391-41cf-b340-3e4529f44bde | 93a60a56-a3c8-11da-a746-0800200b9a66
2-Methyl-2-butanol | 75-85-4 | 75854 | 75854 | C5H12O |  | Mass | kg | emission | air | https://ofmpub.epa.gov/sor_internet/registry/substreg/searchandretrieve/substancesearch/search.do?details=displayDetails&selectedSubstanceId=48899 | 1 | Chemicals | 983d25a8-f21f-321c-88e4-9dc1846a0b5b | 4061cba4-cb52-3ef2-85a6-55942ed24d37 | 20aadc24-a391-41cf-b340-3e4529f44bde | 93a60a56-a3c8-11da-a746-0800200b9a66
Acetone cyanohydrin | 75-86-5 | 75865 | 75865 | C4H7NO |  | Mass | kg | emission | air | https://ofmpub.epa.gov/sor_internet/registry/substreg/searchandretrieve/substancesearch/search.do?details=displayDetails&selectedSubstanceId=48898 | 1 | Chemicals | 5e5b18fa-aea6-3768-a2e7-4fd727e079d7 | 4061cba4-cb52-3ef2-85a6-55942ed24d37 | 20aadc24-a391-41cf-b340-3e4529f44bde | 93a60a56-a3c8-11da-a746-0800200b9a66
Chloral | 75-87-6 | 75876 | 75876 | C2HCl3O |  | Mass | kg | emission | air | https://ofmpub.epa.gov/sor_internet/registry/substreg/searchandretrieve/substancesearch/search.do?details=displayDetails&selectedSubstanceId=48897 | 1 | Chemicals | 7f7fd4a3-710a-3027-b39a-0ad22bf6b03f | 4061cba4-cb52-3ef2-85a6-55942ed24d37 | 20aadc24-a391-41cf-b340-3e4529f44bde | 93a60a56-a3c8-11da-a746-0800200b9a66
HCFC-133a | 75-88-7 | 75887 | 75887 | C2H2ClF3 |  | Mass | kg | emission | air | https://ofmpub.epa.gov/sor_internet/registry/substreg/searchandretrieve/substancesearch/search.do?details=displayDetails&selectedSubstanceId=48896 | 1 | Chemicals | e6f67b40-0d79-343b-8fa9-d26a0b629f80 | 4061cba4-cb52-3ef2-85a6-55942ed24d37 | 20aadc24-a391-41cf-b340-3e4529f44bde | 93a60a56-a3c8-11da-a746-0800200b9a66
2,2,2-Trifluoroethanol | 75-89-8 | 75898 | 75898 | C2H3F3O |  | Mass | kg | emission | air | https://ofmpub.epa.gov/sor_internet/registry/substreg/searchandretrieve/substancesearch/search.do?details=displayDetails&selectedSubstanceId=48895 | 1 | Chemicals | 2c7164da-e8db-39aa-9751-31c42a964e87 | 4061cba4-cb52-3ef2-85a6-55942ed24d37 | 20aadc24-a391-41cf-b340-3e4529f44bde | 93a60a56-a3c8-11da-a746-0800200b9a66
tert-Butyl hydroperoxide | 75-91-2 | 75912 | 75912 | C4H10O2 |  | Mass | kg | emission | air | https://ofmpub.epa.gov/sor_internet/registry/substreg/searchandretrieve/substancesearch/search.do?details=displayDetails&selectedSubstanceId=48893 | 1 | Chemicals | 172990ba-e8a3-3bda-add2-ae86214ebf10 | 4061cba4-cb52-3ef2-85a6-55942ed24d37 | 20aadc24-a391-41cf-b340-3e4529f44bde | 93a60a56-a3c8-11da-a746-0800200b9a66
N-Nitroso-N-ethylurea | 759-73-9 | 759739 | 759739 | C3H7N3O2 |  | Mass | kg | emission | air | https://ofmpub.epa.gov/sor_internet/registry/substreg/searchandretrieve/substancesearch/search.do?details=displayDetails&selectedSubstanceId=44206 | 1 | Chemicals | 3762c3df-1af4-324b-b98e-6b1ef5c97ba7 | 4061cba4-cb52-3ef2-85a6-55942ed24d37 | 20aadc24-a391-41cf-b340-3e4529f44bde | 93a60a56-a3c8-11da-a746-0800200b9a66
Pinacolone | 75-97-8 | 75978 | 75978 | C6H12O |  | Mass | kg | emission | air | https://ofmpub.epa.gov/sor_internet/registry/substreg/searchandretrieve/substancesearch/search.do?details=displayDetails&selectedSubstanceId=48890 | 1 | Chemicals | f813f848-fa91-3101-afb7-6ddd634a18c2 | 4061cba4-cb52-3ef2-85a6-55942ed24d37 | 20aadc24-a391-41cf-b340-3e4529f44bde | 93a60a56-a3c8-11da-a746-0800200b9a66
Pivalic acid | 75-98-9 | 75989 | 75989 | C5H10O2 |  | Mass | kg | emission | air | https://ofmpub.epa.gov/sor_internet/registry/substreg/searchandretrieve/substancesearch/search.do?details=displayDetails&selectedSubstanceId=48889 | 1 | Chemicals | 70789b8d-7fc8-3bfd-9e8c-01a162e027bb | 4061cba4-cb52-3ef2-85a6-55942ed24d37 | 20aadc24-a391-41cf-b340-3e4529f44bde | 93a60a56-a3c8-11da-a746-0800200b9a66
Dalapon | 75-99-0 | 75990 | 75990 | C3H4Cl2O2 |  | Mass | kg | emission | air | https://ofmpub.epa.gov/sor_internet/registry/substreg/searchandretrieve/substancesearch/search.do?details=displayDetails&selectedSubstanceId=87865 | 1 | Chemicals | 88e25313-5ef8-3ba7-9c13-a221fefed5e9 | 4061cba4-cb52-3ef2-85a6-55942ed24d37 | 20aadc24-a391-41cf-b340-3e4529f44bde | 93a60a56-a3c8-11da-a746-0800200b9a66
S-Ethyl dipropylthiocarbamate | 759-94-4 | 759944 | 759944 | C9H19NOS |  | Mass | kg | emission | air | https://ofmpub.epa.gov/sor_internet/registry/substreg/searchandretrieve/substancesearch/search.do?details=displayDetails&selectedSubstanceId=44205 | 1 | Chemicals | 0b679529-4bc8-3236-8d6b-8a3b37d5189d | 4061cba4-cb52-3ef2-85a6-55942ed24d37 | 20aadc24-a391-41cf-b340-3e4529f44bde | 93a60a56-a3c8-11da-a746-0800200b9a66
Pentachloroethane | 76-01-7 | 76017 | 76017 | C2HCl5 |  | Mass | kg | emission | air | https://ofmpub.epa.gov/sor_internet/registry/substreg/searchandretrieve/substancesearch/search.do?details=displayDetails&selectedSubstanceId=48888 | 1 | Chemicals | 941e15fd-cdc4-320c-b013-fc1107fa6ca5 | 4061cba4-cb52-3ef2-85a6-55942ed24d37 | 20aadc24-a391-41cf-b340-3e4529f44bde | 93a60a56-a3c8-11da-a746-0800200b9a66
3,4-Dichloro-1-butene | 760-23-6 | 760236 | 760236 | C4H6Cl2 |  | Mass | kg | emission | air | https://ofmpub.epa.gov/sor_internet/registry/substreg/searchandretrieve/substancesearch/search.do?details=displayDetails&selectedSubstanceId=44202 | 1 | Chemicals | 6555de01-a279-3ffc-ad39-6c72a64dbbb0 | 4061cba4-cb52-3ef2-85a6-55942ed24d37 | 20aadc24-a391-41cf-b340-3e4529f44bde | 93a60a56-a3c8-11da-a746-0800200b9a66
Trichloroacetic acid | 76-03-9 | 76039 | 76039 | C2HCl3O2 |  | Mass | kg | emission | air | https://ofmpub.epa.gov/sor_internet/registry/substreg/searchandretrieve/substancesearch/search.do?details=displayDetails&selectedSubstanceId=87861 | 1 | Chemicals | e459c5a0-4350-3fc6-809d-c2ca0a7eb9d9 | 4061cba4-cb52-3ef2-85a6-55942ed24d37 | 20aadc24-a391-41cf-b340-3e4529f44bde | 93a60a56-a3c8-11da-a746-0800200b9a66
Chloropicrin | 76-06-2 | 76062 | 76062 | CCl3NO2 |  | Mass | kg | emission | air | https://ofmpub.epa.gov/sor_internet/registry/substreg/searchandretrieve/substancesearch/search.do?details=displayDetails&selectedSubstanceId=87860 | 1 | Chemicals | 035c28b6-ff42-3aed-b06a-f7d4609121f4 | 4061cba4-cb52-3ef2-85a6-55942ed24d37 | 20aadc24-a391-41cf-b340-3e4529f44bde | 93a60a56-a3c8-11da-a746-0800200b9a66
CFC-113 | 76-13-1 | 76131 | 76131 | C2Cl3F3 |  | Mass | kg | emission | air | https://ofmpub.epa.gov/sor_internet/registry/substreg/searchandretrieve/substancesearch/search.do?details=displayDetails&selectedSubstanceId=48832 | 1 | Chemicals | e0694290-ab7c-395f-bf32-71a802defb77 | 4061cba4-cb52-3ef2-85a6-55942ed24d37 | 20aadc24-a391-41cf-b340-3e4529f44bde | 93a60a56-a3c8-11da-a746-0800200b9a66
2-Amino-3-methylimidazo[4,5-f]quinoline | 76180-96-6 | 76180966 | 76180966 | C11H10N4 |  | Mass | kg | emission | air | https://ofmpub.epa.gov/sor_internet/registry/substreg/searchandretrieve/substancesearch/search.do?details=displayDetails&selectedSubstanceId=87755 | 1 | Chemicals | 8d7d5347-43a4-34c7-84a6-6ee8c1bd7d94 | 4061cba4-cb52-3ef2-85a6-55942ed24d37 | 20aadc24-a391-41cf-b340-3e4529f44bde | 93a60a56-a3c8-11da-a746-0800200b9a66
Triamcinolone acetonide | 76-25-5 | 76255 | 76255 | C24H31FO6 |  | Mass | kg | emission | air | https://ofmpub.epa.gov/sor_internet/registry/substreg/searchandretrieve/substancesearch/search.do?details=displayDetails&selectedSubstanceId=48827 | 1 | Chemicals | e875a688-e2e8-33ea-b59a-3802f93237c3 | 4061cba4-cb52-3ef2-85a6-55942ed24d37 | 20aadc24-a391-41cf-b340-3e4529f44bde | 93a60a56-a3c8-11da-a746-0800200b9a66
3-Bromo-2-bornanone | 76-29-9 | 76299 | 76299 | C10H15BrO |  | Mass | kg | emission | air | https://ofmpub.epa.gov/sor_internet/registry/substreg/searchandretrieve/substancesearch/search.do?details=displayDetails&selectedSubstanceId=87747 | 1 | Chemicals | 7d487f70-af29-3e48-b8f3-4b19f3877a38 | 4061cba4-cb52-3ef2-85a6-55942ed24d37 | 20aadc24-a391-41cf-b340-3e4529f44bde | 93a60a56-a3c8-11da-a746-0800200b9a66
Sodium nitrite | 7632-00-0 | 7632000 | 7632000 | NNaO2 |  | Mass | kg | emission | air | https://ofmpub.epa.gov/sor_internet/registry/substreg/searchandretrieve/substancesearch/search.do?details=displayDetails&selectedSubstanceId=38675 | 1 | Chemicals | de1c6e89-60f4-3372-99fa-c760c586b732 | 4061cba4-cb52-3ef2-85a6-55942ed24d37 | 20aadc24-a391-41cf-b340-3e4529f44bde | 93a60a56-a3c8-11da-a746-0800200b9a66
3-Buten-1-ol, 3-methyl- | 763-32-6 | 763326 | 763326 | C5H10O |  | Mass | kg | emission | air | https://ofmpub.epa.gov/sor_internet/registry/substreg/searchandretrieve/substancesearch/search.do?details=displayDetails&selectedSubstanceId=44187 | 1 | Chemicals | bffc0826-c19d-3460-8e9e-c67ac6387551 | 4061cba4-cb52-3ef2-85a6-55942ed24d37 | 20aadc24-a391-41cf-b340-3e4529f44bde | 93a60a56-a3c8-11da-a746-0800200b9a66
Methoxyflurane | 76-38-0 | 76380 | 76380 | C3H4Cl2F2O |  | Mass | kg | emission | air | https://ofmpub.epa.gov/sor_internet/registry/substreg/searchandretrieve/substancesearch/search.do?details=displayDetails&selectedSubstanceId=82880 | 1 | Chemicals | 5ef5ca8b-6b65-35f5-becc-b111feb676ec | 4061cba4-cb52-3ef2-85a6-55942ed24d37 | 20aadc24-a391-41cf-b340-3e4529f44bde | 93a60a56-a3c8-11da-a746-0800200b9a66
2,4-Hexadiene, 2,5-dimethyl- | 764-13-6 | 764136 | 764136 | C8H14 |  | Mass | kg | emission | air | https://ofmpub.epa.gov/sor_internet/registry/substreg/searchandretrieve/substancesearch/search.do?details=displayDetails&selectedSubstanceId=44184 | 1 | Chemicals | 105e06f4-3350-3e91-aacb-645663e4bed2 | 4061cba4-cb52-3ef2-85a6-55942ed24d37 | 20aadc24-a391-41cf-b340-3e4529f44bde | 93a60a56-a3c8-11da-a746-0800200b9a66
1,4-Dichloro-2-butene | 764-41-0 | 764410 | 764410 | C4H6Cl2 |  | Mass | kg | emission | air | https://ofmpub.epa.gov/sor_internet/registry/substreg/searchandretrieve/substancesearch/search.do?details=displayDetails&selectedSubstanceId=44180 | 1 | Chemicals | 31ef36f1-0a66-3f0a-afb3-21be53bc1e92 | 4061cba4-cb52-3ef2-85a6-55942ed24d37 | 20aadc24-a391-41cf-b340-3e4529f44bde | 93a60a56-a3c8-11da-a746-0800200b9a66
Heptachlor | 76-44-8 | 76448 | 76448 | C10H5Cl7 |  | Mass | kg | emission | air | https://ofmpub.epa.gov/sor_internet/registry/substreg/searchandretrieve/substancesearch/search.do?details=displayDetails&selectedSubstanceId=87744 | 1 | Chemicals | 23d6a255-e6b7-3d1a-9a8a-b73664ec2d78 | 4061cba4-cb52-3ef2-85a6-55942ed24d37 | 20aadc24-a391-41cf-b340-3e4529f44bde | 93a60a56-a3c8-11da-a746-0800200b9a66
Hydrochloric acid | 7647-01-0 | 7647010 | 7647010 | ClH |  | Mass | kg | emission | air | https://ofmpub.epa.gov/sor_internet/registry/substreg/searchandretrieve/substancesearch/search.do?details=displayDetails&selectedSubstanceId=38657 | 1 | Chemicals | 5475737c-1c09-3b71-a96b-9415b5258e33 | 4061cba4-cb52-3ef2-85a6-55942ed24d37 | 20aadc24-a391-41cf-b340-3e4529f44bde | 93a60a56-a3c8-11da-a746-0800200b9a66
Glycidylaldehyde | 765-34-4 | 765344 | 765344 | C3H4O2 |  | Mass | kg | emission | air | https://ofmpub.epa.gov/sor_internet/registry/substreg/searchandretrieve/substancesearch/search.do?details=displayDetails&selectedSubstanceId=87738 | 1 | Chemicals | 1e1c411b-3e64-333d-9e55-678f255e86c7 | 4061cba4-cb52-3ef2-85a6-55942ed24d37 | 20aadc24-a391-41cf-b340-3e4529f44bde | 93a60a56-a3c8-11da-a746-0800200b9a66
Quizalofop-ethyl | 76578-14-8 | 76578148 | 76578148 | C19H17ClN2O4 |  | Mass | kg | emission | air | https://ofmpub.epa.gov/sor_internet/registry/substreg/searchandretrieve/substancesearch/search.do?details=displayDetails&selectedSubstanceId=85575 | 1 | Chemicals | a86f8a08-191c-34a6-88ed-351677d111e3 | 4061cba4-cb52-3ef2-85a6-55942ed24d37 | 20aadc24-a391-41cf-b340-3e4529f44bde | 93a60a56-a3c8-11da-a746-0800200b9a66
Hydrofluoric acid | 7664-39-3 | 7664393 | 7664393 | FH |  | Mass | kg | emission | air | https://ofmpub.epa.gov/sor_internet/registry/substreg/searchandretrieve/substancesearch/search.do?details=displayDetails&selectedSubstanceId=87730 | 1 | Chemicals | bcc2770e-2067-3512-a637-a9be0c927c1d | 4061cba4-cb52-3ef2-85a6-55942ed24d37 | 20aadc24-a391-41cf-b340-3e4529f44bde | 93a60a56-a3c8-11da-a746-0800200b9a66
Ammonia | 7664-41-7 | 7664417 | 7664417 | H3N |  | Mass | kg | emission | air | https://ofmpub.epa.gov/sor_internet/registry/substreg/searchandretrieve/substancesearch/search.do?details=displayDetails&selectedSubstanceId=38644 | 1 | Chemicals | 5be1332c-dab6-38ec-8f33-be5c7a86720f | 4061cba4-cb52-3ef2-85a6-55942ed24d37 | 20aadc24-a391-41cf-b340-3e4529f44bde | 93a60a56-a3c8-11da-a746-0800200b9a66
Sulfuric acid | 7664-93-9 | 7664939 | 7664939 | H2O4S |  | Mass | kg | emission | air | https://ofmpub.epa.gov/sor_internet/registry/substreg/searchandretrieve/substancesearch/search.do?details=displayDetails&selectedSubstanceId=38642 | 1 | Chemicals | 25b776f3-3b35-3bad-bb20-573adaf0b374 | 4061cba4-cb52-3ef2-85a6-55942ed24d37 | 20aadc24-a391-41cf-b340-3e4529f44bde | 93a60a56-a3c8-11da-a746-0800200b9a66
o-Chloroanisole | 766-51-8 | 766518 | 766518 | C7H7ClO |  | Mass | kg | emission | air | https://ofmpub.epa.gov/sor_internet/registry/substreg/searchandretrieve/substancesearch/search.do?details=displayDetails&selectedSubstanceId=87726 | 1 | Chemicals | 7526f74d-6440-3cc8-91da-c67142bdf1bf | 4061cba4-cb52-3ef2-85a6-55942ed24d37 | 20aadc24-a391-41cf-b340-3e4529f44bde | 93a60a56-a3c8-11da-a746-0800200b9a66
Flutriafol | 76674-21-0 | 76674210 | 76674210 | C16H13F2N3O |  | Mass | kg | emission | air | https://ofmpub.epa.gov/sor_internet/registry/substreg/searchandretrieve/substancesearch/search.do?details=displayDetails&selectedSubstanceId=87724 | 1 | Chemicals | 32e7e44b-30ea-3cf3-aff5-949d10a42504 | 4061cba4-cb52-3ef2-85a6-55942ed24d37 | 20aadc24-a391-41cf-b340-3e4529f44bde | 93a60a56-a3c8-11da-a746-0800200b9a66
Benzonitrile, 4-hydroxy- | 767-00-0 | 767000 | 767000 | C7H5NO |  | Mass | kg | emission | air | https://ofmpub.epa.gov/sor_internet/registry/substreg/searchandretrieve/substancesearch/search.do?details=displayDetails&selectedSubstanceId=44157 | 1 | Chemicals | 1445a55e-09f3-31ed-be1e-e22444d81dd1 | 4061cba4-cb52-3ef2-85a6-55942ed24d37 | 20aadc24-a391-41cf-b340-3e4529f44bde | 93a60a56-a3c8-11da-a746-0800200b9a66
Gamma-cyhalothrin | 76703-62-3 | 76703623 | 76703623 | C23H19ClF3NO3 |  | Mass | kg | emission | air | https://ofmpub.epa.gov/sor_internet/registry/substreg/searchandretrieve/substancesearch/search.do?details=displayDetails&selectedSubstanceId=76978 | 1 | Chemicals | 0b545213-068b-3344-8d8c-b1070970e68c | 4061cba4-cb52-3ef2-85a6-55942ed24d37 | 20aadc24-a391-41cf-b340-3e4529f44bde | 93a60a56-a3c8-11da-a746-0800200b9a66
Paclobutrazol | 76738-62-0 | 76738620 | 76738620 | C15H20ClN3O |  | Mass | kg | emission | air | https://ofmpub.epa.gov/sor_internet/registry/substreg/searchandretrieve/substancesearch/search.do?details=displayDetails&selectedSubstanceId=63498 | 1 | Chemicals | 2565fb7e-2423-30a7-9dfd-956eff7e2d50 | 4061cba4-cb52-3ef2-85a6-55942ed24d37 | 20aadc24-a391-41cf-b340-3e4529f44bde | 93a60a56-a3c8-11da-a746-0800200b9a66
Triphenyltin hydroxide | 76-87-9 | 76879 | 76879 | C18H16OSn |  | Mass | kg | emission | air | https://ofmpub.epa.gov/sor_internet/registry/substreg/searchandretrieve/substancesearch/search.do?details=displayDetails&selectedSubstanceId=48817 | 1 | Chemicals | 86101b5e-5d38-3648-9f6b-5482cfe00387 | 4061cba4-cb52-3ef2-85a6-55942ed24d37 | 20aadc24-a391-41cf-b340-3e4529f44bde | 93a60a56-a3c8-11da-a746-0800200b9a66
Tricyclo[3.3.1.13,7]decan-1-amine | 768-94-5 | 768945 | 768945 | C10H17N |  | Mass | kg | emission | air | https://ofmpub.epa.gov/sor_internet/registry/substreg/searchandretrieve/substancesearch/search.do?details=displayDetails&selectedSubstanceId=87619 | 1 | Chemicals | f26268a5-6ab0-3929-a478-4318877488a3 | 4061cba4-cb52-3ef2-85a6-55942ed24d37 | 20aadc24-a391-41cf-b340-3e4529f44bde | 93a60a56-a3c8-11da-a746-0800200b9a66
Tetramethrin | 7696-12-0 | 7696120 | 7696120 | C19H25NO4 |  | Mass | kg | emission | air | https://ofmpub.epa.gov/sor_internet/registry/substreg/searchandretrieve/substancesearch/search.do?details=displayDetails&selectedSubstanceId=87616 | 1 | Chemicals | 697463d2-9cb6-3a61-a69c-570d1cd09a63 | 4061cba4-cb52-3ef2-85a6-55942ed24d37 | 20aadc24-a391-41cf-b340-3e4529f44bde | 93a60a56-a3c8-11da-a746-0800200b9a66
Nitric acid | 7697-37-2 | 7697372 | 7697372 | HNO3 |  | Mass | kg | emission | air | https://ofmpub.epa.gov/sor_internet/registry/substreg/searchandretrieve/substancesearch/search.do?details=displayDetails&selectedSubstanceId=38622 | 1 | Chemicals | 8f563317-332e-385c-b1dc-f1251755533c | 4061cba4-cb52-3ef2-85a6-55942ed24d37 | 20aadc24-a391-41cf-b340-3e4529f44bde | 93a60a56-a3c8-11da-a746-0800200b9a66
Crotoxyphos | 7700-17-6 | 7700176 | 7700176 | C14H19O6P |  | Mass | kg | emission | air | https://ofmpub.epa.gov/sor_internet/registry/substreg/searchandretrieve/substancesearch/search.do?details=displayDetails&selectedSubstanceId=38509 | 1 | Chemicals | eb277cc9-71c4-3415-a748-a6ef383445c8 | 4061cba4-cb52-3ef2-85a6-55942ed24d37 | 20aadc24-a391-41cf-b340-3e4529f44bde | 93a60a56-a3c8-11da-a746-0800200b9a66
Sulfur | 7704-34-9 | 7704349 | 7704349 | S |  | Mass | kg | emission | air | https://ofmpub.epa.gov/sor_internet/registry/substreg/searchandretrieve/substancesearch/search.do?details=displayDetails&selectedSubstanceId=38507 | 1 | Chemicals | 32933ac3-ea2c-3078-b876-9365545f44fe | 4061cba4-cb52-3ef2-85a6-55942ed24d37 | 20aadc24-a391-41cf-b340-3e4529f44bde | 93a60a56-a3c8-11da-a746-0800200b9a66
Gibberellic acid | 77-06-5 | 77065 | 77065 | C19H22O6 |  | Mass | kg | emission | air | https://ofmpub.epa.gov/sor_internet/registry/substreg/searchandretrieve/substancesearch/search.do?details=displayDetails&selectedSubstanceId=87613 | 1 | Chemicals | 315d6cdc-3b2f-3ec7-a9f4-8c74264f8f55 | 4061cba4-cb52-3ef2-85a6-55942ed24d37 | 20aadc24-a391-41cf-b340-3e4529f44bde | 93a60a56-a3c8-11da-a746-0800200b9a66
3,3-Bis(4-hydroxyphenyl)phthalide | 77-09-8 | 77098 | 77098 | C20H14O4 |  | Mass | kg | emission | air | https://ofmpub.epa.gov/sor_internet/registry/substreg/searchandretrieve/substancesearch/search.do?details=displayDetails&selectedSubstanceId=48814 | 1 | Chemicals | f4a5c214-fe6d-3af0-91ff-98e37c2408cb | 4061cba4-cb52-3ef2-85a6-55942ed24d37 | 20aadc24-a391-41cf-b340-3e4529f44bde | 93a60a56-a3c8-11da-a746-0800200b9a66
Benzenamine, 2,3,4,5,6-pentafluoro- | 771-60-8 | 771608 | 771608 | C6H2F5N |  | Mass | kg | emission | air | https://ofmpub.epa.gov/sor_internet/registry/substreg/searchandretrieve/substancesearch/search.do?details=displayDetails&selectedSubstanceId=87611 | 1 | Chemicals | 5ac736fe-a180-36db-82f1-be1def486e6c | 4061cba4-cb52-3ef2-85a6-55942ed24d37 | 20aadc24-a391-41cf-b340-3e4529f44bde | 93a60a56-a3c8-11da-a746-0800200b9a66
Pentafluorophenol | 771-61-9 | 771619 | 771619 | C6HF5O |  | Mass | kg | emission | air | https://ofmpub.epa.gov/sor_internet/registry/substreg/searchandretrieve/substancesearch/search.do?details=displayDetails&selectedSubstanceId=44140 | 1 | Chemicals | bf927939-5dfe-3e36-aafa-0adcf057245c | 4061cba4-cb52-3ef2-85a6-55942ed24d37 | 20aadc24-a391-41cf-b340-3e4529f44bde | 93a60a56-a3c8-11da-a746-0800200b9a66
Glufosinate-ammonium | 77182-82-2 | 77182822 | 77182822 | C5H15N2O4P |  | Mass | kg | emission | air | https://ofmpub.epa.gov/sor_internet/registry/substreg/searchandretrieve/substancesearch/search.do?details=displayDetails&selectedSubstanceId=63471 | 1 | Chemicals | 40abbff0-eb4c-35c2-9c1a-39ec961b6bab | 4061cba4-cb52-3ef2-85a6-55942ed24d37 | 20aadc24-a391-41cf-b340-3e4529f44bde | 93a60a56-a3c8-11da-a746-0800200b9a66
2,3-Naphthalenediamine | 771-97-1 | 771971 | 771971 | C10H10N2 |  | Mass | kg | emission | air | https://ofmpub.epa.gov/sor_internet/registry/substreg/searchandretrieve/substancesearch/search.do?details=displayDetails&selectedSubstanceId=44139 | 1 | Chemicals | 075345aa-797e-3a82-af2f-a8823b0e4773 | 4061cba4-cb52-3ef2-85a6-55942ed24d37 | 20aadc24-a391-41cf-b340-3e4529f44bde | 93a60a56-a3c8-11da-a746-0800200b9a66
Ferrous sulfate | 7720-78-7 | 7720787 | 7720787 | FeO4S |  | Mass | kg | emission | air | https://ofmpub.epa.gov/sor_internet/registry/substreg/searchandretrieve/substancesearch/search.do?details=displayDetails&selectedSubstanceId=38489 | 1 | Chemicals | bed16fbc-b32a-3c91-8025-1d57ebcb2069 | 4061cba4-cb52-3ef2-85a6-55942ed24d37 | 20aadc24-a391-41cf-b340-3e4529f44bde | 93a60a56-a3c8-11da-a746-0800200b9a66
Hydrogen peroxide | 7722-84-1 | 7722841 | 7722841 | H2O2 |  | Mass | kg | emission | air | https://ofmpub.epa.gov/sor_internet/registry/substreg/searchandretrieve/substancesearch/search.do?details=displayDetails&selectedSubstanceId=38481 | 1 | Chemicals | 17740954-3966-3c2a-86c0-4f98872af3d7 | 4061cba4-cb52-3ef2-85a6-55942ed24d37 | 20aadc24-a391-41cf-b340-3e4529f44bde | 93a60a56-a3c8-11da-a746-0800200b9a66
Phosphorus | 7723-14-0 | 7723140 | 7723140 | P |  | Mass | kg | emission | air | https://ofmpub.epa.gov/sor_internet/registry/substreg/searchandretrieve/substancesearch/search.do?details=displayDetails&selectedSubstanceId=38478 | 1 | Chemicals | 85d628e9-caf9-3833-8245-6836448d8536 | 4061cba4-cb52-3ef2-85a6-55942ed24d37 | 20aadc24-a391-41cf-b340-3e4529f44bde | 93a60a56-a3c8-11da-a746-0800200b9a66
Bromine | 7726-95-6 | 7726956 | 7726956 | Br2 |  | Mass | kg | emission | air | https://ofmpub.epa.gov/sor_internet/registry/substreg/searchandretrieve/substancesearch/search.do?details=displayDetails&selectedSubstanceId=38476 | 1 | Chemicals | ab3eb6c5-eeb7-3f8e-9d54-9ca89f6b0376 | 4061cba4-cb52-3ef2-85a6-55942ed24d37 | 20aadc24-a391-41cf-b340-3e4529f44bde | 93a60a56-a3c8-11da-a746-0800200b9a66
Oxazolidine E | 7747-35-5 | 7747355 | 7747355 | C7H13NO2 |  | Mass | kg | emission | air | https://ofmpub.epa.gov/sor_internet/registry/substreg/searchandretrieve/substancesearch/search.do?details=displayDetails&selectedSubstanceId=38462 | 1 | Chemicals | 057da6de-c369-3324-a3e8-adc6f0e6c2b5 | 4061cba4-cb52-3ef2-85a6-55942ed24d37 | 20aadc24-a391-41cf-b340-3e4529f44bde | 93a60a56-a3c8-11da-a746-0800200b9a66
Hexachlorocyclopentadiene | 77-47-4 | 77474 | 77474 | C5Cl6 |  | Mass | kg | emission | air | https://ofmpub.epa.gov/sor_internet/registry/substreg/searchandretrieve/substancesearch/search.do?details=displayDetails&selectedSubstanceId=48812 | 1 | Chemicals | 2c7e3bfa-3d67-3964-abcc-7adbac4e0db7 | 4061cba4-cb52-3ef2-85a6-55942ed24d37 | 20aadc24-a391-41cf-b340-3e4529f44bde | 93a60a56-a3c8-11da-a746-0800200b9a66
Lactofen | 77501-63-4 | 77501634 | 77501634 | C19H15ClF3NO7 |  | Mass | kg | emission | air | https://ofmpub.epa.gov/sor_internet/registry/substreg/searchandretrieve/substancesearch/search.do?details=displayDetails&selectedSubstanceId=62968 | 1 | Chemicals | cac0f495-e289-3a7a-af36-90e4f7f652ba | 4061cba4-cb52-3ef2-85a6-55942ed24d37 | 20aadc24-a391-41cf-b340-3e4529f44bde | 93a60a56-a3c8-11da-a746-0800200b9a66
Dibutyltin dilaurate | 77-58-7 | 77587 | 77587 | C32H64O4Sn |  | Mass | kg | emission | air | https://ofmpub.epa.gov/sor_internet/registry/substreg/searchandretrieve/substancesearch/search.do?details=displayDetails&selectedSubstanceId=87592 | 1 | Chemicals | 82f6aab5-c4f3-3e10-b27c-5fe0c7d58112 | 4061cba4-cb52-3ef2-85a6-55942ed24d37 | 20aadc24-a391-41cf-b340-3e4529f44bde | 93a60a56-a3c8-11da-a746-0800200b9a66
Cupric sulfate | 7758-98-7 | 7758987 | 7758987 | CuO4S |  | Mass | kg | emission | air | https://ofmpub.epa.gov/sor_internet/registry/substreg/searchandretrieve/substancesearch/search.do?details=displayDetails&selectedSubstanceId=38329 | 1 | Chemicals | 60387c2a-be33-3207-99c2-449d68c7bcb1 | 4061cba4-cb52-3ef2-85a6-55942ed24d37 | 20aadc24-a391-41cf-b340-3e4529f44bde | 93a60a56-a3c8-11da-a746-0800200b9a66
5,5-Dimethylhydantoin | 77-71-4 | 77714 | 77714 | C5H8N2O2 |  | Mass | kg | emission | air | https://ofmpub.epa.gov/sor_internet/registry/substreg/searchandretrieve/substancesearch/search.do?details=displayDetails&selectedSubstanceId=48804 | 1 | Chemicals | a3db9e14-8b4c-3fbb-99c2-f0ce28f7704c | 4061cba4-cb52-3ef2-85a6-55942ed24d37 | 20aadc24-a391-41cf-b340-3e4529f44bde | 93a60a56-a3c8-11da-a746-0800200b9a66
Ammonium sulfamate | 7773-06-0 | 7773060 | 7773060 | H6N2O3S |  | Mass | kg | emission | air | https://ofmpub.epa.gov/sor_internet/registry/substreg/searchandretrieve/substancesearch/search.do?details=displayDetails&selectedSubstanceId=38316 | 1 | Chemicals | 209e75b3-43d5-3a20-8d95-39d122917796 | 4061cba4-cb52-3ef2-85a6-55942ed24d37 | 20aadc24-a391-41cf-b340-3e4529f44bde | 93a60a56-a3c8-11da-a746-0800200b9a66
Oxadixyl | 77732-09-3 | 77732093 | 77732093 | C14H18N2O4 |  | Mass | kg | emission | air | https://ofmpub.epa.gov/sor_internet/registry/substreg/searchandretrieve/substancesearch/search.do?details=displayDetails&selectedSubstanceId=62958 | 1 | Chemicals | 6fc483db-02c2-348b-9a48-57e4f235ddc7 | 4061cba4-cb52-3ef2-85a6-55942ed24d37 | 20aadc24-a391-41cf-b340-3e4529f44bde | 93a60a56-a3c8-11da-a746-0800200b9a66
Dicyclopentadiene | 77-73-6 | 77736 | 77736 | C10H12 |  | Mass | kg | emission | air | https://ofmpub.epa.gov/sor_internet/registry/substreg/searchandretrieve/substancesearch/search.do?details=displayDetails&selectedSubstanceId=48803 | 1 | Chemicals | 6c05096d-3956-3c4d-96e5-03ed5b016ccd | 4061cba4-cb52-3ef2-85a6-55942ed24d37 | 20aadc24-a391-41cf-b340-3e4529f44bde | 93a60a56-a3c8-11da-a746-0800200b9a66
3-Methyl-3-pentanol | 77-74-7 | 77747 | 77747 | C6H14O |  | Mass | kg | emission | air | https://ofmpub.epa.gov/sor_internet/registry/substreg/searchandretrieve/substancesearch/search.do?details=displayDetails&selectedSubstanceId=48802 | 1 | Chemicals | 6627f207-43c0-311c-9841-844454c18b84 | 4061cba4-cb52-3ef2-85a6-55942ed24d37 | 20aadc24-a391-41cf-b340-3e4529f44bde | 93a60a56-a3c8-11da-a746-0800200b9a66
3-Methyl-1-pentyn-3-ol | 77-75-8 | 77758 | 77758 | C6H10O |  | Mass | kg | emission | air | https://ofmpub.epa.gov/sor_internet/registry/substreg/searchandretrieve/substancesearch/search.do?details=displayDetails&selectedSubstanceId=48801 | 1 | Chemicals | 1f86abb6-c559-3ae7-ac54-208885ca4357 | 4061cba4-cb52-3ef2-85a6-55942ed24d37 | 20aadc24-a391-41cf-b340-3e4529f44bde | 93a60a56-a3c8-11da-a746-0800200b9a66
Dimethyl sulfate | 77-78-1 | 77781 | 77781 | C2H6O4S |  | Mass | kg | emission | air | https://ofmpub.epa.gov/sor_internet/registry/substreg/searchandretrieve/substancesearch/search.do?details=displayDetails&selectedSubstanceId=48799 | 1 | Chemicals | a26e77ae-ddb4-3e9d-a442-556fcd0a3f3a | 4061cba4-cb52-3ef2-85a6-55942ed24d37 | 20aadc24-a391-41cf-b340-3e4529f44bde | 93a60a56-a3c8-11da-a746-0800200b9a66
Monopotassium phosphate | 7778-77-0 | 7778770 | 7778770 | H2KO4P |  | Mass | kg | emission | air | https://ofmpub.epa.gov/sor_internet/registry/substreg/searchandretrieve/substancesearch/search.do?details=displayDetails&selectedSubstanceId=38289 | 1 | Chemicals | 186a090f-6e5d-3f0a-9595-6f058ec0a5f9 | 4061cba4-cb52-3ef2-85a6-55942ed24d37 | 20aadc24-a391-41cf-b340-3e4529f44bde | 93a60a56-a3c8-11da-a746-0800200b9a66
Selenium | 7782-49-2 | 7782492 | 7782492 | Se |  | Mass | kg | emission | air | https://ofmpub.epa.gov/sor_internet/registry/substreg/searchandretrieve/substancesearch/search.do?details=displayDetails&selectedSubstanceId=38145 | 1 | Chemicals | d3c18efd-0d95-30b6-ae5d-7ca11edfcb4d | 4061cba4-cb52-3ef2-85a6-55942ed24d37 | 20aadc24-a391-41cf-b340-3e4529f44bde | 93a60a56-a3c8-11da-a746-0800200b9a66
Chlorine | 7782-50-5 | 7782505 | 7782505 | Cl2 |  | Mass | kg | emission | air | https://ofmpub.epa.gov/sor_internet/registry/substreg/searchandretrieve/substancesearch/search.do?details=displayDetails&selectedSubstanceId=38144 | 1 | Chemicals | e6dd61fc-fc77-3817-a65d-7affa19b37cb | 4061cba4-cb52-3ef2-85a6-55942ed24d37 | 20aadc24-a391-41cf-b340-3e4529f44bde | 93a60a56-a3c8-11da-a746-0800200b9a66
Mevinphos | 7786-34-7 | 7786347 | 7786347 | - |  | Mass | kg | emission | air | https://ofmpub.epa.gov/sor_internet/registry/substreg/searchandretrieve/substancesearch/search.do?details=displayDetails&selectedSubstanceId=87468 | 1 | Chemicals | 7c91bdc3-6fd9-39c7-9dd0-1c75871fe2c9 | 4061cba4-cb52-3ef2-85a6-55942ed24d37 | 20aadc24-a391-41cf-b340-3e4529f44bde | 93a60a56-a3c8-11da-a746-0800200b9a66
9-Methylanthracene | 779-02-2 | 779022 | 779022 | C15H12 |  | Mass | kg | emission | air | https://ofmpub.epa.gov/sor_internet/registry/substreg/searchandretrieve/substancesearch/search.do?details=displayDetails&selectedSubstanceId=44120 | 1 | Chemicals | eb33235b-677b-3119-99f6-d33611424d85 | 4061cba4-cb52-3ef2-85a6-55942ed24d37 | 20aadc24-a391-41cf-b340-3e4529f44bde | 93a60a56-a3c8-11da-a746-0800200b9a66
Chlorosulfonic acid | 7790-94-5 | 7790945 | 7790945 | ClHO3S |  | Mass | kg | emission | air | https://ofmpub.epa.gov/sor_internet/registry/substreg/searchandretrieve/substancesearch/search.do?details=displayDetails&selectedSubstanceId=37478 | 1 | Chemicals | 5bc172f3-e5a5-3e8e-a401-cb656ce9bda1 | 4061cba4-cb52-3ef2-85a6-55942ed24d37 | 20aadc24-a391-41cf-b340-3e4529f44bde | 93a60a56-a3c8-11da-a746-0800200b9a66
Citric acid | 77-92-9 | 77929 | 77929 | C6H8O7 |  | Mass | kg | emission | air | https://ofmpub.epa.gov/sor_internet/registry/substreg/searchandretrieve/substancesearch/search.do?details=displayDetails&selectedSubstanceId=48790 | 1 | Chemicals | 0a042db3-2233-3dc9-a3b5-cfad49d26557 | 4061cba4-cb52-3ef2-85a6-55942ed24d37 | 20aadc24-a391-41cf-b340-3e4529f44bde | 93a60a56-a3c8-11da-a746-0800200b9a66
Trimethylolpropane | 77-99-6 | 77996 | 77996 | C6H14O3 |  | Mass | kg | emission | air | https://ofmpub.epa.gov/sor_internet/registry/substreg/searchandretrieve/substancesearch/search.do?details=displayDetails&selectedSubstanceId=48787 | 1 | Chemicals | ae470f56-697b-3206-9036-e3968cee090b | 4061cba4-cb52-3ef2-85a6-55942ed24d37 | 20aadc24-a391-41cf-b340-3e4529f44bde | 93a60a56-a3c8-11da-a746-0800200b9a66
Tetraethyllead | 78-00-2 | 78002 | 78002 | C8H20Pb |  | Mass | kg | emission | air | https://ofmpub.epa.gov/sor_internet/registry/substreg/searchandretrieve/substancesearch/search.do?details=displayDetails&selectedSubstanceId=48786 | 1 | Chemicals | 726b8f84-220b-30f1-bdd6-37fe58c2ac82 | 4061cba4-cb52-3ef2-85a6-55942ed24d37 | 20aadc24-a391-41cf-b340-3e4529f44bde | 93a60a56-a3c8-11da-a746-0800200b9a66
Phenol, 3-(1,1-dimethylethyl)-, methylcarbamate | 780-11-0 | 780110 | 780110 | C12H17NO2 |  | Mass | kg | emission | air | https://ofmpub.epa.gov/sor_internet/registry/substreg/searchandretrieve/substancesearch/search.do?details=displayDetails&selectedSubstanceId=44118 | 1 | Chemicals | 8cc5a8ab-0055-3a43-920f-5f54a65e7d43 | 4061cba4-cb52-3ef2-85a6-55942ed24d37 | 20aadc24-a391-41cf-b340-3e4529f44bde | 93a60a56-a3c8-11da-a746-0800200b9a66
Pentaerythritol tetranitrate | 78-11-5 | 78115 | 78115 | C5H8N4O12 |  | Mass | kg | emission | air | https://ofmpub.epa.gov/sor_internet/registry/substreg/searchandretrieve/substancesearch/search.do?details=displayDetails&selectedSubstanceId=87453 | 1 | Chemicals | a9a0a986-b623-3fdd-a40b-b25593d593b5 | 4061cba4-cb52-3ef2-85a6-55942ed24d37 | 20aadc24-a391-41cf-b340-3e4529f44bde | 93a60a56-a3c8-11da-a746-0800200b9a66
Cyclohexanol, 1-ethynyl- | 78-27-3 | 78273 | 78273 | C8H12O |  | Mass | kg | emission | air | https://ofmpub.epa.gov/sor_internet/registry/substreg/searchandretrieve/substancesearch/search.do?details=displayDetails&selectedSubstanceId=48775 | 1 | Chemicals | efd2c3a0-14a5-30d2-bac5-caf23f9879ee | 4061cba4-cb52-3ef2-85a6-55942ed24d37 | 20aadc24-a391-41cf-b340-3e4529f44bde | 93a60a56-a3c8-11da-a746-0800200b9a66
Tri-o-cresyl phosphate | 78-30-8 | 78308 | 78308 | C21H21O4P |  | Mass | kg | emission | air | https://ofmpub.epa.gov/sor_internet/registry/substreg/searchandretrieve/substancesearch/search.do?details=displayDetails&selectedSubstanceId=87446 | 1 | Chemicals | 7c436f40-e615-30af-bb86-5268d1e62895 | 4061cba4-cb52-3ef2-85a6-55942ed24d37 | 20aadc24-a391-41cf-b340-3e4529f44bde | 93a60a56-a3c8-11da-a746-0800200b9a66
Dioxathion | 78-34-2 | 78342 | 78342 | C12H26O6P2S4 |  | Mass | kg | emission | air | https://ofmpub.epa.gov/sor_internet/registry/substreg/searchandretrieve/substancesearch/search.do?details=displayDetails&selectedSubstanceId=48773 | 1 | Chemicals | ba0783d1-15f9-3e2a-8d6b-4ffd4c8682a0 | 4061cba4-cb52-3ef2-85a6-55942ed24d37 | 20aadc24-a391-41cf-b340-3e4529f44bde | 93a60a56-a3c8-11da-a746-0800200b9a66
Triethyl phosphate | 78-40-0 | 78400 | 78400 | C6H15O4P |  | Mass | kg | emission | air | https://ofmpub.epa.gov/sor_internet/registry/substreg/searchandretrieve/substancesearch/search.do?details=displayDetails&selectedSubstanceId=48769 | 1 | Chemicals | 8a59456b-d852-3419-81ca-c3378c320182 | 4061cba4-cb52-3ef2-85a6-55942ed24d37 | 20aadc24-a391-41cf-b340-3e4529f44bde | 93a60a56-a3c8-11da-a746-0800200b9a66
Tris(2-ethylhexyl) phosphate | 78-42-2 | 78422 | 78422 | C24H51O4P |  | Mass | kg | emission | air | https://ofmpub.epa.gov/sor_internet/registry/substreg/searchandretrieve/substancesearch/search.do?details=displayDetails&selectedSubstanceId=87442 | 1 | Chemicals | f9d503eb-ce1c-320a-ae2a-685037112fb1 | 4061cba4-cb52-3ef2-85a6-55942ed24d37 | 20aadc24-a391-41cf-b340-3e4529f44bde | 93a60a56-a3c8-11da-a746-0800200b9a66
Tribufos | 78-48-8 | 78488 | 78488 | C12H27OPS3 |  | Mass | kg | emission | air | https://ofmpub.epa.gov/sor_internet/registry/substreg/searchandretrieve/substancesearch/search.do?details=displayDetails&selectedSubstanceId=48767 | 1 | Chemicals | eb9064e0-bac2-33a0-bc24-2d7516aae7ea | 4061cba4-cb52-3ef2-85a6-55942ed24d37 | 20aadc24-a391-41cf-b340-3e4529f44bde | 93a60a56-a3c8-11da-a746-0800200b9a66
Tris(2-butoxyethyl) phosphate | 78-51-3 | 78513 | 78513 | C18H39O7P |  | Mass | kg | emission | air | https://ofmpub.epa.gov/sor_internet/registry/substreg/searchandretrieve/substancesearch/search.do?details=displayDetails&selectedSubstanceId=87438 | 1 | Chemicals | 2ce97a18-b8af-363e-af94-ccaf0964b405 | 4061cba4-cb52-3ef2-85a6-55942ed24d37 | 20aadc24-a391-41cf-b340-3e4529f44bde | 93a60a56-a3c8-11da-a746-0800200b9a66
Hexythiazox | 78587-05-0 | 78587050 | 78587050 | C17H21ClN2O2S |  | Mass | kg | emission | air | https://ofmpub.epa.gov/sor_internet/registry/substreg/searchandretrieve/substancesearch/search.do?details=displayDetails&selectedSubstanceId=62798 | 1 | Chemicals | 0ed42e83-1be6-30d4-af8f-735879bdbdf9 | 4061cba4-cb52-3ef2-85a6-55942ed24d37 | 20aadc24-a391-41cf-b340-3e4529f44bde | 93a60a56-a3c8-11da-a746-0800200b9a66
Isophorone | 78-59-1 | 78591 | 78591 | C9H14O |  | Mass | kg | emission | air | https://ofmpub.epa.gov/sor_internet/registry/substreg/searchandretrieve/substancesearch/search.do?details=displayDetails&selectedSubstanceId=48764 | 1 | Chemicals | ce093367-c22e-3d7b-a311-418270be5b7b | 4061cba4-cb52-3ef2-85a6-55942ed24d37 | 20aadc24-a391-41cf-b340-3e4529f44bde | 93a60a56-a3c8-11da-a746-0800200b9a66
Carbophenothion | 786-19-6 | 786196 | 786196 | C11H16ClO2PS3 |  | Mass | kg | emission | air | https://ofmpub.epa.gov/sor_internet/registry/substreg/searchandretrieve/substancesearch/search.do?details=displayDetails&selectedSubstanceId=87434 | 1 | Chemicals | b7b46092-d5dc-30f0-a08b-1c2495405858 | 4061cba4-cb52-3ef2-85a6-55942ed24d37 | 20aadc24-a391-41cf-b340-3e4529f44bde | 93a60a56-a3c8-11da-a746-0800200b9a66
3,7-Dimethyl-1,6-octadien-3-ol | 78-70-6 | 78706 | 78706 | C10H18O |  | Mass | kg | emission | air | https://ofmpub.epa.gov/sor_internet/registry/substreg/searchandretrieve/substancesearch/search.do?details=displayDetails&selectedSubstanceId=87431 | 1 | Chemicals | f30203b1-8f13-304e-9e04-339ab2b3edff | 4061cba4-cb52-3ef2-85a6-55942ed24d37 | 20aadc24-a391-41cf-b340-3e4529f44bde | 93a60a56-a3c8-11da-a746-0800200b9a66
Isoprene | 78-79-5 | 78795 | 78795 | C5H8 |  | Mass | kg | emission | air | https://ofmpub.epa.gov/sor_internet/registry/substreg/searchandretrieve/substancesearch/search.do?details=displayDetails&selectedSubstanceId=48755 | 1 | Chemicals | 1885f07e-e664-3293-adcb-79f8f46781ea | 4061cba4-cb52-3ef2-85a6-55942ed24d37 | 20aadc24-a391-41cf-b340-3e4529f44bde | 93a60a56-a3c8-11da-a746-0800200b9a66
Isobutanol | 78-83-1 | 78831 | 78831 | C4H10O |  | Mass | kg | emission | air | https://ofmpub.epa.gov/sor_internet/registry/substreg/searchandretrieve/substancesearch/search.do?details=displayDetails&selectedSubstanceId=48753 | 1 | Chemicals | 00e79026-8b4a-39b3-9bbe-da011be1d093 | 4061cba4-cb52-3ef2-85a6-55942ed24d37 | 20aadc24-a391-41cf-b340-3e4529f44bde | 93a60a56-a3c8-11da-a746-0800200b9a66
Isobutyraldehyde | 78-84-2 | 78842 | 78842 | C4H8O |  | Mass | kg | emission | air | https://ofmpub.epa.gov/sor_internet/registry/substreg/searchandretrieve/substancesearch/search.do?details=displayDetails&selectedSubstanceId=48752 | 1 | Chemicals | 32491d41-6ed0-3f6f-8cc6-e46d18ee8905 | 4061cba4-cb52-3ef2-85a6-55942ed24d37 | 20aadc24-a391-41cf-b340-3e4529f44bde | 93a60a56-a3c8-11da-a746-0800200b9a66
1,2-Dichloropropane | 78-87-5 | 78875 | 78875 | C3H6Cl2 |  | Mass | kg | emission | air | https://ofmpub.epa.gov/sor_internet/registry/substreg/searchandretrieve/substancesearch/search.do?details=displayDetails&selectedSubstanceId=48750 | 1 | Chemicals | 6b537150-7027-33e3-a889-08adc15010f9 | 4061cba4-cb52-3ef2-85a6-55942ed24d37 | 20aadc24-a391-41cf-b340-3e4529f44bde | 93a60a56-a3c8-11da-a746-0800200b9a66
2,3-Dichloropropene | 78-88-6 | 78886 | 78886 | C3H4Cl2 |  | Mass | kg | emission | air | https://ofmpub.epa.gov/sor_internet/registry/substreg/searchandretrieve/substancesearch/search.do?details=displayDetails&selectedSubstanceId=48749 | 1 | Chemicals | e2d381ef-5d67-3b66-953d-80cd0a8fc23f | 4061cba4-cb52-3ef2-85a6-55942ed24d37 | 20aadc24-a391-41cf-b340-3e4529f44bde | 93a60a56-a3c8-11da-a746-0800200b9a66
1,2-Diaminopropane | 78-90-0 | 78900 | 78900 | C3H10N2 |  | Mass | kg | emission | air | https://ofmpub.epa.gov/sor_internet/registry/substreg/searchandretrieve/substancesearch/search.do?details=displayDetails&selectedSubstanceId=48748 | 1 | Chemicals | c430031c-57f6-3b45-98e8-9aa0729dcc81 | 4061cba4-cb52-3ef2-85a6-55942ed24d37 | 20aadc24-a391-41cf-b340-3e4529f44bde | 93a60a56-a3c8-11da-a746-0800200b9a66
o,p'-DDT | 789-02-6 | 789026 | 789026 | C14H9Cl5 |  | Mass | kg | emission | air | https://ofmpub.epa.gov/sor_internet/registry/substreg/searchandretrieve/substancesearch/search.do?details=displayDetails&selectedSubstanceId=44109 | 1 | Chemicals | 9e2a4043-a608-3d2d-bd3c-9889c684ca03 | 4061cba4-cb52-3ef2-85a6-55942ed24d37 | 20aadc24-a391-41cf-b340-3e4529f44bde | 93a60a56-a3c8-11da-a746-0800200b9a66
2-Butanol | 78-92-2 | 78922 | 78922 | C4H10O |  | Mass | kg | emission | air | https://ofmpub.epa.gov/sor_internet/registry/substreg/searchandretrieve/substancesearch/search.do?details=displayDetails&selectedSubstanceId=48747 | 1 | Chemicals | f8db14e5-c54e-32c7-b4b8-7c7eef169840 | 4061cba4-cb52-3ef2-85a6-55942ed24d37 | 20aadc24-a391-41cf-b340-3e4529f44bde | 93a60a56-a3c8-11da-a746-0800200b9a66
Methyl ethyl ketone | 78-93-3 | 78933 | 78933 | C4H8O |  | Mass | kg | emission | air | https://ofmpub.epa.gov/sor_internet/registry/substreg/searchandretrieve/substancesearch/search.do?details=displayDetails&selectedSubstanceId=48746 | 1 | Chemicals | e3e2e50e-c00a-3a53-83bf-b26ba2fbd1fc | 4061cba4-cb52-3ef2-85a6-55942ed24d37 | 20aadc24-a391-41cf-b340-3e4529f44bde | 93a60a56-a3c8-11da-a746-0800200b9a66
Methyl vinyl ketone | 78-94-4 | 78944 | 78944 | C4H6O |  | Mass | kg | emission | air | https://ofmpub.epa.gov/sor_internet/registry/substreg/searchandretrieve/substancesearch/search.do?details=displayDetails&selectedSubstanceId=48745 | 1 | Chemicals | eea0744b-b0f2-360a-8515-77068d3adfa8 | 4061cba4-cb52-3ef2-85a6-55942ed24d37 | 20aadc24-a391-41cf-b340-3e4529f44bde | 93a60a56-a3c8-11da-a746-0800200b9a66
Monoisopropanolamine | 78-96-6 | 78966 | 78966 | C3H9NO |  | Mass | kg | emission | air | https://ofmpub.epa.gov/sor_internet/registry/substreg/searchandretrieve/substancesearch/search.do?details=displayDetails&selectedSubstanceId=48743 | 1 | Chemicals | 48a6500f-c7e2-3e06-a738-47393de79881 | 4061cba4-cb52-3ef2-85a6-55942ed24d37 | 20aadc24-a391-41cf-b340-3e4529f44bde | 93a60a56-a3c8-11da-a746-0800200b9a66
Lactonitrile | 78-97-7 | 78977 | 78977 | C3H5NO |  | Mass | kg | emission | air | https://ofmpub.epa.gov/sor_internet/registry/substreg/searchandretrieve/substancesearch/search.do?details=displayDetails&selectedSubstanceId=48742 | 1 | Chemicals | 8264f6a9-bd11-3537-86fb-bcf216cc358b | 4061cba4-cb52-3ef2-85a6-55942ed24d37 | 20aadc24-a391-41cf-b340-3e4529f44bde | 93a60a56-a3c8-11da-a746-0800200b9a66
1,1-Dichloropropane | 78-99-9 | 78999 | 78999 | C3H6Cl2 |  | Mass | kg | emission | air | https://ofmpub.epa.gov/sor_internet/registry/substreg/searchandretrieve/substancesearch/search.do?details=displayDetails&selectedSubstanceId=48740 | 1 | Chemicals | e1305b9b-d6c6-38d8-ad7b-556d61c1b2d3 | 4061cba4-cb52-3ef2-85a6-55942ed24d37 | 20aadc24-a391-41cf-b340-3e4529f44bde | 93a60a56-a3c8-11da-a746-0800200b9a66
1,1,2-Trichloroethane | 79-00-5 | 79005 | 79005 | C2H3Cl3 |  | Mass | kg | emission | air | https://ofmpub.epa.gov/sor_internet/registry/substreg/searchandretrieve/substancesearch/search.do?details=displayDetails&selectedSubstanceId=48739 | 1 | Chemicals | 49e71a00-de07-352e-a709-e7c389979d0b | 4061cba4-cb52-3ef2-85a6-55942ed24d37 | 20aadc24-a391-41cf-b340-3e4529f44bde | 93a60a56-a3c8-11da-a746-0800200b9a66
Trichloroethylene | 79-01-6 | 79016 | 79016 | C2HCl3 |  | Mass | kg | emission | air | https://ofmpub.epa.gov/sor_internet/registry/substreg/searchandretrieve/substancesearch/search.do?details=displayDetails&selectedSubstanceId=48738 | 1 | Chemicals | 1ad6b73e-496c-3406-838a-da565cf59fa9 | 4061cba4-cb52-3ef2-85a6-55942ed24d37 | 20aadc24-a391-41cf-b340-3e4529f44bde | 93a60a56-a3c8-11da-a746-0800200b9a66
Acrylamide | 79-06-1 | 79061 | 79061 | C3H5NO |  | Mass | kg | emission | air | https://ofmpub.epa.gov/sor_internet/registry/substreg/searchandretrieve/substancesearch/search.do?details=displayDetails&selectedSubstanceId=48733 | 1 | Chemicals | b41e31cd-886d-32ec-9609-4133a5809bf3 | 4061cba4-cb52-3ef2-85a6-55942ed24d37 | 20aadc24-a391-41cf-b340-3e4529f44bde | 93a60a56-a3c8-11da-a746-0800200b9a66
Bromoacetic acid | 79-08-3 | 79083 | 79083 | C2H3BrO2 |  | Mass | kg | emission | air | https://ofmpub.epa.gov/sor_internet/registry/substreg/searchandretrieve/substancesearch/search.do?details=displayDetails&selectedSubstanceId=48731 | 1 | Chemicals | b4d3c189-7d30-3698-8088-a44546c378d7 | 4061cba4-cb52-3ef2-85a6-55942ed24d37 | 20aadc24-a391-41cf-b340-3e4529f44bde | 93a60a56-a3c8-11da-a746-0800200b9a66
Propionic acid | 79-09-4 | 79094 | 79094 | C3H6O2 |  | Mass | kg | emission | air | https://ofmpub.epa.gov/sor_internet/registry/substreg/searchandretrieve/substancesearch/search.do?details=displayDetails&selectedSubstanceId=48730 | 1 | Chemicals | e6ff7f5d-b259-3fed-bd93-5cd8d9c126d6 | 4061cba4-cb52-3ef2-85a6-55942ed24d37 | 20aadc24-a391-41cf-b340-3e4529f44bde | 93a60a56-a3c8-11da-a746-0800200b9a66
Acrylic acid | 79-10-7 | 79107 | 79107 | C3H4O2 |  | Mass | kg | emission | air | https://ofmpub.epa.gov/sor_internet/registry/substreg/searchandretrieve/substancesearch/search.do?details=displayDetails&selectedSubstanceId=48729 | 1 | Chemicals | 8923e01a-24bd-34c2-9313-795445faeecf | 4061cba4-cb52-3ef2-85a6-55942ed24d37 | 20aadc24-a391-41cf-b340-3e4529f44bde | 93a60a56-a3c8-11da-a746-0800200b9a66
Chloroacetic acid | 79-11-8 | 79118 | 79118 | C2H3ClO2 |  | Mass | kg | emission | air | https://ofmpub.epa.gov/sor_internet/registry/substreg/searchandretrieve/substancesearch/search.do?details=displayDetails&selectedSubstanceId=48728 | 1 | Chemicals | 1e636f50-c6be-3c33-95b4-8b8c75c2f236 | 4061cba4-cb52-3ef2-85a6-55942ed24d37 | 20aadc24-a391-41cf-b340-3e4529f44bde | 93a60a56-a3c8-11da-a746-0800200b9a66
Triphenylphosphine oxide | 791-28-6 | 791286 | 791286 | C18H15OP |  | Mass | kg | emission | air | https://ofmpub.epa.gov/sor_internet/registry/substreg/searchandretrieve/substancesearch/search.do?details=displayDetails&selectedSubstanceId=44108 | 1 | Chemicals | 41e81d88-9114-3f60-8d3d-3dbe850f211b | 4061cba4-cb52-3ef2-85a6-55942ed24d37 | 20aadc24-a391-41cf-b340-3e4529f44bde | 93a60a56-a3c8-11da-a746-0800200b9a66
Thiosemicarbazide | 79-19-6 | 79196 | 79196 | CH5N3S |  | Mass | kg | emission | air | https://ofmpub.epa.gov/sor_internet/registry/substreg/searchandretrieve/substancesearch/search.do?details=displayDetails&selectedSubstanceId=48724 | 1 | Chemicals | 4e98a27b-1988-3131-87f7-b6baac744702 | 4061cba4-cb52-3ef2-85a6-55942ed24d37 | 20aadc24-a391-41cf-b340-3e4529f44bde | 93a60a56-a3c8-11da-a746-0800200b9a66
Methyl acetate | 79-20-9 | 79209 | 79209 | C3H6O2 |  | Mass | kg | emission | air | https://ofmpub.epa.gov/sor_internet/registry/substreg/searchandretrieve/substancesearch/search.do?details=displayDetails&selectedSubstanceId=48723 | 1 | Chemicals | f45b19b1-a738-3ca9-8f14-08c664f87b3f | 4061cba4-cb52-3ef2-85a6-55942ed24d37 | 20aadc24-a391-41cf-b340-3e4529f44bde | 93a60a56-a3c8-11da-a746-0800200b9a66
Peracetic acid | 79-21-0 | 79210 | 79210 | C2H4O3 |  | Mass | kg | emission | air | https://ofmpub.epa.gov/sor_internet/registry/substreg/searchandretrieve/substancesearch/search.do?details=displayDetails&selectedSubstanceId=48722 | 1 | Chemicals | e1f8fc5f-36d1-32ce-b031-671cd6f2b38c | 4061cba4-cb52-3ef2-85a6-55942ed24d37 | 20aadc24-a391-41cf-b340-3e4529f44bde | 93a60a56-a3c8-11da-a746-0800200b9a66
Fluazifop-P-butyl | 79241-46-6 | 79241466 | 79241466 | C19H20F3NO4 |  | Mass | kg | emission | air | https://ofmpub.epa.gov/sor_internet/registry/substreg/searchandretrieve/substancesearch/search.do?details=displayDetails&selectedSubstanceId=86897 | 1 | Chemicals | 5d570665-3134-3470-9e16-751c71c7f03f | 4061cba4-cb52-3ef2-85a6-55942ed24d37 | 20aadc24-a391-41cf-b340-3e4529f44bde | 93a60a56-a3c8-11da-a746-0800200b9a66
Thifensulfuron-methyl | 79277-27-3 | 79277273 | 79277273 | C12H13N5O6S2 |  | Mass | kg | emission | air | https://ofmpub.epa.gov/sor_internet/registry/substreg/searchandretrieve/substancesearch/search.do?details=displayDetails&selectedSubstanceId=86883 | 1 | Chemicals | e251a6ac-d757-37f2-8fae-917f132d05ed | 4061cba4-cb52-3ef2-85a6-55942ed24d37 | 20aadc24-a391-41cf-b340-3e4529f44bde | 93a60a56-a3c8-11da-a746-0800200b9a66
Isobutyric acid | 79-31-2 | 79312 | 79312 | C4H8O2 |  | Mass | kg | emission | air | https://ofmpub.epa.gov/sor_internet/registry/substreg/searchandretrieve/substancesearch/search.do?details=displayDetails&selectedSubstanceId=87318 | 1 | Chemicals | bbf4ffb6-d33c-34c3-b1f7-5067e7784390 | 4061cba4-cb52-3ef2-85a6-55942ed24d37 | 20aadc24-a391-41cf-b340-3e4529f44bde | 93a60a56-a3c8-11da-a746-0800200b9a66
N-(1,3-Dimethylbutyl)-N'-phenyl-p-phenylenediamine | 793-24-8 | 793248 | 793248 | C18H24N2 |  | Mass | kg | emission | air | https://ofmpub.epa.gov/sor_internet/registry/substreg/searchandretrieve/substancesearch/search.do?details=displayDetails&selectedSubstanceId=44106 | 1 | Chemicals | 5522b543-b46f-3f87-8c11-5e22ebf85d0b | 4061cba4-cb52-3ef2-85a6-55942ed24d37 | 20aadc24-a391-41cf-b340-3e4529f44bde | 93a60a56-a3c8-11da-a746-0800200b9a66
L-Lactic acid | 79-33-4 | 79334 | 79334 | C3H6O3 |  | Mass | kg | emission | air | https://ofmpub.epa.gov/sor_internet/registry/substreg/searchandretrieve/substancesearch/search.do?details=displayDetails&selectedSubstanceId=48716 | 1 | Chemicals | 724c90ac-0dc6-3bcc-b9a0-433272c3f7a9 | 4061cba4-cb52-3ef2-85a6-55942ed24d37 | 20aadc24-a391-41cf-b340-3e4529f44bde | 93a60a56-a3c8-11da-a746-0800200b9a66
1,1,2,2-Tetrachloroethane | 79-34-5 | 79345 | 79345 | C2H2Cl4 |  | Mass | kg | emission | air | https://ofmpub.epa.gov/sor_internet/registry/substreg/searchandretrieve/substancesearch/search.do?details=displayDetails&selectedSubstanceId=48715 | 1 | Chemicals | d98d599f-a62a-3ea6-8deb-41c996845883 | 4061cba4-cb52-3ef2-85a6-55942ed24d37 | 20aadc24-a391-41cf-b340-3e4529f44bde | 93a60a56-a3c8-11da-a746-0800200b9a66
Methacrylic acid | 79-41-4 | 79414 | 79414 | C4H6O2 |  | Mass | kg | emission | air | https://ofmpub.epa.gov/sor_internet/registry/substreg/searchandretrieve/substancesearch/search.do?details=displayDetails&selectedSubstanceId=48711 | 1 | Chemicals | 18eb5505-55c6-3a1c-87ed-3e349cc82e5a | 4061cba4-cb52-3ef2-85a6-55942ed24d37 | 20aadc24-a391-41cf-b340-3e4529f44bde | 93a60a56-a3c8-11da-a746-0800200b9a66
Dichloroacetic acid | 79-43-6 | 79436 | 79436 | C2H2Cl2O2 |  | Mass | kg | emission | air | https://ofmpub.epa.gov/sor_internet/registry/substreg/searchandretrieve/substancesearch/search.do?details=displayDetails&selectedSubstanceId=87314 | 1 | Chemicals | bb2d4eec-01d4-32e5-b9f4-14bd34d8ea93 | 4061cba4-cb52-3ef2-85a6-55942ed24d37 | 20aadc24-a391-41cf-b340-3e4529f44bde | 93a60a56-a3c8-11da-a746-0800200b9a66
Dimethylcarbamoyl chloride | 79-44-7 | 79447 | 79447 | C3H6ClNO |  | Mass | kg | emission | air | https://ofmpub.epa.gov/sor_internet/registry/substreg/searchandretrieve/substancesearch/search.do?details=displayDetails&selectedSubstanceId=48709 | 1 | Chemicals | 41b87b42-d1fd-3269-98c0-8916642c17a8 | 4061cba4-cb52-3ef2-85a6-55942ed24d37 | 20aadc24-a391-41cf-b340-3e4529f44bde | 93a60a56-a3c8-11da-a746-0800200b9a66
2-Nitropropane | 79-46-9 | 79469 | 79469 | C3H7NO2 |  | Mass | kg | emission | air | https://ofmpub.epa.gov/sor_internet/registry/substreg/searchandretrieve/substancesearch/search.do?details=displayDetails&selectedSubstanceId=48708 | 1 | Chemicals | ae47a933-334c-30f0-955a-acfa9e601940 | 4061cba4-cb52-3ef2-85a6-55942ed24d37 | 20aadc24-a391-41cf-b340-3e4529f44bde | 93a60a56-a3c8-11da-a746-0800200b9a66
Tefluthrin | 79538-32-2 | 79538322 | 79538322 | C17H14ClF7O2 |  | Mass | kg | emission | air | https://ofmpub.epa.gov/sor_internet/registry/substreg/searchandretrieve/substancesearch/search.do?details=displayDetails&selectedSubstanceId=86777 | 1 | Chemicals | e093bbb7-4578-38ef-bd6e-139769de090f | 4061cba4-cb52-3ef2-85a6-55942ed24d37 | 20aadc24-a391-41cf-b340-3e4529f44bde | 93a60a56-a3c8-11da-a746-0800200b9a66
Oxytetracycline | 79-57-2 | 79572 | 79572 | C22H24N2O9 |  | Mass | kg | emission | air | https://ofmpub.epa.gov/sor_internet/registry/substreg/searchandretrieve/substancesearch/search.do?details=displayDetails&selectedSubstanceId=87309 | 1 | Chemicals | 14d6db7b-cc53-3fdf-9ebf-e187435dd007 | 4061cba4-cb52-3ef2-85a6-55942ed24d37 | 20aadc24-a391-41cf-b340-3e4529f44bde | 93a60a56-a3c8-11da-a746-0800200b9a66
Fluazinam | 79622-59-6 | 79622596 | 79622596 | C13H4Cl2F6N4O4 |  | Mass | kg | emission | air | https://ofmpub.epa.gov/sor_internet/registry/substreg/searchandretrieve/substancesearch/search.do?details=displayDetails&selectedSubstanceId=87308 | 1 | Chemicals | 1a8fbc0a-9cde-3bc2-9bfa-b8159026d0fc | 4061cba4-cb52-3ef2-85a6-55942ed24d37 | 20aadc24-a391-41cf-b340-3e4529f44bde | 93a60a56-a3c8-11da-a746-0800200b9a66
.beta.-Ionone | 79-77-6 | 79776 | 79776 | C13H20O |  | Mass | kg | emission | air | https://ofmpub.epa.gov/sor_internet/registry/substreg/searchandretrieve/substancesearch/search.do?details=displayDetails&selectedSubstanceId=87305 | 1 | Chemicals | 59e2a31a-aa63-33af-a6bc-1099f6f2070c | 4061cba4-cb52-3ef2-85a6-55942ed24d37 | 20aadc24-a391-41cf-b340-3e4529f44bde | 93a60a56-a3c8-11da-a746-0800200b9a66
Camphene | 79-92-5 | 79925 | 79925 | C10H16 |  | Mass | kg | emission | air | https://ofmpub.epa.gov/sor_internet/registry/substreg/searchandretrieve/substancesearch/search.do?details=displayDetails&selectedSubstanceId=87302 | 1 | Chemicals | 8a11acc0-bee6-34c4-a19a-f1f130b32734 | 4061cba4-cb52-3ef2-85a6-55942ed24d37 | 20aadc24-a391-41cf-b340-3e4529f44bde | 93a60a56-a3c8-11da-a746-0800200b9a66
Tetrabromobisphenol A | 79-94-7 | 79947 | 79947 | C15H12Br4O2 |  | Mass | kg | emission | air | https://ofmpub.epa.gov/sor_internet/registry/substreg/searchandretrieve/substancesearch/search.do?details=displayDetails&selectedSubstanceId=48698 | 1 | Chemicals | 5fbc359d-b0c9-364d-b0f8-a39bf23e5b5e | 4061cba4-cb52-3ef2-85a6-55942ed24d37 | 20aadc24-a391-41cf-b340-3e4529f44bde | 93a60a56-a3c8-11da-a746-0800200b9a66
2,2',6,6'-Tetrachlorobisphenol A | 79-95-8 | 79958 | 79958 | C15H12Cl4O2 |  | Mass | kg | emission | air | https://ofmpub.epa.gov/sor_internet/registry/substreg/searchandretrieve/substancesearch/search.do?details=displayDetails&selectedSubstanceId=87301 | 1 | Chemicals | 2563e936-edc0-367b-934c-33b9511023c2 | 4061cba4-cb52-3ef2-85a6-55942ed24d37 | 20aadc24-a391-41cf-b340-3e4529f44bde | 93a60a56-a3c8-11da-a746-0800200b9a66
p-Chlorophenyl phenyl sulfone | 80-00-2 | 80002 | 80002 | C12H9ClO2S |  | Mass | kg | emission | air | https://ofmpub.epa.gov/sor_internet/registry/substreg/searchandretrieve/substancesearch/search.do?details=displayDetails&selectedSubstanceId=48695 | 1 | Chemicals | 2388461d-3161-36b0-a011-981d0d539fa0 | 4061cba4-cb52-3ef2-85a6-55942ed24d37 | 20aadc24-a391-41cf-b340-3e4529f44bde | 93a60a56-a3c8-11da-a746-0800200b9a66
Toxaphene | 8001-35-2 | 8001352 | 8001352 | - |  | Mass | kg | emission | air | https://ofmpub.epa.gov/sor_internet/registry/substreg/searchandretrieve/substancesearch/search.do?details=displayDetails&selectedSubstanceId=87298 | 1 | Chemicals | 463a2f47-28da-34e6-aebe-9ecde8e66439 | 4061cba4-cb52-3ef2-85a6-55942ed24d37 | 20aadc24-a391-41cf-b340-3e4529f44bde | 93a60a56-a3c8-11da-a746-0800200b9a66
Creosote | 8001-58-9 | 8001589 | 8001589 | - |  | Mass | kg | emission | air | https://ofmpub.epa.gov/sor_internet/registry/substreg/searchandretrieve/substancesearch/search.do?details=displayDetails&selectedSubstanceId=16148 | 1 | Chemicals | 6c3947ee-5090-3895-8250-41625cadda1d | 4061cba4-cb52-3ef2-85a6-55942ed24d37 | 20aadc24-a391-41cf-b340-3e4529f44bde | 93a60a56-a3c8-11da-a746-0800200b9a66
Neem oil | 8002-65-1 | 8002651 | 8002651 | - |  | Mass | kg | emission | air | https://ofmpub.epa.gov/sor_internet/registry/substreg/searchandretrieve/substancesearch/search.do?details=displayDetails&selectedSubstanceId=81092 | 1 | Chemicals | 6f6bf75e-f6e3-35a1-acf9-b5e39562a99e | 4061cba4-cb52-3ef2-85a6-55942ed24d37 | 20aadc24-a391-41cf-b340-3e4529f44bde | 93a60a56-a3c8-11da-a746-0800200b9a66
1,3-Dichloro-1-propene mixture with 1,2-dichloropropane | 8003-19-8 | 8003198 | 8003198 | - |  | Mass | kg | emission | air | https://ofmpub.epa.gov/sor_internet/registry/substreg/searchandretrieve/substancesearch/search.do?details=displayDetails&selectedSubstanceId=36971 | 1 | Chemicals | 7afdf255-6ddf-32e1-8182-931451c0e90b | 4061cba4-cb52-3ef2-85a6-55942ed24d37 | 20aadc24-a391-41cf-b340-3e4529f44bde | 93a60a56-a3c8-11da-a746-0800200b9a66
Pyrethrins | 8003-34-7 | 8003347 | 8003347 | - |  | Mass | kg | emission | air | https://ofmpub.epa.gov/sor_internet/registry/substreg/searchandretrieve/substancesearch/search.do?details=displayDetails&selectedSubstanceId=36969 | 1 | Chemicals | d4ff6d0a-a2f7-3773-848b-167dcbf44bd7 | 4061cba4-cb52-3ef2-85a6-55942ed24d37 | 20aadc24-a391-41cf-b340-3e4529f44bde | 93a60a56-a3c8-11da-a746-0800200b9a66
C.I. Basic Violet 1 | 8004-87-3 | 8004873 | 8004873 | C24H27N3 |  | Mass | kg | emission | air | https://ofmpub.epa.gov/sor_internet/registry/substreg/searchandretrieve/substancesearch/search.do?details=displayDetails&selectedSubstanceId=36964 | 1 | Chemicals | f85669ad-c6cc-3a17-861d-20f589577cb7 | 4061cba4-cb52-3ef2-85a6-55942ed24d37 | 20aadc24-a391-41cf-b340-3e4529f44bde | 93a60a56-a3c8-11da-a746-0800200b9a66
C.I. Acid Yellow 3 | 8004-92-0 | 8004920 | 8004920 | - |  | Mass | kg | emission | air | https://ofmpub.epa.gov/sor_internet/registry/substreg/searchandretrieve/substancesearch/search.do?details=displayDetails&selectedSubstanceId=36962 | 1 | Chemicals | 22f7d71e-2cc8-38b0-b664-1096781af3eb | 4061cba4-cb52-3ef2-85a6-55942ed24d37 | 20aadc24-a391-41cf-b340-3e4529f44bde | 93a60a56-a3c8-11da-a746-0800200b9a66
4,4'-Isopropylidenediphenol | 80-05-7 | 80057 | 80057 | C15H16O2 |  | Mass | kg | emission | air | https://ofmpub.epa.gov/sor_internet/registry/substreg/searchandretrieve/substancesearch/search.do?details=displayDetails&selectedSubstanceId=48694 | 1 | Chemicals | fcd14f3c-1dd4-3fba-8835-f91f64336e4d | 4061cba4-cb52-3ef2-85a6-55942ed24d37 | 20aadc24-a391-41cf-b340-3e4529f44bde | 93a60a56-a3c8-11da-a746-0800200b9a66
Chlorfenethol | 80-06-8 | 80068 | 80068 | C14H12Cl2O |  | Mass | kg | emission | air | https://ofmpub.epa.gov/sor_internet/registry/substreg/searchandretrieve/substancesearch/search.do?details=displayDetails&selectedSubstanceId=78372 | 1 | Chemicals | 7c1e4afc-83e3-30dc-b798-f78d32316b38 | 4061cba4-cb52-3ef2-85a6-55942ed24d37 | 20aadc24-a391-41cf-b340-3e4529f44bde | 93a60a56-a3c8-11da-a746-0800200b9a66
Dapsone | 80-08-0 | 80080 | 80080 | C12H12N2O2S |  | Mass | kg | emission | air | https://ofmpub.epa.gov/sor_internet/registry/substreg/searchandretrieve/substancesearch/search.do?details=displayDetails&selectedSubstanceId=87288 | 1 | Chemicals | bd254014-b06d-3381-aa9b-ac646f1e776a | 4061cba4-cb52-3ef2-85a6-55942ed24d37 | 20aadc24-a391-41cf-b340-3e4529f44bde | 93a60a56-a3c8-11da-a746-0800200b9a66
Cumene hydroperoxide | 80-15-9 | 80159 | 80159 | C9H12O2 |  | Mass | kg | emission | air | https://ofmpub.epa.gov/sor_internet/registry/substreg/searchandretrieve/substancesearch/search.do?details=displayDetails&selectedSubstanceId=87190 | 1 | Chemicals | e743f78e-189f-37f8-8eca-2199b0464d7d | 4061cba4-cb52-3ef2-85a6-55942ed24d37 | 20aadc24-a391-41cf-b340-3e4529f44bde | 93a60a56-a3c8-11da-a746-0800200b9a66
Demeton-methyl | 8022-00-2 | 8022002 | 8022002 | - |  | Mass | kg | emission | air | https://ofmpub.epa.gov/sor_internet/registry/substreg/searchandretrieve/substancesearch/search.do?details=displayDetails&selectedSubstanceId=87187 | 1 | Chemicals | 5f48b46c-74d2-335b-878b-40940cc17942 | 4061cba4-cb52-3ef2-85a6-55942ed24d37 | 20aadc24-a391-41cf-b340-3e4529f44bde | 93a60a56-a3c8-11da-a746-0800200b9a66
Chlorfenson | 80-33-1 | 80331 | 80331 | C12H8Cl2O3S |  | Mass | kg | emission | air | https://ofmpub.epa.gov/sor_internet/registry/substreg/searchandretrieve/substancesearch/search.do?details=displayDetails&selectedSubstanceId=87183 | 1 | Chemicals | 53c25903-ddb4-3369-adb1-4fa64a54f688 | 4061cba4-cb52-3ef2-85a6-55942ed24d37 | 20aadc24-a391-41cf-b340-3e4529f44bde | 93a60a56-a3c8-11da-a746-0800200b9a66
Fenson | 80-38-6 | 80386 | 80386 | C12H9ClO3S |  | Mass | kg | emission | air | https://ofmpub.epa.gov/sor_internet/registry/substreg/searchandretrieve/substancesearch/search.do?details=displayDetails&selectedSubstanceId=78371 | 1 | Chemicals | 86ff94ec-8cb7-3827-9716-dfb3a72071d6 | 4061cba4-cb52-3ef2-85a6-55942ed24d37 | 20aadc24-a391-41cf-b340-3e4529f44bde | 93a60a56-a3c8-11da-a746-0800200b9a66
p-tert-Amylphenol | 80-46-6 | 80466 | 80466 | C11H16O |  | Mass | kg | emission | air | https://ofmpub.epa.gov/sor_internet/registry/substreg/searchandretrieve/substancesearch/search.do?details=displayDetails&selectedSubstanceId=48675 | 1 | Chemicals | 96cae317-90cb-341c-b606-1b71c7b327e4 | 4061cba4-cb52-3ef2-85a6-55942ed24d37 | 20aadc24-a391-41cf-b340-3e4529f44bde | 93a60a56-a3c8-11da-a746-0800200b9a66
Xanthacridinum | 8048-52-0 | 8048520 | 8048520 | - |  | Mass | kg | emission | air | https://ofmpub.epa.gov/sor_internet/registry/substreg/searchandretrieve/substancesearch/search.do?details=displayDetails&selectedSubstanceId=77418 | 1 | Chemicals | 6ab2f238-ebcc-3a13-aab4-37263967adb9 | 4061cba4-cb52-3ef2-85a6-55942ed24d37 | 20aadc24-a391-41cf-b340-3e4529f44bde | 93a60a56-a3c8-11da-a746-0800200b9a66
.alpha.-Pinene | 80-56-8 | 80568 | 80568 | C10H16 |  | Mass | kg | emission | air | https://ofmpub.epa.gov/sor_internet/registry/substreg/searchandretrieve/substancesearch/search.do?details=displayDetails&selectedSubstanceId=48668 | 1 | Chemicals | f7605c1f-fcac-3e6f-ad58-64985d0c62aa | 4061cba4-cb52-3ef2-85a6-55942ed24d37 | 20aadc24-a391-41cf-b340-3e4529f44bde | 93a60a56-a3c8-11da-a746-0800200b9a66
Sodium lignosulfonate | 8061-51-6 | 8061516 | 8061516 | - |  | Mass | kg | emission | air | https://ofmpub.epa.gov/sor_internet/registry/substreg/searchandretrieve/substancesearch/search.do?details=displayDetails&selectedSubstanceId=38113 | 1 | Chemicals | 9889677b-0df9-30e2-9b55-60e8f8d82c39 | 4061cba4-cb52-3ef2-85a6-55942ed24d37 | 20aadc24-a391-41cf-b340-3e4529f44bde | 93a60a56-a3c8-11da-a746-0800200b9a66
Ammonium lignosulfonate | 8061-53-8 | 8061538 | 8061538 | - |  | Mass | kg | emission | air | https://ofmpub.epa.gov/sor_internet/registry/substreg/searchandretrieve/substancesearch/search.do?details=displayDetails&selectedSubstanceId=38111 | 1 | Chemicals | 1f04a4bf-9d32-3ead-a7df-272dff71db6a | 4061cba4-cb52-3ef2-85a6-55942ed24d37 | 20aadc24-a391-41cf-b340-3e4529f44bde | 93a60a56-a3c8-11da-a746-0800200b9a66
Methyl methacrylate | 80-62-6 | 80626 | 80626 | C5H8O2 |  | Mass | kg | emission | air | https://ofmpub.epa.gov/sor_internet/registry/substreg/searchandretrieve/substancesearch/search.do?details=displayDetails&selectedSubstanceId=48666 | 1 | Chemicals | 3127bfe8-0595-3149-87b8-5178eb453e65 | 4061cba4-cb52-3ef2-85a6-55942ed24d37 | 20aadc24-a391-41cf-b340-3e4529f44bde | 93a60a56-a3c8-11da-a746-0800200b9a66
Bufencarb | 8065-36-9 | 8065369 | 8065369 | - |  | Mass | kg | emission | air | https://ofmpub.epa.gov/sor_internet/registry/substreg/searchandretrieve/substancesearch/search.do?details=displayDetails&selectedSubstanceId=81085 | 1 | Chemicals | c79d2e86-a65a-3fad-a0f7-84185f14c32a | 4061cba4-cb52-3ef2-85a6-55942ed24d37 | 20aadc24-a391-41cf-b340-3e4529f44bde | 93a60a56-a3c8-11da-a746-0800200b9a66
Etofenprox | 80844-07-1 | 80844071 | 80844071 | C25H28O3 |  | Mass | kg | emission | air | https://ofmpub.epa.gov/sor_internet/registry/substreg/searchandretrieve/substancesearch/search.do?details=displayDetails&selectedSubstanceId=87171 | 1 | Chemicals | 025bc31e-95b0-3fd2-b3f8-58cbed29f233 | 4061cba4-cb52-3ef2-85a6-55942ed24d37 | 20aadc24-a391-41cf-b340-3e4529f44bde | 93a60a56-a3c8-11da-a746-0800200b9a66
Saccharin | 81-07-2 | 81072 | 81072 | C7H5NO3S |  | Mass | kg | emission | air | https://ofmpub.epa.gov/sor_internet/registry/substreg/searchandretrieve/substancesearch/search.do?details=displayDetails&selectedSubstanceId=48660 | 1 | Chemicals | 29855ea7-5a98-39b4-8cff-919657daf2f9 | 4061cba4-cb52-3ef2-85a6-55942ed24d37 | 20aadc24-a391-41cf-b340-3e4529f44bde | 93a60a56-a3c8-11da-a746-0800200b9a66
2,4,6-Trinitro-5-tert-butyl-m-xylene | 81-15-2 | 81152 | 81152 | C12H15N3O6 |  | Mass | kg | emission | air | https://ofmpub.epa.gov/sor_internet/registry/substreg/searchandretrieve/substancesearch/search.do?details=displayDetails&selectedSubstanceId=48656 | 1 | Chemicals | baca23df-399d-3836-bbc4-0d5a0e6eb836 | 4061cba4-cb52-3ef2-85a6-55942ed24d37 | 20aadc24-a391-41cf-b340-3e4529f44bde | 93a60a56-a3c8-11da-a746-0800200b9a66
HFC-134a | 811-97-2 | 811972 | 811972 | C2H2F4 |  | Mass | kg | emission | air | https://ofmpub.epa.gov/sor_internet/registry/substreg/searchandretrieve/substancesearch/search.do?details=displayDetails&selectedSubstanceId=44103 | 1 | Chemicals | a138ab72-d280-3ac9-bbee-20ff97ed91c2 | 4061cba4-cb52-3ef2-85a6-55942ed24d37 | 20aadc24-a391-41cf-b340-3e4529f44bde | 93a60a56-a3c8-11da-a746-0800200b9a66
Imazapyr | 81334-34-1 | 81334341 | 81334341 | C13H15N3O3 |  | Mass | kg | emission | air | https://ofmpub.epa.gov/sor_internet/registry/substreg/searchandretrieve/substancesearch/search.do?details=displayDetails&selectedSubstanceId=86394 | 1 | Chemicals | 977ac5e2-e943-3263-a021-147defeb77b5 | 4061cba4-cb52-3ef2-85a6-55942ed24d37 | 20aadc24-a391-41cf-b340-3e4529f44bde | 93a60a56-a3c8-11da-a746-0800200b9a66
Imazaquin | 81335-37-7 | 81335377 | 81335377 | C17H17N3O3 |  | Mass | kg | emission | air | https://ofmpub.epa.gov/sor_internet/registry/substreg/searchandretrieve/substancesearch/search.do?details=displayDetails&selectedSubstanceId=87046 | 1 | Chemicals | 586b58f4-c29a-376e-b535-f8b8e166926d | 4061cba4-cb52-3ef2-85a6-55942ed24d37 | 20aadc24-a391-41cf-b340-3e4529f44bde | 93a60a56-a3c8-11da-a746-0800200b9a66
Imazaquin, monoammonium salt | 81335-47-9 | 81335479 | 81335479 | C17H20N4O3 |  | Mass | kg | emission | air | https://ofmpub.epa.gov/sor_internet/registry/substreg/searchandretrieve/substancesearch/search.do?details=displayDetails&selectedSubstanceId=86392 | 1 | Chemicals | 6ba45d92-a5e0-3b82-a591-1b2bc721a33d | 4061cba4-cb52-3ef2-85a6-55942ed24d37 | 20aadc24-a391-41cf-b340-3e4529f44bde | 93a60a56-a3c8-11da-a746-0800200b9a66
Imazethapyr | 81335-77-5 | 81335775 | 81335775 | C15H19N3O3 |  | Mass | kg | emission | air | https://ofmpub.epa.gov/sor_internet/registry/substreg/searchandretrieve/substancesearch/search.do?details=displayDetails&selectedSubstanceId=87045 | 1 | Chemicals | afd2b8f3-a977-3b58-9708-d93a7a5f2f4f | 4061cba4-cb52-3ef2-85a6-55942ed24d37 | 20aadc24-a391-41cf-b340-3e4529f44bde | 93a60a56-a3c8-11da-a746-0800200b9a66
Dimethyl phosphate | 813-78-5 | 813785 | 813785 | C2H7O4P |  | Mass | kg | emission | air | https://ofmpub.epa.gov/sor_internet/registry/substreg/searchandretrieve/substancesearch/search.do?details=displayDetails&selectedSubstanceId=44098 | 1 | Chemicals | a6df664f-8a66-3d83-b6b9-4c6122704373 | 4061cba4-cb52-3ef2-85a6-55942ed24d37 | 20aadc24-a391-41cf-b340-3e4529f44bde | 93a60a56-a3c8-11da-a746-0800200b9a66
Imazamethabenz-methyl | 81405-85-8 | 81405858 | 81405858 | - |  | Mass | kg | emission | air | https://ofmpub.epa.gov/sor_internet/registry/substreg/searchandretrieve/substancesearch/search.do?details=displayDetails&selectedSubstanceId=86387 | 1 | Chemicals | fd25d965-70b1-369e-ab66-6366cf1a4587 | 4061cba4-cb52-3ef2-85a6-55942ed24d37 | 20aadc24-a391-41cf-b340-3e4529f44bde | 93a60a56-a3c8-11da-a746-0800200b9a66
Fluroxypyr-meptyl | 81406-37-3 | 81406373 | 81406373 | C15H21Cl2FN2O3 |  | Mass | kg | emission | air | https://ofmpub.epa.gov/sor_internet/registry/substreg/searchandretrieve/substancesearch/search.do?details=displayDetails&selectedSubstanceId=80827 | 1 | Chemicals | a4178530-b6b3-321d-a13a-c8439441926f | 4061cba4-cb52-3ef2-85a6-55942ed24d37 | 20aadc24-a391-41cf-b340-3e4529f44bde | 93a60a56-a3c8-11da-a746-0800200b9a66
1-Amino-2,4-dibromoanthraquinone | 81-49-2 | 81492 | 81492 | C14H7Br2NO2 |  | Mass | kg | emission | air | https://ofmpub.epa.gov/sor_internet/registry/substreg/searchandretrieve/substancesearch/search.do?details=displayDetails&selectedSubstanceId=48645 | 1 | Chemicals | 1e258786-2868-30e7-9d49-acd834fca508 | 4061cba4-cb52-3ef2-85a6-55942ed24d37 | 20aadc24-a391-41cf-b340-3e4529f44bde | 93a60a56-a3c8-11da-a746-0800200b9a66
Imazapyr, isopropylamine salt | 81510-83-0 | 81510830 | 81510830 | C16H24N4O3 |  | Mass | kg | emission | air | https://ofmpub.epa.gov/sor_internet/registry/substreg/searchandretrieve/substancesearch/search.do?details=displayDetails&selectedSubstanceId=86362 | 1 | Chemicals | be92cc9e-351e-3d34-94d8-e991e3c0bb29 | 4061cba4-cb52-3ef2-85a6-55942ed24d37 | 20aadc24-a391-41cf-b340-3e4529f44bde | 93a60a56-a3c8-11da-a746-0800200b9a66
Purpurin | 81-54-9 | 81549 | 81549 | C14H8O5 |  | Mass | kg | emission | air | https://ofmpub.epa.gov/sor_internet/registry/substreg/searchandretrieve/substancesearch/search.do?details=displayDetails&selectedSubstanceId=98278 | 1 | Chemicals | 2b6d6bca-2ce8-3c5b-bd4d-d15d2030b5ca | 4061cba4-cb52-3ef2-85a6-55942ed24d37 | 20aadc24-a391-41cf-b340-3e4529f44bde | 93a60a56-a3c8-11da-a746-0800200b9a66
Glyphosate-trimesium | 81591-81-3 | 81591813 | 81591813 | C6H16NO5PS |  | Mass | kg | emission | air | https://ofmpub.epa.gov/sor_internet/registry/substreg/searchandretrieve/substancesearch/search.do?details=displayDetails&selectedSubstanceId=86358 | 1 | Chemicals | a39b1658-581f-3eb9-ac1b-2ec3d28ff798 | 4061cba4-cb52-3ef2-85a6-55942ed24d37 | 20aadc24-a391-41cf-b340-3e4529f44bde | 93a60a56-a3c8-11da-a746-0800200b9a66
9,10-Anthracenedione, 1,2,5,8-tetrahydroxy- | 81-61-8 | 81618 | 81618 | C14H8O6 |  | Mass | kg | emission | air | https://ofmpub.epa.gov/sor_internet/registry/substreg/searchandretrieve/substancesearch/search.do?details=displayDetails&selectedSubstanceId=48642 | 1 | Chemicals | ecc1186c-2bf2-3127-921a-1af682f97e0c | 4061cba4-cb52-3ef2-85a6-55942ed24d37 | 20aadc24-a391-41cf-b340-3e4529f44bde | 93a60a56-a3c8-11da-a746-0800200b9a66
Quinizarin | 81-64-1 | 81641 | 81641 | C14H8O4 |  | Mass | kg | emission | air | https://ofmpub.epa.gov/sor_internet/registry/substreg/searchandretrieve/substancesearch/search.do?details=displayDetails&selectedSubstanceId=48641 | 1 | Chemicals | 6de5e6d6-a881-3db4-9390-f1170e9780d1 | 4061cba4-cb52-3ef2-85a6-55942ed24d37 | 20aadc24-a391-41cf-b340-3e4529f44bde | 93a60a56-a3c8-11da-a746-0800200b9a66
C.I. Pigment Blue 60 | 81-77-6 | 81776 | 81776 | C28H14N2O4 |  | Mass | kg | emission | air | https://ofmpub.epa.gov/sor_internet/registry/substreg/searchandretrieve/substancesearch/search.do?details=displayDetails&selectedSubstanceId=87023 | 1 | Chemicals | 2f28fc86-7276-317f-9ac1-21f23f3569f3 | 4061cba4-cb52-3ef2-85a6-55942ed24d37 | 20aadc24-a391-41cf-b340-3e4529f44bde | 93a60a56-a3c8-11da-a746-0800200b9a66
Clomazone | 81777-89-1 | 81777891 | 81777891 | C12H14ClNO2 |  | Mass | kg | emission | air | https://ofmpub.epa.gov/sor_internet/registry/substreg/searchandretrieve/substancesearch/search.do?details=displayDetails&selectedSubstanceId=86224 | 1 | Chemicals | 8cc60189-8266-3e98-b740-793fd1043229 | 4061cba4-cb52-3ef2-85a6-55942ed24d37 | 20aadc24-a391-41cf-b340-3e4529f44bde | 93a60a56-a3c8-11da-a746-0800200b9a66
Warfarin | 81-81-2 | 81812 | 81812 | C19H16O4 |  | Mass | kg | emission | air | https://ofmpub.epa.gov/sor_internet/registry/substreg/searchandretrieve/substancesearch/search.do?details=displayDetails&selectedSubstanceId=87020 | 1 | Chemicals | 1481c3ef-1194-31d2-88fb-9c8d2b486cea | 4061cba4-cb52-3ef2-85a6-55942ed24d37 | 20aadc24-a391-41cf-b340-3e4529f44bde | 93a60a56-a3c8-11da-a746-0800200b9a66
Coumachlor | 81-82-3 | 81823 | 81823 | C19H15ClO4 |  | Mass | kg | emission | air | https://ofmpub.epa.gov/sor_internet/registry/substreg/searchandretrieve/substancesearch/search.do?details=displayDetails&selectedSubstanceId=87019 | 1 | Chemicals | 5b682476-4575-3437-a149-501e1629c186 | 4061cba4-cb52-3ef2-85a6-55942ed24d37 | 20aadc24-a391-41cf-b340-3e4529f44bde | 93a60a56-a3c8-11da-a746-0800200b9a66
2-Hydroxyethyl acrylate | 818-61-1 | 818611 | 818611 | C5H8O3 |  | Mass | kg | emission | air | https://ofmpub.epa.gov/sor_internet/registry/substreg/searchandretrieve/substancesearch/search.do?details=displayDetails&selectedSubstanceId=87017 | 1 | Chemicals | 74e873ff-8210-3308-b0a3-e862ffc26a8e | 4061cba4-cb52-3ef2-85a6-55942ed24d37 | 20aadc24-a391-41cf-b340-3e4529f44bde | 93a60a56-a3c8-11da-a746-0800200b9a66
Rhodamine B | 81-88-9 | 81889 | 81889 | C28H31ClN2O3 |  | Mass | kg | emission | air | https://ofmpub.epa.gov/sor_internet/registry/substreg/searchandretrieve/substancesearch/search.do?details=displayDetails&selectedSubstanceId=87016 | 1 | Chemicals | f43c4edc-3cbd-35be-98dd-64d71d980d91 | 4061cba4-cb52-3ef2-85a6-55942ed24d37 | 20aadc24-a391-41cf-b340-3e4529f44bde | 93a60a56-a3c8-11da-a746-0800200b9a66
Triasulfuron | 82097-50-5 | 82097505 | 82097505 | C14H16ClN5O5S |  | Mass | kg | emission | air | https://ofmpub.epa.gov/sor_internet/registry/substreg/searchandretrieve/substancesearch/search.do?details=displayDetails&selectedSubstanceId=86185 | 1 | Chemicals | e53d39a9-672e-37bb-ab60-bdc7e9e408ed | 4061cba4-cb52-3ef2-85a6-55942ed24d37 | 20aadc24-a391-41cf-b340-3e4529f44bde | 93a60a56-a3c8-11da-a746-0800200b9a66
2-Nonanone | 821-55-6 | 821556 | 821556 | C9H18O |  | Mass | kg | emission | air | https://ofmpub.epa.gov/sor_internet/registry/substreg/searchandretrieve/substancesearch/search.do?details=displayDetails&selectedSubstanceId=44447 | 1 | Chemicals | a03d52a4-5dc8-329b-8d52-7f0726603112 | 4061cba4-cb52-3ef2-85a6-55942ed24d37 | 20aadc24-a391-41cf-b340-3e4529f44bde | 93a60a56-a3c8-11da-a746-0800200b9a66
1H-Imidazole, 4-methyl- | 822-36-6 | 822366 | 822366 | C4H6N2 |  | Mass | kg | emission | air | https://ofmpub.epa.gov/sor_internet/registry/substreg/searchandretrieve/substancesearch/search.do?details=displayDetails&selectedSubstanceId=44434 | 1 | Chemicals | 808555e0-7479-32ac-8c32-ffee6ee1b573 | 4061cba4-cb52-3ef2-85a6-55942ed24d37 | 20aadc24-a391-41cf-b340-3e4529f44bde | 93a60a56-a3c8-11da-a746-0800200b9a66
1-Amino-2-methylanthraquinone | 82-28-0 | 82280 | 82280 | C15H11NO2 |  | Mass | kg | emission | air | https://ofmpub.epa.gov/sor_internet/registry/substreg/searchandretrieve/substancesearch/search.do?details=displayDetails&selectedSubstanceId=48621 | 1 | Chemicals | 0f727ad1-e998-36b7-ba41-ccac5bfc91d8 | 4061cba4-cb52-3ef2-85a6-55942ed24d37 | 20aadc24-a391-41cf-b340-3e4529f44bde | 93a60a56-a3c8-11da-a746-0800200b9a66
trans-1,2-Dichlorocyclohexane | 822-86-6 | 822866 | 822866 | C6H10Cl2 |  | Mass | kg | emission | air | https://ofmpub.epa.gov/sor_internet/registry/substreg/searchandretrieve/substancesearch/search.do?details=displayDetails&selectedSubstanceId=87010 | 1 | Chemicals | a53abf6f-4d06-3120-af12-21dc6c4a95b2 | 4061cba4-cb52-3ef2-85a6-55942ed24d37 | 20aadc24-a391-41cf-b340-3e4529f44bde | 93a60a56-a3c8-11da-a746-0800200b9a66
Isoxaben | 82558-50-7 | 82558507 | 82558507 | C18H24N2O4 |  | Mass | kg | emission | air | https://ofmpub.epa.gov/sor_internet/registry/substreg/searchandretrieve/substancesearch/search.do?details=displayDetails&selectedSubstanceId=85917 | 1 | Chemicals | 333be8bc-44c6-3a43-b079-ec43a4cbb8fe | 4061cba4-cb52-3ef2-85a6-55942ed24d37 | 20aadc24-a391-41cf-b340-3e4529f44bde | 93a60a56-a3c8-11da-a746-0800200b9a66
Benfuracarb | 82560-54-1 | 82560541 | 82560541 | C20H30N2O5S |  | Mass | kg | emission | air | https://ofmpub.epa.gov/sor_internet/registry/substreg/searchandretrieve/substancesearch/search.do?details=displayDetails&selectedSubstanceId=76964 | 1 | Chemicals | c2876372-f5b8-3623-a83c-d33590c67c31 | 4061cba4-cb52-3ef2-85a6-55942ed24d37 | 20aadc24-a391-41cf-b340-3e4529f44bde | 93a60a56-a3c8-11da-a746-0800200b9a66
Monosodium 4-phenolsulfonate | 825-90-1 | 825901 | 825901 | C6H5NaO4S |  | Mass | kg | emission | air | https://ofmpub.epa.gov/sor_internet/registry/substreg/searchandretrieve/substancesearch/search.do?details=displayDetails&selectedSubstanceId=98355 | 1 | Chemicals | c4e19541-59cb-359e-9c90-57078b2ad14d | 4061cba4-cb52-3ef2-85a6-55942ed24d37 | 20aadc24-a391-41cf-b340-3e4529f44bde | 93a60a56-a3c8-11da-a746-0800200b9a66
4-Piperidinone, 2,2,6,6-tetramethyl- | 826-36-8 | 826368 | 826368 | C9H17NO |  | Mass | kg | emission | air | https://ofmpub.epa.gov/sor_internet/registry/substreg/searchandretrieve/substancesearch/search.do?details=displayDetails&selectedSubstanceId=44417 | 1 | Chemicals | b4761b3a-7f85-3802-b937-3ceedac7a927 | 4061cba4-cb52-3ef2-85a6-55942ed24d37 | 20aadc24-a391-41cf-b340-3e4529f44bde | 93a60a56-a3c8-11da-a746-0800200b9a66
Bifenthrin | 82657-04-3 | 82657043 | 82657043 | C23H22ClF3O2 |  | Mass | kg | emission | air | https://ofmpub.epa.gov/sor_internet/registry/substreg/searchandretrieve/substancesearch/search.do?details=displayDetails&selectedSubstanceId=85911 | 1 | Chemicals | 1e1af496-54c2-3fe0-93d1-4bd1422c690b | 4061cba4-cb52-3ef2-85a6-55942ed24d37 | 20aadc24-a391-41cf-b340-3e4529f44bde | 93a60a56-a3c8-11da-a746-0800200b9a66
Pentachloronitrobenzene | 82-68-8 | 82688 | 82688 | C6Cl5NO2 |  | Mass | kg | emission | air | https://ofmpub.epa.gov/sor_internet/registry/substreg/searchandretrieve/substancesearch/search.do?details=displayDetails&selectedSubstanceId=98352 | 1 | Chemicals | 469fc6b0-268f-39bc-8c18-7caea9bb6282 | 4061cba4-cb52-3ef2-85a6-55942ed24d37 | 20aadc24-a391-41cf-b340-3e4529f44bde | 93a60a56-a3c8-11da-a746-0800200b9a66
Cyclohexylbenzene | 827-52-1 | 827521 | 827521 | C12H16 |  | Mass | kg | emission | air | https://ofmpub.epa.gov/sor_internet/registry/substreg/searchandretrieve/substancesearch/search.do?details=displayDetails&selectedSubstanceId=43701 | 1 | Chemicals | e57d3570-6e76-39e3-8bde-91a85e2a88ca | 4061cba4-cb52-3ef2-85a6-55942ed24d37 | 20aadc24-a391-41cf-b340-3e4529f44bde | 93a60a56-a3c8-11da-a746-0800200b9a66
Dimethoxane | 828-00-2 | 828002 | 828002 | C8H14O4 |  | Mass | kg | emission | air | https://ofmpub.epa.gov/sor_internet/registry/substreg/searchandretrieve/substancesearch/search.do?details=displayDetails&selectedSubstanceId=98346 | 1 | Chemicals | 3d4ee161-8966-3c20-9867-613a4760747d | 4061cba4-cb52-3ef2-85a6-55942ed24d37 | 20aadc24-a391-41cf-b340-3e4529f44bde | 93a60a56-a3c8-11da-a746-0800200b9a66
Cyclododecanone | 830-13-7 | 830137 | 830137 | C12H22O |  | Mass | kg | emission | air | https://ofmpub.epa.gov/sor_internet/registry/substreg/searchandretrieve/substancesearch/search.do?details=displayDetails&selectedSubstanceId=98341 | 1 | Chemicals | 0430644a-734a-3f0f-8a86-1c90fff04741 | 4061cba4-cb52-3ef2-85a6-55942ed24d37 | 20aadc24-a391-41cf-b340-3e4529f44bde | 93a60a56-a3c8-11da-a746-0800200b9a66
Bensulfuron-methyl | 83055-99-6 | 83055996 | 83055996 | C16H18N4O7S |  | Mass | kg | emission | air | https://ofmpub.epa.gov/sor_internet/registry/substreg/searchandretrieve/substancesearch/search.do?details=displayDetails&selectedSubstanceId=85807 | 1 | Chemicals | f647d452-5af9-31da-80cd-cf8807cf2e92 | 4061cba4-cb52-3ef2-85a6-55942ed24d37 | 20aadc24-a391-41cf-b340-3e4529f44bde | 93a60a56-a3c8-11da-a746-0800200b9a66
1H-Indole-3-propanoic acid | 830-96-6 | 830966 | 830966 | C11H11NO2 |  | Mass | kg | emission | air | https://ofmpub.epa.gov/sor_internet/registry/substreg/searchandretrieve/substancesearch/search.do?details=displayDetails&selectedSubstanceId=43693 | 1 | Chemicals | b15001fd-e300-3431-8e4e-635807c78f93 | 4061cba4-cb52-3ef2-85a6-55942ed24d37 | 20aadc24-a391-41cf-b340-3e4529f44bde | 93a60a56-a3c8-11da-a746-0800200b9a66
Teflubenzuron | 83121-18-0 | 83121180 | 83121180 | C14H6Cl2F4N2O2 |  | Mass | kg | emission | air | https://ofmpub.epa.gov/sor_internet/registry/substreg/searchandretrieve/substancesearch/search.do?details=displayDetails&selectedSubstanceId=76961 | 1 | Chemicals | a5632763-c6ec-30fd-a117-a9fd1fe9ebb1 | 4061cba4-cb52-3ef2-85a6-55942ed24d37 | 20aadc24-a391-41cf-b340-3e4529f44bde | 93a60a56-a3c8-11da-a746-0800200b9a66
3-Pyridinecarboxamide, N-(2,4-difluorophenyl)-2-[3-(trifluoromethyl)phenoxy]- | 83164-33-4 | 83164334 | 83164334 | C19H11F5N2O2 |  | Mass | kg | emission | air | https://ofmpub.epa.gov/sor_internet/registry/substreg/searchandretrieve/substancesearch/search.do?details=displayDetails&selectedSubstanceId=81776 | 1 | Chemicals | c355e87f-e0bb-3674-980a-87e99e91ab4e | 4061cba4-cb52-3ef2-85a6-55942ed24d37 | 20aadc24-a391-41cf-b340-3e4529f44bde | 93a60a56-a3c8-11da-a746-0800200b9a66
p-Phenoxyphenol | 831-82-3 | 831823 | 831823 | C12H10O2 |  | Mass | kg | emission | air | https://ofmpub.epa.gov/sor_internet/registry/substreg/searchandretrieve/substancesearch/search.do?details=displayDetails&selectedSubstanceId=43689 | 1 | Chemicals | 107076d5-5fb9-3246-8b74-0bb9db3d7179 | 4061cba4-cb52-3ef2-85a6-55942ed24d37 | 20aadc24-a391-41cf-b340-3e4529f44bde | 93a60a56-a3c8-11da-a746-0800200b9a66
Propanoic acid, 2-chloro-, 2-methylpropyl ester, (2S)- | 83261-15-8 | 83261158 | 83261158 | C7H13ClO2 |  | Mass | kg | emission | air | https://ofmpub.epa.gov/sor_internet/registry/substreg/searchandretrieve/substancesearch/search.do?details=displayDetails&selectedSubstanceId=81774 | 1 | Chemicals | 80ac2bba-d967-38d6-91e5-87968d4d4f89 | 4061cba4-cb52-3ef2-85a6-55942ed24d37 | 20aadc24-a391-41cf-b340-3e4529f44bde | 93a60a56-a3c8-11da-a746-0800200b9a66
Acenaphthene | 83-32-9 | 83329 | 83329 | C12H10 |  | Mass | kg | emission | air | https://ofmpub.epa.gov/sor_internet/registry/substreg/searchandretrieve/substancesearch/search.do?details=displayDetails&selectedSubstanceId=48599 | 1 | Chemicals | f0b4c2ab-9499-3e27-b48e-bf3bdb0e3e14 | 4061cba4-cb52-3ef2-85a6-55942ed24d37 | 20aadc24-a391-41cf-b340-3e4529f44bde | 93a60a56-a3c8-11da-a746-0800200b9a66
3-Methylindole | 83-34-1 | 83341 | 83341 | C9H9N |  | Mass | kg | emission | air | https://ofmpub.epa.gov/sor_internet/registry/substreg/searchandretrieve/substancesearch/search.do?details=displayDetails&selectedSubstanceId=98330 | 1 | Chemicals | 4ac1fcd4-9495-36fa-bd7e-5b335cc46894 | 4061cba4-cb52-3ef2-85a6-55942ed24d37 | 20aadc24-a391-41cf-b340-3e4529f44bde | 93a60a56-a3c8-11da-a746-0800200b9a66
3-Nitro-o-xylene | 83-41-0 | 83410 | 83410 | C8H9NO2 |  | Mass | kg | emission | air | https://ofmpub.epa.gov/sor_internet/registry/substreg/searchandretrieve/substancesearch/search.do?details=displayDetails&selectedSubstanceId=48596 | 1 | Chemicals | a494bca2-f78c-3e07-b4aa-87606aab2134 | 4061cba4-cb52-3ef2-85a6-55942ed24d37 | 20aadc24-a391-41cf-b340-3e4529f44bde | 93a60a56-a3c8-11da-a746-0800200b9a66
Ametryn | 834-12-8 | 834128 | 834128 | C9H17N5S |  | Mass | kg | emission | air | https://ofmpub.epa.gov/sor_internet/registry/substreg/searchandretrieve/substancesearch/search.do?details=displayDetails&selectedSubstanceId=43683 | 1 | Chemicals | f632bb41-569b-380c-97f3-b1eba2f83d84 | 4061cba4-cb52-3ef2-85a6-55942ed24d37 | 20aadc24-a391-41cf-b340-3e4529f44bde | 93a60a56-a3c8-11da-a746-0800200b9a66
1-Chloro-2-methyl-3-nitrobenzene | 83-42-1 | 83421 | 83421 | C7H6ClNO2 |  | Mass | kg | emission | air | https://ofmpub.epa.gov/sor_internet/registry/substreg/searchandretrieve/substancesearch/search.do?details=displayDetails&selectedSubstanceId=48595 | 1 | Chemicals | d293a0dd-b0b2-3260-baf2-b2256e2bfe29 | 4061cba4-cb52-3ef2-85a6-55942ed24d37 | 20aadc24-a391-41cf-b340-3e4529f44bde | 93a60a56-a3c8-11da-a746-0800200b9a66
Propyl isome | 83-59-0 | 83590 | 83590 | C20H26O6 |  | Mass | kg | emission | air | https://ofmpub.epa.gov/sor_internet/registry/substreg/searchandretrieve/substancesearch/search.do?details=displayDetails&selectedSubstanceId=81270 | 1 | Chemicals | bcd4c4a9-15e8-36d3-b50b-4862c170449c | 4061cba4-cb52-3ef2-85a6-55942ed24d37 | 20aadc24-a391-41cf-b340-3e4529f44bde | 93a60a56-a3c8-11da-a746-0800200b9a66
4-Nitrodiphenylamine | 836-30-6 | 836306 | 836306 | C12H10N2O2 |  | Mass | kg | emission | air | https://ofmpub.epa.gov/sor_internet/registry/substreg/searchandretrieve/substancesearch/search.do?details=displayDetails&selectedSubstanceId=43680 | 1 | Chemicals | 246ca1f0-5304-3ba4-b45f-5aae9290b658 | 4061cba4-cb52-3ef2-85a6-55942ed24d37 | 20aadc24-a391-41cf-b340-3e4529f44bde | 93a60a56-a3c8-11da-a746-0800200b9a66
Musk ambrette | 83-66-9 | 83669 | 83669 | C12H16N2O5 |  | Mass | kg | emission | air | https://ofmpub.epa.gov/sor_internet/registry/substreg/searchandretrieve/substancesearch/search.do?details=displayDetails&selectedSubstanceId=48590 | 1 | Chemicals | 2708c564-dad3-34d2-b877-f47fb35096cd | 4061cba4-cb52-3ef2-85a6-55942ed24d37 | 20aadc24-a391-41cf-b340-3e4529f44bde | 93a60a56-a3c8-11da-a746-0800200b9a66
Rotenone | 83-79-4 | 83794 | 83794 | C23H22O6 |  | Mass | kg | emission | air | https://ofmpub.epa.gov/sor_internet/registry/substreg/searchandretrieve/substancesearch/search.do?details=displayDetails&selectedSubstanceId=98192 | 1 | Chemicals | 70537e0f-a790-39c6-9070-39cd397b4c8c | 4061cba4-cb52-3ef2-85a6-55942ed24d37 | 20aadc24-a391-41cf-b340-3e4529f44bde | 93a60a56-a3c8-11da-a746-0800200b9a66
4,4'-Methylenebis(2-methylaniline) | 838-88-0 | 838880 | 838880 | C15H18N2 |  | Mass | kg | emission | air | https://ofmpub.epa.gov/sor_internet/registry/substreg/searchandretrieve/substancesearch/search.do?details=displayDetails&selectedSubstanceId=43676 | 1 | Chemicals | 98d3d098-c348-3c7d-a719-a863fea42fce | 4061cba4-cb52-3ef2-85a6-55942ed24d37 | 20aadc24-a391-41cf-b340-3e4529f44bde | 93a60a56-a3c8-11da-a746-0800200b9a66
Quinacrine | 83-89-6 | 83896 | 83896 | C23H30ClN3O |  | Mass | kg | emission | air | https://ofmpub.epa.gov/sor_internet/registry/substreg/searchandretrieve/substancesearch/search.do?details=displayDetails&selectedSubstanceId=96738 | 1 | Chemicals | c3de45e8-91bb-37aa-86c6-4f4f909172ed | 4061cba4-cb52-3ef2-85a6-55942ed24d37 | 20aadc24-a391-41cf-b340-3e4529f44bde | 93a60a56-a3c8-11da-a746-0800200b9a66
Quinclorac | 84087-01-4 | 84087014 | 84087014 | C10H5Cl2NO2 |  | Mass | kg | emission | air | https://ofmpub.epa.gov/sor_internet/registry/substreg/searchandretrieve/substancesearch/search.do?details=displayDetails&selectedSubstanceId=63454 | 1 | Chemicals | bb479ab9-98fd-3e60-ac4c-41db14989e0d | 4061cba4-cb52-3ef2-85a6-55942ed24d37 | 20aadc24-a391-41cf-b340-3e4529f44bde | 93a60a56-a3c8-11da-a746-0800200b9a66
Methoprotryne | 841-06-5 | 841065 | 841065 | C11H21N5OS |  | Mass | kg | emission | air | https://ofmpub.epa.gov/sor_internet/registry/substreg/searchandretrieve/substancesearch/search.do?details=displayDetails&selectedSubstanceId=98186 | 1 | Chemicals | e67c68a8-9af2-3aba-bf0e-3906f5868996 | 4061cba4-cb52-3ef2-85a6-55942ed24d37 | 20aadc24-a391-41cf-b340-3e4529f44bde | 93a60a56-a3c8-11da-a746-0800200b9a66
9,10-Phenanthrenedione | 84-11-7 | 84117 | 84117 | C14H8O2 |  | Mass | kg | emission | air | https://ofmpub.epa.gov/sor_internet/registry/substreg/searchandretrieve/substancesearch/search.do?details=displayDetails&selectedSubstanceId=98185 | 1 | Chemicals | 92e9b559-1560-313c-b690-a2f7eb7a50f8 | 4061cba4-cb52-3ef2-85a6-55942ed24d37 | 20aadc24-a391-41cf-b340-3e4529f44bde | 93a60a56-a3c8-11da-a746-0800200b9a66
C.I. Solvent Yellow 14 | 842-07-9 | 842079 | 842079 | C16H12N2O |  | Mass | kg | emission | air | https://ofmpub.epa.gov/sor_internet/registry/substreg/searchandretrieve/substancesearch/search.do?details=displayDetails&selectedSubstanceId=43671 | 1 | Chemicals | e18c4ba3-ba0e-3712-a74c-19275527a517 | 4061cba4-cb52-3ef2-85a6-55942ed24d37 | 20aadc24-a391-41cf-b340-3e4529f44bde | 93a60a56-a3c8-11da-a746-0800200b9a66
Diphenyl phthalate | 84-62-8 | 84628 | 84628 | C20H14O4 |  | Mass | kg | emission | air | https://ofmpub.epa.gov/sor_internet/registry/substreg/searchandretrieve/substancesearch/search.do?details=displayDetails&selectedSubstanceId=48880 | 1 | Chemicals | b8bc4777-7d31-3f25-921a-42d0af928863 | 4061cba4-cb52-3ef2-85a6-55942ed24d37 | 20aadc24-a391-41cf-b340-3e4529f44bde | 93a60a56-a3c8-11da-a746-0800200b9a66
Anthraquinone | 84-65-1 | 84651 | 84651 | C14H8O2 |  | Mass | kg | emission | air | https://ofmpub.epa.gov/sor_internet/registry/substreg/searchandretrieve/substancesearch/search.do?details=displayDetails&selectedSubstanceId=48878 | 1 | Chemicals | 01fc1e66-3f47-3401-83b3-b983ba54edb9 | 4061cba4-cb52-3ef2-85a6-55942ed24d37 | 20aadc24-a391-41cf-b340-3e4529f44bde | 93a60a56-a3c8-11da-a746-0800200b9a66
Diethyl phthalate | 84-66-2 | 84662 | 84662 | C12H14O4 |  | Mass | kg | emission | air | https://ofmpub.epa.gov/sor_internet/registry/substreg/searchandretrieve/substancesearch/search.do?details=displayDetails&selectedSubstanceId=48877 | 1 | Chemicals | 005bfa9d-7a70-3025-8415-09a3c51f3721 | 4061cba4-cb52-3ef2-85a6-55942ed24d37 | 20aadc24-a391-41cf-b340-3e4529f44bde | 93a60a56-a3c8-11da-a746-0800200b9a66
C.I. Acid Yellow 1 | 846-70-8 | 846708 | 846708 | C10H4N2Na2O8S |  | Mass | kg | emission | air | https://ofmpub.epa.gov/sor_internet/registry/substreg/searchandretrieve/substancesearch/search.do?details=displayDetails&selectedSubstanceId=43666 | 1 | Chemicals | 5bfe22c0-38b6-3282-98ca-bec8c7784959 | 4061cba4-cb52-3ef2-85a6-55942ed24d37 | 20aadc24-a391-41cf-b340-3e4529f44bde | 93a60a56-a3c8-11da-a746-0800200b9a66
Diisobutyl phthalate | 84-69-5 | 84695 | 84695 | C16H22O4 |  | Mass | kg | emission | air | https://ofmpub.epa.gov/sor_internet/registry/substreg/searchandretrieve/substancesearch/search.do?details=displayDetails&selectedSubstanceId=48876 | 1 | Chemicals | 4cf169aa-7b76-3168-99c1-c4ad88d00f5f | 4061cba4-cb52-3ef2-85a6-55942ed24d37 | 20aadc24-a391-41cf-b340-3e4529f44bde | 93a60a56-a3c8-11da-a746-0800200b9a66
Dibutyl phthalate | 84-74-2 | 84742 | 84742 | C16H22O4 |  | Mass | kg | emission | air | https://ofmpub.epa.gov/sor_internet/registry/substreg/searchandretrieve/substancesearch/search.do?details=displayDetails&selectedSubstanceId=48873 | 1 | Chemicals | c96a8479-585e-3fe0-97d9-68a9ed8f959e | 4061cba4-cb52-3ef2-85a6-55942ed24d37 | 20aadc24-a391-41cf-b340-3e4529f44bde | 93a60a56-a3c8-11da-a746-0800200b9a66
Dihexyl phthalate | 84-75-3 | 84753 | 84753 | C20H30O4 |  | Mass | kg | emission | air | https://ofmpub.epa.gov/sor_internet/registry/substreg/searchandretrieve/substancesearch/search.do?details=displayDetails&selectedSubstanceId=98166 | 1 | Chemicals | 90332d08-807a-30b6-8457-3e7a505e0ad8 | 4061cba4-cb52-3ef2-85a6-55942ed24d37 | 20aadc24-a391-41cf-b340-3e4529f44bde | 93a60a56-a3c8-11da-a746-0800200b9a66
Branched p-nonylphenol | 84852-15-3 | 84852153 | 84852153 | - |  | Mass | kg | emission | air | https://ofmpub.epa.gov/sor_internet/registry/substreg/searchandretrieve/substancesearch/search.do?details=displayDetails&selectedSubstanceId=27144 | 1 | Chemicals | 6c37cc4c-dcb1-3393-8520-b65f6dea6715 | 4061cba4-cb52-3ef2-85a6-55942ed24d37 | 20aadc24-a391-41cf-b340-3e4529f44bde | 93a60a56-a3c8-11da-a746-0800200b9a66
Diquat dibromide | 85-00-7 | 85007 | 85007 | C12H12Br2N2 |  | Mass | kg | emission | air | https://ofmpub.epa.gov/sor_internet/registry/substreg/searchandretrieve/substancesearch/search.do?details=displayDetails&selectedSubstanceId=48864 | 1 | Chemicals | 0dc650f4-cbc8-37e9-9f77-b7deded1659a | 4061cba4-cb52-3ef2-85a6-55942ed24d37 | 20aadc24-a391-41cf-b340-3e4529f44bde | 93a60a56-a3c8-11da-a746-0800200b9a66
Phenanthrene | 85-01-8 | 85018 | 85018 | C14H10 |  | Mass | kg | emission | air | https://ofmpub.epa.gov/sor_internet/registry/substreg/searchandretrieve/substancesearch/search.do?details=displayDetails&selectedSubstanceId=98155 | 1 | Chemicals | 50dbc4b9-8de1-315a-945f-e731bd30a0a3 | 4061cba4-cb52-3ef2-85a6-55942ed24d37 | 20aadc24-a391-41cf-b340-3e4529f44bde | 93a60a56-a3c8-11da-a746-0800200b9a66
Benzo[f]quinoline | 85-02-9 | 85029 | 85029 | C13H9N |  | Mass | kg | emission | air | https://ofmpub.epa.gov/sor_internet/registry/substreg/searchandretrieve/substancesearch/search.do?details=displayDetails&selectedSubstanceId=78104 | 1 | Chemicals | 4efead48-7ccb-3e44-ba8c-b69541f820f3 | 4061cba4-cb52-3ef2-85a6-55942ed24d37 | 20aadc24-a391-41cf-b340-3e4529f44bde | 93a60a56-a3c8-11da-a746-0800200b9a66
Chlorfenac | 85-34-7 | 85347 | 85347 | C8H5Cl3O2 |  | Mass | kg | emission | air | https://ofmpub.epa.gov/sor_internet/registry/substreg/searchandretrieve/substancesearch/search.do?details=displayDetails&selectedSubstanceId=48857 | 1 | Chemicals | c9b86846-32f7-33d4-b491-cd6bb98f0092 | 4061cba4-cb52-3ef2-85a6-55942ed24d37 | 20aadc24-a391-41cf-b340-3e4529f44bde | 93a60a56-a3c8-11da-a746-0800200b9a66
Phthalimide | 85-41-6 | 85416 | 85416 | C8H5NO2 |  | Mass | kg | emission | air | https://ofmpub.epa.gov/sor_internet/registry/substreg/searchandretrieve/substancesearch/search.do?details=displayDetails&selectedSubstanceId=48855 | 1 | Chemicals | fc2cc4c2-81fd-35c9-a143-ffd8886ddbe2 | 4061cba4-cb52-3ef2-85a6-55942ed24d37 | 20aadc24-a391-41cf-b340-3e4529f44bde | 93a60a56-a3c8-11da-a746-0800200b9a66
Hexahydrophthalic anhydride | 85-42-7 | 85427 | 85427 | C8H10O3 |  | Mass | kg | emission | air | https://ofmpub.epa.gov/sor_internet/registry/substreg/searchandretrieve/substancesearch/search.do?details=displayDetails&selectedSubstanceId=88466 | 1 | Chemicals | 9ac09e84-591a-3fb1-9316-30d0c76cbd63 | 4061cba4-cb52-3ef2-85a6-55942ed24d37 | 20aadc24-a391-41cf-b340-3e4529f44bde | 93a60a56-a3c8-11da-a746-0800200b9a66
Tetrahydrophthalic anhydride | 85-43-8 | 85438 | 85438 | C8H8O3 |  | Mass | kg | emission | air | https://ofmpub.epa.gov/sor_internet/registry/substreg/searchandretrieve/substancesearch/search.do?details=displayDetails&selectedSubstanceId=48854 | 1 | Chemicals | 8bdccaa9-9dda-3c19-8f21-dbe3ae050ddf | 4061cba4-cb52-3ef2-85a6-55942ed24d37 | 20aadc24-a391-41cf-b340-3e4529f44bde | 93a60a56-a3c8-11da-a746-0800200b9a66
Phthalic anhydride | 85-44-9 | 85449 | 85449 | C8H4O3 |  | Mass | kg | emission | air | https://ofmpub.epa.gov/sor_internet/registry/substreg/searchandretrieve/substancesearch/search.do?details=displayDetails&selectedSubstanceId=48853 | 1 | Chemicals | 2302ee0f-0157-30a4-ac19-e89d6fea6143 | 4061cba4-cb52-3ef2-85a6-55942ed24d37 | 20aadc24-a391-41cf-b340-3e4529f44bde | 93a60a56-a3c8-11da-a746-0800200b9a66
Benzoic acid, 2-(4-chlorobenzoyl)- | 85-56-3 | 85563 | 85563 | C14H9ClO3 |  | Mass | kg | emission | air | https://ofmpub.epa.gov/sor_internet/registry/substreg/searchandretrieve/substancesearch/search.do?details=displayDetails&selectedSubstanceId=48848 | 1 | Chemicals | 1b23a072-a836-36ec-9be8-08179a0182c6 | 4061cba4-cb52-3ef2-85a6-55942ed24d37 | 20aadc24-a391-41cf-b340-3e4529f44bde | 93a60a56-a3c8-11da-a746-0800200b9a66
Butyl benzyl phthalate | 85-68-7 | 85687 | 85687 | C19H20O4 |  | Mass | kg | emission | air | https://ofmpub.epa.gov/sor_internet/registry/substreg/searchandretrieve/substancesearch/search.do?details=displayDetails&selectedSubstanceId=48846 | 1 | Chemicals | e7ef3eb3-de88-3d14-9da7-2385f1515562 | 4061cba4-cb52-3ef2-85a6-55942ed24d37 | 20aadc24-a391-41cf-b340-3e4529f44bde | 93a60a56-a3c8-11da-a746-0800200b9a66
2-Butoxy-2-oxoethyl butyl phthalate | 85-70-1 | 85701 | 85701 | C18H24O6 |  | Mass | kg | emission | air | https://ofmpub.epa.gov/sor_internet/registry/substreg/searchandretrieve/substancesearch/search.do?details=displayDetails&selectedSubstanceId=48845 | 1 | Chemicals | 91d0a7a4-0491-38ac-b2b3-80718394cf2a | 4061cba4-cb52-3ef2-85a6-55942ed24d37 | 20aadc24-a391-41cf-b340-3e4529f44bde | 93a60a56-a3c8-11da-a746-0800200b9a66
1-(Phenylazo)-2-naphthylamine | 85-84-7 | 85847 | 85847 | C16H13N3 |  | Mass | kg | emission | air | https://ofmpub.epa.gov/sor_internet/registry/substreg/searchandretrieve/substancesearch/search.do?details=displayDetails&selectedSubstanceId=88455 | 1 | Chemicals | 761b9bdf-5beb-3e91-8716-66806ceb1926 | 4061cba4-cb52-3ef2-85a6-55942ed24d37 | 20aadc24-a391-41cf-b340-3e4529f44bde | 93a60a56-a3c8-11da-a746-0800200b9a66
Primisulfuron-methyl | 86209-51-0 | 86209510 | 86209510 | C15H12F4N4O7S |  | Mass | kg | emission | air | https://ofmpub.epa.gov/sor_internet/registry/substreg/searchandretrieve/substancesearch/search.do?details=displayDetails&selectedSubstanceId=86607 | 1 | Chemicals | baf4ad85-0551-3890-9948-786e9c8be5b6 | 4061cba4-cb52-3ef2-85a6-55942ed24d37 | 20aadc24-a391-41cf-b340-3e4529f44bde | 93a60a56-a3c8-11da-a746-0800200b9a66
N-Nitrosodiphenylamine | 86-30-6 | 86306 | 86306 | C12H10N2O |  | Mass | kg | emission | air | https://ofmpub.epa.gov/sor_internet/registry/substreg/searchandretrieve/substancesearch/search.do?details=displayDetails&selectedSubstanceId=48460 | 1 | Chemicals | 6c9a0157-53d4-3349-920a-58debd8cf6fe | 4061cba4-cb52-3ef2-85a6-55942ed24d37 | 20aadc24-a391-41cf-b340-3e4529f44bde | 93a60a56-a3c8-11da-a746-0800200b9a66
3,6-Diamino-10-methylacridinium chloride | 86-40-8 | 86408 | 86408 | C14H14ClN3 |  | Mass | kg | emission | air | https://ofmpub.epa.gov/sor_internet/registry/substreg/searchandretrieve/substancesearch/search.do?details=displayDetails&selectedSubstanceId=48457 | 1 | Chemicals | 1f5d33b3-84de-3667-a363-cb273a807c67 | 4061cba4-cb52-3ef2-85a6-55942ed24d37 | 20aadc24-a391-41cf-b340-3e4529f44bde | 93a60a56-a3c8-11da-a746-0800200b9a66
Azinphos-methyl | 86-50-0 | 86500 | 86500 | C10H12N3O3PS2 |  | Mass | kg | emission | air | https://ofmpub.epa.gov/sor_internet/registry/substreg/searchandretrieve/substancesearch/search.do?details=displayDetails&selectedSubstanceId=48453 | 1 | Chemicals | 2f274292-55ac-3102-81d5-9137c2869988 | 4061cba4-cb52-3ef2-85a6-55942ed24d37 | 20aadc24-a391-41cf-b340-3e4529f44bde | 93a60a56-a3c8-11da-a746-0800200b9a66
1-Naphthalenecarbonitrile | 86-53-3 | 86533 | 86533 | C11H7N |  | Mass | kg | emission | air | https://ofmpub.epa.gov/sor_internet/registry/substreg/searchandretrieve/substancesearch/search.do?details=displayDetails&selectedSubstanceId=48451 | 1 | Chemicals | f74a9570-4dcb-30ca-ad32-e76fe67eb779 | 4061cba4-cb52-3ef2-85a6-55942ed24d37 | 20aadc24-a391-41cf-b340-3e4529f44bde | 93a60a56-a3c8-11da-a746-0800200b9a66
1-Nitronaphthalene | 86-57-7 | 86577 | 86577 | C10H7NO2 |  | Mass | kg | emission | air | https://ofmpub.epa.gov/sor_internet/registry/substreg/searchandretrieve/substancesearch/search.do?details=displayDetails&selectedSubstanceId=48448 | 1 | Chemicals | 73b26aaf-2d69-3929-b3c6-9468511c40b9 | 4061cba4-cb52-3ef2-85a6-55942ed24d37 | 20aadc24-a391-41cf-b340-3e4529f44bde | 93a60a56-a3c8-11da-a746-0800200b9a66
Fluorene | 86-73-7 | 86737 | 86737 | C13H10 |  | Mass | kg | emission | air | https://ofmpub.epa.gov/sor_internet/registry/substreg/searchandretrieve/substancesearch/search.do?details=displayDetails&selectedSubstanceId=48444 | 1 | Chemicals | c15aa06d-c69b-3511-bdfc-a0b1b05977fa | 4061cba4-cb52-3ef2-85a6-55942ed24d37 | 20aadc24-a391-41cf-b340-3e4529f44bde | 93a60a56-a3c8-11da-a746-0800200b9a66
Carbazole | 86-74-8 | 86748 | 86748 | C12H9N |  | Mass | kg | emission | air | https://ofmpub.epa.gov/sor_internet/registry/substreg/searchandretrieve/substancesearch/search.do?details=displayDetails&selectedSubstanceId=48443 | 1 | Chemicals | ef18a33a-eac2-3fe2-9733-4343de4e8467 | 4061cba4-cb52-3ef2-85a6-55942ed24d37 | 20aadc24-a391-41cf-b340-3e4529f44bde | 93a60a56-a3c8-11da-a746-0800200b9a66
1-Naphthaleneacetamide | 86-86-2 | 86862 | 86862 | C12H11NO |  | Mass | kg | emission | air | https://ofmpub.epa.gov/sor_internet/registry/substreg/searchandretrieve/substancesearch/search.do?details=displayDetails&selectedSubstanceId=88290 | 1 | Chemicals | 13f44be3-d78b-363c-a31c-fec48bb562d8 | 4061cba4-cb52-3ef2-85a6-55942ed24d37 | 20aadc24-a391-41cf-b340-3e4529f44bde | 93a60a56-a3c8-11da-a746-0800200b9a66
1-Naphthaleneacetic acid | 86-87-3 | 86873 | 86873 | C12H10O2 |  | Mass | kg | emission | air | https://ofmpub.epa.gov/sor_internet/registry/substreg/searchandretrieve/substancesearch/search.do?details=displayDetails&selectedSubstanceId=48440 | 1 | Chemicals | 0da2a123-14aa-3ace-998d-232d53bdc5a1 | 4061cba4-cb52-3ef2-85a6-55942ed24d37 | 20aadc24-a391-41cf-b340-3e4529f44bde | 93a60a56-a3c8-11da-a746-0800200b9a66
2-Hydroxyethyl methacrylate | 868-77-9 | 868779 | 868779 | C6H10O3 |  | Mass | kg | emission | air | https://ofmpub.epa.gov/sor_internet/registry/substreg/searchandretrieve/substancesearch/search.do?details=displayDetails&selectedSubstanceId=44070 | 1 | Chemicals | 4b87ce24-f9c9-3fcb-8be7-1bfc5fe436bb | 4061cba4-cb52-3ef2-85a6-55942ed24d37 | 20aadc24-a391-41cf-b340-3e4529f44bde | 93a60a56-a3c8-11da-a746-0800200b9a66
Dimethyl phosphite | 868-85-9 | 868859 | 868859 | C2H7O3P |  | Mass | kg | emission | air | https://ofmpub.epa.gov/sor_internet/registry/substreg/searchandretrieve/substancesearch/search.do?details=displayDetails&selectedSubstanceId=44069 | 1 | Chemicals | f00528e5-7315-39ef-b30b-7f2ae4127b1f | 4061cba4-cb52-3ef2-85a6-55942ed24d37 | 20aadc24-a391-41cf-b340-3e4529f44bde | 93a60a56-a3c8-11da-a746-0800200b9a66
Salicylanilide | 87-17-2 | 87172 | 87172 | C13H11NO2 |  | Mass | kg | emission | air | https://ofmpub.epa.gov/sor_internet/registry/substreg/searchandretrieve/substancesearch/search.do?details=displayDetails&selectedSubstanceId=48431 | 1 | Chemicals | ece5c86c-a256-329b-a035-aff72cde740f | 4061cba4-cb52-3ef2-85a6-55942ed24d37 | 20aadc24-a391-41cf-b340-3e4529f44bde | 93a60a56-a3c8-11da-a746-0800200b9a66
3-Bromothiophene | 872-31-1 | 872311 | 872311 | C4H3BrS |  | Mass | kg | emission | air | https://ofmpub.epa.gov/sor_internet/registry/substreg/searchandretrieve/substancesearch/search.do?details=displayDetails&selectedSubstanceId=44053 | 1 | Chemicals | 1ea956c0-582f-3bf0-ad15-034f3cd4b3e7 | 4061cba4-cb52-3ef2-85a6-55942ed24d37 | 20aadc24-a391-41cf-b340-3e4529f44bde | 93a60a56-a3c8-11da-a746-0800200b9a66
N-Methyl-2-pyrrolidone | 872-50-4 | 872504 | 872504 | C5H9NO |  | Mass | kg | emission | air | https://ofmpub.epa.gov/sor_internet/registry/substreg/searchandretrieve/substancesearch/search.do?details=displayDetails&selectedSubstanceId=44051 | 1 | Chemicals | 7cbd9258-7e65-3a5d-956e-b5516e0ee045 | 4061cba4-cb52-3ef2-85a6-55942ed24d37 | 20aadc24-a391-41cf-b340-3e4529f44bde | 93a60a56-a3c8-11da-a746-0800200b9a66
4-Pyridinecarboxaldehyde | 872-85-5 | 872855 | 872855 | C6H5NO |  | Mass | kg | emission | air | https://ofmpub.epa.gov/sor_internet/registry/substreg/searchandretrieve/substancesearch/search.do?details=displayDetails&selectedSubstanceId=44050 | 1 | Chemicals | a4bf2238-c7dc-3de9-9070-4996c2631e64 | 4061cba4-cb52-3ef2-85a6-55942ed24d37 | 20aadc24-a391-41cf-b340-3e4529f44bde | 93a60a56-a3c8-11da-a746-0800200b9a66
Cinnamyl anthranilate | 87-29-6 | 87296 | 87296 | C16H15NO2 |  | Mass | kg | emission | air | https://ofmpub.epa.gov/sor_internet/registry/substreg/searchandretrieve/substancesearch/search.do?details=displayDetails&selectedSubstanceId=48426 | 1 | Chemicals | 87e74409-6f84-396d-aa6b-d4f28f99d6ef | 4061cba4-cb52-3ef2-85a6-55942ed24d37 | 20aadc24-a391-41cf-b340-3e4529f44bde | 93a60a56-a3c8-11da-a746-0800200b9a66
4-Chlorobenzenemethanol | 873-76-7 | 873767 | 873767 | C7H7ClO |  | Mass | kg | emission | air | https://ofmpub.epa.gov/sor_internet/registry/substreg/searchandretrieve/substancesearch/search.do?details=displayDetails&selectedSubstanceId=82701 | 1 | Chemicals | af07a718-622a-3b6f-bcd2-a4a88b1d612a | 4061cba4-cb52-3ef2-85a6-55942ed24d37 | 20aadc24-a391-41cf-b340-3e4529f44bde | 93a60a56-a3c8-11da-a746-0800200b9a66
S-Metolachlor | 87392-12-9 | 87392129 | 87392129 | C15H22ClNO2 |  | Mass | kg | emission | air | https://ofmpub.epa.gov/sor_internet/registry/substreg/searchandretrieve/substancesearch/search.do?details=displayDetails&selectedSubstanceId=86338 | 1 | Chemicals | 331e188d-76fe-38dc-b7bd-3e8d1a6f848a | 4061cba4-cb52-3ef2-85a6-55942ed24d37 | 20aadc24-a391-41cf-b340-3e4529f44bde | 93a60a56-a3c8-11da-a746-0800200b9a66
Indole-3-acetic acid | 87-51-4 | 87514 | 87514 | C10H9NO2 |  | Mass | kg | emission | air | https://ofmpub.epa.gov/sor_internet/registry/substreg/searchandretrieve/substancesearch/search.do?details=displayDetails&selectedSubstanceId=88265 | 1 | Chemicals | c864cc43-6efc-3a2e-b610-5a0bbc0afdba | 4061cba4-cb52-3ef2-85a6-55942ed24d37 | 20aadc24-a391-41cf-b340-3e4529f44bde | 93a60a56-a3c8-11da-a746-0800200b9a66
Flumiclorac-pentyl | 87546-18-7 | 87546187 | 87546187 | C21H23ClFNO5 |  | Mass | kg | emission | air | https://ofmpub.epa.gov/sor_internet/registry/substreg/searchandretrieve/substancesearch/search.do?details=displayDetails&selectedSubstanceId=86335 | 1 | Chemicals | 76bc7037-a811-30a6-8c62-07a06273ba54 | 4061cba4-cb52-3ef2-85a6-55942ed24d37 | 20aadc24-a391-41cf-b340-3e4529f44bde | 93a60a56-a3c8-11da-a746-0800200b9a66
2-Butenoic acid, 2,3-dichloro-4-oxo-, (2Z)- | 87-56-9 | 87569 | 87569 | C4H2Cl2O3 |  | Mass | kg | emission | air | https://ofmpub.epa.gov/sor_internet/registry/substreg/searchandretrieve/substancesearch/search.do?details=displayDetails&selectedSubstanceId=48421 | 1 | Chemicals | 5871e5a9-4edf-3ddf-8255-b96ea75ce478 | 4061cba4-cb52-3ef2-85a6-55942ed24d37 | 20aadc24-a391-41cf-b340-3e4529f44bde | 93a60a56-a3c8-11da-a746-0800200b9a66
2,3-Dimethylaniline | 87-59-2 | 87592 | 87592 | C8H11N |  | Mass | kg | emission | air | https://ofmpub.epa.gov/sor_internet/registry/substreg/searchandretrieve/substancesearch/search.do?details=displayDetails&selectedSubstanceId=88263 | 1 | Chemicals | 461387d0-32fa-344b-934c-eeb741fa16f5 | 4061cba4-cb52-3ef2-85a6-55942ed24d37 | 20aadc24-a391-41cf-b340-3e4529f44bde | 93a60a56-a3c8-11da-a746-0800200b9a66
1,2,3-Trichlorobenzene | 87-61-6 | 87616 | 87616 | C6H3Cl3 |  | Mass | kg | emission | air | https://ofmpub.epa.gov/sor_internet/registry/substreg/searchandretrieve/substancesearch/search.do?details=displayDetails&selectedSubstanceId=48419 | 1 | Chemicals | f171e362-7c97-3eaf-a932-abfa60205b35 | 4061cba4-cb52-3ef2-85a6-55942ed24d37 | 20aadc24-a391-41cf-b340-3e4529f44bde | 93a60a56-a3c8-11da-a746-0800200b9a66
2,6-Xylidine | 87-62-7 | 87627 | 87627 | C8H11N |  | Mass | kg | emission | air | https://ofmpub.epa.gov/sor_internet/registry/substreg/searchandretrieve/substancesearch/search.do?details=displayDetails&selectedSubstanceId=48418 | 1 | Chemicals | 02ea216d-244e-3a8b-bf7a-87cc910dbd43 | 4061cba4-cb52-3ef2-85a6-55942ed24d37 | 20aadc24-a391-41cf-b340-3e4529f44bde | 93a60a56-a3c8-11da-a746-0800200b9a66
6-Chloro-o-cresol | 87-64-9 | 87649 | 87649 | C7H7ClO |  | Mass | kg | emission | air | https://ofmpub.epa.gov/sor_internet/registry/substreg/searchandretrieve/substancesearch/search.do?details=displayDetails&selectedSubstanceId=98269 | 1 | Chemicals | 4e20c94e-7d38-32ac-a063-f2b48f28af03 | 4061cba4-cb52-3ef2-85a6-55942ed24d37 | 20aadc24-a391-41cf-b340-3e4529f44bde | 93a60a56-a3c8-11da-a746-0800200b9a66
2,6-Dichlorophenol | 87-65-0 | 87650 | 87650 | C6H4Cl2O |  | Mass | kg | emission | air | https://ofmpub.epa.gov/sor_internet/registry/substreg/searchandretrieve/substancesearch/search.do?details=displayDetails&selectedSubstanceId=48417 | 1 | Chemicals | 90134dc2-b989-3f33-82e8-938e95387c9e | 4061cba4-cb52-3ef2-85a6-55942ed24d37 | 20aadc24-a391-41cf-b340-3e4529f44bde | 93a60a56-a3c8-11da-a746-0800200b9a66
Dimethenamid | 87674-68-8 | 87674688 | 87674688 | C12H18ClNO2S |  | Mass | kg | emission | air | https://ofmpub.epa.gov/sor_internet/registry/substreg/searchandretrieve/substancesearch/search.do?details=displayDetails&selectedSubstanceId=86332 | 1 | Chemicals | 15a5e44e-3a47-3ef6-81b4-82888a72cca9 | 4061cba4-cb52-3ef2-85a6-55942ed24d37 | 20aadc24-a391-41cf-b340-3e4529f44bde | 93a60a56-a3c8-11da-a746-0800200b9a66
Hexachlorobutadiene | 87-68-3 | 87683 | 87683 | C4Cl6 |  | Mass | kg | emission | air | https://ofmpub.epa.gov/sor_internet/registry/substreg/searchandretrieve/substancesearch/search.do?details=displayDetails&selectedSubstanceId=48415 | 1 | Chemicals | 0967ef71-6c81-3aa0-902a-0f7f3ab63372 | 4061cba4-cb52-3ef2-85a6-55942ed24d37 | 20aadc24-a391-41cf-b340-3e4529f44bde | 93a60a56-a3c8-11da-a746-0800200b9a66
L-Arabinopyranose | 87-72-9 | 87729 | 87729 | C5H10O5 |  | Mass | kg | emission | air | https://ofmpub.epa.gov/sor_internet/registry/substreg/searchandretrieve/substancesearch/search.do?details=displayDetails&selectedSubstanceId=88257 | 1 | Chemicals | 69cacc82-7c13-3df8-aeae-f856e8f18d13 | 4061cba4-cb52-3ef2-85a6-55942ed24d37 | 20aadc24-a391-41cf-b340-3e4529f44bde | 93a60a56-a3c8-11da-a746-0800200b9a66
Quinoline, 2,6-dimethyl- | 877-43-0 | 877430 | 877430 | C11H11N |  | Mass | kg | emission | air | https://ofmpub.epa.gov/sor_internet/registry/substreg/searchandretrieve/substancesearch/search.do?details=displayDetails&selectedSubstanceId=44033 | 1 | Chemicals | e4a1a254-78e8-37ec-85bf-e272edb4b9d8 | 4061cba4-cb52-3ef2-85a6-55942ed24d37 | 20aadc24-a391-41cf-b340-3e4529f44bde | 93a60a56-a3c8-11da-a746-0800200b9a66
4-(1,1-Dimethylethyl)benzenemethanol | 877-65-6 | 877656 | 877656 | C11H16O |  | Mass | kg | emission | air | https://ofmpub.epa.gov/sor_internet/registry/substreg/searchandretrieve/substancesearch/search.do?details=displayDetails&selectedSubstanceId=44032 | 1 | Chemicals | 6aa3d233-760d-3630-9959-bb305ff149a2 | 4061cba4-cb52-3ef2-85a6-55942ed24d37 | 20aadc24-a391-41cf-b340-3e4529f44bde | 93a60a56-a3c8-11da-a746-0800200b9a66
Tralkoxydim | 87820-88-0 | 87820880 | 87820880 | C20H27NO3 |  | Mass | kg | emission | air | https://ofmpub.epa.gov/sor_internet/registry/substreg/searchandretrieve/substancesearch/search.do?details=displayDetails&selectedSubstanceId=81589 | 1 | Chemicals | 9b3a4c3e-cddb-3165-bd38-e9eab4d43a77 | 4061cba4-cb52-3ef2-85a6-55942ed24d37 | 20aadc24-a391-41cf-b340-3e4529f44bde | 93a60a56-a3c8-11da-a746-0800200b9a66
Hexabromobenzene | 87-82-1 | 87821 | 87821 | C6Br6 |  | Mass | kg | emission | air | https://ofmpub.epa.gov/sor_internet/registry/substreg/searchandretrieve/substancesearch/search.do?details=displayDetails&selectedSubstanceId=88255 | 1 | Chemicals | e7297f76-37b6-32d2-b8ed-63e6734a2e17 | 4061cba4-cb52-3ef2-85a6-55942ed24d37 | 20aadc24-a391-41cf-b340-3e4529f44bde | 93a60a56-a3c8-11da-a746-0800200b9a66
Pentachlorophenol | 87-86-5 | 87865 | 87865 | C6HCl5O |  | Mass | kg | emission | air | https://ofmpub.epa.gov/sor_internet/registry/substreg/searchandretrieve/substancesearch/search.do?details=displayDetails&selectedSubstanceId=48409 | 1 | Chemicals | 270383f3-c062-3d26-b84f-3316fbfcac9f | 4061cba4-cb52-3ef2-85a6-55942ed24d37 | 20aadc24-a391-41cf-b340-3e4529f44bde | 93a60a56-a3c8-11da-a746-0800200b9a66
4-Chloro-3,5-dimethylphenol | 88-04-0 | 88040 | 88040 | C8H9ClO |  | Mass | kg | emission | air | https://ofmpub.epa.gov/sor_internet/registry/substreg/searchandretrieve/substancesearch/search.do?details=displayDetails&selectedSubstanceId=48403 | 1 | Chemicals | 2ebf75e6-5495-373c-bed9-7cbf2aa5bb77 | 4061cba4-cb52-3ef2-85a6-55942ed24d37 | 20aadc24-a391-41cf-b340-3e4529f44bde | 93a60a56-a3c8-11da-a746-0800200b9a66
2,4,6-Trichlorophenol | 88-06-2 | 88062 | 88062 | C6H3Cl3O |  | Mass | kg | emission | air | https://ofmpub.epa.gov/sor_internet/registry/substreg/searchandretrieve/substancesearch/search.do?details=displayDetails&selectedSubstanceId=48401 | 1 | Chemicals | cd977d51-b28e-34e5-a91e-1fdf39f220bd | 4061cba4-cb52-3ef2-85a6-55942ed24d37 | 20aadc24-a391-41cf-b340-3e4529f44bde | 93a60a56-a3c8-11da-a746-0800200b9a66
2-Ethylbutyric acid | 88-09-5 | 88095 | 88095 | C6H12O2 |  | Mass | kg | emission | air | https://ofmpub.epa.gov/sor_internet/registry/substreg/searchandretrieve/substancesearch/search.do?details=displayDetails&selectedSubstanceId=48400 | 1 | Chemicals | 5f007e0a-fc4e-38dc-9334-e2d2ee09a34b | 4061cba4-cb52-3ef2-85a6-55942ed24d37 | 20aadc24-a391-41cf-b340-3e4529f44bde | 93a60a56-a3c8-11da-a746-0800200b9a66
N-Vinyl-2-pyrrolidone | 88-12-0 | 88120 | 88120 | C6H9NO |  | Mass | kg | emission | air | https://ofmpub.epa.gov/sor_internet/registry/substreg/searchandretrieve/substancesearch/search.do?details=displayDetails&selectedSubstanceId=48398 | 1 | Chemicals | d422dcb1-3c06-3c5d-8db0-eee18d7fa236 | 4061cba4-cb52-3ef2-85a6-55942ed24d37 | 20aadc24-a391-41cf-b340-3e4529f44bde | 93a60a56-a3c8-11da-a746-0800200b9a66
2-tert-Butylphenol | 88-18-6 | 88186 | 88186 | C10H14O |  | Mass | kg | emission | air | https://ofmpub.epa.gov/sor_internet/registry/substreg/searchandretrieve/substancesearch/search.do?details=displayDetails&selectedSubstanceId=48393 | 1 | Chemicals | 88f39b92-4b05-3835-aeec-e137890b0a90 | 4061cba4-cb52-3ef2-85a6-55942ed24d37 | 20aadc24-a391-41cf-b340-3e4529f44bde | 93a60a56-a3c8-11da-a746-0800200b9a66
Benzenesulfonamide, 2-methyl- | 88-19-7 | 88197 | 88197 | C7H9NO2S |  | Mass | kg | emission | air | https://ofmpub.epa.gov/sor_internet/registry/substreg/searchandretrieve/substancesearch/search.do?details=displayDetails&selectedSubstanceId=48392 | 1 | Chemicals | 8c5fc57c-9ea7-3584-9615-02f9484d3576 | 4061cba4-cb52-3ef2-85a6-55942ed24d37 | 20aadc24-a391-41cf-b340-3e4529f44bde | 93a60a56-a3c8-11da-a746-0800200b9a66
Diphenyl disulfide | 882-33-7 | 882337 | 882337 | C12H10S2 |  | Mass | kg | emission | air | https://ofmpub.epa.gov/sor_internet/registry/substreg/searchandretrieve/substancesearch/search.do?details=displayDetails&selectedSubstanceId=88247 | 1 | Chemicals | 6ec9adc9-f385-31fd-afcf-b76c19e8ef4a | 4061cba4-cb52-3ef2-85a6-55942ed24d37 | 20aadc24-a391-41cf-b340-3e4529f44bde | 93a60a56-a3c8-11da-a746-0800200b9a66
Pyrifenox | 88283-41-4 | 88283414 | 88283414 | C14H12Cl2N2O |  | Mass | kg | emission | air | https://ofmpub.epa.gov/sor_internet/registry/substreg/searchandretrieve/substancesearch/search.do?details=displayDetails&selectedSubstanceId=88140 | 1 | Chemicals | 2c9d40a5-5380-3ff6-a381-bd83b50f9c45 | 4061cba4-cb52-3ef2-85a6-55942ed24d37 | 20aadc24-a391-41cf-b340-3e4529f44bde | 93a60a56-a3c8-11da-a746-0800200b9a66
3-Trifluoromethyl-4-nitrophenol | 88-30-2 | 88302 | 88302 | C7H4F3NO3 |  | Mass | kg | emission | air | https://ofmpub.epa.gov/sor_internet/registry/substreg/searchandretrieve/substancesearch/search.do?details=displayDetails&selectedSubstanceId=48385 | 1 | Chemicals | 5c935e7a-2dbc-3064-8f92-a16921f8a896 | 4061cba4-cb52-3ef2-85a6-55942ed24d37 | 20aadc24-a391-41cf-b340-3e4529f44bde | 93a60a56-a3c8-11da-a746-0800200b9a66
4-Aminotoluene-3-sulfonic acid | 88-44-8 | 88448 | 88448 | C7H9NO3S |  | Mass | kg | emission | air | https://ofmpub.epa.gov/sor_internet/registry/substreg/searchandretrieve/substancesearch/search.do?details=displayDetails&selectedSubstanceId=48380 | 1 | Chemicals | f71abe5a-44b6-32b3-b09b-ded7a827f7b1 | 4061cba4-cb52-3ef2-85a6-55942ed24d37 | 20aadc24-a391-41cf-b340-3e4529f44bde | 93a60a56-a3c8-11da-a746-0800200b9a66
Terbutryn | 886-50-0 | 886500 | 886500 | C10H19N5S |  | Mass | kg | emission | air | https://ofmpub.epa.gov/sor_internet/registry/substreg/searchandretrieve/substancesearch/search.do?details=displayDetails&selectedSubstanceId=43966 | 1 | Chemicals | 949961b7-fcae-3aa7-8bef-14a006bc2c15 | 4061cba4-cb52-3ef2-85a6-55942ed24d37 | 20aadc24-a391-41cf-b340-3e4529f44bde | 93a60a56-a3c8-11da-a746-0800200b9a66
Myclobutanil | 88671-89-0 | 88671890 | 88671890 | C15H17ClN4 |  | Mass | kg | emission | air | https://ofmpub.epa.gov/sor_internet/registry/substreg/searchandretrieve/substancesearch/search.do?details=displayDetails&selectedSubstanceId=86172 | 1 | Chemicals | 98880381-5b43-3f81-be83-eb016235715d | 4061cba4-cb52-3ef2-85a6-55942ed24d37 | 20aadc24-a391-41cf-b340-3e4529f44bde | 93a60a56-a3c8-11da-a746-0800200b9a66
Anthranilamide | 88-68-6 | 88686 | 88686 | C7H8N2O |  | Mass | kg | emission | air | https://ofmpub.epa.gov/sor_internet/registry/substreg/searchandretrieve/substancesearch/search.do?details=displayDetails&selectedSubstanceId=48370 | 1 | Chemicals | da2e6d81-8b68-3df6-867c-f3b99e56915d | 4061cba4-cb52-3ef2-85a6-55942ed24d37 | 20aadc24-a391-41cf-b340-3e4529f44bde | 93a60a56-a3c8-11da-a746-0800200b9a66
Benzoic acid, 3-amino-, ethyl ester, methanesulfonate | 886-86-2 | 886862 | 886862 | C10H15NO5S |  | Mass | kg | emission | air | https://ofmpub.epa.gov/sor_internet/registry/substreg/searchandretrieve/substancesearch/search.do?details=displayDetails&selectedSubstanceId=43964 | 1 | Chemicals | 6f4688d6-b496-3566-b3ca-ce756fcea62d | 4061cba4-cb52-3ef2-85a6-55942ed24d37 | 20aadc24-a391-41cf-b340-3e4529f44bde | 93a60a56-a3c8-11da-a746-0800200b9a66
o-Nitrotoluene | 88-72-2 | 88722 | 88722 | C7H7NO2 |  | Mass | kg | emission | air | https://ofmpub.epa.gov/sor_internet/registry/substreg/searchandretrieve/substancesearch/search.do?details=displayDetails&selectedSubstanceId=88125 | 1 | Chemicals | c215c8e8-eda2-3a0f-90fb-90b8540bde02 | 4061cba4-cb52-3ef2-85a6-55942ed24d37 | 20aadc24-a391-41cf-b340-3e4529f44bde | 93a60a56-a3c8-11da-a746-0800200b9a66
o-Chloronitrobenzene | 88-73-3 | 88733 | 88733 | C6H4ClNO2 |  | Mass | kg | emission | air | https://ofmpub.epa.gov/sor_internet/registry/substreg/searchandretrieve/substancesearch/search.do?details=displayDetails&selectedSubstanceId=48368 | 1 | Chemicals | eb11cf1d-925b-348a-aa5f-e22e2f991e2b | 4061cba4-cb52-3ef2-85a6-55942ed24d37 | 20aadc24-a391-41cf-b340-3e4529f44bde | 93a60a56-a3c8-11da-a746-0800200b9a66
o-Nitroaniline | 88-74-4 | 88744 | 88744 | C6H6N2O2 |  | Mass | kg | emission | air | https://ofmpub.epa.gov/sor_internet/registry/substreg/searchandretrieve/substancesearch/search.do?details=displayDetails&selectedSubstanceId=48367 | 1 | Chemicals | 3e165124-7a0d-3d9e-92c3-0f51f678f8c1 | 4061cba4-cb52-3ef2-85a6-55942ed24d37 | 20aadc24-a391-41cf-b340-3e4529f44bde | 93a60a56-a3c8-11da-a746-0800200b9a66
o-Nitrophenol | 88-75-5 | 88755 | 88755 | C6H5NO3 |  | Mass | kg | emission | air | https://ofmpub.epa.gov/sor_internet/registry/substreg/searchandretrieve/substancesearch/search.do?details=displayDetails&selectedSubstanceId=88124 | 1 | Chemicals | 60a8e33c-a234-356a-9130-9f18de45d2b7 | 4061cba4-cb52-3ef2-85a6-55942ed24d37 | 20aadc24-a391-41cf-b340-3e4529f44bde | 93a60a56-a3c8-11da-a746-0800200b9a66
Dinoseb | 88-85-7 | 88857 | 88857 | C10H12N2O5 |  | Mass | kg | emission | air | https://ofmpub.epa.gov/sor_internet/registry/substreg/searchandretrieve/substancesearch/search.do?details=displayDetails&selectedSubstanceId=88121 | 1 | Chemicals | 7c2e1eee-26ca-3725-ac01-3eeb55b8d2c7 | 4061cba4-cb52-3ef2-85a6-55942ed24d37 | 20aadc24-a391-41cf-b340-3e4529f44bde | 93a60a56-a3c8-11da-a746-0800200b9a66
Picric acid | 88-89-1 | 88891 | 88891 | C6H3N3O7 |  | Mass | kg | emission | air | https://ofmpub.epa.gov/sor_internet/registry/substreg/searchandretrieve/substancesearch/search.do?details=displayDetails&selectedSubstanceId=88120 | 1 | Chemicals | 8dcc23df-3a86-33a4-8f5c-14b68bab2ecd | 4061cba4-cb52-3ef2-85a6-55942ed24d37 | 20aadc24-a391-41cf-b340-3e4529f44bde | 93a60a56-a3c8-11da-a746-0800200b9a66
Phthalic acid | 88-99-3 | 88993 | 88993 | C8H6O4 |  | Mass | kg | emission | air | https://ofmpub.epa.gov/sor_internet/registry/substreg/searchandretrieve/substancesearch/search.do?details=displayDetails&selectedSubstanceId=48359 | 1 | Chemicals | 95e6ff58-c8d0-39bc-9a58-67d8667878a0 | 4061cba4-cb52-3ef2-85a6-55942ed24d37 | 20aadc24-a391-41cf-b340-3e4529f44bde | 93a60a56-a3c8-11da-a746-0800200b9a66
Benzene, 4-chloro-1-methyl-2-nitro- | 89-59-8 | 89598 | 89598 | C7H6ClNO2 |  | Mass | kg | emission | air | https://ofmpub.epa.gov/sor_internet/registry/substreg/searchandretrieve/substancesearch/search.do?details=displayDetails&selectedSubstanceId=48333 | 1 | Chemicals | 157407de-8fa7-3382-8cc9-ff85a347cba1 | 4061cba4-cb52-3ef2-85a6-55942ed24d37 | 20aadc24-a391-41cf-b340-3e4529f44bde | 93a60a56-a3c8-11da-a746-0800200b9a66
Benzene, 1-chloro-4-methyl-2-nitro- | 89-60-1 | 89601 | 89601 | C7H6ClNO2 |  | Mass | kg | emission | air | https://ofmpub.epa.gov/sor_internet/registry/substreg/searchandretrieve/substancesearch/search.do?details=displayDetails&selectedSubstanceId=48332 | 1 | Chemicals | ab1622cf-db4c-3580-a90a-b60d3453bd9f | 4061cba4-cb52-3ef2-85a6-55942ed24d37 | 20aadc24-a391-41cf-b340-3e4529f44bde | 93a60a56-a3c8-11da-a746-0800200b9a66
2,5-Dichloronitrobenzene | 89-61-2 | 89612 | 89612 | C6H3Cl2NO2 |  | Mass | kg | emission | air | https://ofmpub.epa.gov/sor_internet/registry/substreg/searchandretrieve/substancesearch/search.do?details=displayDetails&selectedSubstanceId=88103 | 1 | Chemicals | 4cb45858-69d8-377b-815d-a21c055d06c5 | 4061cba4-cb52-3ef2-85a6-55942ed24d37 | 20aadc24-a391-41cf-b340-3e4529f44bde | 93a60a56-a3c8-11da-a746-0800200b9a66
4-Methyl-2-nitroaniline | 89-62-3 | 89623 | 89623 | C7H8N2O2 |  | Mass | kg | emission | air | https://ofmpub.epa.gov/sor_internet/registry/substreg/searchandretrieve/substancesearch/search.do?details=displayDetails&selectedSubstanceId=48331 | 1 | Chemicals | 2482a090-2757-3fd7-b5a7-7ad26ef333d4 | 4061cba4-cb52-3ef2-85a6-55942ed24d37 | 20aadc24-a391-41cf-b340-3e4529f44bde | 93a60a56-a3c8-11da-a746-0800200b9a66
4-Chloro-2-nitroaniline | 89-63-4 | 89634 | 89634 | C6H5ClN2O2 |  | Mass | kg | emission | air | https://ofmpub.epa.gov/sor_internet/registry/substreg/searchandretrieve/substancesearch/search.do?details=displayDetails&selectedSubstanceId=88102 | 1 | Chemicals | d5f06c01-779e-3f13-932b-1c4a2fc78c3e | 4061cba4-cb52-3ef2-85a6-55942ed24d37 | 20aadc24-a391-41cf-b340-3e4529f44bde | 93a60a56-a3c8-11da-a746-0800200b9a66
6-Chlorothymol | 89-68-9 | 89689 | 89689 | C10H13ClO |  | Mass | kg | emission | air | https://ofmpub.epa.gov/sor_internet/registry/substreg/searchandretrieve/substancesearch/search.do?details=displayDetails&selectedSubstanceId=88101 | 1 | Chemicals | 477373e3-5dc2-3f0e-8a1f-fb79d9b720d2 | 4061cba4-cb52-3ef2-85a6-55942ed24d37 | 20aadc24-a391-41cf-b340-3e4529f44bde | 93a60a56-a3c8-11da-a746-0800200b9a66
o-sec-Butylphenol | 89-72-5 | 89725 | 89725 | C10H14O |  | Mass | kg | emission | air | https://ofmpub.epa.gov/sor_internet/registry/substreg/searchandretrieve/substancesearch/search.do?details=displayDetails&selectedSubstanceId=88100 | 1 | Chemicals | 077ef30c-27b6-359a-a23a-361748623266 | 4061cba4-cb52-3ef2-85a6-55942ed24d37 | 20aadc24-a391-41cf-b340-3e4529f44bde | 93a60a56-a3c8-11da-a746-0800200b9a66
d-Pulegone | 89-82-7 | 89827 | 89827 | C10H16O |  | Mass | kg | emission | air | https://ofmpub.epa.gov/sor_internet/registry/substreg/searchandretrieve/substancesearch/search.do?details=displayDetails&selectedSubstanceId=48322 | 1 | Chemicals | 617f88bf-ecee-33cb-81d8-99a6a77913ae | 4061cba4-cb52-3ef2-85a6-55942ed24d37 | 20aadc24-a391-41cf-b340-3e4529f44bde | 93a60a56-a3c8-11da-a746-0800200b9a66
Thymol | 89-83-8 | 89838 | 89838 | C10H14O |  | Mass | kg | emission | air | https://ofmpub.epa.gov/sor_internet/registry/substreg/searchandretrieve/substancesearch/search.do?details=displayDetails&selectedSubstanceId=88096 | 1 | Chemicals | 602fe516-d890-340f-a817-33499b4ff7fc | 4061cba4-cb52-3ef2-85a6-55942ed24d37 | 20aadc24-a391-41cf-b340-3e4529f44bde | 93a60a56-a3c8-11da-a746-0800200b9a66
2-Chlorobenzaldehyde | 89-98-5 | 89985 | 89985 | C7H5ClO |  | Mass | kg | emission | air | https://ofmpub.epa.gov/sor_internet/registry/substreg/searchandretrieve/substancesearch/search.do?details=displayDetails&selectedSubstanceId=48315 | 1 | Chemicals | c5c3e33c-101e-3e88-9ec6-741f0baefe19 | 4061cba4-cb52-3ef2-85a6-55942ed24d37 | 20aadc24-a391-41cf-b340-3e4529f44bde | 93a60a56-a3c8-11da-a746-0800200b9a66
Salicylaldehyde | 90-02-8 | 90028 | 90028 | C7H6O2 |  | Mass | kg | emission | air | https://ofmpub.epa.gov/sor_internet/registry/substreg/searchandretrieve/substancesearch/search.do?details=displayDetails&selectedSubstanceId=48312 | 1 | Chemicals | 66c80d5c-383e-3f86-bb9d-97553e2b7cf7 | 4061cba4-cb52-3ef2-85a6-55942ed24d37 | 20aadc24-a391-41cf-b340-3e4529f44bde | 93a60a56-a3c8-11da-a746-0800200b9a66
Octoxynol 9 | 9002-93-1 | 9002931 | 9002931 | - |  | Mass | kg | emission | air | https://ofmpub.epa.gov/sor_internet/registry/substreg/searchandretrieve/substancesearch/search.do?details=displayDetails&selectedSubstanceId=37690 | 1 | Chemicals | b8008658-62fd-3bf6-9cca-2bec577db650 | 4061cba4-cb52-3ef2-85a6-55942ed24d37 | 20aadc24-a391-41cf-b340-3e4529f44bde | 93a60a56-a3c8-11da-a746-0800200b9a66
o-(Chloromercuri)phenol | 90-03-9 | 90039 | 90039 | C6H5ClHgO |  | Mass | kg | emission | air | https://ofmpub.epa.gov/sor_internet/registry/substreg/searchandretrieve/substancesearch/search.do?details=displayDetails&selectedSubstanceId=87996 | 1 | Chemicals | e00ce831-5dbb-3133-ade2-d9735a4e9624 | 4061cba4-cb52-3ef2-85a6-55942ed24d37 | 20aadc24-a391-41cf-b340-3e4529f44bde | 93a60a56-a3c8-11da-a746-0800200b9a66
o-Anisidine | 90-04-0 | 90040 | 90040 | C7H9NO |  | Mass | kg | emission | air | https://ofmpub.epa.gov/sor_internet/registry/substreg/searchandretrieve/substancesearch/search.do?details=displayDetails&selectedSubstanceId=48311 | 1 | Chemicals | 48824d34-f47c-3560-a2ba-ce167815b64b | 4061cba4-cb52-3ef2-85a6-55942ed24d37 | 20aadc24-a391-41cf-b340-3e4529f44bde | 93a60a56-a3c8-11da-a746-0800200b9a66
Nitrocellulose | 9004-70-0 | 9004700 | 9004700 | - |  | Mass | kg | emission | air | https://ofmpub.epa.gov/sor_internet/registry/substreg/searchandretrieve/substancesearch/search.do?details=displayDetails&selectedSubstanceId=37451 | 1 | Chemicals | 3fe884b7-132d-3f08-a901-400ef8476fbd | 4061cba4-cb52-3ef2-85a6-55942ed24d37 | 20aadc24-a391-41cf-b340-3e4529f44bde | 93a60a56-a3c8-11da-a746-0800200b9a66
Sodium lauryl ether sulfate | 9004-82-4 | 9004824 | 9004824 | - |  | Mass | kg | emission | air | https://ofmpub.epa.gov/sor_internet/registry/substreg/searchandretrieve/substancesearch/search.do?details=displayDetails&selectedSubstanceId=37444 | 1 | Chemicals | 7f03a5b9-55ce-3c04-887a-e9b88d03f88f | 4061cba4-cb52-3ef2-85a6-55942ed24d37 | 20aadc24-a391-41cf-b340-3e4529f44bde | 93a60a56-a3c8-11da-a746-0800200b9a66
Guaiacol | 90-05-1 | 90051 | 90051 | C7H8O2 |  | Mass | kg | emission | air | https://ofmpub.epa.gov/sor_internet/registry/substreg/searchandretrieve/substancesearch/search.do?details=displayDetails&selectedSubstanceId=48310 | 1 | Chemicals | 71d972d8-8e00-3394-84e8-734335eb4523 | 4061cba4-cb52-3ef2-85a6-55942ed24d37 | 20aadc24-a391-41cf-b340-3e4529f44bde | 93a60a56-a3c8-11da-a746-0800200b9a66
Metiram | 9006-42-2 | 9006422 | 9006422 | - |  | Mass | kg | emission | air | https://ofmpub.epa.gov/sor_internet/registry/substreg/searchandretrieve/substancesearch/search.do?details=displayDetails&selectedSubstanceId=37286 | 1 | Chemicals | 91291fa8-63aa-32e9-bf96-3bb076196a6a | 4061cba4-cb52-3ef2-85a6-55942ed24d37 | 20aadc24-a391-41cf-b340-3e4529f44bde | 93a60a56-a3c8-11da-a746-0800200b9a66
Copper resinate | 9007-39-0 | 9007390 | 9007390 | - |  | Mass | kg | emission | air | https://ofmpub.epa.gov/sor_internet/registry/substreg/searchandretrieve/substancesearch/search.do?details=displayDetails&selectedSubstanceId=16159 | 1 | Chemicals | 8c7c4de5-159c-36c4-8499-138ff82855de | 4061cba4-cb52-3ef2-85a6-55942ed24d37 | 20aadc24-a391-41cf-b340-3e4529f44bde | 93a60a56-a3c8-11da-a746-0800200b9a66
Fentin acetate | 900-95-8 | 900958 | 900958 | C20H18O2Sn |  | Mass | kg | emission | air | https://ofmpub.epa.gov/sor_internet/registry/substreg/searchandretrieve/substancesearch/search.do?details=displayDetails&selectedSubstanceId=87994 | 1 | Chemicals | 3b7b5781-fd29-3270-afa9-ae04f3767631 | 4061cba4-cb52-3ef2-85a6-55942ed24d37 | 20aadc24-a391-41cf-b340-3e4529f44bde | 93a60a56-a3c8-11da-a746-0800200b9a66
1-Methylnaphthalene | 90-12-0 | 90120 | 90120 | C11H10 |  | Mass | kg | emission | air | https://ofmpub.epa.gov/sor_internet/registry/substreg/searchandretrieve/substancesearch/search.do?details=displayDetails&selectedSubstanceId=48309 | 1 | Chemicals | 12f94a32-fc4b-33b3-ac82-8cadeb50975b | 4061cba4-cb52-3ef2-85a6-55942ed24d37 | 20aadc24-a391-41cf-b340-3e4529f44bde | 93a60a56-a3c8-11da-a746-0800200b9a66
1-Chloronaphthalene | 90-13-1 | 90131 | 90131 | C10H7Cl |  | Mass | kg | emission | air | https://ofmpub.epa.gov/sor_internet/registry/substreg/searchandretrieve/substancesearch/search.do?details=displayDetails&selectedSubstanceId=48308 | 1 | Chemicals | b19869cc-e630-36ab-b177-a305ff1145ec | 4061cba4-cb52-3ef2-85a6-55942ed24d37 | 20aadc24-a391-41cf-b340-3e4529f44bde | 93a60a56-a3c8-11da-a746-0800200b9a66
1-Naphthol | 90-15-3 | 90153 | 90153 | C10H8O |  | Mass | kg | emission | air | https://ofmpub.epa.gov/sor_internet/registry/substreg/searchandretrieve/substancesearch/search.do?details=displayDetails&selectedSubstanceId=48307 | 1 | Chemicals | 0ef174fe-468a-3f88-aaab-79d6878236f7 | 4061cba4-cb52-3ef2-85a6-55942ed24d37 | 20aadc24-a391-41cf-b340-3e4529f44bde | 93a60a56-a3c8-11da-a746-0800200b9a66
Benzeneacetic acid, .alpha.-ethyl- | 90-27-7 | 90277 | 90277 | C10H12O2 |  | Mass | kg | emission | air | https://ofmpub.epa.gov/sor_internet/registry/substreg/searchandretrieve/substancesearch/search.do?details=displayDetails&selectedSubstanceId=48304 | 1 | Chemicals | 899d0f97-117e-3552-acac-331c446f2352 | 4061cba4-cb52-3ef2-85a6-55942ed24d37 | 20aadc24-a391-41cf-b340-3e4529f44bde | 93a60a56-a3c8-11da-a746-0800200b9a66
2-Phenylphenol | 90-43-7 | 90437 | 90437 | C12H10O |  | Mass | kg | emission | air | https://ofmpub.epa.gov/sor_internet/registry/substreg/searchandretrieve/substancesearch/search.do?details=displayDetails&selectedSubstanceId=48299 | 1 | Chemicals | 86bf095f-8418-3594-9b71-7e854cf35335 | 4061cba4-cb52-3ef2-85a6-55942ed24d37 | 20aadc24-a391-41cf-b340-3e4529f44bde | 93a60a56-a3c8-11da-a746-0800200b9a66
9-Aminoacridine | 90-45-9 | 90459 | 90459 | C13H10N2 |  | Mass | kg | emission | air | https://ofmpub.epa.gov/sor_internet/registry/substreg/searchandretrieve/substancesearch/search.do?details=displayDetails&selectedSubstanceId=78102 | 1 | Chemicals | 6dd08c96-7fdd-3ccb-a126-4923cea1a056 | 4061cba4-cb52-3ef2-85a6-55942ed24d37 | 20aadc24-a391-41cf-b340-3e4529f44bde | 93a60a56-a3c8-11da-a746-0800200b9a66
9H-Xanthen-9-one | 90-47-1 | 90471 | 90471 | C13H8O2 |  | Mass | kg | emission | air | https://ofmpub.epa.gov/sor_internet/registry/substreg/searchandretrieve/substancesearch/search.do?details=displayDetails&selectedSubstanceId=48297 | 1 | Chemicals | 6458bac5-4567-3b61-aa1a-9fbc3e59aeeb | 4061cba4-cb52-3ef2-85a6-55942ed24d37 | 20aadc24-a391-41cf-b340-3e4529f44bde | 93a60a56-a3c8-11da-a746-0800200b9a66
Quinmerac | 90717-03-6 | 90717036 | 90717036 | C11H8ClNO2 |  | Mass | kg | emission | air | https://ofmpub.epa.gov/sor_internet/registry/substreg/searchandretrieve/substancesearch/search.do?details=displayDetails&selectedSubstanceId=80817 | 1 | Chemicals | 96674d3e-f5c6-3578-b0e2-4aeb6b876cce | 4061cba4-cb52-3ef2-85a6-55942ed24d37 | 20aadc24-a391-41cf-b340-3e4529f44bde | 93a60a56-a3c8-11da-a746-0800200b9a66
Michler's ketone | 90-94-8 | 90948 | 90948 | C17H20N2O |  | Mass | kg | emission | air | https://ofmpub.epa.gov/sor_internet/registry/substreg/searchandretrieve/substancesearch/search.do?details=displayDetails&selectedSubstanceId=48285 | 1 | Chemicals | 2636cc4c-d592-39ed-b717-4315dd6f4463 | 4061cba4-cb52-3ef2-85a6-55942ed24d37 | 20aadc24-a391-41cf-b340-3e4529f44bde | 93a60a56-a3c8-11da-a746-0800200b9a66
Chlorimuron-ethyl | 90982-32-4 | 90982324 | 90982324 | C15H15ClN4O6S |  | Mass | kg | emission | air | https://ofmpub.epa.gov/sor_internet/registry/substreg/searchandretrieve/substancesearch/search.do?details=displayDetails&selectedSubstanceId=87979 | 1 | Chemicals | 40554a0f-dd6f-38f7-87b5-a8a1b4c740ed | 4061cba4-cb52-3ef2-85a6-55942ed24d37 | 20aadc24-a391-41cf-b340-3e4529f44bde | 93a60a56-a3c8-11da-a746-0800200b9a66
1,2-Benzenedicarbonitrile | 91-15-6 | 91156 | 91156 | C8H4N2 |  | Mass | kg | emission | air | https://ofmpub.epa.gov/sor_internet/registry/substreg/searchandretrieve/substancesearch/search.do?details=displayDetails&selectedSubstanceId=87975 | 1 | Chemicals | 968a2ce6-78c0-3b99-bf25-5b9f4d2b444e | 4061cba4-cb52-3ef2-85a6-55942ed24d37 | 20aadc24-a391-41cf-b340-3e4529f44bde | 93a60a56-a3c8-11da-a746-0800200b9a66
Decahydronaphthalene | 91-17-8 | 91178 | 91178 | C10H18 |  | Mass | kg | emission | air | https://ofmpub.epa.gov/sor_internet/registry/substreg/searchandretrieve/substancesearch/search.do?details=displayDetails&selectedSubstanceId=48274 | 1 | Chemicals | 1fbbc851-7bec-3026-bf78-7a9bf8407dfc | 4061cba4-cb52-3ef2-85a6-55942ed24d37 | 20aadc24-a391-41cf-b340-3e4529f44bde | 93a60a56-a3c8-11da-a746-0800200b9a66
Naphthalene | 91-20-3 | 91203 | 91203 | C10H8 |  | Mass | kg | emission | air | https://ofmpub.epa.gov/sor_internet/registry/substreg/searchandretrieve/substancesearch/search.do?details=displayDetails&selectedSubstanceId=48273 | 1 | Chemicals | dbbb694a-a26f-3490-b26e-54a00b28afe4 | 4061cba4-cb52-3ef2-85a6-55942ed24d37 | 20aadc24-a391-41cf-b340-3e4529f44bde | 93a60a56-a3c8-11da-a746-0800200b9a66
Quinoline | 91-22-5 | 91225 | 91225 | C9H7N |  | Mass | kg | emission | air | https://ofmpub.epa.gov/sor_internet/registry/substreg/searchandretrieve/substancesearch/search.do?details=displayDetails&selectedSubstanceId=87972 | 1 | Chemicals | 04bcff22-c1ba-3f01-a1bb-7846268d32da | 4061cba4-cb52-3ef2-85a6-55942ed24d37 | 20aadc24-a391-41cf-b340-3e4529f44bde | 93a60a56-a3c8-11da-a746-0800200b9a66
o-Nitroanisole | 91-23-6 | 91236 | 91236 | C7H7NO3 |  | Mass | kg | emission | air | https://ofmpub.epa.gov/sor_internet/registry/substreg/searchandretrieve/substancesearch/search.do?details=displayDetails&selectedSubstanceId=48271 | 1 | Chemicals | d53780b4-74e9-3e6c-86fe-fce456632480 | 4061cba4-cb52-3ef2-85a6-55942ed24d37 | 20aadc24-a391-41cf-b340-3e4529f44bde | 93a60a56-a3c8-11da-a746-0800200b9a66
.lambda.-Cyhalothrin | 91465-08-6 | 91465086 | 91465086 | C23H19ClF3NO3 |  | Mass | kg | emission | air | https://ofmpub.epa.gov/sor_internet/registry/substreg/searchandretrieve/substancesearch/search.do?details=displayDetails&selectedSubstanceId=85786 | 1 | Chemicals | 291bdfd2-5af2-356b-86bd-5f42c6e8bbbe | 4061cba4-cb52-3ef2-85a6-55942ed24d37 | 20aadc24-a391-41cf-b340-3e4529f44bde | 93a60a56-a3c8-11da-a746-0800200b9a66
Ethoxyquin | 91-53-2 | 91532 | 91532 | C14H19NO |  | Mass | kg | emission | air | https://ofmpub.epa.gov/sor_internet/registry/substreg/searchandretrieve/substancesearch/search.do?details=displayDetails&selectedSubstanceId=87966 | 1 | Chemicals | 5d8c1a15-943a-3a78-ad06-777e29d1946e | 4061cba4-cb52-3ef2-85a6-55942ed24d37 | 20aadc24-a391-41cf-b340-3e4529f44bde | 93a60a56-a3c8-11da-a746-0800200b9a66
C.I. Acid Red 27, trisodium salt | 915-67-3 | 915673 | 915673 | C20H11N2Na3O10S3 |  | Mass | kg | emission | air | https://ofmpub.epa.gov/sor_internet/registry/substreg/searchandretrieve/substancesearch/search.do?details=displayDetails&selectedSubstanceId=87965 | 1 | Chemicals | 3ca650e7-9eee-31d0-b587-9dee4e81b7bb | 4061cba4-cb52-3ef2-85a6-55942ed24d37 | 20aadc24-a391-41cf-b340-3e4529f44bde | 93a60a56-a3c8-11da-a746-0800200b9a66
2-Methylnaphthalene | 91-57-6 | 91576 | 91576 | C11H10 |  | Mass | kg | emission | air | https://ofmpub.epa.gov/sor_internet/registry/substreg/searchandretrieve/substancesearch/search.do?details=displayDetails&selectedSubstanceId=87964 | 1 | Chemicals | bf557e1d-359b-3dc2-903f-c8d5ebf67c5f | 4061cba4-cb52-3ef2-85a6-55942ed24d37 | 20aadc24-a391-41cf-b340-3e4529f44bde | 93a60a56-a3c8-11da-a746-0800200b9a66
2-Naphthalenamine | 91-59-8 | 91598 | 91598 | C10H9N |  | Mass | kg | emission | air | https://ofmpub.epa.gov/sor_internet/registry/substreg/searchandretrieve/substancesearch/search.do?details=displayDetails&selectedSubstanceId=48259 | 1 | Chemicals | 8083ec90-ca17-326c-aa2b-265c0ad4bb38 | 4061cba4-cb52-3ef2-85a6-55942ed24d37 | 20aadc24-a391-41cf-b340-3e4529f44bde | 93a60a56-a3c8-11da-a746-0800200b9a66
Quinaldine | 91-63-4 | 91634 | 91634 | C10H9N |  | Mass | kg | emission | air | https://ofmpub.epa.gov/sor_internet/registry/substreg/searchandretrieve/substancesearch/search.do?details=displayDetails&selectedSubstanceId=87962 | 1 | Chemicals | 73bbb204-6927-3199-8d66-f83993cf9978 | 4061cba4-cb52-3ef2-85a6-55942ed24d37 | 20aadc24-a391-41cf-b340-3e4529f44bde | 93a60a56-a3c8-11da-a746-0800200b9a66
Coumarin | 91-64-5 | 91645 | 91645 | C9H6O2 |  | Mass | kg | emission | air | https://ofmpub.epa.gov/sor_internet/registry/substreg/searchandretrieve/substancesearch/search.do?details=displayDetails&selectedSubstanceId=48256 | 1 | Chemicals | 08c843f5-f60d-3777-a29e-49b8051e9e37 | 4061cba4-cb52-3ef2-85a6-55942ed24d37 | 20aadc24-a391-41cf-b340-3e4529f44bde | 93a60a56-a3c8-11da-a746-0800200b9a66
N,N-Diethylcyclohexylamine | 91-65-6 | 91656 | 91656 | C10H21N |  | Mass | kg | emission | air | https://ofmpub.epa.gov/sor_internet/registry/substreg/searchandretrieve/substancesearch/search.do?details=displayDetails&selectedSubstanceId=48255 | 1 | Chemicals | 5094e361-1993-3642-afc1-aa83592ea1fe | 4061cba4-cb52-3ef2-85a6-55942ed24d37 | 20aadc24-a391-41cf-b340-3e4529f44bde | 93a60a56-a3c8-11da-a746-0800200b9a66
N,N-Diethylaniline | 91-66-7 | 91667 | 91667 | C10H15N |  | Mass | kg | emission | air | https://ofmpub.epa.gov/sor_internet/registry/substreg/searchandretrieve/substancesearch/search.do?details=displayDetails&selectedSubstanceId=87961 | 1 | Chemicals | c16f20f8-5fdf-373c-95f8-686b9aabf2b6 | 4061cba4-cb52-3ef2-85a6-55942ed24d37 | 20aadc24-a391-41cf-b340-3e4529f44bde | 93a60a56-a3c8-11da-a746-0800200b9a66
m-(Diethylamino)phenol | 91-68-9 | 91689 | 91689 | C10H15NO |  | Mass | kg | emission | air | https://ofmpub.epa.gov/sor_internet/registry/substreg/searchandretrieve/substancesearch/search.do?details=displayDetails&selectedSubstanceId=48253 | 1 | Chemicals | 9ada57a3-d0f2-330a-9d6c-86887e89b149 | 4061cba4-cb52-3ef2-85a6-55942ed24d37 | 20aadc24-a391-41cf-b340-3e4529f44bde | 93a60a56-a3c8-11da-a746-0800200b9a66
2-(N-Ethyl-m-toluidino)ethanol | 91-88-3 | 91883 | 91883 | C11H17NO |  | Mass | kg | emission | air | https://ofmpub.epa.gov/sor_internet/registry/substreg/searchandretrieve/substancesearch/search.do?details=displayDetails&selectedSubstanceId=87953 | 1 | Chemicals | 76731d62-a5be-35d4-8594-57cd1b5003f4 | 4061cba4-cb52-3ef2-85a6-55942ed24d37 | 20aadc24-a391-41cf-b340-3e4529f44bde | 93a60a56-a3c8-11da-a746-0800200b9a66
3,3'-Dimethoxybenzidine-4,4'-diisocyanate | 91-93-0 | 91930 | 91930 | C16H12N2O4 |  | Mass | kg | emission | air | https://ofmpub.epa.gov/sor_internet/registry/substreg/searchandretrieve/substancesearch/search.do?details=displayDetails&selectedSubstanceId=48247 | 1 | Chemicals | ed3f8431-e5dc-370a-812a-1cbfdb5d4884 | 4061cba4-cb52-3ef2-85a6-55942ed24d37 | 20aadc24-a391-41cf-b340-3e4529f44bde | 93a60a56-a3c8-11da-a746-0800200b9a66
3,3'-Dichlorobenzidine | 91-94-1 | 91941 | 91941 | C12H10Cl2N2 |  | Mass | kg | emission | air | https://ofmpub.epa.gov/sor_internet/registry/substreg/searchandretrieve/substancesearch/search.do?details=displayDetails&selectedSubstanceId=48246 | 1 | Chemicals | 3d66cad5-8ef6-3ec6-914f-7fcf91195372 | 4061cba4-cb52-3ef2-85a6-55942ed24d37 | 20aadc24-a391-41cf-b340-3e4529f44bde | 93a60a56-a3c8-11da-a746-0800200b9a66
Demeton-S-methyl | 919-86-8 | 919868 | 919868 | C6H15O3PS2 |  | Mass | kg | emission | air | https://ofmpub.epa.gov/sor_internet/registry/substreg/searchandretrieve/substancesearch/search.do?details=displayDetails&selectedSubstanceId=43939 | 1 | Chemicals | 01274c5f-66df-3010-8d9a-8bebe6ba973e | 4061cba4-cb52-3ef2-85a6-55942ed24d37 | 20aadc24-a391-41cf-b340-3e4529f44bde | 93a60a56-a3c8-11da-a746-0800200b9a66
1,1,1,3,3,3-Hexafluoro-2-propanol | 920-66-1 | 920661 | 920661 | C3H2F6O |  | Mass | kg | emission | air | https://ofmpub.epa.gov/sor_internet/registry/substreg/searchandretrieve/substancesearch/search.do?details=displayDetails&selectedSubstanceId=43935 | 1 | Chemicals | a2b9c99a-6654-3499-b224-be3b590b24be | 4061cba4-cb52-3ef2-85a6-55942ed24d37 | 20aadc24-a391-41cf-b340-3e4529f44bde | 93a60a56-a3c8-11da-a746-0800200b9a66
N-Nitrosodi-n-butylamine | 924-16-3 | 924163 | 924163 | C8H18N2O |  | Mass | kg | emission | air | https://ofmpub.epa.gov/sor_internet/registry/substreg/searchandretrieve/substancesearch/search.do?details=displayDetails&selectedSubstanceId=43926 | 1 | Chemicals | e94cb6d4-de23-38fd-ba0b-5b2689443f85 | 4061cba4-cb52-3ef2-85a6-55942ed24d37 | 20aadc24-a391-41cf-b340-3e4529f44bde | 93a60a56-a3c8-11da-a746-0800200b9a66
N-Methylolacrylamide | 924-42-5 | 924425 | 924425 | C4H7NO2 |  | Mass | kg | emission | air | https://ofmpub.epa.gov/sor_internet/registry/substreg/searchandretrieve/substancesearch/search.do?details=displayDetails&selectedSubstanceId=43925 | 1 | Chemicals | 83f33196-809e-3c77-9d07-1f4e67d7cab7 | 4061cba4-cb52-3ef2-85a6-55942ed24d37 | 20aadc24-a391-41cf-b340-3e4529f44bde | 93a60a56-a3c8-11da-a746-0800200b9a66
1,1'-Bicyclohexyl | 92-51-3 | 92513 | 92513 | C12H22 |  | Mass | kg | emission | air | https://ofmpub.epa.gov/sor_internet/registry/substreg/searchandretrieve/substancesearch/search.do?details=displayDetails&selectedSubstanceId=48215 | 1 | Chemicals | 5b0f6787-f502-31ed-a866-57ed7283f9a2 | 4061cba4-cb52-3ef2-85a6-55942ed24d37 | 20aadc24-a391-41cf-b340-3e4529f44bde | 93a60a56-a3c8-11da-a746-0800200b9a66
Biphenyl | 92-52-4 | 92524 | 92524 | C12H10 |  | Mass | kg | emission | air | https://ofmpub.epa.gov/sor_internet/registry/substreg/searchandretrieve/substancesearch/search.do?details=displayDetails&selectedSubstanceId=48214 | 1 | Chemicals | ce0872b3-3ee2-318d-a623-38b63117eb3b | 4061cba4-cb52-3ef2-85a6-55942ed24d37 | 20aadc24-a391-41cf-b340-3e4529f44bde | 93a60a56-a3c8-11da-a746-0800200b9a66
4-Aminobiphenyl | 92-67-1 | 92671 | 92671 | C12H11N |  | Mass | kg | emission | air | https://ofmpub.epa.gov/sor_internet/registry/substreg/searchandretrieve/substancesearch/search.do?details=displayDetails&selectedSubstanceId=87829 | 1 | Chemicals | 1b4d905e-2e6b-351d-9c32-079a006448b7 | 4061cba4-cb52-3ef2-85a6-55942ed24d37 | 20aadc24-a391-41cf-b340-3e4529f44bde | 93a60a56-a3c8-11da-a746-0800200b9a66
4-Phenylphenol | 92-69-3 | 92693 | 92693 | C12H10O |  | Mass | kg | emission | air | https://ofmpub.epa.gov/sor_internet/registry/substreg/searchandretrieve/substancesearch/search.do?details=displayDetails&selectedSubstanceId=48205 | 1 | Chemicals | 5658e8f8-3367-30a3-bbcd-4106f634a773 | 4061cba4-cb52-3ef2-85a6-55942ed24d37 | 20aadc24-a391-41cf-b340-3e4529f44bde | 93a60a56-a3c8-11da-a746-0800200b9a66
3-Butyn-1-ol | 927-74-2 | 927742 | 927742 | C4H6O |  | Mass | kg | emission | air | https://ofmpub.epa.gov/sor_internet/registry/substreg/searchandretrieve/substancesearch/search.do?details=displayDetails&selectedSubstanceId=77727 | 1 | Chemicals | eb93e7d0-2b21-3d7b-8f25-b59eeb602195 | 4061cba4-cb52-3ef2-85a6-55942ed24d37 | 20aadc24-a391-41cf-b340-3e4529f44bde | 93a60a56-a3c8-11da-a746-0800200b9a66
Phenazine | 92-82-0 | 92820 | 92820 | C12H8N2 |  | Mass | kg | emission | air | https://ofmpub.epa.gov/sor_internet/registry/substreg/searchandretrieve/substancesearch/search.do?details=displayDetails&selectedSubstanceId=48198 | 1 | Chemicals | 79c68b89-4ac4-3f4e-84dc-8291f1bfac81 | 4061cba4-cb52-3ef2-85a6-55942ed24d37 | 20aadc24-a391-41cf-b340-3e4529f44bde | 93a60a56-a3c8-11da-a746-0800200b9a66
9H-Xanthene | 92-83-1 | 92831 | 92831 | C13H10O |  | Mass | kg | emission | air | https://ofmpub.epa.gov/sor_internet/registry/substreg/searchandretrieve/substancesearch/search.do?details=displayDetails&selectedSubstanceId=87819 | 1 | Chemicals | 4ef1726c-f4a7-3a0f-9207-c8827d014f4b | 4061cba4-cb52-3ef2-85a6-55942ed24d37 | 20aadc24-a391-41cf-b340-3e4529f44bde | 93a60a56-a3c8-11da-a746-0800200b9a66
2-Heptanone, 6-methyl- | 928-68-7 | 928687 | 928687 | C8H16O |  | Mass | kg | emission | air | https://ofmpub.epa.gov/sor_internet/registry/substreg/searchandretrieve/substancesearch/search.do?details=displayDetails&selectedSubstanceId=43900 | 1 | Chemicals | f0b98ae7-7a10-3ad2-8a2a-f46858034bdd | 4061cba4-cb52-3ef2-85a6-55942ed24d37 | 20aadc24-a391-41cf-b340-3e4529f44bde | 93a60a56-a3c8-11da-a746-0800200b9a66
Benzidine | 92-87-5 | 92875 | 92875 | C12H12N2 |  | Mass | kg | emission | air | https://ofmpub.epa.gov/sor_internet/registry/substreg/searchandretrieve/substancesearch/search.do?details=displayDetails&selectedSubstanceId=48195 | 1 | Chemicals | ccc05c61-6c3f-3d4e-a6cb-3bc32c4e3fe8 | 4061cba4-cb52-3ef2-85a6-55942ed24d37 | 20aadc24-a391-41cf-b340-3e4529f44bde | 93a60a56-a3c8-11da-a746-0800200b9a66
4,4'-Biphenyldiol | 92-88-6 | 92886 | 92886 | C12H10O2 |  | Mass | kg | emission | air | https://ofmpub.epa.gov/sor_internet/registry/substreg/searchandretrieve/substancesearch/search.do?details=displayDetails&selectedSubstanceId=48194 | 1 | Chemicals | 7b0a9e82-b77a-3b06-b039-37407f629519 | 4061cba4-cb52-3ef2-85a6-55942ed24d37 | 20aadc24-a391-41cf-b340-3e4529f44bde | 93a60a56-a3c8-11da-a746-0800200b9a66
(Z)-3-Hexen-1-ol | 928-96-1 | 928961 | 928961 | C6H12O |  | Mass | kg | emission | air | https://ofmpub.epa.gov/sor_internet/registry/substreg/searchandretrieve/substancesearch/search.do?details=displayDetails&selectedSubstanceId=43893 | 1 | Chemicals | 8bdd2534-60a0-3e3d-a3e1-d30f0a68b403 | 4061cba4-cb52-3ef2-85a6-55942ed24d37 | 20aadc24-a391-41cf-b340-3e4529f44bde | 93a60a56-a3c8-11da-a746-0800200b9a66
2-(2-Aminoethoxy)ethanol | 929-06-6 | 929066 | 929066 | C4H11NO2 |  | Mass | kg | emission | air | https://ofmpub.epa.gov/sor_internet/registry/substreg/searchandretrieve/substancesearch/search.do?details=displayDetails&selectedSubstanceId=43892 | 1 | Chemicals | 7a67ffdc-1876-36d0-ab05-cc474cb75b1d | 4061cba4-cb52-3ef2-85a6-55942ed24d37 | 20aadc24-a391-41cf-b340-3e4529f44bde | 93a60a56-a3c8-11da-a746-0800200b9a66
Naphthalene, 2-methoxy- | 93-04-9 | 93049 | 93049 | C11H10O |  | Mass | kg | emission | air | https://ofmpub.epa.gov/sor_internet/registry/substreg/searchandretrieve/substancesearch/search.do?details=displayDetails&selectedSubstanceId=87807 | 1 | Chemicals | 746c72e8-3808-3c29-a8be-748f65d448d7 | 4061cba4-cb52-3ef2-85a6-55942ed24d37 | 20aadc24-a391-41cf-b340-3e4529f44bde | 93a60a56-a3c8-11da-a746-0800200b9a66
N-Nitrosopyrrolidine | 930-55-2 | 930552 | 930552 | C4H8N2O |  | Mass | kg | emission | air | https://ofmpub.epa.gov/sor_internet/registry/substreg/searchandretrieve/substancesearch/search.do?details=displayDetails&selectedSubstanceId=43884 | 1 | Chemicals | f4067073-9567-3bb3-a2c4-df87ee2aa6bc | 4061cba4-cb52-3ef2-85a6-55942ed24d37 | 20aadc24-a391-41cf-b340-3e4529f44bde | 93a60a56-a3c8-11da-a746-0800200b9a66
2'-Acetonaphthone | 93-08-3 | 93083 | 93083 | C12H10O |  | Mass | kg | emission | air | https://ofmpub.epa.gov/sor_internet/registry/substreg/searchandretrieve/substancesearch/search.do?details=displayDetails&selectedSubstanceId=87710 | 1 | Chemicals | 158345a1-fb53-33a1-9aeb-1a6a41242d03 | 4061cba4-cb52-3ef2-85a6-55942ed24d37 | 20aadc24-a391-41cf-b340-3e4529f44bde | 93a60a56-a3c8-11da-a746-0800200b9a66
Methyleugenol | 93-15-2 | 93152 | 93152 | C11H14O2 |  | Mass | kg | emission | air | https://ofmpub.epa.gov/sor_internet/registry/substreg/searchandretrieve/substancesearch/search.do?details=displayDetails&selectedSubstanceId=48180 | 1 | Chemicals | 9c8d3324-dd97-30a7-8200-831959abb6bc | 4061cba4-cb52-3ef2-85a6-55942ed24d37 | 20aadc24-a391-41cf-b340-3e4529f44bde | 93a60a56-a3c8-11da-a746-0800200b9a66
2,3,6-Trichlorophenol | 933-75-5 | 933755 | 933755 | C6H3Cl3O |  | Mass | kg | emission | air | https://ofmpub.epa.gov/sor_internet/registry/substreg/searchandretrieve/substancesearch/search.do?details=displayDetails&selectedSubstanceId=43863 | 1 | Chemicals | 1f104cf4-eef5-3d5b-b102-b255b3801f9c | 4061cba4-cb52-3ef2-85a6-55942ed24d37 | 20aadc24-a391-41cf-b340-3e4529f44bde | 93a60a56-a3c8-11da-a746-0800200b9a66
2,3,5-Trichlorophenol | 933-78-8 | 933788 | 933788 | C6H3Cl3O |  | Mass | kg | emission | air | https://ofmpub.epa.gov/sor_internet/registry/substreg/searchandretrieve/substancesearch/search.do?details=displayDetails&selectedSubstanceId=43862 | 1 | Chemicals | 36ce1e8c-7877-3223-8fff-67e67bdd557c | 4061cba4-cb52-3ef2-85a6-55942ed24d37 | 20aadc24-a391-41cf-b340-3e4529f44bde | 93a60a56-a3c8-11da-a746-0800200b9a66
2-Aminobenzimidazole | 934-32-7 | 934327 | 934327 | C7H7N3 |  | Mass | kg | emission | air | https://ofmpub.epa.gov/sor_internet/registry/substreg/searchandretrieve/substancesearch/search.do?details=displayDetails&selectedSubstanceId=43860 | 1 | Chemicals | d382d164-7cca-30fe-84d8-6b09a4d81896 | 4061cba4-cb52-3ef2-85a6-55942ed24d37 | 20aadc24-a391-41cf-b340-3e4529f44bde | 93a60a56-a3c8-11da-a746-0800200b9a66
Phenol, 2-methoxy-4-methyl- | 93-51-6 | 93516 | 93516 | C8H10O2 |  | Mass | kg | emission | air | https://ofmpub.epa.gov/sor_internet/registry/substreg/searchandretrieve/substancesearch/search.do?details=displayDetails&selectedSubstanceId=48162 | 1 | Chemicals | 215aef74-faee-34d9-911c-c3d949bf556a | 4061cba4-cb52-3ef2-85a6-55942ed24d37 | 20aadc24-a391-41cf-b340-3e4529f44bde | 93a60a56-a3c8-11da-a746-0800200b9a66
2,5-Cyclohexadiene-1,4-dione, 2,3,5-trimethyl- | 935-92-2 | 935922 | 935922 | C9H10O2 |  | Mass | kg | emission | air | https://ofmpub.epa.gov/sor_internet/registry/substreg/searchandretrieve/substancesearch/search.do?details=displayDetails&selectedSubstanceId=87698 | 1 | Chemicals | 8d633fe6-395d-370b-834f-e6862c51c01a | 4061cba4-cb52-3ef2-85a6-55942ed24d37 | 20aadc24-a391-41cf-b340-3e4529f44bde | 93a60a56-a3c8-11da-a746-0800200b9a66
2,3,5,6-Tetrachlorophenol | 935-95-5 | 935955 | 935955 | C6H2Cl4O |  | Mass | kg | emission | air | https://ofmpub.epa.gov/sor_internet/registry/substreg/searchandretrieve/substancesearch/search.do?details=displayDetails&selectedSubstanceId=43854 | 1 | Chemicals | 55f63dc4-48d7-3c3d-aa4e-6688cf783bf3 | 4061cba4-cb52-3ef2-85a6-55942ed24d37 | 20aadc24-a391-41cf-b340-3e4529f44bde | 93a60a56-a3c8-11da-a746-0800200b9a66
Mecoprop | 93-65-2 | 93652 | 93652 | C10H11ClO3 |  | Mass | kg | emission | air | https://ofmpub.epa.gov/sor_internet/registry/substreg/searchandretrieve/substancesearch/search.do?details=displayDetails&selectedSubstanceId=48156 | 1 | Chemicals | 8dc70bf5-56b0-39dc-a36c-c36007483fbf | 4061cba4-cb52-3ef2-85a6-55942ed24d37 | 20aadc24-a391-41cf-b340-3e4529f44bde | 93a60a56-a3c8-11da-a746-0800200b9a66
Allidochlor | 93-71-0 | 93710 | 93710 | C8H12ClNO |  | Mass | kg | emission | air | https://ofmpub.epa.gov/sor_internet/registry/substreg/searchandretrieve/substancesearch/search.do?details=displayDetails&selectedSubstanceId=48154 | 1 | Chemicals | 1d3645f4-703d-3a62-9fb5-67904b391a8c | 4061cba4-cb52-3ef2-85a6-55942ed24d37 | 20aadc24-a391-41cf-b340-3e4529f44bde | 93a60a56-a3c8-11da-a746-0800200b9a66
Silvex | 93-72-1 | 93721 | 93721 | C9H7Cl3O3 |  | Mass | kg | emission | air | https://ofmpub.epa.gov/sor_internet/registry/substreg/searchandretrieve/substancesearch/search.do?details=displayDetails&selectedSubstanceId=48153 | 1 | Chemicals | 4aa05e91-0c73-3ce2-b1ad-d5582c81b1c8 | 4061cba4-cb52-3ef2-85a6-55942ed24d37 | 20aadc24-a391-41cf-b340-3e4529f44bde | 93a60a56-a3c8-11da-a746-0800200b9a66
2,4,5-T | 93-76-5 | 93765 | 93765 | C8H5Cl3O3 |  | Mass | kg | emission | air | https://ofmpub.epa.gov/sor_internet/registry/substreg/searchandretrieve/substancesearch/search.do?details=displayDetails&selectedSubstanceId=87689 | 1 | Chemicals | 0fc34db0-0299-3aa0-a4bf-c58859923f09 | 4061cba4-cb52-3ef2-85a6-55942ed24d37 | 20aadc24-a391-41cf-b340-3e4529f44bde | 93a60a56-a3c8-11da-a746-0800200b9a66
2,4,5-T isopropyl ester | 93-78-7 | 93787 | 93787 | C11H11Cl3O3 |  | Mass | kg | emission | air | https://ofmpub.epa.gov/sor_internet/registry/substreg/searchandretrieve/substancesearch/search.do?details=displayDetails&selectedSubstanceId=81269 | 1 | Chemicals | 8493e66e-cbe2-3fb9-9551-12df1314606e | 4061cba4-cb52-3ef2-85a6-55942ed24d37 | 20aadc24-a391-41cf-b340-3e4529f44bde | 93a60a56-a3c8-11da-a746-0800200b9a66
2,4,5-T butyl ester | 93-79-8 | 93798 | 93798 | C12H13Cl3O3 |  | Mass | kg | emission | air | https://ofmpub.epa.gov/sor_internet/registry/substreg/searchandretrieve/substancesearch/search.do?details=displayDetails&selectedSubstanceId=48151 | 1 | Chemicals | de6211c0-b6cd-3572-a475-551c1b74437d | 4061cba4-cb52-3ef2-85a6-55942ed24d37 | 20aadc24-a391-41cf-b340-3e4529f44bde | 93a60a56-a3c8-11da-a746-0800200b9a66
Ethenzamide | 938-73-8 | 938738 | 938738 | C9H11NO2 |  | Mass | kg | emission | air | https://ofmpub.epa.gov/sor_internet/registry/substreg/searchandretrieve/substancesearch/search.do?details=displayDetails&selectedSubstanceId=43846 | 1 | Chemicals | 2c7aaeb0-f649-3c64-a5d9-adcd94aaaf8d | 4061cba4-cb52-3ef2-85a6-55942ed24d37 | 20aadc24-a391-41cf-b340-3e4529f44bde | 93a60a56-a3c8-11da-a746-0800200b9a66
Benzoic acid, ethyl ester | 93-89-0 | 93890 | 93890 | C9H10O2 |  | Mass | kg | emission | air | https://ofmpub.epa.gov/sor_internet/registry/substreg/searchandretrieve/substancesearch/search.do?details=displayDetails&selectedSubstanceId=87683 | 1 | Chemicals | 86e1f6d7-3151-39d5-8b6f-729bbd965a80 | 4061cba4-cb52-3ef2-85a6-55942ed24d37 | 20aadc24-a391-41cf-b340-3e4529f44bde | 93a60a56-a3c8-11da-a746-0800200b9a66
1,3-Butanedione, 1-phenyl- | 93-91-4 | 93914 | 93914 | C10H10O2 |  | Mass | kg | emission | air | https://ofmpub.epa.gov/sor_internet/registry/substreg/searchandretrieve/substancesearch/search.do?details=displayDetails&selectedSubstanceId=48511 | 1 | Chemicals | 47e16de0-2813-30a4-9417-2be0ef16e824 | 4061cba4-cb52-3ef2-85a6-55942ed24d37 | 20aadc24-a391-41cf-b340-3e4529f44bde | 93a60a56-a3c8-11da-a746-0800200b9a66
4-Phenylpyridine | 939-23-1 | 939231 | 939231 | C11H9N |  | Mass | kg | emission | air | https://ofmpub.epa.gov/sor_internet/registry/substreg/searchandretrieve/substancesearch/search.do?details=displayDetails&selectedSubstanceId=87681 | 1 | Chemicals | 29bf68be-dfae-307d-bd43-6d89328853d3 | 4061cba4-cb52-3ef2-85a6-55942ed24d37 | 20aadc24-a391-41cf-b340-3e4529f44bde | 93a60a56-a3c8-11da-a746-0800200b9a66
Benzocaine | 94-09-7 | 94097 | 94097 | C9H11NO2 |  | Mass | kg | emission | air | https://ofmpub.epa.gov/sor_internet/registry/substreg/searchandretrieve/substancesearch/search.do?details=displayDetails&selectedSubstanceId=48504 | 1 | Chemicals | 56e10147-03df-3d09-a189-44ae5a4357cf | 4061cba4-cb52-3ef2-85a6-55942ed24d37 | 20aadc24-a391-41cf-b340-3e4529f44bde | 93a60a56-a3c8-11da-a746-0800200b9a66
2,4-D isopropyl ester | 94-11-1 | 94111 | 94111 | C11H12Cl2O3 |  | Mass | kg | emission | air | https://ofmpub.epa.gov/sor_internet/registry/substreg/searchandretrieve/substancesearch/search.do?details=displayDetails&selectedSubstanceId=87668 | 1 | Chemicals | 26f613b8-255c-3e2b-8ae4-d73c724b430f | 4061cba4-cb52-3ef2-85a6-55942ed24d37 | 20aadc24-a391-41cf-b340-3e4529f44bde | 93a60a56-a3c8-11da-a746-0800200b9a66
Prosulfuron | 94125-34-5 | 94125345 | 94125345 | C15H16F3N5O4S |  | Mass | kg | emission | air | https://ofmpub.epa.gov/sor_internet/registry/substreg/searchandretrieve/substancesearch/search.do?details=displayDetails&selectedSubstanceId=62869 | 1 | Chemicals | 0ecfd1dc-5b4e-35ef-bdb4-e7257854870c | 4061cba4-cb52-3ef2-85a6-55942ed24d37 | 20aadc24-a391-41cf-b340-3e4529f44bde | 93a60a56-a3c8-11da-a746-0800200b9a66
Ethanone, 1-(1-naphthalenyl)- | 941-98-0 | 941980 | 941980 | C12H10O |  | Mass | kg | emission | air | https://ofmpub.epa.gov/sor_internet/registry/substreg/searchandretrieve/substancesearch/search.do?details=displayDetails&selectedSubstanceId=43837 | 1 | Chemicals | b057c925-0117-350a-8e89-3746d3aa225b | 4061cba4-cb52-3ef2-85a6-55942ed24d37 | 20aadc24-a391-41cf-b340-3e4529f44bde | 93a60a56-a3c8-11da-a746-0800200b9a66
Cyproconazole | 94361-06-5 | 94361065 | 94361065 | C15H18ClN3O |  | Mass | kg | emission | air | https://ofmpub.epa.gov/sor_internet/registry/substreg/searchandretrieve/substancesearch/search.do?details=displayDetails&selectedSubstanceId=87566 | 1 | Chemicals | 5586c0e0-4cf9-3447-b39e-b812584ad700 | 4061cba4-cb52-3ef2-85a6-55942ed24d37 | 20aadc24-a391-41cf-b340-3e4529f44bde | 93a60a56-a3c8-11da-a746-0800200b9a66
2-Propen-1-one, 1,3-diphenyl- | 94-41-7 | 94417 | 94417 | C15H12O |  | Mass | kg | emission | air | https://ofmpub.epa.gov/sor_internet/registry/substreg/searchandretrieve/substancesearch/search.do?details=displayDetails&selectedSubstanceId=48494 | 1 | Chemicals | cbf2f876-9772-3aaa-b064-584504b68fdb | 4061cba4-cb52-3ef2-85a6-55942ed24d37 | 20aadc24-a391-41cf-b340-3e4529f44bde | 93a60a56-a3c8-11da-a746-0800200b9a66
Fonofos | 944-22-9 | 944229 | 944229 | C10H15OPS2 |  | Mass | kg | emission | air | https://ofmpub.epa.gov/sor_internet/registry/substreg/searchandretrieve/substancesearch/search.do?details=displayDetails&selectedSubstanceId=43833 | 1 | Chemicals | 9128f5f7-55f5-3d96-8d7b-86b823c9cc4a | 4061cba4-cb52-3ef2-85a6-55942ed24d37 | 20aadc24-a391-41cf-b340-3e4529f44bde | 93a60a56-a3c8-11da-a746-0800200b9a66
5-Nitrobenzimidazole | 94-52-0 | 94520 | 94520 | C7H5N3O2 |  | Mass | kg | emission | air | https://ofmpub.epa.gov/sor_internet/registry/substreg/searchandretrieve/substancesearch/search.do?details=displayDetails&selectedSubstanceId=87559 | 1 | Chemicals | a08890f5-9a60-3e20-a5f2-a26aaf4698bf | 4061cba4-cb52-3ef2-85a6-55942ed24d37 | 20aadc24-a391-41cf-b340-3e4529f44bde | 93a60a56-a3c8-11da-a746-0800200b9a66
Benzene, 1,1'-sulfinylbis- | 945-51-7 | 945517 | 945517 | C12H10OS |  | Mass | kg | emission | air | https://ofmpub.epa.gov/sor_internet/registry/substreg/searchandretrieve/substancesearch/search.do?details=displayDetails&selectedSubstanceId=43832 | 1 | Chemicals | 064e4f8e-8bdd-3c5b-84c3-7c682931373f | 4061cba4-cb52-3ef2-85a6-55942ed24d37 | 20aadc24-a391-41cf-b340-3e4529f44bde | 93a60a56-a3c8-11da-a746-0800200b9a66
Dihydrosafrole | 94-58-6 | 94586 | 94586 | C10H12O2 |  | Mass | kg | emission | air | https://ofmpub.epa.gov/sor_internet/registry/substreg/searchandretrieve/substancesearch/search.do?details=displayDetails&selectedSubstanceId=48488 | 1 | Chemicals | 30d783a3-b884-3680-a58c-724d4142ddba | 4061cba4-cb52-3ef2-85a6-55942ed24d37 | 20aadc24-a391-41cf-b340-3e4529f44bde | 93a60a56-a3c8-11da-a746-0800200b9a66
Safrole | 94-59-7 | 94597 | 94597 | C10H10O2 |  | Mass | kg | emission | air | https://ofmpub.epa.gov/sor_internet/registry/substreg/searchandretrieve/substancesearch/search.do?details=displayDetails&selectedSubstanceId=48487 | 1 | Chemicals | 223d57aa-052d-3b7b-afb2-ff3d6648f2bf | 4061cba4-cb52-3ef2-85a6-55942ed24d37 | 20aadc24-a391-41cf-b340-3e4529f44bde | 93a60a56-a3c8-11da-a746-0800200b9a66
Benzaldehyde, 2-hydroxy-, oxime | 94-67-7 | 94677 | 94677 | C7H7NO2 |  | Mass | kg | emission | air | https://ofmpub.epa.gov/sor_internet/registry/substreg/searchandretrieve/substancesearch/search.do?details=displayDetails&selectedSubstanceId=48481 | 1 | Chemicals | 904ccdac-eff4-33b2-b6fc-f0a3a6548ddc | 4061cba4-cb52-3ef2-85a6-55942ed24d37 | 20aadc24-a391-41cf-b340-3e4529f44bde | 93a60a56-a3c8-11da-a746-0800200b9a66
N-Ethyl-2-methylaniline | 94-68-8 | 94688 | 94688 | C9H13N |  | Mass | kg | emission | air | https://ofmpub.epa.gov/sor_internet/registry/substreg/searchandretrieve/substancesearch/search.do?details=displayDetails&selectedSubstanceId=48480 | 1 | Chemicals | 6d9b9e80-1508-324d-95e4-dbccdb276b37 | 4061cba4-cb52-3ef2-85a6-55942ed24d37 | 20aadc24-a391-41cf-b340-3e4529f44bde | 93a60a56-a3c8-11da-a746-0800200b9a66
Phosfolan | 947-02-4 | 947024 | 947024 | C7H14NO3PS2 |  | Mass | kg | emission | air | https://ofmpub.epa.gov/sor_internet/registry/substreg/searchandretrieve/substancesearch/search.do?details=displayDetails&selectedSubstanceId=43831 | 1 | Chemicals | 7cff290d-5929-334f-a571-430ebebe8b0a | 4061cba4-cb52-3ef2-85a6-55942ed24d37 | 20aadc24-a391-41cf-b340-3e4529f44bde | 93a60a56-a3c8-11da-a746-0800200b9a66
Azacyclotridecan-2-one | 947-04-6 | 947046 | 947046 | C12H23NO |  | Mass | kg | emission | air | https://ofmpub.epa.gov/sor_internet/registry/substreg/searchandretrieve/substancesearch/search.do?details=displayDetails&selectedSubstanceId=43830 | 1 | Chemicals | b7279d4f-61bd-3cc6-b91e-729d8aa7a4df | 4061cba4-cb52-3ef2-85a6-55942ed24d37 | 20aadc24-a391-41cf-b340-3e4529f44bde | 93a60a56-a3c8-11da-a746-0800200b9a66
MCPA | 94-74-6 | 94746 | 94746 | C9H9ClO3 |  | Mass | kg | emission | air | https://ofmpub.epa.gov/sor_internet/registry/substreg/searchandretrieve/substancesearch/search.do?details=displayDetails&selectedSubstanceId=48476 | 1 | Chemicals | b1408147-aef0-3f3f-9f51-2c4c739c25d5 | 4061cba4-cb52-3ef2-85a6-55942ed24d37 | 20aadc24-a391-41cf-b340-3e4529f44bde | 93a60a56-a3c8-11da-a746-0800200b9a66
2,4-D | 94-75-7 | 94757 | 94757 | C8H6Cl2O3 |  | Mass | kg | emission | air | https://ofmpub.epa.gov/sor_internet/registry/substreg/searchandretrieve/substancesearch/search.do?details=displayDetails&selectedSubstanceId=48475 | 1 | Chemicals | 023e7ede-58cf-350b-b730-2962afee0497 | 4061cba4-cb52-3ef2-85a6-55942ed24d37 | 20aadc24-a391-41cf-b340-3e4529f44bde | 93a60a56-a3c8-11da-a746-0800200b9a66
2,4-D butyl ester | 94-80-4 | 94804 | 94804 | C12H14Cl2O3 |  | Mass | kg | emission | air | https://ofmpub.epa.gov/sor_internet/registry/substreg/searchandretrieve/substancesearch/search.do?details=displayDetails&selectedSubstanceId=48472 | 1 | Chemicals | 9fb0afc2-f831-356d-bd91-bdc9f75f7e62 | 4061cba4-cb52-3ef2-85a6-55942ed24d37 | 20aadc24-a391-41cf-b340-3e4529f44bde | 93a60a56-a3c8-11da-a746-0800200b9a66
MCPB | 94-81-5 | 94815 | 94815 | C11H13ClO3 |  | Mass | kg | emission | air | https://ofmpub.epa.gov/sor_internet/registry/substreg/searchandretrieve/substancesearch/search.do?details=displayDetails&selectedSubstanceId=48471 | 1 | Chemicals | dc3a4842-03cf-3e16-a006-5e5e6a6882bc | 4061cba4-cb52-3ef2-85a6-55942ed24d37 | 20aadc24-a391-41cf-b340-3e4529f44bde | 93a60a56-a3c8-11da-a746-0800200b9a66
2,4-DB | 94-82-6 | 94826 | 94826 | C10H10Cl2O3 |  | Mass | kg | emission | air | https://ofmpub.epa.gov/sor_internet/registry/substreg/searchandretrieve/substancesearch/search.do?details=displayDetails&selectedSubstanceId=48470 | 1 | Chemicals | 05142bbe-9f98-31cd-856f-1b6dbc9ba035 | 4061cba4-cb52-3ef2-85a6-55942ed24d37 | 20aadc24-a391-41cf-b340-3e4529f44bde | 93a60a56-a3c8-11da-a746-0800200b9a66
2-Ethyl-1,3-hexanediol | 94-96-2 | 94962 | 94962 | C8H18O2 |  | Mass | kg | emission | air | https://ofmpub.epa.gov/sor_internet/registry/substreg/searchandretrieve/substancesearch/search.do?details=displayDetails&selectedSubstanceId=48464 | 1 | Chemicals | 2720211d-76c6-33ac-89a4-50fdc18ec8a2 | 4061cba4-cb52-3ef2-85a6-55942ed24d37 | 20aadc24-a391-41cf-b340-3e4529f44bde | 93a60a56-a3c8-11da-a746-0800200b9a66
Methyl paraoxon | 950-35-6 | 950356 | 950356 | C8H10NO6P |  | Mass | kg | emission | air | https://ofmpub.epa.gov/sor_internet/registry/substreg/searchandretrieve/substancesearch/search.do?details=displayDetails&selectedSubstanceId=87548 | 1 | Chemicals | 7f9e4d47-543b-35c9-94ba-6d626785d220 | 4061cba4-cb52-3ef2-85a6-55942ed24d37 | 20aadc24-a391-41cf-b340-3e4529f44bde | 93a60a56-a3c8-11da-a746-0800200b9a66
Methidathion | 950-37-8 | 950378 | 950378 | C6H11N2O4PS3 |  | Mass | kg | emission | air | https://ofmpub.epa.gov/sor_internet/registry/substreg/searchandretrieve/substancesearch/search.do?details=displayDetails&selectedSubstanceId=43820 | 1 | Chemicals | 218fc10a-6c8a-3a34-87ae-75da7dee7959 | 4061cba4-cb52-3ef2-85a6-55942ed24d37 | 20aadc24-a391-41cf-b340-3e4529f44bde | 93a60a56-a3c8-11da-a746-0800200b9a66
Sulfallate | 95-06-7 | 95067 | 95067 | C8H14ClNS2 |  | Mass | kg | emission | air | https://ofmpub.epa.gov/sor_internet/registry/substreg/searchandretrieve/substancesearch/search.do?details=displayDetails&selectedSubstanceId=87547 | 1 | Chemicals | 2b8112f4-351e-37ed-9ad5-44aa0df05d9b | 4061cba4-cb52-3ef2-85a6-55942ed24d37 | 20aadc24-a391-41cf-b340-3e4529f44bde | 93a60a56-a3c8-11da-a746-0800200b9a66
Benzo[b]thiophene | 95-15-8 | 95158 | 95158 | C8H6S |  | Mass | kg | emission | air | https://ofmpub.epa.gov/sor_internet/registry/substreg/searchandretrieve/substancesearch/search.do?details=displayDetails&selectedSubstanceId=87545 | 1 | Chemicals | e48beb15-4608-32a1-99de-80cad2b064be | 4061cba4-cb52-3ef2-85a6-55942ed24d37 | 20aadc24-a391-41cf-b340-3e4529f44bde | 93a60a56-a3c8-11da-a746-0800200b9a66
Benzothiazole | 95-16-9 | 95169 | 95169 | C7H5NS |  | Mass | kg | emission | air | https://ofmpub.epa.gov/sor_internet/registry/substreg/searchandretrieve/substancesearch/search.do?details=displayDetails&selectedSubstanceId=47766 | 1 | Chemicals | 35d4a66c-a668-3224-9911-91da62fbd158 | 4061cba4-cb52-3ef2-85a6-55942ed24d37 | 20aadc24-a391-41cf-b340-3e4529f44bde | 93a60a56-a3c8-11da-a746-0800200b9a66
Trinexapac-ethyl | 95266-40-3 | 95266403 | 95266403 | C13H16O5 |  | Mass | kg | emission | air | https://ofmpub.epa.gov/sor_internet/registry/substreg/searchandretrieve/substancesearch/search.do?details=displayDetails&selectedSubstanceId=62727 | 1 | Chemicals | 417d3367-f3c6-3cd0-b641-2f51ccf32ddd | 4061cba4-cb52-3ef2-85a6-55942ed24d37 | 20aadc24-a391-41cf-b340-3e4529f44bde | 93a60a56-a3c8-11da-a746-0800200b9a66
Carbophenothion-methyl | 953-17-3 | 953173 | 953173 | C9H12ClO2PS3 |  | Mass | kg | emission | air | https://ofmpub.epa.gov/sor_internet/registry/substreg/searchandretrieve/substancesearch/search.do?details=displayDetails&selectedSubstanceId=87540 | 1 | Chemicals | 8189290a-5fa9-3d8a-bd2f-40da3cbf4dbd | 4061cba4-cb52-3ef2-85a6-55942ed24d37 | 20aadc24-a391-41cf-b340-3e4529f44bde | 93a60a56-a3c8-11da-a746-0800200b9a66
N-Cyclohexyl-2-benzothiazolesulfenamide | 95-33-0 | 95330 | 95330 | C13H16N2S2 |  | Mass | kg | emission | air | https://ofmpub.epa.gov/sor_internet/registry/substreg/searchandretrieve/substancesearch/search.do?details=displayDetails&selectedSubstanceId=87539 | 1 | Chemicals | 936565d1-6cea-3fb9-9f57-6dddf6453985 | 4061cba4-cb52-3ef2-85a6-55942ed24d37 | 20aadc24-a391-41cf-b340-3e4529f44bde | 93a60a56-a3c8-11da-a746-0800200b9a66
o-Xylene | 95-47-6 | 95476 | 95476 | C8H10 |  | Mass | kg | emission | air | https://ofmpub.epa.gov/sor_internet/registry/substreg/searchandretrieve/substancesearch/search.do?details=displayDetails&selectedSubstanceId=87536 | 1 | Chemicals | 19625a68-3dea-3150-91ea-b23b2be455ed | 4061cba4-cb52-3ef2-85a6-55942ed24d37 | 20aadc24-a391-41cf-b340-3e4529f44bde | 93a60a56-a3c8-11da-a746-0800200b9a66
o-Cresol | 95-48-7 | 95487 | 95487 | C7H8O |  | Mass | kg | emission | air | https://ofmpub.epa.gov/sor_internet/registry/substreg/searchandretrieve/substancesearch/search.do?details=displayDetails&selectedSubstanceId=47752 | 1 | Chemicals | 45ed84a3-e75d-3749-8eb3-3c2532b21104 | 4061cba4-cb52-3ef2-85a6-55942ed24d37 | 20aadc24-a391-41cf-b340-3e4529f44bde | 93a60a56-a3c8-11da-a746-0800200b9a66
o-Chlorotoluene | 95-49-8 | 95498 | 95498 | C7H7Cl |  | Mass | kg | emission | air | https://ofmpub.epa.gov/sor_internet/registry/substreg/searchandretrieve/substancesearch/search.do?details=displayDetails&selectedSubstanceId=47751 | 1 | Chemicals | 17251ffa-bc2b-3487-a99e-e5c5d096a066 | 4061cba4-cb52-3ef2-85a6-55942ed24d37 | 20aadc24-a391-41cf-b340-3e4529f44bde | 93a60a56-a3c8-11da-a746-0800200b9a66
o-Dichlorobenzene | 95-50-1 | 95501 | 95501 | C6H4Cl2 |  | Mass | kg | emission | air | https://ofmpub.epa.gov/sor_internet/registry/substreg/searchandretrieve/substancesearch/search.do?details=displayDetails&selectedSubstanceId=47750 | 1 | Chemicals | 3c32a79b-998e-3260-83ba-9e8274e5c763 | 4061cba4-cb52-3ef2-85a6-55942ed24d37 | 20aadc24-a391-41cf-b340-3e4529f44bde | 93a60a56-a3c8-11da-a746-0800200b9a66
o-Chloroaniline | 95-51-2 | 95512 | 95512 | C6H6ClN |  | Mass | kg | emission | air | https://ofmpub.epa.gov/sor_internet/registry/substreg/searchandretrieve/substancesearch/search.do?details=displayDetails&selectedSubstanceId=87534 | 1 | Chemicals | ad1afea8-48b7-3dac-a0f5-c795ba65f197 | 4061cba4-cb52-3ef2-85a6-55942ed24d37 | 20aadc24-a391-41cf-b340-3e4529f44bde | 93a60a56-a3c8-11da-a746-0800200b9a66
o-Fluorotoluene | 95-52-3 | 95523 | 95523 | C7H7F |  | Mass | kg | emission | air | https://ofmpub.epa.gov/sor_internet/registry/substreg/searchandretrieve/substancesearch/search.do?details=displayDetails&selectedSubstanceId=47749 | 1 | Chemicals | 812857ce-3184-3a6f-add6-650f62ba641e | 4061cba4-cb52-3ef2-85a6-55942ed24d37 | 20aadc24-a391-41cf-b340-3e4529f44bde | 93a60a56-a3c8-11da-a746-0800200b9a66
o-Toluidine | 95-53-4 | 95534 | 95534 | C7H9N |  | Mass | kg | emission | air | https://ofmpub.epa.gov/sor_internet/registry/substreg/searchandretrieve/substancesearch/search.do?details=displayDetails&selectedSubstanceId=47748 | 1 | Chemicals | 008904e6-62a8-38c2-b623-687968304f16 | 4061cba4-cb52-3ef2-85a6-55942ed24d37 | 20aadc24-a391-41cf-b340-3e4529f44bde | 93a60a56-a3c8-11da-a746-0800200b9a66
1,2-Phenylenediamine | 95-54-5 | 95545 | 95545 | C6H8N2 |  | Mass | kg | emission | air | https://ofmpub.epa.gov/sor_internet/registry/substreg/searchandretrieve/substancesearch/search.do?details=displayDetails&selectedSubstanceId=47747 | 1 | Chemicals | b67d706a-18d8-34d3-bfee-7c1feb0dbc94 | 4061cba4-cb52-3ef2-85a6-55942ed24d37 | 20aadc24-a391-41cf-b340-3e4529f44bde | 93a60a56-a3c8-11da-a746-0800200b9a66
o-Bromophenol | 95-56-7 | 95567 | 95567 | C6H5BrO |  | Mass | kg | emission | air | https://ofmpub.epa.gov/sor_internet/registry/substreg/searchandretrieve/substancesearch/search.do?details=displayDetails&selectedSubstanceId=47746 | 1 | Chemicals | 9dd38413-7e50-3f49-a007-406d68f9f853 | 4061cba4-cb52-3ef2-85a6-55942ed24d37 | 20aadc24-a391-41cf-b340-3e4529f44bde | 93a60a56-a3c8-11da-a746-0800200b9a66
o-Chlorophenol | 95-57-8 | 95578 | 95578 | C6H5ClO |  | Mass | kg | emission | air | https://ofmpub.epa.gov/sor_internet/registry/substreg/searchandretrieve/substancesearch/search.do?details=displayDetails&selectedSubstanceId=47745 | 1 | Chemicals | 143270d5-cab9-341c-812d-bf84cbec1205 | 4061cba4-cb52-3ef2-85a6-55942ed24d37 | 20aadc24-a391-41cf-b340-3e4529f44bde | 93a60a56-a3c8-11da-a746-0800200b9a66
1,2,4-Trimethylbenzene | 95-63-6 | 95636 | 95636 | C9H12 |  | Mass | kg | emission | air | https://ofmpub.epa.gov/sor_internet/registry/substreg/searchandretrieve/substancesearch/search.do?details=displayDetails&selectedSubstanceId=47743 | 1 | Chemicals | 6836be5f-c2be-32fc-ac92-79cb2a46a537 | 4061cba4-cb52-3ef2-85a6-55942ed24d37 | 20aadc24-a391-41cf-b340-3e4529f44bde | 93a60a56-a3c8-11da-a746-0800200b9a66
3,4-Dimethylaniline | 95-64-7 | 95647 | 95647 | C8H11N |  | Mass | kg | emission | air | https://ofmpub.epa.gov/sor_internet/registry/substreg/searchandretrieve/substancesearch/search.do?details=displayDetails&selectedSubstanceId=87530 | 1 | Chemicals | 1324874a-b7bc-3ae9-bd21-46c4ca9f22ce | 4061cba4-cb52-3ef2-85a6-55942ed24d37 | 20aadc24-a391-41cf-b340-3e4529f44bde | 93a60a56-a3c8-11da-a746-0800200b9a66
3,4-Dimethylphenol | 95-65-8 | 95658 | 95658 | C8H10O |  | Mass | kg | emission | air | https://ofmpub.epa.gov/sor_internet/registry/substreg/searchandretrieve/substancesearch/search.do?details=displayDetails&selectedSubstanceId=47742 | 1 | Chemicals | fed1eb07-716d-3c84-9698-753dd3d38863 | 4061cba4-cb52-3ef2-85a6-55942ed24d37 | 20aadc24-a391-41cf-b340-3e4529f44bde | 93a60a56-a3c8-11da-a746-0800200b9a66
2,4-Dimethylaniline | 95-68-1 | 95681 | 95681 | C8H11N |  | Mass | kg | emission | air | https://ofmpub.epa.gov/sor_internet/registry/substreg/searchandretrieve/substancesearch/search.do?details=displayDetails&selectedSubstanceId=47741 | 1 | Chemicals | b178a0b2-526b-35f5-b1c7-dd19bd426510 | 4061cba4-cb52-3ef2-85a6-55942ed24d37 | 20aadc24-a391-41cf-b340-3e4529f44bde | 93a60a56-a3c8-11da-a746-0800200b9a66
Toluene-2,5-diamine | 95-70-5 | 95705 | 95705 | C7H10N2 |  | Mass | kg | emission | air | https://ofmpub.epa.gov/sor_internet/registry/substreg/searchandretrieve/substancesearch/search.do?details=displayDetails&selectedSubstanceId=47739 | 1 | Chemicals | 076ab388-1013-3e02-9c73-155a1864a53a | 4061cba4-cb52-3ef2-85a6-55942ed24d37 | 20aadc24-a391-41cf-b340-3e4529f44bde | 93a60a56-a3c8-11da-a746-0800200b9a66
Pyriproxyfen | 95737-68-1 | 95737681 | 95737681 | C20H19NO3 |  | Mass | kg | emission | air | https://ofmpub.epa.gov/sor_internet/registry/substreg/searchandretrieve/substancesearch/search.do?details=displayDetails&selectedSubstanceId=86823 | 1 | Chemicals | 08b38687-b1b1-30d3-aea7-a451f16add2b | 4061cba4-cb52-3ef2-85a6-55942ed24d37 | 20aadc24-a391-41cf-b340-3e4529f44bde | 93a60a56-a3c8-11da-a746-0800200b9a66
3-Chloro-4-methylaniline | 95-74-9 | 95749 | 95749 | C7H8ClN |  | Mass | kg | emission | air | https://ofmpub.epa.gov/sor_internet/registry/substreg/searchandretrieve/substancesearch/search.do?details=displayDetails&selectedSubstanceId=47735 | 1 | Chemicals | 33890693-5f0c-3043-b563-48603775421d | 4061cba4-cb52-3ef2-85a6-55942ed24d37 | 20aadc24-a391-41cf-b340-3e4529f44bde | 93a60a56-a3c8-11da-a746-0800200b9a66
Benzene, 1,2-dichloro-4-methyl- | 95-75-0 | 95750 | 95750 | C7H6Cl2 |  | Mass | kg | emission | air | https://ofmpub.epa.gov/sor_internet/registry/substreg/searchandretrieve/substancesearch/search.do?details=displayDetails&selectedSubstanceId=47734 | 1 | Chemicals | db44c9d7-30bd-3336-bbc9-8f931cda6f49 | 4061cba4-cb52-3ef2-85a6-55942ed24d37 | 20aadc24-a391-41cf-b340-3e4529f44bde | 93a60a56-a3c8-11da-a746-0800200b9a66
Diphenamid | 957-51-7 | 957517 | 957517 | C16H17NO |  | Mass | kg | emission | air | https://ofmpub.epa.gov/sor_internet/registry/substreg/searchandretrieve/substancesearch/search.do?details=displayDetails&selectedSubstanceId=43810 | 1 | Chemicals | 2331fe7b-caab-36fd-beac-3f371ca73f79 | 4061cba4-cb52-3ef2-85a6-55942ed24d37 | 20aadc24-a391-41cf-b340-3e4529f44bde | 93a60a56-a3c8-11da-a746-0800200b9a66
3,4-Dichloroaniline | 95-76-1 | 95761 | 95761 | C6H5Cl2N |  | Mass | kg | emission | air | https://ofmpub.epa.gov/sor_internet/registry/substreg/searchandretrieve/substancesearch/search.do?details=displayDetails&selectedSubstanceId=47733 | 1 | Chemicals | 85952559-b383-35e8-a941-db28b9013340 | 4061cba4-cb52-3ef2-85a6-55942ed24d37 | 20aadc24-a391-41cf-b340-3e4529f44bde | 93a60a56-a3c8-11da-a746-0800200b9a66
3,4-Dichlorophenol | 95-77-2 | 95772 | 95772 | C6H4Cl2O |  | Mass | kg | emission | air | https://ofmpub.epa.gov/sor_internet/registry/substreg/searchandretrieve/substancesearch/search.do?details=displayDetails&selectedSubstanceId=47732 | 1 | Chemicals | 7add4e29-8b91-3b0f-8dc7-4ec7961e8be5 | 4061cba4-cb52-3ef2-85a6-55942ed24d37 | 20aadc24-a391-41cf-b340-3e4529f44bde | 93a60a56-a3c8-11da-a746-0800200b9a66
5-Chloro-2-methylaniline | 95-79-4 | 95794 | 95794 | C7H8ClN |  | Mass | kg | emission | air | https://ofmpub.epa.gov/sor_internet/registry/substreg/searchandretrieve/substancesearch/search.do?details=displayDetails&selectedSubstanceId=47730 | 1 | Chemicals | 6145e3f6-af2f-394a-92e6-ba63cf854ae0 | 4061cba4-cb52-3ef2-85a6-55942ed24d37 | 20aadc24-a391-41cf-b340-3e4529f44bde | 93a60a56-a3c8-11da-a746-0800200b9a66
2,4-Toluenediamine | 95-80-7 | 95807 | 95807 | C7H10N2 |  | Mass | kg | emission | air | https://ofmpub.epa.gov/sor_internet/registry/substreg/searchandretrieve/substancesearch/search.do?details=displayDetails&selectedSubstanceId=47729 | 1 | Chemicals | ebc3c46c-7065-3877-8b9a-efcc099b002e | 4061cba4-cb52-3ef2-85a6-55942ed24d37 | 20aadc24-a391-41cf-b340-3e4529f44bde | 93a60a56-a3c8-11da-a746-0800200b9a66
2,5-Dichloroaniline | 95-82-9 | 95829 | 95829 | C6H5Cl2N |  | Mass | kg | emission | air | https://ofmpub.epa.gov/sor_internet/registry/substreg/searchandretrieve/substancesearch/search.do?details=displayDetails&selectedSubstanceId=47728 | 1 | Chemicals | c933f77a-c8e5-35cc-a5ba-3b3a4352246a | 4061cba4-cb52-3ef2-85a6-55942ed24d37 | 20aadc24-a391-41cf-b340-3e4529f44bde | 93a60a56-a3c8-11da-a746-0800200b9a66
4-Chloro-1,2-phenylenediamine | 95-83-0 | 95830 | 95830 | C6H7ClN2 |  | Mass | kg | emission | air | https://ofmpub.epa.gov/sor_internet/registry/substreg/searchandretrieve/substancesearch/search.do?details=displayDetails&selectedSubstanceId=47727 | 1 | Chemicals | c884de55-b5ea-32f1-bfa2-630d6854e618 | 4061cba4-cb52-3ef2-85a6-55942ed24d37 | 20aadc24-a391-41cf-b340-3e4529f44bde | 93a60a56-a3c8-11da-a746-0800200b9a66
2-Amino-p-cresol | 95-84-1 | 95841 | 95841 | C7H9NO |  | Mass | kg | emission | air | https://ofmpub.epa.gov/sor_internet/registry/substreg/searchandretrieve/substancesearch/search.do?details=displayDetails&selectedSubstanceId=47726 | 1 | Chemicals | 42abb29b-8fe4-3aa0-9a87-6a55c22874cf | 4061cba4-cb52-3ef2-85a6-55942ed24d37 | 20aadc24-a391-41cf-b340-3e4529f44bde | 93a60a56-a3c8-11da-a746-0800200b9a66
2,5-Dimethylphenol | 95-87-4 | 95874 | 95874 | C8H10O |  | Mass | kg | emission | air | https://ofmpub.epa.gov/sor_internet/registry/substreg/searchandretrieve/substancesearch/search.do?details=displayDetails&selectedSubstanceId=47724 | 1 | Chemicals | f90fea8b-3beb-3d46-8b26-a033af47cc6e | 4061cba4-cb52-3ef2-85a6-55942ed24d37 | 20aadc24-a391-41cf-b340-3e4529f44bde | 93a60a56-a3c8-11da-a746-0800200b9a66
4-Chlororesorcinol | 95-88-5 | 95885 | 95885 | C6H5ClO2 |  | Mass | kg | emission | air | https://ofmpub.epa.gov/sor_internet/registry/substreg/searchandretrieve/substancesearch/search.do?details=displayDetails&selectedSubstanceId=47723 | 1 | Chemicals | 84f2d6ae-124e-35e0-850c-4c3182466272 | 4061cba4-cb52-3ef2-85a6-55942ed24d37 | 20aadc24-a391-41cf-b340-3e4529f44bde | 93a60a56-a3c8-11da-a746-0800200b9a66
Ethyl oxalate | 95-92-1 | 95921 | 95921 | C6H10O4 |  | Mass | kg | emission | air | https://ofmpub.epa.gov/sor_internet/registry/substreg/searchandretrieve/substancesearch/search.do?details=displayDetails&selectedSubstanceId=47722 | 1 | Chemicals | 07dfd1cb-a58f-3b95-9b07-83f04fc2cfb3 | 4061cba4-cb52-3ef2-85a6-55942ed24d37 | 20aadc24-a391-41cf-b340-3e4529f44bde | 93a60a56-a3c8-11da-a746-0800200b9a66
1,2,4,5-Tetramethylbenzene | 95-93-2 | 95932 | 95932 | C10H14 |  | Mass | kg | emission | air | https://ofmpub.epa.gov/sor_internet/registry/substreg/searchandretrieve/substancesearch/search.do?details=displayDetails&selectedSubstanceId=47721 | 1 | Chemicals | d85358a0-e299-3513-8e8b-f0e642616dd9 | 4061cba4-cb52-3ef2-85a6-55942ed24d37 | 20aadc24-a391-41cf-b340-3e4529f44bde | 93a60a56-a3c8-11da-a746-0800200b9a66
1,2,4,5-Tetrachlorobenzene | 95-94-3 | 95943 | 95943 | C6H2Cl4 |  | Mass | kg | emission | air | https://ofmpub.epa.gov/sor_internet/registry/substreg/searchandretrieve/substancesearch/search.do?details=displayDetails&selectedSubstanceId=47720 | 1 | Chemicals | ac9bb4fe-ad18-3f70-aea8-6fd90176a8c7 | 4061cba4-cb52-3ef2-85a6-55942ed24d37 | 20aadc24-a391-41cf-b340-3e4529f44bde | 93a60a56-a3c8-11da-a746-0800200b9a66
2,4,5-Trichlorophenol | 95-95-4 | 95954 | 95954 | C6H3Cl3O |  | Mass | kg | emission | air | https://ofmpub.epa.gov/sor_internet/registry/substreg/searchandretrieve/substancesearch/search.do?details=displayDetails&selectedSubstanceId=47719 | 1 | Chemicals | f7d62bb3-1daf-3e20-8202-0b13144417bb | 4061cba4-cb52-3ef2-85a6-55942ed24d37 | 20aadc24-a391-41cf-b340-3e4529f44bde | 93a60a56-a3c8-11da-a746-0800200b9a66
.alpha.-Endosulfan | 959-98-8 | 959988 | 959988 | C9H6Cl6O3S |  | Mass | kg | emission | air | https://ofmpub.epa.gov/sor_internet/registry/substreg/searchandretrieve/substancesearch/search.do?details=displayDetails&selectedSubstanceId=87422 | 1 | Chemicals | 3789fec1-5a10-3ec3-80d9-476fb07521c6 | 4061cba4-cb52-3ef2-85a6-55942ed24d37 | 20aadc24-a391-41cf-b340-3e4529f44bde | 93a60a56-a3c8-11da-a746-0800200b9a66
Allyl methacrylate | 96-05-9 | 96059 | 96059 | C7H10O2 |  | Mass | kg | emission | air | https://ofmpub.epa.gov/sor_internet/registry/substreg/searchandretrieve/substancesearch/search.do?details=displayDetails&selectedSubstanceId=87421 | 1 | Chemicals | 0c7f76f2-c39a-36e2-b64a-2be63a228e94 | 4061cba4-cb52-3ef2-85a6-55942ed24d37 | 20aadc24-a391-41cf-b340-3e4529f44bde | 93a60a56-a3c8-11da-a746-0800200b9a66
Styrene oxide | 96-09-3 | 96093 | 96093 | C8H8O |  | Mass | kg | emission | air | https://ofmpub.epa.gov/sor_internet/registry/substreg/searchandretrieve/substancesearch/search.do?details=displayDetails&selectedSubstanceId=48148 | 1 | Chemicals | 0dcd2042-4cbe-3a4e-87c5-fce1bd3a0e76 | 4061cba4-cb52-3ef2-85a6-55942ed24d37 | 20aadc24-a391-41cf-b340-3e4529f44bde | 93a60a56-a3c8-11da-a746-0800200b9a66
1,2-Dibromo-3-chloropropane | 96-12-8 | 96128 | 96128 | C3H5Br2Cl |  | Mass | kg | emission | air | https://ofmpub.epa.gov/sor_internet/registry/substreg/searchandretrieve/substancesearch/search.do?details=displayDetails&selectedSubstanceId=48146 | 1 | Chemicals | d254700e-3be4-33f5-a0ff-7502e107b130 | 4061cba4-cb52-3ef2-85a6-55942ed24d37 | 20aadc24-a391-41cf-b340-3e4529f44bde | 93a60a56-a3c8-11da-a746-0800200b9a66
2,3-Dibromopropanol | 96-13-9 | 96139 | 96139 | C3H6Br2O |  | Mass | kg | emission | air | https://ofmpub.epa.gov/sor_internet/registry/substreg/searchandretrieve/substancesearch/search.do?details=displayDetails&selectedSubstanceId=87418 | 1 | Chemicals | 8b23af50-836c-38df-8c24-ba7383d64258 | 4061cba4-cb52-3ef2-85a6-55942ed24d37 | 20aadc24-a391-41cf-b340-3e4529f44bde | 93a60a56-a3c8-11da-a746-0800200b9a66
2-Methylbutanal | 96-17-3 | 96173 | 96173 | C5H10O |  | Mass | kg | emission | air | https://ofmpub.epa.gov/sor_internet/registry/substreg/searchandretrieve/substancesearch/search.do?details=displayDetails&selectedSubstanceId=87415 | 1 | Chemicals | d34b55a0-0917-36ed-b84b-d97d032537e1 | 4061cba4-cb52-3ef2-85a6-55942ed24d37 | 20aadc24-a391-41cf-b340-3e4529f44bde | 93a60a56-a3c8-11da-a746-0800200b9a66
Phostebupirim | 96182-53-5 | 96182535 | 96182535 | C13H23N2O3PS |  | Mass | kg | emission | air | https://ofmpub.epa.gov/sor_internet/registry/substreg/searchandretrieve/substancesearch/search.do?details=displayDetails&selectedSubstanceId=86723 | 1 | Chemicals | 1715dec5-9b74-3e70-838f-55b8169955e2 | 4061cba4-cb52-3ef2-85a6-55942ed24d37 | 20aadc24-a391-41cf-b340-3e4529f44bde | 93a60a56-a3c8-11da-a746-0800200b9a66
1,2,3-Trichloropropane | 96-18-4 | 96184 | 96184 | C3H5Cl3 |  | Mass | kg | emission | air | https://ofmpub.epa.gov/sor_internet/registry/substreg/searchandretrieve/substancesearch/search.do?details=displayDetails&selectedSubstanceId=48142 | 1 | Chemicals | 73f5f50e-580e-3c8c-9213-7d52c8cb0869 | 4061cba4-cb52-3ef2-85a6-55942ed24d37 | 20aadc24-a391-41cf-b340-3e4529f44bde | 93a60a56-a3c8-11da-a746-0800200b9a66
3-Pentanone | 96-22-0 | 96220 | 96220 | C5H10O |  | Mass | kg | emission | air | https://ofmpub.epa.gov/sor_internet/registry/substreg/searchandretrieve/substancesearch/search.do?details=displayDetails&selectedSubstanceId=48139 | 1 | Chemicals | 776a8740-616d-387a-8690-c08ccaa91504 | 4061cba4-cb52-3ef2-85a6-55942ed24d37 | 20aadc24-a391-41cf-b340-3e4529f44bde | 93a60a56-a3c8-11da-a746-0800200b9a66
1,3-Dichloro-2-propanol | 96-23-1 | 96231 | 96231 | C3H6Cl2O |  | Mass | kg | emission | air | https://ofmpub.epa.gov/sor_internet/registry/substreg/searchandretrieve/substancesearch/search.do?details=displayDetails&selectedSubstanceId=48138 | 1 | Chemicals | e609fcbc-6c78-3156-9c06-fe9dc3e33794 | 4061cba4-cb52-3ef2-85a6-55942ed24d37 | 20aadc24-a391-41cf-b340-3e4529f44bde | 93a60a56-a3c8-11da-a746-0800200b9a66
3-Chloro-1,2-propanediol | 96-24-2 | 96242 | 96242 | C3H7ClO2 |  | Mass | kg | emission | air | https://ofmpub.epa.gov/sor_internet/registry/substreg/searchandretrieve/substancesearch/search.do?details=displayDetails&selectedSubstanceId=87413 | 1 | Chemicals | c4c3efc6-ae75-3667-b3ab-cee7575920de | 4061cba4-cb52-3ef2-85a6-55942ed24d37 | 20aadc24-a391-41cf-b340-3e4529f44bde | 93a60a56-a3c8-11da-a746-0800200b9a66
Diazoxon | 962-58-3 | 962583 | 962583 | C12H21N2O4P |  | Mass | kg | emission | air | https://ofmpub.epa.gov/sor_internet/registry/substreg/searchandretrieve/substancesearch/search.do?details=displayDetails&selectedSubstanceId=78859 | 1 | Chemicals | ea37f09a-21b5-3b43-aa63-73c900e2ef8e | 4061cba4-cb52-3ef2-85a6-55942ed24d37 | 20aadc24-a391-41cf-b340-3e4529f44bde | 93a60a56-a3c8-11da-a746-0800200b9a66
Methyl ethyl ketoxime | 96-29-7 | 96297 | 96297 | C4H9NO |  | Mass | kg | emission | air | https://ofmpub.epa.gov/sor_internet/registry/substreg/searchandretrieve/substancesearch/search.do?details=displayDetails&selectedSubstanceId=48135 | 1 | Chemicals | 7f1532dc-9194-35f7-9d5a-0b0b70397800 | 4061cba4-cb52-3ef2-85a6-55942ed24d37 | 20aadc24-a391-41cf-b340-3e4529f44bde | 93a60a56-a3c8-11da-a746-0800200b9a66
1,3-Dimethylurea | 96-31-1 | 96311 | 96311 | C3H8N2O |  | Mass | kg | emission | air | https://ofmpub.epa.gov/sor_internet/registry/substreg/searchandretrieve/substancesearch/search.do?details=displayDetails&selectedSubstanceId=87412 | 1 | Chemicals | 4fe694d8-4be6-3564-b52f-967b08f085d3 | 4061cba4-cb52-3ef2-85a6-55942ed24d37 | 20aadc24-a391-41cf-b340-3e4529f44bde | 93a60a56-a3c8-11da-a746-0800200b9a66
Methyl acrylate | 96-33-3 | 96333 | 96333 | C4H6O2 |  | Mass | kg | emission | air | https://ofmpub.epa.gov/sor_internet/registry/substreg/searchandretrieve/substancesearch/search.do?details=displayDetails&selectedSubstanceId=48133 | 1 | Chemicals | 4ba4fc07-0382-3d64-a790-7ea8b1b76f42 | 4061cba4-cb52-3ef2-85a6-55942ed24d37 | 20aadc24-a391-41cf-b340-3e4529f44bde | 93a60a56-a3c8-11da-a746-0800200b9a66
Cyclopentanol | 96-41-3 | 96413 | 96413 | C5H10O |  | Mass | kg | emission | air | https://ofmpub.epa.gov/sor_internet/registry/substreg/searchandretrieve/substancesearch/search.do?details=displayDetails&selectedSubstanceId=48130 | 1 | Chemicals | 8aa79aae-326b-3abe-aabc-ffd2d25e3177 | 4061cba4-cb52-3ef2-85a6-55942ed24d37 | 20aadc24-a391-41cf-b340-3e4529f44bde | 93a60a56-a3c8-11da-a746-0800200b9a66
Ethylene thiourea | 96-45-7 | 96457 | 96457 | C3H6N2S |  | Mass | kg | emission | air | https://ofmpub.epa.gov/sor_internet/registry/substreg/searchandretrieve/substancesearch/search.do?details=displayDetails&selectedSubstanceId=48129 | 1 | Chemicals | 65948aa0-0234-3ab0-8376-78341c50791f | 4061cba4-cb52-3ef2-85a6-55942ed24d37 | 20aadc24-a391-41cf-b340-3e4529f44bde | 93a60a56-a3c8-11da-a746-0800200b9a66
.gamma.-Butyrolactone | 96-48-0 | 96480 | 96480 | C4H6O2 |  | Mass | kg | emission | air | https://ofmpub.epa.gov/sor_internet/registry/substreg/searchandretrieve/substancesearch/search.do?details=displayDetails&selectedSubstanceId=87408 | 1 | Chemicals | 87b797a3-5ee9-378f-b7b7-8aa589082da4 | 4061cba4-cb52-3ef2-85a6-55942ed24d37 | 20aadc24-a391-41cf-b340-3e4529f44bde | 93a60a56-a3c8-11da-a746-0800200b9a66
Pyridaben | 96489-71-3 | 96489713 | 96489713 | C19H25ClN2OS |  | Mass | kg | emission | air | https://ofmpub.epa.gov/sor_internet/registry/substreg/searchandretrieve/substancesearch/search.do?details=displayDetails&selectedSubstanceId=86461 | 1 | Chemicals | f812fa54-6e99-3fe6-92d6-946144fb5e52 | 4061cba4-cb52-3ef2-85a6-55942ed24d37 | 20aadc24-a391-41cf-b340-3e4529f44bde | 93a60a56-a3c8-11da-a746-0800200b9a66
Picramic acid | 96-91-3 | 96913 | 96913 | C6H5N3O5 |  | Mass | kg | emission | air | https://ofmpub.epa.gov/sor_internet/registry/substreg/searchandretrieve/substancesearch/search.do?details=displayDetails&selectedSubstanceId=78097 | 1 | Chemicals | 1dc4030d-05f0-30d8-bd00-178cae932b6f | 4061cba4-cb52-3ef2-85a6-55942ed24d37 | 20aadc24-a391-41cf-b340-3e4529f44bde | 93a60a56-a3c8-11da-a746-0800200b9a66
2,4-Dinitrochlorobenzene | 97-00-7 | 97007 | 97007 | C6H3ClN2O4 |  | Mass | kg | emission | air | https://ofmpub.epa.gov/sor_internet/registry/substreg/searchandretrieve/substancesearch/search.do?details=displayDetails&selectedSubstanceId=48111 | 1 | Chemicals | 81994485-59d8-34e7-babb-d99c79e28fa5 | 4061cba4-cb52-3ef2-85a6-55942ed24d37 | 20aadc24-a391-41cf-b340-3e4529f44bde | 93a60a56-a3c8-11da-a746-0800200b9a66
2,4-Dinitroaniline | 97-02-9 | 97029 | 97029 | C6H5N3O4 |  | Mass | kg | emission | air | https://ofmpub.epa.gov/sor_internet/registry/substreg/searchandretrieve/substancesearch/search.do?details=displayDetails&selectedSubstanceId=48110 | 1 | Chemicals | 2e1ccd3c-5cf6-3637-aa3f-818b1161ded9 | 4061cba4-cb52-3ef2-85a6-55942ed24d37 | 20aadc24-a391-41cf-b340-3e4529f44bde | 93a60a56-a3c8-11da-a746-0800200b9a66
Cyclethrin | 97-11-0 | 97110 | 97110 | C21H28O3 |  | Mass | kg | emission | air | https://ofmpub.epa.gov/sor_internet/registry/substreg/searchandretrieve/substancesearch/search.do?details=displayDetails&selectedSubstanceId=87397 | 1 | Chemicals | cdc2b2dc-8d47-3e9c-bb89-ff6259b6957e | 4061cba4-cb52-3ef2-85a6-55942ed24d37 | 20aadc24-a391-41cf-b340-3e4529f44bde | 93a60a56-a3c8-11da-a746-0800200b9a66
Dichlofenthion | 97-17-6 | 97176 | 97176 | C10H13Cl2O3PS |  | Mass | kg | emission | air | https://ofmpub.epa.gov/sor_internet/registry/substreg/searchandretrieve/substancesearch/search.do?details=displayDetails&selectedSubstanceId=81267 | 1 | Chemicals | b95eda81-c2bc-31aa-bea4-536b028132b0 | 4061cba4-cb52-3ef2-85a6-55942ed24d37 | 20aadc24-a391-41cf-b340-3e4529f44bde | 93a60a56-a3c8-11da-a746-0800200b9a66
Dichlorophene | 97-23-4 | 97234 | 97234 | C13H10Cl2O2 |  | Mass | kg | emission | air | https://ofmpub.epa.gov/sor_internet/registry/substreg/searchandretrieve/substancesearch/search.do?details=displayDetails&selectedSubstanceId=48101 | 1 | Chemicals | aef6f44a-af1d-355c-affb-4a678449a42d | 4061cba4-cb52-3ef2-85a6-55942ed24d37 | 20aadc24-a391-41cf-b340-3e4529f44bde | 93a60a56-a3c8-11da-a746-0800200b9a66
Dinobuton | 973-21-7 | 973217 | 973217 | C14H18N2O7 |  | Mass | kg | emission | air | https://ofmpub.epa.gov/sor_internet/registry/substreg/searchandretrieve/substancesearch/search.do?details=displayDetails&selectedSubstanceId=87395 | 1 | Chemicals | be2f7e15-7d5b-3934-8cea-f2c25995e825 | 4061cba4-cb52-3ef2-85a6-55942ed24d37 | 20aadc24-a391-41cf-b340-3e4529f44bde | 93a60a56-a3c8-11da-a746-0800200b9a66
Eugenol | 97-53-0 | 97530 | 97530 | C10H12O2 |  | Mass | kg | emission | air | https://ofmpub.epa.gov/sor_internet/registry/substreg/searchandretrieve/substancesearch/search.do?details=displayDetails&selectedSubstanceId=48035 | 1 | Chemicals | 43c0635f-c9ef-3790-9c37-3cd5e2b42fca | 4061cba4-cb52-3ef2-85a6-55942ed24d37 | 20aadc24-a391-41cf-b340-3e4529f44bde | 93a60a56-a3c8-11da-a746-0800200b9a66
C.I. Solvent Yellow 3 | 97-56-3 | 97563 | 97563 | C14H15N3 |  | Mass | kg | emission | air | https://ofmpub.epa.gov/sor_internet/registry/substreg/searchandretrieve/substancesearch/search.do?details=displayDetails&selectedSubstanceId=48034 | 1 | Chemicals | f0e62418-905f-3c75-aedc-751dfe2a7b40 | 4061cba4-cb52-3ef2-85a6-55942ed24d37 | 20aadc24-a391-41cf-b340-3e4529f44bde | 93a60a56-a3c8-11da-a746-0800200b9a66
Pentanoic acid, 2-methyl- | 97-61-0 | 97610 | 97610 | C6H12O2 |  | Mass | kg | emission | air | https://ofmpub.epa.gov/sor_internet/registry/substreg/searchandretrieve/substancesearch/search.do?details=displayDetails&selectedSubstanceId=48032 | 1 | Chemicals | 826fd259-3997-34c6-9bb2-aa1d39128f06 | 4061cba4-cb52-3ef2-85a6-55942ed24d37 | 20aadc24-a391-41cf-b340-3e4529f44bde | 93a60a56-a3c8-11da-a746-0800200b9a66
Ethyl methacrylate | 97-63-2 | 97632 | 97632 | C6H10O2 |  | Mass | kg | emission | air | https://ofmpub.epa.gov/sor_internet/registry/substreg/searchandretrieve/substancesearch/search.do?details=displayDetails&selectedSubstanceId=87386 | 1 | Chemicals | 6de72c82-4ca9-3286-b6e4-000cae5c08ae | 4061cba4-cb52-3ef2-85a6-55942ed24d37 | 20aadc24-a391-41cf-b340-3e4529f44bde | 93a60a56-a3c8-11da-a746-0800200b9a66
Ethyl lactate | 97-64-3 | 97643 | 97643 | C5H10O3 |  | Mass | kg | emission | air | https://ofmpub.epa.gov/sor_internet/registry/substreg/searchandretrieve/substancesearch/search.do?details=displayDetails&selectedSubstanceId=48030 | 1 | Chemicals | f4f9f8cb-6b68-38ed-86f8-11a12f9dcc79 | 4061cba4-cb52-3ef2-85a6-55942ed24d37 | 20aadc24-a391-41cf-b340-3e4529f44bde | 93a60a56-a3c8-11da-a746-0800200b9a66
Itaconic acid | 97-65-4 | 97654 | 97654 | C5H6O4 |  | Mass | kg | emission | air | https://ofmpub.epa.gov/sor_internet/registry/substreg/searchandretrieve/substancesearch/search.do?details=displayDetails&selectedSubstanceId=48029 | 1 | Chemicals | 62991c52-0c64-34f2-ac0d-1b9f24822241 | 4061cba4-cb52-3ef2-85a6-55942ed24d37 | 20aadc24-a391-41cf-b340-3e4529f44bde | 93a60a56-a3c8-11da-a746-0800200b9a66
Bis(dimethylthiocarbamoyl) sulfide | 97-74-5 | 97745 | 97745 | C6H12N2S3 |  | Mass | kg | emission | air | https://ofmpub.epa.gov/sor_internet/registry/substreg/searchandretrieve/substancesearch/search.do?details=displayDetails&selectedSubstanceId=87383 | 1 | Chemicals | 9a44f77c-c8a8-37a6-9fca-36a77d01043f | 4061cba4-cb52-3ef2-85a6-55942ed24d37 | 20aadc24-a391-41cf-b340-3e4529f44bde | 93a60a56-a3c8-11da-a746-0800200b9a66
Disulfiram | 97-77-8 | 97778 | 97778 | C10H20N2S4 |  | Mass | kg | emission | air | https://ofmpub.epa.gov/sor_internet/registry/substreg/searchandretrieve/substancesearch/search.do?details=displayDetails&selectedSubstanceId=48026 | 1 | Chemicals | 92381b75-a144-37b4-9918-7603ebe2c040 | 4061cba4-cb52-3ef2-85a6-55942ed24d37 | 20aadc24-a391-41cf-b340-3e4529f44bde | 93a60a56-a3c8-11da-a746-0800200b9a66
Isobutyl methacrylate | 97-86-9 | 97869 | 97869 | C8H14O2 |  | Mass | kg | emission | air | https://ofmpub.epa.gov/sor_internet/registry/substreg/searchandretrieve/substancesearch/search.do?details=displayDetails&selectedSubstanceId=87381 | 1 | Chemicals | 0152d3db-668e-3f3c-9dea-2f6a7d92df78 | 4061cba4-cb52-3ef2-85a6-55942ed24d37 | 20aadc24-a391-41cf-b340-3e4529f44bde | 93a60a56-a3c8-11da-a746-0800200b9a66
Butyl methacrylate | 97-88-1 | 97881 | 97881 | C8H14O2 |  | Mass | kg | emission | air | https://ofmpub.epa.gov/sor_internet/registry/substreg/searchandretrieve/substancesearch/search.do?details=displayDetails&selectedSubstanceId=48022 | 1 | Chemicals | a8f45a07-f96f-34a1-a2a2-dafd3f47f915 | 4061cba4-cb52-3ef2-85a6-55942ed24d37 | 20aadc24-a391-41cf-b340-3e4529f44bde | 93a60a56-a3c8-11da-a746-0800200b9a66
Dithiopyr | 97886-45-8 | 97886458 | 97886458 | C15H16F5NO2S2 |  | Mass | kg | emission | air | https://ofmpub.epa.gov/sor_internet/registry/substreg/searchandretrieve/substancesearch/search.do?details=displayDetails&selectedSubstanceId=86003 | 1 | Chemicals | a7bf2297-60ad-347f-99c8-1c2b9991e424 | 4061cba4-cb52-3ef2-85a6-55942ed24d37 | 20aadc24-a391-41cf-b340-3e4529f44bde | 93a60a56-a3c8-11da-a746-0800200b9a66
Tetrahydrofurfuryl alcohol | 97-99-4 | 97994 | 97994 | C5H10O2 |  | Mass | kg | emission | air | https://ofmpub.epa.gov/sor_internet/registry/substreg/searchandretrieve/substancesearch/search.do?details=displayDetails&selectedSubstanceId=48016 | 1 | Chemicals | 860aff9c-ba39-3b79-be5e-6675c354e67e | 4061cba4-cb52-3ef2-85a6-55942ed24d37 | 20aadc24-a391-41cf-b340-3e4529f44bde | 93a60a56-a3c8-11da-a746-0800200b9a66
2-Furanmethanol | 98-00-0 | 98000 | 98000 | C5H6O2 |  | Mass | kg | emission | air | https://ofmpub.epa.gov/sor_internet/registry/substreg/searchandretrieve/substancesearch/search.do?details=displayDetails&selectedSubstanceId=48015 | 1 | Chemicals | 23945879-6d03-314b-a4d5-a6a1fcf3d00c | 4061cba4-cb52-3ef2-85a6-55942ed24d37 | 20aadc24-a391-41cf-b340-3e4529f44bde | 93a60a56-a3c8-11da-a746-0800200b9a66
Furfural | 98-01-1 | 98011 | 98011 | C5H4O2 |  | Mass | kg | emission | air | https://ofmpub.epa.gov/sor_internet/registry/substreg/searchandretrieve/substancesearch/search.do?details=displayDetails&selectedSubstanceId=87376 | 1 | Chemicals | 8550cda1-5e02-3049-a1ab-3fbf30577f08 | 4061cba4-cb52-3ef2-85a6-55942ed24d37 | 20aadc24-a391-41cf-b340-3e4529f44bde | 93a60a56-a3c8-11da-a746-0800200b9a66
Phenyltrimethylammonium iodide | 98-04-4 | 98044 | 98044 | C9H14IN |  | Mass | kg | emission | air | https://ofmpub.epa.gov/sor_internet/registry/substreg/searchandretrieve/substancesearch/search.do?details=displayDetails&selectedSubstanceId=87375 | 1 | Chemicals | e68e6dee-0963-3053-ac3a-044f16283c43 | 4061cba4-cb52-3ef2-85a6-55942ed24d37 | 20aadc24-a391-41cf-b340-3e4529f44bde | 93a60a56-a3c8-11da-a746-0800200b9a66
Benzenearsonic acid | 98-05-5 | 98055 | 98055 | C6H7AsO3 |  | Mass | kg | emission | air | https://ofmpub.epa.gov/sor_internet/registry/substreg/searchandretrieve/substancesearch/search.do?details=displayDetails&selectedSubstanceId=48012 | 1 | Chemicals | 5ab3b045-8ec7-3b35-90be-c53e64ba4881 | 4061cba4-cb52-3ef2-85a6-55942ed24d37 | 20aadc24-a391-41cf-b340-3e4529f44bde | 93a60a56-a3c8-11da-a746-0800200b9a66
tert-Butylbenzene | 98-06-6 | 98066 | 98066 | C10H14 |  | Mass | kg | emission | air | https://ofmpub.epa.gov/sor_internet/registry/substreg/searchandretrieve/substancesearch/search.do?details=displayDetails&selectedSubstanceId=48011 | 1 | Chemicals | 4f53b395-36f5-38a6-a86d-ccf62dd73806 | 4061cba4-cb52-3ef2-85a6-55942ed24d37 | 20aadc24-a391-41cf-b340-3e4529f44bde | 93a60a56-a3c8-11da-a746-0800200b9a66
Benzotrichloride | 98-07-7 | 98077 | 98077 | C7H5Cl3 |  | Mass | kg | emission | air | https://ofmpub.epa.gov/sor_internet/registry/substreg/searchandretrieve/substancesearch/search.do?details=displayDetails&selectedSubstanceId=87374 | 1 | Chemicals | 561d0aa0-4c34-3946-b822-628f3646e183 | 4061cba4-cb52-3ef2-85a6-55942ed24d37 | 20aadc24-a391-41cf-b340-3e4529f44bde | 93a60a56-a3c8-11da-a746-0800200b9a66
Benzotrifluoride | 98-08-8 | 98088 | 98088 | C7H5F3 |  | Mass | kg | emission | air | https://ofmpub.epa.gov/sor_internet/registry/substreg/searchandretrieve/substancesearch/search.do?details=displayDetails&selectedSubstanceId=48010 | 1 | Chemicals | 34c4b8f8-810f-3fc6-9f18-df3d19c6e201 | 4061cba4-cb52-3ef2-85a6-55942ed24d37 | 20aadc24-a391-41cf-b340-3e4529f44bde | 93a60a56-a3c8-11da-a746-0800200b9a66
Benzenesulfonyl chloride | 98-09-9 | 98099 | 98099 | C6H5ClO2S |  | Mass | kg | emission | air | https://ofmpub.epa.gov/sor_internet/registry/substreg/searchandretrieve/substancesearch/search.do?details=displayDetails&selectedSubstanceId=48009 | 1 | Chemicals | 1a0fa61f-9046-3ab9-816a-6fd83959231e | 4061cba4-cb52-3ef2-85a6-55942ed24d37 | 20aadc24-a391-41cf-b340-3e4529f44bde | 93a60a56-a3c8-11da-a746-0800200b9a66
Benzenesulfonic acid | 98-11-3 | 98113 | 98113 | C6H6O3S |  | Mass | kg | emission | air | https://ofmpub.epa.gov/sor_internet/registry/substreg/searchandretrieve/substancesearch/search.do?details=displayDetails&selectedSubstanceId=48008 | 1 | Chemicals | 47d76445-a27f-3dd2-a4b9-61a798f62bb7 | 4061cba4-cb52-3ef2-85a6-55942ed24d37 | 20aadc24-a391-41cf-b340-3e4529f44bde | 93a60a56-a3c8-11da-a746-0800200b9a66
Trichlorophenylsilane | 98-13-5 | 98135 | 98135 | C6H5Cl3Si |  | Mass | kg | emission | air | https://ofmpub.epa.gov/sor_internet/registry/substreg/searchandretrieve/substancesearch/search.do?details=displayDetails&selectedSubstanceId=87371 | 1 | Chemicals | d11d9d9d-895d-37cc-b07d-fae0a40c2cab | 4061cba4-cb52-3ef2-85a6-55942ed24d37 | 20aadc24-a391-41cf-b340-3e4529f44bde | 93a60a56-a3c8-11da-a746-0800200b9a66
m-(Trifluoromethyl)aniline | 98-16-8 | 98168 | 98168 | C7H6F3N |  | Mass | kg | emission | air | https://ofmpub.epa.gov/sor_internet/registry/substreg/searchandretrieve/substancesearch/search.do?details=displayDetails&selectedSubstanceId=48005 | 1 | Chemicals | 329b0de2-6efb-36c3-85f4-a47f03bab5ed | 4061cba4-cb52-3ef2-85a6-55942ed24d37 | 20aadc24-a391-41cf-b340-3e4529f44bde | 93a60a56-a3c8-11da-a746-0800200b9a66
3-(Trifluoromethyl)phenol | 98-17-9 | 98179 | 98179 | C7H5F3O |  | Mass | kg | emission | air | https://ofmpub.epa.gov/sor_internet/registry/substreg/searchandretrieve/substancesearch/search.do?details=displayDetails&selectedSubstanceId=87287 | 1 | Chemicals | 5a0a8c74-f7fa-33d8-a1c7-a39e63095cfa | 4061cba4-cb52-3ef2-85a6-55942ed24d37 | 20aadc24-a391-41cf-b340-3e4529f44bde | 93a60a56-a3c8-11da-a746-0800200b9a66
p-tert-Butyltoluene | 98-51-1 | 98511 | 98511 | C11H16 |  | Mass | kg | emission | air | https://ofmpub.epa.gov/sor_internet/registry/substreg/searchandretrieve/substancesearch/search.do?details=displayDetails&selectedSubstanceId=87283 | 1 | Chemicals | 2ec0be2f-d74f-3f7a-b45a-34f866edadc0 | 4061cba4-cb52-3ef2-85a6-55942ed24d37 | 20aadc24-a391-41cf-b340-3e4529f44bde | 93a60a56-a3c8-11da-a746-0800200b9a66
Cyclohexanol, 4-(1,1-dimethylethyl)- | 98-52-2 | 98522 | 98522 | C10H20O |  | Mass | kg | emission | air | https://ofmpub.epa.gov/sor_internet/registry/substreg/searchandretrieve/substancesearch/search.do?details=displayDetails&selectedSubstanceId=47983 | 1 | Chemicals | 5d1fea74-0d72-382d-a97a-5085148aaddd | 4061cba4-cb52-3ef2-85a6-55942ed24d37 | 20aadc24-a391-41cf-b340-3e4529f44bde | 93a60a56-a3c8-11da-a746-0800200b9a66
p-tert-Butylphenol | 98-54-4 | 98544 | 98544 | C10H14O |  | Mass | kg | emission | air | https://ofmpub.epa.gov/sor_internet/registry/substreg/searchandretrieve/substancesearch/search.do?details=displayDetails&selectedSubstanceId=87282 | 1 | Chemicals | 9a4705d0-0647-3bc3-8bd1-35cc99cbb209 | 4061cba4-cb52-3ef2-85a6-55942ed24d37 | 20aadc24-a391-41cf-b340-3e4529f44bde | 93a60a56-a3c8-11da-a746-0800200b9a66
p-tert-Butylbenzoic acid | 98-73-7 | 98737 | 98737 | C11H14O2 |  | Mass | kg | emission | air | https://ofmpub.epa.gov/sor_internet/registry/substreg/searchandretrieve/substancesearch/search.do?details=displayDetails&selectedSubstanceId=47973 | 1 | Chemicals | 649cf8ac-ee0e-335a-992e-08c64445f7d6 | 4061cba4-cb52-3ef2-85a6-55942ed24d37 | 20aadc24-a391-41cf-b340-3e4529f44bde | 93a60a56-a3c8-11da-a746-0800200b9a66
Cumene | 98-82-8 | 98828 | 98828 | C9H12 |  | Mass | kg | emission | air | https://ofmpub.epa.gov/sor_internet/registry/substreg/searchandretrieve/substancesearch/search.do?details=displayDetails&selectedSubstanceId=47969 | 1 | Chemicals | 0f60302b-e7f5-3c60-bbac-99dc9e684bf8 | 4061cba4-cb52-3ef2-85a6-55942ed24d37 | 20aadc24-a391-41cf-b340-3e4529f44bde | 93a60a56-a3c8-11da-a746-0800200b9a66
.alpha.-Methylbenzenemethanol | 98-85-1 | 98851 | 98851 | C8H10O |  | Mass | kg | emission | air | https://ofmpub.epa.gov/sor_internet/registry/substreg/searchandretrieve/substancesearch/search.do?details=displayDetails&selectedSubstanceId=47968 | 1 | Chemicals | 87b4d397-5ca6-3483-897c-1e77687008d3 | 4061cba4-cb52-3ef2-85a6-55942ed24d37 | 20aadc24-a391-41cf-b340-3e4529f44bde | 93a60a56-a3c8-11da-a746-0800200b9a66
Acetophenone | 98-86-2 | 98862 | 98862 | C8H8O |  | Mass | kg | emission | air | https://ofmpub.epa.gov/sor_internet/registry/substreg/searchandretrieve/substancesearch/search.do?details=displayDetails&selectedSubstanceId=47967 | 1 | Chemicals | 35a72a63-bddd-3f26-869e-4c0042fc028c | 4061cba4-cb52-3ef2-85a6-55942ed24d37 | 20aadc24-a391-41cf-b340-3e4529f44bde | 93a60a56-a3c8-11da-a746-0800200b9a66
Benzoyl chloride | 98-88-4 | 98884 | 98884 | C7H5ClO |  | Mass | kg | emission | air | https://ofmpub.epa.gov/sor_internet/registry/substreg/searchandretrieve/substancesearch/search.do?details=displayDetails&selectedSubstanceId=47966 | 1 | Chemicals | 37010011-4b75-346c-a4ce-ce1b0d4fc746 | 4061cba4-cb52-3ef2-85a6-55942ed24d37 | 20aadc24-a391-41cf-b340-3e4529f44bde | 93a60a56-a3c8-11da-a746-0800200b9a66
Nicotinamide | 98-92-0 | 98920 | 98920 | C6H6N2O |  | Mass | kg | emission | air | https://ofmpub.epa.gov/sor_internet/registry/substreg/searchandretrieve/substancesearch/search.do?details=displayDetails&selectedSubstanceId=47964 | 1 | Chemicals | 15b7fa31-6985-38f0-a522-674973152665 | 4061cba4-cb52-3ef2-85a6-55942ed24d37 | 20aadc24-a391-41cf-b340-3e4529f44bde | 93a60a56-a3c8-11da-a746-0800200b9a66
N,N-Dimethylcyclohexylamine | 98-94-2 | 98942 | 98942 | C8H17N |  | Mass | kg | emission | air | https://ofmpub.epa.gov/sor_internet/registry/substreg/searchandretrieve/substancesearch/search.do?details=displayDetails&selectedSubstanceId=47963 | 1 | Chemicals | 3cb6d8a3-b402-3729-bccc-088c8b38a5c8 | 4061cba4-cb52-3ef2-85a6-55942ed24d37 | 20aadc24-a391-41cf-b340-3e4529f44bde | 93a60a56-a3c8-11da-a746-0800200b9a66
Nitrobenzene | 98-95-3 | 98953 | 98953 | C6H5NO2 |  | Mass | kg | emission | air | https://ofmpub.epa.gov/sor_internet/registry/substreg/searchandretrieve/substancesearch/search.do?details=displayDetails&selectedSubstanceId=87268 | 1 | Chemicals | 6702c339-c218-372e-90fa-aa9d53e69254 | 4061cba4-cb52-3ef2-85a6-55942ed24d37 | 20aadc24-a391-41cf-b340-3e4529f44bde | 93a60a56-a3c8-11da-a746-0800200b9a66
Flumetsulam | 98967-40-9 | 98967409 | 98967409 | C12H9F2N5O2S |  | Mass | kg | emission | air | https://ofmpub.epa.gov/sor_internet/registry/substreg/searchandretrieve/substancesearch/search.do?details=displayDetails&selectedSubstanceId=85870 | 1 | Chemicals | 23125b51-47f2-3faa-997e-6fb629405ac9 | 4061cba4-cb52-3ef2-85a6-55942ed24d37 | 20aadc24-a391-41cf-b340-3e4529f44bde | 93a60a56-a3c8-11da-a746-0800200b9a66
2-Pyridinecarboxylic acid | 98-98-6 | 98986 | 98986 | C6H5NO2 |  | Mass | kg | emission | air | https://ofmpub.epa.gov/sor_internet/registry/substreg/searchandretrieve/substancesearch/search.do?details=displayDetails&selectedSubstanceId=47961 | 1 | Chemicals | d0580375-b161-33b5-9f4a-6a89eac85a6e | 4061cba4-cb52-3ef2-85a6-55942ed24d37 | 20aadc24-a391-41cf-b340-3e4529f44bde | 93a60a56-a3c8-11da-a746-0800200b9a66
m-Hydroxybenzoic acid | 99-06-9 | 99069 | 99069 | C7H6O3 |  | Mass | kg | emission | air | https://ofmpub.epa.gov/sor_internet/registry/substreg/searchandretrieve/substancesearch/search.do?details=displayDetails&selectedSubstanceId=47958 | 1 | Chemicals | f40f4605-f134-39f2-b113-1a809c388089 | 4061cba4-cb52-3ef2-85a6-55942ed24d37 | 20aadc24-a391-41cf-b340-3e4529f44bde | 93a60a56-a3c8-11da-a746-0800200b9a66
m-Nitrotoluene | 99-08-1 | 99081 | 99081 | C7H7NO2 |  | Mass | kg | emission | air | https://ofmpub.epa.gov/sor_internet/registry/substreg/searchandretrieve/substancesearch/search.do?details=displayDetails&selectedSubstanceId=87265 | 1 | Chemicals | ad51f13d-468b-39ea-9cfa-a00c1dc2b8a7 | 4061cba4-cb52-3ef2-85a6-55942ed24d37 | 20aadc24-a391-41cf-b340-3e4529f44bde | 93a60a56-a3c8-11da-a746-0800200b9a66
m-Nitroaniline | 99-09-2 | 99092 | 99092 | C6H6N2O2 |  | Mass | kg | emission | air | https://ofmpub.epa.gov/sor_internet/registry/substreg/searchandretrieve/substancesearch/search.do?details=displayDetails&selectedSubstanceId=47956 | 1 | Chemicals | b1317260-121a-3b8d-8ba7-a9766ac87fd3 | 4061cba4-cb52-3ef2-85a6-55942ed24d37 | 20aadc24-a391-41cf-b340-3e4529f44bde | 93a60a56-a3c8-11da-a746-0800200b9a66
Clethodim | 99129-21-2 | 99129212 | 99129212 | C17H26ClNO3S |  | Mass | kg | emission | air | https://ofmpub.epa.gov/sor_internet/registry/substreg/searchandretrieve/substancesearch/search.do?details=displayDetails&selectedSubstanceId=85755 | 1 | Chemicals | 13d4fd17-8710-3861-a711-348ec9c243d1 | 4061cba4-cb52-3ef2-85a6-55942ed24d37 | 20aadc24-a391-41cf-b340-3e4529f44bde | 93a60a56-a3c8-11da-a746-0800200b9a66
Dichloran | 99-30-9 | 99309 | 99309 | C6H4Cl2N2O2 |  | Mass | kg | emission | air | https://ofmpub.epa.gov/sor_internet/registry/substreg/searchandretrieve/substancesearch/search.do?details=displayDetails&selectedSubstanceId=47948 | 1 | Chemicals | ab2e5ff7-a6f0-3f74-9435-a314a8fd9a8f | 4061cba4-cb52-3ef2-85a6-55942ed24d37 | 20aadc24-a391-41cf-b340-3e4529f44bde | 93a60a56-a3c8-11da-a746-0800200b9a66
1,3,5-Trinitrobenzene | 99-35-4 | 99354 | 99354 | C6H3N3O6 |  | Mass | kg | emission | air | https://ofmpub.epa.gov/sor_internet/registry/substreg/searchandretrieve/substancesearch/search.do?details=displayDetails&selectedSubstanceId=47945 | 1 | Chemicals | 05bc8edd-351b-3500-8b31-512ed059146e | 4061cba4-cb52-3ef2-85a6-55942ed24d37 | 20aadc24-a391-41cf-b340-3e4529f44bde | 93a60a56-a3c8-11da-a746-0800200b9a66
4-Nitro-o-xylene | 99-51-4 | 99514 | 99514 | C8H9NO2 |  | Mass | kg | emission | air | https://ofmpub.epa.gov/sor_internet/registry/substreg/searchandretrieve/substancesearch/search.do?details=displayDetails&selectedSubstanceId=87245 | 1 | Chemicals | 8cabbb3d-c3e0-3423-ad1a-559e658711a4 | 4061cba4-cb52-3ef2-85a6-55942ed24d37 | 20aadc24-a391-41cf-b340-3e4529f44bde | 93a60a56-a3c8-11da-a746-0800200b9a66
2-Methyl-4-nitroaniline | 99-52-5 | 99525 | 99525 | C7H8N2O2 |  | Mass | kg | emission | air | https://ofmpub.epa.gov/sor_internet/registry/substreg/searchandretrieve/substancesearch/search.do?details=displayDetails&selectedSubstanceId=47942 | 1 | Chemicals | 8656e8fe-eee2-3d75-bacd-93b392645a8b | 4061cba4-cb52-3ef2-85a6-55942ed24d37 | 20aadc24-a391-41cf-b340-3e4529f44bde | 93a60a56-a3c8-11da-a746-0800200b9a66
3,4-Dichloronitrobenzene | 99-54-7 | 99547 | 99547 | C6H3Cl2NO2 |  | Mass | kg | emission | air | https://ofmpub.epa.gov/sor_internet/registry/substreg/searchandretrieve/substancesearch/search.do?details=displayDetails&selectedSubstanceId=47941 | 1 | Chemicals | da08576b-67c6-3ae1-add1-c4d6d785791b | 4061cba4-cb52-3ef2-85a6-55942ed24d37 | 20aadc24-a391-41cf-b340-3e4529f44bde | 93a60a56-a3c8-11da-a746-0800200b9a66
2-Methyl-5-nitroaniline | 99-55-8 | 99558 | 99558 | C7H8N2O2 |  | Mass | kg | emission | air | https://ofmpub.epa.gov/sor_internet/registry/substreg/searchandretrieve/substancesearch/search.do?details=displayDetails&selectedSubstanceId=87241 | 1 | Chemicals | 5603bc6b-7285-32b0-83e2-d374aacf6c99 | 4061cba4-cb52-3ef2-85a6-55942ed24d37 | 20aadc24-a391-41cf-b340-3e4529f44bde | 93a60a56-a3c8-11da-a746-0800200b9a66
Nitro-o-phenylenediamine | 99-56-9 | 99569 | 99569 | C6H7N3O2 |  | Mass | kg | emission | air | https://ofmpub.epa.gov/sor_internet/registry/substreg/searchandretrieve/substancesearch/search.do?details=displayDetails&selectedSubstanceId=47940 | 1 | Chemicals | 37ab669f-43b8-38aa-80e6-419d7b713072 | 4061cba4-cb52-3ef2-85a6-55942ed24d37 | 20aadc24-a391-41cf-b340-3e4529f44bde | 93a60a56-a3c8-11da-a746-0800200b9a66
2-Amino-4-nitrophenol | 99-57-0 | 99570 | 99570 | C6H6N2O3 |  | Mass | kg | emission | air | https://ofmpub.epa.gov/sor_internet/registry/substreg/searchandretrieve/substancesearch/search.do?details=displayDetails&selectedSubstanceId=87240 | 1 | Chemicals | beed5c37-11fb-3dc9-88e7-b501a4df4da9 | 4061cba4-cb52-3ef2-85a6-55942ed24d37 | 20aadc24-a391-41cf-b340-3e4529f44bde | 93a60a56-a3c8-11da-a746-0800200b9a66
2-Methoxy-5-nitroaniline | 99-59-2 | 99592 | 99592 | C7H8N2O3 |  | Mass | kg | emission | air | https://ofmpub.epa.gov/sor_internet/registry/substreg/searchandretrieve/substancesearch/search.do?details=displayDetails&selectedSubstanceId=47939 | 1 | Chemicals | 0c1246b4-f321-3510-bcd5-04894a2afffa | 4061cba4-cb52-3ef2-85a6-55942ed24d37 | 20aadc24-a391-41cf-b340-3e4529f44bde | 93a60a56-a3c8-11da-a746-0800200b9a66
Cloquintocet-mexyl | 99607-70-2 | 99607702 | 99607702 | C18H22ClNO3 |  | Mass | kg | emission | air | https://ofmpub.epa.gov/sor_internet/registry/substreg/searchandretrieve/substancesearch/search.do?details=displayDetails&selectedSubstanceId=76926 | 1 | Chemicals | 1cbf5214-d3e5-3cf5-9586-c118ea56ba2e | 4061cba4-cb52-3ef2-85a6-55942ed24d37 | 20aadc24-a391-41cf-b340-3e4529f44bde | 93a60a56-a3c8-11da-a746-0800200b9a66
Benzaldehyde, 3-nitro- | 99-61-6 | 99616 | 99616 | C7H5NO3 |  | Mass | kg | emission | air | https://ofmpub.epa.gov/sor_internet/registry/substreg/searchandretrieve/substancesearch/search.do?details=displayDetails&selectedSubstanceId=87156 | 1 | Chemicals | de428676-afa6-3d90-af5b-8f2a1c337db2 | 4061cba4-cb52-3ef2-85a6-55942ed24d37 | 20aadc24-a391-41cf-b340-3e4529f44bde | 93a60a56-a3c8-11da-a746-0800200b9a66
m-Dinitrobenzene | 99-65-0 | 99650 | 99650 | C6H4N2O4 |  | Mass | kg | emission | air | https://ofmpub.epa.gov/sor_internet/registry/substreg/searchandretrieve/substancesearch/search.do?details=displayDetails&selectedSubstanceId=47935 | 1 | Chemicals | 9c8ee169-6025-3662-9f39-52c94565fbb6 | 4061cba4-cb52-3ef2-85a6-55942ed24d37 | 20aadc24-a391-41cf-b340-3e4529f44bde | 93a60a56-a3c8-11da-a746-0800200b9a66
Valproic acid | 99-66-1 | 99661 | 99661 | C8H16O2 |  | Mass | kg | emission | air | https://ofmpub.epa.gov/sor_internet/registry/substreg/searchandretrieve/substancesearch/search.do?details=displayDetails&selectedSubstanceId=82242 | 1 | Chemicals | 14b013bd-7abe-3340-a2b6-6fc0c0f73177 | 4061cba4-cb52-3ef2-85a6-55942ed24d37 | 20aadc24-a391-41cf-b340-3e4529f44bde | 93a60a56-a3c8-11da-a746-0800200b9a66
4-sec-Butylphenol | 99-71-8 | 99718 | 99718 | C10H14O |  | Mass | kg | emission | air | https://ofmpub.epa.gov/sor_internet/registry/substreg/searchandretrieve/substancesearch/search.do?details=displayDetails&selectedSubstanceId=47933 | 1 | Chemicals | 6a8037cb-e5bb-346f-b17e-9aa0f89b994e | 4061cba4-cb52-3ef2-85a6-55942ed24d37 | 20aadc24-a391-41cf-b340-3e4529f44bde | 93a60a56-a3c8-11da-a746-0800200b9a66
p-Cymene | 99-87-6 | 99876 | 99876 | C10H14 |  | Mass | kg | emission | air | https://ofmpub.epa.gov/sor_internet/registry/substreg/searchandretrieve/substancesearch/search.do?details=displayDetails&selectedSubstanceId=47926 | 1 | Chemicals | 7e8c594b-338e-3dbc-8b11-a8d18bf67464 | 4061cba4-cb52-3ef2-85a6-55942ed24d37 | 20aadc24-a391-41cf-b340-3e4529f44bde | 93a60a56-a3c8-11da-a746-0800200b9a66
p-Isopropylphenol | 99-89-8 | 99898 | 99898 | C9H12O |  | Mass | kg | emission | air | https://ofmpub.epa.gov/sor_internet/registry/substreg/searchandretrieve/substancesearch/search.do?details=displayDetails&selectedSubstanceId=87143 | 1 | Chemicals | 8b056870-e6ba-302d-8787-3cfccadbed48 | 4061cba4-cb52-3ef2-85a6-55942ed24d37 | 20aadc24-a391-41cf-b340-3e4529f44bde | 93a60a56-a3c8-11da-a746-0800200b9a66
4'-Aminoacetophenone | 99-92-3 | 99923 | 99923 | C8H9NO |  | Mass | kg | emission | air | https://ofmpub.epa.gov/sor_internet/registry/substreg/searchandretrieve/substancesearch/search.do?details=displayDetails&selectedSubstanceId=87141 | 1 | Chemicals | 968078d8-bae1-3393-a906-3b0084beaada | 4061cba4-cb52-3ef2-85a6-55942ed24d37 | 20aadc24-a391-41cf-b340-3e4529f44bde | 93a60a56-a3c8-11da-a746-0800200b9a66
4-Hydroxyacetophenone | 99-93-4 | 99934 | 99934 | C8H8O2 |  | Mass | kg | emission | air | https://ofmpub.epa.gov/sor_internet/registry/substreg/searchandretrieve/substancesearch/search.do?details=displayDetails&selectedSubstanceId=47923 | 1 | Chemicals | 38a1b6f1-9de5-3cb5-9c17-b0c8d1836c3c | 4061cba4-cb52-3ef2-85a6-55942ed24d37 | 20aadc24-a391-41cf-b340-3e4529f44bde | 93a60a56-a3c8-11da-a746-0800200b9a66
2-Hydroxypropyl acrylate | 999-61-1 | 999611 | 999611 | C6H10O3 |  | Mass | kg | emission | air | https://ofmpub.epa.gov/sor_internet/registry/substreg/searchandretrieve/substancesearch/search.do?details=displayDetails&selectedSubstanceId=87140 | 1 | Chemicals | 88efd257-f730-3357-b27e-d90e8b9ad4ff | 4061cba4-cb52-3ef2-85a6-55942ed24d37 | 20aadc24-a391-41cf-b340-3e4529f44bde | 93a60a56-a3c8-11da-a746-0800200b9a66
p-Hydroxybenzoic acid | 99-96-7 | 99967 | 99967 | C7H6O3 |  | Mass | kg | emission | air | https://ofmpub.epa.gov/sor_internet/registry/substreg/searchandretrieve/substancesearch/search.do?details=displayDetails&selectedSubstanceId=87139 | 1 | Chemicals | 886f9a98-2860-3bf4-af9b-a508153b6aa6 | 4061cba4-cb52-3ef2-85a6-55942ed24d37 | 20aadc24-a391-41cf-b340-3e4529f44bde | 93a60a56-a3c8-11da-a746-0800200b9a66
N,N,4-Trimethylaniline | 99-97-8 | 99978 | 99978 | C9H13N |  | Mass | kg | emission | air | https://ofmpub.epa.gov/sor_internet/registry/substreg/searchandretrieve/substancesearch/search.do?details=displayDetails&selectedSubstanceId=47921 | 1 | Chemicals | df928664-93b0-347d-b897-f38870bf2cb7 | 4061cba4-cb52-3ef2-85a6-55942ed24d37 | 20aadc24-a391-41cf-b340-3e4529f44bde | 93a60a56-a3c8-11da-a746-0800200b9a66
Chlormequat chloride | 999-81-5 | 999815 | 999815 | C5H13Cl2N |  | Mass | kg | emission | air | https://ofmpub.epa.gov/sor_internet/registry/substreg/searchandretrieve/substancesearch/search.do?details=displayDetails&selectedSubstanceId=87138 | 1 | Chemicals | 14017435-3640-327a-9abc-410f066936b9 | 4061cba4-cb52-3ef2-85a6-55942ed24d37 | 20aadc24-a391-41cf-b340-3e4529f44bde | 93a60a56-a3c8-11da-a746-0800200b9a66
p-Nitrotoluene | 99-99-0 | 99990 | 99990 | C7H7NO2 |  | Mass | kg | emission | air | https://ofmpub.epa.gov/sor_internet/registry/substreg/searchandretrieve/substancesearch/search.do?details=displayDetails&selectedSubstanceId=87137 | 1 | Chemicals | 2155eaba-e7d1-391c-a3ef-6f7d757427ef | 4061cba4-cb52-3ef2-85a6-55942ed24d37 | 20aadc24-a391-41cf-b340-3e4529f44bde | 93a60a56-a3c8-11da-a746-0800200b9a66
Carbonodithioic acid, O-butyl ester | 110-50-9 | 110509 | 110509 | - |  | Mass | kg | emission | air | https://ofmpub.epa.gov/sor_internet/registry/substreg/searchandretrieve/substancesearch/search.do?details=displayDetails&selectedSubstanceId=94363 | 1 | Chemicals | ce7050ae-8ee3-3707-a06c-5a44a2b9b000 | 4061cba4-cb52-3ef2-85a6-55942ed24d37 | 20aadc24-a391-41cf-b340-3e4529f44bde | 93a60a56-a3c8-11da-a746-0800200b9a66
Copper, bis(acetato-.kappa.O)diammine- | 13822-80-5 | 13822805 | 13822805 | - |  | Mass | kg | emission | air | https://ofmpub.epa.gov/sor_internet/registry/substreg/searchandretrieve/substancesearch/search.do?details=displayDetails&selectedSubstanceId=101084 | 1 | Chemicals | c99ea8f0-7a4c-37d6-a5d0-4fc7f814b306 | 4061cba4-cb52-3ef2-85a6-55942ed24d37 | 20aadc24-a391-41cf-b340-3e4529f44bde | 93a60a56-a3c8-11da-a746-0800200b9a66
Mercury, [.mu.-[[3,3'-methylenebis[2-naphthalenesulfonato-.kappa.O]](2-)]]diphenyldi- | 14235-86-0 | 14235860 | 14235860 | - |  | Mass | kg | emission | air | https://ofmpub.epa.gov/sor_internet/registry/substreg/searchandretrieve/substancesearch/search.do?details=displayDetails&selectedSubstanceId=96883 | 1 | Chemicals | 64ff53f6-5d73-3cb6-b49e-6e6f338a10eb | 4061cba4-cb52-3ef2-85a6-55942ed24d37 | 20aadc24-a391-41cf-b340-3e4529f44bde | 93a60a56-a3c8-11da-a746-0800200b9a66
8-Quinolinecarboxylic acid, 3,7-dichloro-, compd. with N-methylmethanamine (1:1) | 84087-48-9 | 84087489 | 84087489 | - |  | Mass | kg | emission | air | https://ofmpub.epa.gov/sor_internet/registry/substreg/searchandretrieve/substancesearch/search.do?details=displayDetails&selectedSubstanceId=100935 | 1 | Chemicals | 0c854cbe-24dd-3f00-9aff-5e90d7750915 | 4061cba4-cb52-3ef2-85a6-55942ed24d37 | 20aadc24-a391-41cf-b340-3e4529f44bde | 93a60a56-a3c8-11da-a746-0800200b9a66
Sulfur dioxide | 2025884 | 2025884 | 2025884 | O2S |  | Mass | kg | emission | air | https://ofmpub.epa.gov/sor_internet/registry/substreg/searchandretrieve/substancesearch/search.do?details=displayDetails&selectedSubstanceId=36802 | 1 | Chemicals | d78dd513-eec8-3a14-9f58-f3c37de0d7c6 | 4061cba4-cb52-3ef2-85a6-55942ed24d37 | 20aadc24-a391-41cf-b340-3e4529f44bde | 93a60a56-a3c8-11da-a746-0800200b9a66
Boron trifluoride | 2095581 | 2095581 | 2095581 | BF3 |  | Mass | kg | emission | air | https://ofmpub.epa.gov/sor_internet/registry/substreg/searchandretrieve/substancesearch/search.do?details=displayDetails&selectedSubstanceId=38667 | 1 | Chemicals | 2f1d128a-8fbe-34a8-a0ce-dd5c08483fb6 | 4061cba4-cb52-3ef2-85a6-55942ed24d37 | 20aadc24-a391-41cf-b340-3e4529f44bde | 93a60a56-a3c8-11da-a746-0800200b9a66
trans-1,3-Dichloropropene | 10061-02-6 | 10061026 | 10061026 | C3H4Cl2 |  | Mass | kg | emission | air | https://ofmpub.epa.gov/sor_internet/registry/substreg/searchandretrieve/substancesearch/search.do?details=displayDetails&selectedSubstanceId=39275 | 1 | Chemicals | d6a5649f-11f0-30d6-b887-d6ec96f88fd8 | 4061cba4-cb52-3ef2-85a6-55942ed24d37 | 20aadc24-a391-41cf-b340-3e4529f44bde | 93a60a56-a3c8-11da-a746-0800200b9a66
Nitric oxide | 10102-43-9 | 10102439 | 10102439 | NO |  | Mass | kg | emission | air | https://ofmpub.epa.gov/sor_internet/registry/substreg/searchandretrieve/substancesearch/search.do?details=displayDetails&selectedSubstanceId=39234 | 1 | Chemicals | d6b73874-2bac-3716-80d8-cb5802205208 | 4061cba4-cb52-3ef2-85a6-55942ed24d37 | 20aadc24-a391-41cf-b340-3e4529f44bde | 93a60a56-a3c8-11da-a746-0800200b9a66
Nitrogen dioxide | 10102-44-0 | 10102440 | 10102440 | NO2 |  | Mass | kg | emission | air | https://ofmpub.epa.gov/sor_internet/registry/substreg/searchandretrieve/substancesearch/search.do?details=displayDetails&selectedSubstanceId=39233 | 1 | Chemicals | ed903ff1-d022-3a5e-b4d1-5d119b879ae4 | 4061cba4-cb52-3ef2-85a6-55942ed24d37 | 20aadc24-a391-41cf-b340-3e4529f44bde | 93a60a56-a3c8-11da-a746-0800200b9a66
Sodium dichromate | 10588-01-9 | 10588019 | 10588019 | Cr2Na2O7 |  | Mass | kg | emission | air | https://ofmpub.epa.gov/sor_internet/registry/substreg/searchandretrieve/substancesearch/search.do?details=displayDetails&selectedSubstanceId=96962 | 1 | Chemicals | 401089f7-ed9c-3666-af86-4fd9a94a6864 | 4061cba4-cb52-3ef2-85a6-55942ed24d37 | 20aadc24-a391-41cf-b340-3e4529f44bde | 93a60a56-a3c8-11da-a746-0800200b9a66
Butane | 106-97-8 | 106978 | 106978 | C4H10 |  | Mass | kg | emission | air | https://ofmpub.epa.gov/sor_internet/registry/substreg/searchandretrieve/substancesearch/search.do?details=displayDetails&selectedSubstanceId=47492 | 1 | Chemicals | e67b18c6-7ce6-3991-9ba3-2975ebdd461f | 4061cba4-cb52-3ef2-85a6-55942ed24d37 | 20aadc24-a391-41cf-b340-3e4529f44bde | 93a60a56-a3c8-11da-a746-0800200b9a66
2-Methylpentane | 107-83-5 | 107835 | 107835 | C6H14 |  | Mass | kg | emission | air | https://ofmpub.epa.gov/sor_internet/registry/substreg/searchandretrieve/substancesearch/search.do?details=displayDetails&selectedSubstanceId=47443 | 1 | Chemicals | 5e24c1fe-e9cc-3829-9385-cbfcc6e772ab | 4061cba4-cb52-3ef2-85a6-55942ed24d37 | 20aadc24-a391-41cf-b340-3e4529f44bde | 93a60a56-a3c8-11da-a746-0800200b9a66
trans-1,4-Dichloro-2-butene | 110-57-6 | 110576 | 110576 | C4H6Cl2 |  | Mass | kg | emission | air | https://ofmpub.epa.gov/sor_internet/registry/substreg/searchandretrieve/substancesearch/search.do?details=displayDetails&selectedSubstanceId=96270 | 1 | Chemicals | 48cef037-b59a-3358-bf22-576324df3f7e | 4061cba4-cb52-3ef2-85a6-55942ed24d37 | 20aadc24-a391-41cf-b340-3e4529f44bde | 93a60a56-a3c8-11da-a746-0800200b9a66
Dodecane | 112-40-3 | 112403 | 112403 | C12H26 |  | Mass | kg | emission | air | https://ofmpub.epa.gov/sor_internet/registry/substreg/searchandretrieve/substancesearch/search.do?details=displayDetails&selectedSubstanceId=47272 | 1 | Chemicals | 05050cb5-6368-3dd5-915e-4d8edf3cd954 | 4061cba4-cb52-3ef2-85a6-55942ed24d37 | 20aadc24-a391-41cf-b340-3e4529f44bde | 93a60a56-a3c8-11da-a746-0800200b9a66
Eicosane | 112-95-8 | 112958 | 112958 | C20H42 |  | Mass | kg | emission | air | https://ofmpub.epa.gov/sor_internet/registry/substreg/searchandretrieve/substancesearch/search.do?details=displayDetails&selectedSubstanceId=47183 | 1 | Chemicals | 325aff64-5b44-363b-a956-5f51235ff60e | 4061cba4-cb52-3ef2-85a6-55942ed24d37 | 20aadc24-a391-41cf-b340-3e4529f44bde | 93a60a56-a3c8-11da-a746-0800200b9a66
Paraldehyde | 123-63-7 | 123637 | 123637 | C6H12O3 |  | Mass | kg | emission | air | https://ofmpub.epa.gov/sor_internet/registry/substreg/searchandretrieve/substancesearch/search.do?details=displayDetails&selectedSubstanceId=94701 | 1 | Chemicals | 9110555e-4614-3f27-bb16-1a35b6dfcb10 | 4061cba4-cb52-3ef2-85a6-55942ed24d37 | 20aadc24-a391-41cf-b340-3e4529f44bde | 93a60a56-a3c8-11da-a746-0800200b9a66
Diethylene glycol monobutyl ether acetate | 124-17-4 | 124174 | 124174 | C10H20O4 |  | Mass | kg | emission | air | https://ofmpub.epa.gov/sor_internet/registry/substreg/searchandretrieve/substancesearch/search.do?details=displayDetails&selectedSubstanceId=46802 | 1 | Chemicals | 28633327-ce27-3eb0-84ca-09d0a3daf22b | 4061cba4-cb52-3ef2-85a6-55942ed24d37 | 20aadc24-a391-41cf-b340-3e4529f44bde | 93a60a56-a3c8-11da-a746-0800200b9a66
Carbon dioxide | 124-38-9 | 124389 | 124389 | CO2 |  | Mass | kg | emission | air | https://ofmpub.epa.gov/sor_internet/registry/substreg/searchandretrieve/substancesearch/search.do?details=displayDetails&selectedSubstanceId=46795 | 1 | Chemicals | 1c9c1507-efca-3167-b445-13385b94ee8c | 4061cba4-cb52-3ef2-85a6-55942ed24d37 | 20aadc24-a391-41cf-b340-3e4529f44bde | 93a60a56-a3c8-11da-a746-0800200b9a66
Phosphorus pentoxide | 1314-56-3 | 1314563 | 1314563 | O10P4 |  | Mass | kg | emission | air | https://ofmpub.epa.gov/sor_internet/registry/substreg/searchandretrieve/substancesearch/search.do?details=displayDetails&selectedSubstanceId=42854 | 1 | Chemicals | 305ee3d1-e7a7-32dc-a11e-fd1ac6fbcca4 | 4061cba4-cb52-3ef2-85a6-55942ed24d37 | 20aadc24-a391-41cf-b340-3e4529f44bde | 93a60a56-a3c8-11da-a746-0800200b9a66
Nickel carbonyl | 13463-39-3 | 13463393 | 13463393 | C4NiO4 |  | Mass | kg | emission | air | https://ofmpub.epa.gov/sor_internet/registry/substreg/searchandretrieve/substancesearch/search.do?details=displayDetails&selectedSubstanceId=60586 | 1 | Chemicals | 4f22c5ea-a1f8-31b0-96fc-2be0254bec01 | 4061cba4-cb52-3ef2-85a6-55942ed24d37 | 20aadc24-a391-41cf-b340-3e4529f44bde | 93a60a56-a3c8-11da-a746-0800200b9a66
sec-Butylbenzene | 135-98-8 | 135988 | 135988 | C10H14 |  | Mass | kg | emission | air | https://ofmpub.epa.gov/sor_internet/registry/substreg/searchandretrieve/substancesearch/search.do?details=displayDetails&selectedSubstanceId=46586 | 1 | Chemicals | e8135f3b-df82-38d9-8b31-b4a54c8e4462 | 4061cba4-cb52-3ef2-85a6-55942ed24d37 | 20aadc24-a391-41cf-b340-3e4529f44bde | 93a60a56-a3c8-11da-a746-0800200b9a66
Potassium-40 | 13966-00-2 | 13966002 | 13966002 | - |  | Mass | kg | emission | air | https://ofmpub.epa.gov/sor_internet/registry/substreg/searchandretrieve/substancesearch/search.do?details=displayDetails&selectedSubstanceId=5247 | 1 | Chemicals | 2179bdad-477d-3f67-bd72-3f45b43919df | 4061cba4-cb52-3ef2-85a6-55942ed24d37 | 20aadc24-a391-41cf-b340-3e4529f44bde | 93a60a56-a3c8-11da-a746-0800200b9a66
Polonium-210 | 13981-52-7 | 13981527 | 13981527 | - |  | Mass | kg | emission | air | https://ofmpub.epa.gov/sor_internet/registry/substreg/searchandretrieve/substancesearch/search.do?details=displayDetails&selectedSubstanceId=5241 | 1 | Chemicals | 0c3c1dd9-510d-31aa-906d-4292bd2f03a4 | 4061cba4-cb52-3ef2-85a6-55942ed24d37 | 20aadc24-a391-41cf-b340-3e4529f44bde | 93a60a56-a3c8-11da-a746-0800200b9a66
Radium-226 | 13982-63-3 | 13982633 | 13982633 | [226Ra] |  | Mass | kg | emission | air | https://ofmpub.epa.gov/sor_internet/registry/substreg/searchandretrieve/substancesearch/search.do?details=displayDetails&selectedSubstanceId=5239 | 1 | Chemicals | c1422201-67f6-342b-86cf-c6631be5cf44 | 4061cba4-cb52-3ef2-85a6-55942ed24d37 | 20aadc24-a391-41cf-b340-3e4529f44bde | 93a60a56-a3c8-11da-a746-0800200b9a66
Lead-210 | 14255-04-0 | 14255040 | 14255040 | [210Pb] |  | Mass | kg | emission | air | https://ofmpub.epa.gov/sor_internet/registry/substreg/searchandretrieve/substancesearch/search.do?details=displayDetails&selectedSubstanceId=5236 | 1 | Chemicals | 40399e0d-c20b-3f25-a95a-1888a9ed9955 | 4061cba4-cb52-3ef2-85a6-55942ed24d37 | 20aadc24-a391-41cf-b340-3e4529f44bde | 93a60a56-a3c8-11da-a746-0800200b9a66
Orthophosphate | 14265-44-2 | 14265442 | 14265442 | O4P |  | Mass | kg | emission | air | https://ofmpub.epa.gov/sor_internet/registry/substreg/searchandretrieve/substancesearch/search.do?details=displayDetails&selectedSubstanceId=60773 | 1 | Chemicals | e9d3d0de-c041-3acb-b458-8dfe197aba42 | 4061cba4-cb52-3ef2-85a6-55942ed24d37 | 20aadc24-a391-41cf-b340-3e4529f44bde | 93a60a56-a3c8-11da-a746-0800200b9a66
Thorium-230 | 14269-63-7 | 14269637 | 14269637 | [230Th] |  | Mass | kg | emission | air | https://ofmpub.epa.gov/sor_internet/registry/substreg/searchandretrieve/substancesearch/search.do?details=displayDetails&selectedSubstanceId=5235 | 1 | Chemicals | e9f9bf13-7c0e-3ea0-b44e-69a5652b7d2c | 4061cba4-cb52-3ef2-85a6-55942ed24d37 | 20aadc24-a391-41cf-b340-3e4529f44bde | 93a60a56-a3c8-11da-a746-0800200b9a66
Ammonium | 14798-03-9 | 14798039 | 14798039 | H4N |  | Mass | kg | emission | air | https://ofmpub.epa.gov/sor_internet/registry/substreg/searchandretrieve/substancesearch/search.do?details=displayDetails&selectedSubstanceId=59836 | 1 | Chemicals | 5bd96a14-c516-3523-a2cf-841ae948d95a | 4061cba4-cb52-3ef2-85a6-55942ed24d37 | 20aadc24-a391-41cf-b340-3e4529f44bde | 93a60a56-a3c8-11da-a746-0800200b9a66
HCFC-132b | 1649-08-7 | 1649087 | 1649087 | C2H2Cl2F2 |  | Mass | kg | emission | air | https://ofmpub.epa.gov/sor_internet/registry/substreg/searchandretrieve/substancesearch/search.do?details=displayDetails&selectedSubstanceId=41379 | 1 | Chemicals | 1f7975e3-3435-329b-b3fa-141ed40f867b | 4061cba4-cb52-3ef2-85a6-55942ed24d37 | 20aadc24-a391-41cf-b340-3e4529f44bde | 93a60a56-a3c8-11da-a746-0800200b9a66
Dibenzo[a,i]pyrene | 189-55-9 | 189559 | 189559 | C24H14 |  | Mass | kg | emission | air | https://ofmpub.epa.gov/sor_internet/registry/substreg/searchandretrieve/substancesearch/search.do?details=displayDetails&selectedSubstanceId=46354 | 1 | Chemicals | b0ce4d79-1693-30f3-ab2d-708e5f979502 | 4061cba4-cb52-3ef2-85a6-55942ed24d37 | 20aadc24-a391-41cf-b340-3e4529f44bde | 93a60a56-a3c8-11da-a746-0800200b9a66
Dibenzo[a,h]pyrene | 189-64-0 | 189640 | 189640 | C24H14 |  | Mass | kg | emission | air | https://ofmpub.epa.gov/sor_internet/registry/substreg/searchandretrieve/substancesearch/search.do?details=displayDetails&selectedSubstanceId=46353 | 1 | Chemicals | d3f173fd-fb20-3cda-83e4-d6503a36d4b9 | 4061cba4-cb52-3ef2-85a6-55942ed24d37 | 20aadc24-a391-41cf-b340-3e4529f44bde | 93a60a56-a3c8-11da-a746-0800200b9a66
Benzo[ghi]perylene | 191-24-2 | 191242 | 191242 | C22H12 |  | Mass | kg | emission | air | https://ofmpub.epa.gov/sor_internet/registry/substreg/searchandretrieve/substancesearch/search.do?details=displayDetails&selectedSubstanceId=91912 | 1 | Chemicals | 7e145e90-ed4d-3c84-b19f-a7da241fdb10 | 4061cba4-cb52-3ef2-85a6-55942ed24d37 | 20aadc24-a391-41cf-b340-3e4529f44bde | 93a60a56-a3c8-11da-a746-0800200b9a66
Dibenzo[a,e]pyrene | 192-65-4 | 192654 | 192654 | C24H14 |  | Mass | kg | emission | air | https://ofmpub.epa.gov/sor_internet/registry/substreg/searchandretrieve/substancesearch/search.do?details=displayDetails&selectedSubstanceId=46350 | 1 | Chemicals | af7e4d6e-2d04-3d8c-a592-33a84f46adf8 | 4061cba4-cb52-3ef2-85a6-55942ed24d37 | 20aadc24-a391-41cf-b340-3e4529f44bde | 93a60a56-a3c8-11da-a746-0800200b9a66
Indeno[1,2,3-cd]pyrene | 193-39-5 | 193395 | 193395 | C22H12 |  | Mass | kg | emission | air | https://ofmpub.epa.gov/sor_internet/registry/substreg/searchandretrieve/substancesearch/search.do?details=displayDetails&selectedSubstanceId=46349 | 1 | Chemicals | 7bc88e8c-c929-3194-8045-4ae4583f739f | 4061cba4-cb52-3ef2-85a6-55942ed24d37 | 20aadc24-a391-41cf-b340-3e4529f44bde | 93a60a56-a3c8-11da-a746-0800200b9a66
1,2,3,7,8,9-Hexachlorodibenzo-p-dioxin | 19408-74-3 | 19408743 | 19408743 | C12H2Cl6O2 |  | Mass | kg | emission | air | https://ofmpub.epa.gov/sor_internet/registry/substreg/searchandretrieve/substancesearch/search.do?details=displayDetails&selectedSubstanceId=91728 | 1 | Chemicals | 627e63a4-4251-3fc5-9822-9b6ae955bf6e | 4061cba4-cb52-3ef2-85a6-55942ed24d37 | 20aadc24-a391-41cf-b340-3e4529f44bde | 93a60a56-a3c8-11da-a746-0800200b9a66
Perylene | 198-55-0 | 198550 | 198550 | C20H12 |  | Mass | kg | emission | air | https://ofmpub.epa.gov/sor_internet/registry/substreg/searchandretrieve/substancesearch/search.do?details=displayDetails&selectedSubstanceId=46348 | 1 | Chemicals | 60fa1372-1830-3beb-a3fd-56ac6877bf98 | 4061cba4-cb52-3ef2-85a6-55942ed24d37 | 20aadc24-a391-41cf-b340-3e4529f44bde | 93a60a56-a3c8-11da-a746-0800200b9a66
Decachlorobiphenyl | 2051-24-3 | 2051243 | 2051243 | C12Cl10 |  | Mass | kg | emission | air | https://ofmpub.epa.gov/sor_internet/registry/substreg/searchandretrieve/substancesearch/search.do?details=displayDetails&selectedSubstanceId=93573 | 1 | Chemicals | a5de9ae9-34b3-39fa-ba5d-bc6a8b545485 | 4061cba4-cb52-3ef2-85a6-55942ed24d37 | 20aadc24-a391-41cf-b340-3e4529f44bde | 93a60a56-a3c8-11da-a746-0800200b9a66
Benzo[j]fluoranthene | 205-82-3 | 205823 | 205823 | C20H12 |  | Mass | kg | emission | air | https://ofmpub.epa.gov/sor_internet/registry/substreg/searchandretrieve/substancesearch/search.do?details=displayDetails&selectedSubstanceId=46346 | 1 | Chemicals | b88b63ec-4ff4-3d65-9c9d-a84892b39489 | 4061cba4-cb52-3ef2-85a6-55942ed24d37 | 20aadc24-a391-41cf-b340-3e4529f44bde | 93a60a56-a3c8-11da-a746-0800200b9a66
Benzo(b)fluoranthene | 205-99-2 | 205992 | 205992 | C20H12 |  | Mass | kg | emission | air | https://ofmpub.epa.gov/sor_internet/registry/substreg/searchandretrieve/substancesearch/search.do?details=displayDetails&selectedSubstanceId=93562 | 1 | Chemicals | 05824898-3532-33a6-b5fe-af8a0770f343 | 4061cba4-cb52-3ef2-85a6-55942ed24d37 | 20aadc24-a391-41cf-b340-3e4529f44bde | 93a60a56-a3c8-11da-a746-0800200b9a66
Benzo[k]fluoranthene | 207-08-9 | 207089 | 207089 | C20H12 |  | Mass | kg | emission | air | https://ofmpub.epa.gov/sor_internet/registry/substreg/searchandretrieve/substancesearch/search.do?details=displayDetails&selectedSubstanceId=93556 | 1 | Chemicals | 6078e64f-05ef-3fa9-bf9c-c02ddb73fb21 | 4061cba4-cb52-3ef2-85a6-55942ed24d37 | 20aadc24-a391-41cf-b340-3e4529f44bde | 93a60a56-a3c8-11da-a746-0800200b9a66
Acenaphthylene | 208-96-8 | 208968 | 208968 | C12H8 |  | Mass | kg | emission | air | https://ofmpub.epa.gov/sor_internet/registry/substreg/searchandretrieve/substancesearch/search.do?details=displayDetails&selectedSubstanceId=46344 | 1 | Chemicals | 316e0c5b-f8a0-3ba5-b33e-0d4724f2e928 | 4061cba4-cb52-3ef2-85a6-55942ed24d37 | 20aadc24-a391-41cf-b340-3e4529f44bde | 93a60a56-a3c8-11da-a746-0800200b9a66
Chrysene | 218-01-9 | 218019 | 218019 | C18H12 |  | Mass | kg | emission | air | https://ofmpub.epa.gov/sor_internet/registry/substreg/searchandretrieve/substancesearch/search.do?details=displayDetails&selectedSubstanceId=93021 | 1 | Chemicals | 66909a51-be4b-30f2-8804-735b43fd45a1 | 4061cba4-cb52-3ef2-85a6-55942ed24d37 | 20aadc24-a391-41cf-b340-3e4529f44bde | 93a60a56-a3c8-11da-a746-0800200b9a66
Dibenz[a,j]acridine | 224-42-0 | 224420 | 224420 | C21H13N |  | Mass | kg | emission | air | https://ofmpub.epa.gov/sor_internet/registry/substreg/searchandretrieve/substancesearch/search.do?details=displayDetails&selectedSubstanceId=46342 | 1 | Chemicals | c64a9d5a-36fe-3168-a6fc-c57cf82d9fa7 | 4061cba4-cb52-3ef2-85a6-55942ed24d37 | 20aadc24-a391-41cf-b340-3e4529f44bde | 93a60a56-a3c8-11da-a746-0800200b9a66
Dibenz[a,h]acridine | 226-36-8 | 226368 | 226368 | C21H13N |  | Mass | kg | emission | air | https://ofmpub.epa.gov/sor_internet/registry/substreg/searchandretrieve/substancesearch/search.do?details=displayDetails&selectedSubstanceId=92639 | 1 | Chemicals | 9d183a5b-a5d7-3b3c-8c65-017d6300edbe | 4061cba4-cb52-3ef2-85a6-55942ed24d37 | 20aadc24-a391-41cf-b340-3e4529f44bde | 93a60a56-a3c8-11da-a746-0800200b9a66
Methylmercury(I) | 22967-92-6 | 22967926 | 22967926 | CH3Hg |  | Mass | kg | emission | air | https://ofmpub.epa.gov/sor_internet/registry/substreg/searchandretrieve/substancesearch/search.do?details=displayDetails&selectedSubstanceId=56269 | 1 | Chemicals | 58e95330-cc48-332f-8109-e3de576ad019 | 4061cba4-cb52-3ef2-85a6-55942ed24d37 | 20aadc24-a391-41cf-b340-3e4529f44bde | 93a60a56-a3c8-11da-a746-0800200b9a66
Hexachlorobiphenyl | 26601-64-9 | 26601649 | 26601649 | - |  | Mass | kg | emission | air | https://ofmpub.epa.gov/sor_internet/registry/substreg/searchandretrieve/substancesearch/search.do?details=displayDetails&selectedSubstanceId=56134 | 1 | Chemicals | 951ace1d-95b5-3c47-b41d-294499997cf9 | 4061cba4-cb52-3ef2-85a6-55942ed24d37 | 20aadc24-a391-41cf-b340-3e4529f44bde | 93a60a56-a3c8-11da-a746-0800200b9a66
Tetrachlorobiphenyl | 26914-33-0 | 26914330 | 26914330 | - |  | Mass | kg | emission | air | https://ofmpub.epa.gov/sor_internet/registry/substreg/searchandretrieve/substancesearch/search.do?details=displayDetails&selectedSubstanceId=93149 | 1 | Chemicals | 91add8f0-bdea-389a-9a03-c1db349045e7 | 4061cba4-cb52-3ef2-85a6-55942ed24d37 | 20aadc24-a391-41cf-b340-3e4529f44bde | 93a60a56-a3c8-11da-a746-0800200b9a66
C.I. Direct Blue 218 | 28407-37-6 | 28407376 | 28407376 | C32H16Cu2N6Na4O16S4 |  | Mass | kg | emission | air | https://ofmpub.epa.gov/sor_internet/registry/substreg/searchandretrieve/substancesearch/search.do?details=displayDetails&selectedSubstanceId=92583 | 1 | Chemicals | e9e9b467-7783-3b69-bf9b-1480b269f4ff | 4061cba4-cb52-3ef2-85a6-55942ed24d37 | 20aadc24-a391-41cf-b340-3e4529f44bde | 93a60a56-a3c8-11da-a746-0800200b9a66
Octachlorostyrene | 29082-74-4 | 29082744 | 29082744 | C8Cl8 |  | Mass | kg | emission | air | https://ofmpub.epa.gov/sor_internet/registry/substreg/searchandretrieve/substancesearch/search.do?details=displayDetails&selectedSubstanceId=59178 | 1 | Chemicals | 832154ec-5817-3420-9083-3fcc462d0429 | 4061cba4-cb52-3ef2-85a6-55942ed24d37 | 20aadc24-a391-41cf-b340-3e4529f44bde | 93a60a56-a3c8-11da-a746-0800200b9a66
1,2,3,4,6,7,8,9-Octachlorodibenzo-p-dioxin | 3268-87-9 | 3268879 | 3268879 | C12Cl8O2 |  | Mass | kg | emission | air | https://ofmpub.epa.gov/sor_internet/registry/substreg/searchandretrieve/substancesearch/search.do?details=displayDetails&selectedSubstanceId=93296 | 1 | Chemicals | 1014c026-0b4b-3060-82f4-9e1709561189 | 4061cba4-cb52-3ef2-85a6-55942ed24d37 | 20aadc24-a391-41cf-b340-3e4529f44bde | 93a60a56-a3c8-11da-a746-0800200b9a66
Dichlorotrifluoroethane | 34077-87-7 | 34077877 | 34077877 | - |  | Mass | kg | emission | air | https://ofmpub.epa.gov/sor_internet/registry/substreg/searchandretrieve/substancesearch/search.do?details=displayDetails&selectedSubstanceId=55071 | 1 | Chemicals | 384fef4f-97e9-3bcd-9bce-946df20d818a | 4061cba4-cb52-3ef2-85a6-55942ed24d37 | 20aadc24-a391-41cf-b340-3e4529f44bde | 93a60a56-a3c8-11da-a746-0800200b9a66
Hexachlorodibenzo-p-dioxin | 34465-46-8 | 34465468 | 34465468 | - |  | Mass | kg | emission | air | https://ofmpub.epa.gov/sor_internet/registry/substreg/searchandretrieve/substancesearch/search.do?details=displayDetails&selectedSubstanceId=54633 | 1 | Chemicals | a7046e3e-1393-3c0e-bde1-95b7181e37c1 | 4061cba4-cb52-3ef2-85a6-55942ed24d37 | 20aadc24-a391-41cf-b340-3e4529f44bde | 93a60a56-a3c8-11da-a746-0800200b9a66
HFC-125 | 354-33-6 | 354336 | 354336 | C2HF5 |  | Mass | kg | emission | air | https://ofmpub.epa.gov/sor_internet/registry/substreg/searchandretrieve/substancesearch/search.do?details=displayDetails&selectedSubstanceId=46467 | 1 | Chemicals | 5d4d8b9f-8463-3337-8475-7388103c0093 | 4061cba4-cb52-3ef2-85a6-55942ed24d37 | 20aadc24-a391-41cf-b340-3e4529f44bde | 93a60a56-a3c8-11da-a746-0800200b9a66
1,2,3,4,6,7,8-Heptachlorodibenzo-p-dioxin | 35822-46-9 | 35822469 | 35822469 | C12HCl7O2 |  | Mass | kg | emission | air | https://ofmpub.epa.gov/sor_internet/registry/substreg/searchandretrieve/substancesearch/search.do?details=displayDetails&selectedSubstanceId=92155 | 1 | Chemicals | 3909f412-8581-3af1-b127-21035ab416f7 | 4061cba4-cb52-3ef2-85a6-55942ed24d37 | 20aadc24-a391-41cf-b340-3e4529f44bde | 93a60a56-a3c8-11da-a746-0800200b9a66
1,2,3,4,6,7,8,9-Octachlorodibenzofuran | 39001-02-0 | 39001020 | 39001020 | C12Cl8O |  | Mass | kg | emission | air | https://ofmpub.epa.gov/sor_internet/registry/substreg/searchandretrieve/substancesearch/search.do?details=displayDetails&selectedSubstanceId=94109 | 1 | Chemicals | a43b7b6a-2eac-3c11-a8a0-682658522e37 | 4061cba4-cb52-3ef2-85a6-55942ed24d37 | 20aadc24-a391-41cf-b340-3e4529f44bde | 93a60a56-a3c8-11da-a746-0800200b9a66
1,2,3,4,7,8-Hexachlorodibenzo-p-dioxin | 39227-28-6 | 39227286 | 39227286 | C12H2Cl6O2 |  | Mass | kg | emission | air | https://ofmpub.epa.gov/sor_internet/registry/substreg/searchandretrieve/substancesearch/search.do?details=displayDetails&selectedSubstanceId=94099 | 1 | Chemicals | e24c0ed0-3e03-3dd2-965d-b153246d92d1 | 4061cba4-cb52-3ef2-85a6-55942ed24d37 | 20aadc24-a391-41cf-b340-3e4529f44bde | 93a60a56-a3c8-11da-a746-0800200b9a66
HFC-143a | 420-46-2 | 420462 | 420462 | C2H3F3 |  | Mass | kg | emission | air | https://ofmpub.epa.gov/sor_internet/registry/substreg/searchandretrieve/substancesearch/search.do?details=displayDetails&selectedSubstanceId=45982 | 1 | Chemicals | 5910b2b3-c475-3233-a427-84ac99fcd08f | 4061cba4-cb52-3ef2-85a6-55942ed24d37 | 20aadc24-a391-41cf-b340-3e4529f44bde | 93a60a56-a3c8-11da-a746-0800200b9a66
Carbonyl sulfide | 463-58-1 | 463581 | 463581 | COS |  | Mass | kg | emission | air | https://ofmpub.epa.gov/sor_internet/registry/substreg/searchandretrieve/substancesearch/search.do?details=displayDetails&selectedSubstanceId=45878 | 1 | Chemicals | 6e12a8a2-b48e-3f40-b991-aa0533cc5cd1 | 4061cba4-cb52-3ef2-85a6-55942ed24d37 | 20aadc24-a391-41cf-b340-3e4529f44bde | 93a60a56-a3c8-11da-a746-0800200b9a66
1-Butoxy-2-propanol | 5131-66-8 | 5131668 | 5131668 | C7H16O2 |  | Mass | kg | emission | air | https://ofmpub.epa.gov/sor_internet/registry/substreg/searchandretrieve/substancesearch/search.do?details=displayDetails&selectedSubstanceId=42282 | 1 | Chemicals | 39349724-93f8-35f3-a815-e477f598ed0b | 4061cba4-cb52-3ef2-85a6-55942ed24d37 | 20aadc24-a391-41cf-b340-3e4529f44bde | 93a60a56-a3c8-11da-a746-0800200b9a66
Famphur | 52-85-7 | 52857 | 52857 | C10H16NO5PS2 |  | Mass | kg | emission | air | https://ofmpub.epa.gov/sor_internet/registry/substreg/searchandretrieve/substancesearch/search.do?details=displayDetails&selectedSubstanceId=89102 | 1 | Chemicals | 67271cc3-49df-3fc6-b2c2-16007668afb8 | 4061cba4-cb52-3ef2-85a6-55942ed24d37 | 20aadc24-a391-41cf-b340-3e4529f44bde | 93a60a56-a3c8-11da-a746-0800200b9a66
Hexadecane | 544-76-3 | 544763 | 544763 | C16H34 |  | Mass | kg | emission | air | https://ofmpub.epa.gov/sor_internet/registry/substreg/searchandretrieve/substancesearch/search.do?details=displayDetails&selectedSubstanceId=45463 | 1 | Chemicals | 84310ba9-7d89-3502-bed7-ad2f2c9c7699 | 4061cba4-cb52-3ef2-85a6-55942ed24d37 | 20aadc24-a391-41cf-b340-3e4529f44bde | 93a60a56-a3c8-11da-a746-0800200b9a66
Lithium carbonate | 554-13-2 | 554132 | 554132 | CLi2O3 |  | Mass | kg | emission | air | https://ofmpub.epa.gov/sor_internet/registry/substreg/searchandretrieve/substancesearch/search.do?details=displayDetails&selectedSubstanceId=90347 | 1 | Chemicals | e9f1dcf8-23e8-3916-8cc2-1cd0f67e26c9 | 4061cba4-cb52-3ef2-85a6-55942ed24d37 | 20aadc24-a391-41cf-b340-3e4529f44bde | 93a60a56-a3c8-11da-a746-0800200b9a66
1,2,3,4,7,8,9-Heptachlorodibenzofuran | 55673-89-7 | 55673897 | 55673897 | C12HCl7O |  | Mass | kg | emission | air | https://ofmpub.epa.gov/sor_internet/registry/substreg/searchandretrieve/substancesearch/search.do?details=displayDetails&selectedSubstanceId=49572 | 1 | Chemicals | ca15f4aa-99e5-3cc0-a41a-bb6285423333 | 4061cba4-cb52-3ef2-85a6-55942ed24d37 | 20aadc24-a391-41cf-b340-3e4529f44bde | 93a60a56-a3c8-11da-a746-0800200b9a66
2,3,4,7,8-Pentachlorodibenzofuran | 57117-31-4 | 57117314 | 57117314 | C12H3Cl5O |  | Mass | kg | emission | air | https://ofmpub.epa.gov/sor_internet/registry/substreg/searchandretrieve/substancesearch/search.do?details=displayDetails&selectedSubstanceId=51072 | 1 | Chemicals | ebae8d6f-aac7-3bbd-8e4b-b18df9501ffa | 4061cba4-cb52-3ef2-85a6-55942ed24d37 | 20aadc24-a391-41cf-b340-3e4529f44bde | 93a60a56-a3c8-11da-a746-0800200b9a66
1,2,3,7,8-Pentachlorodibenzofuran | 57117-41-6 | 57117416 | 57117416 | C12H3Cl5O |  | Mass | kg | emission | air | https://ofmpub.epa.gov/sor_internet/registry/substreg/searchandretrieve/substancesearch/search.do?details=displayDetails&selectedSubstanceId=89607 | 1 | Chemicals | 685f7bae-0bc7-32ca-a141-7f6cc22457d2 | 4061cba4-cb52-3ef2-85a6-55942ed24d37 | 20aadc24-a391-41cf-b340-3e4529f44bde | 93a60a56-a3c8-11da-a746-0800200b9a66
1,2,3,6,7,8-Hexachlorodibenzofuran | 57117-44-9 | 57117449 | 57117449 | C12H2Cl6O |  | Mass | kg | emission | air | https://ofmpub.epa.gov/sor_internet/registry/substreg/searchandretrieve/substancesearch/search.do?details=displayDetails&selectedSubstanceId=51071 | 1 | Chemicals | 5bd0fa16-b22e-33fb-86c8-9f53da870541 | 4061cba4-cb52-3ef2-85a6-55942ed24d37 | 20aadc24-a391-41cf-b340-3e4529f44bde | 93a60a56-a3c8-11da-a746-0800200b9a66
Cyanide | 57-12-5 | 57125 | 57125 | CN |  | Mass | kg | emission | air | https://ofmpub.epa.gov/sor_internet/registry/substreg/searchandretrieve/substancesearch/search.do?details=displayDetails&selectedSubstanceId=89604 | 1 | Chemicals | a336af16-4a30-3985-a0d5-692ba0a89d5b | 4061cba4-cb52-3ef2-85a6-55942ed24d37 | 20aadc24-a391-41cf-b340-3e4529f44bde | 93a60a56-a3c8-11da-a746-0800200b9a66
3-Methylhexane | 589-34-4 | 589344 | 589344 | C7H16 |  | Mass | kg | emission | air | https://ofmpub.epa.gov/sor_internet/registry/substreg/searchandretrieve/substancesearch/search.do?details=displayDetails&selectedSubstanceId=88878 | 1 | Chemicals | e096de73-9f26-32d1-b810-9748e34fa39b | 4061cba4-cb52-3ef2-85a6-55942ed24d37 | 20aadc24-a391-41cf-b340-3e4529f44bde | 93a60a56-a3c8-11da-a746-0800200b9a66
Octadecane | 593-45-3 | 593453 | 593453 | C18H38 |  | Mass | kg | emission | air | https://ofmpub.epa.gov/sor_internet/registry/substreg/searchandretrieve/substancesearch/search.do?details=displayDetails&selectedSubstanceId=45083 | 1 | Chemicals | c8a4ad63-3a4a-364c-98a8-907587231d0f | 4061cba4-cb52-3ef2-85a6-55942ed24d37 | 20aadc24-a391-41cf-b340-3e4529f44bde | 93a60a56-a3c8-11da-a746-0800200b9a66
2,3,4,6,7,8-Hexachlorodibenzofuran | 60851-34-5 | 60851345 | 60851345 | C12H2Cl6O |  | Mass | kg | emission | air | https://ofmpub.epa.gov/sor_internet/registry/substreg/searchandretrieve/substancesearch/search.do?details=displayDetails&selectedSubstanceId=50784 | 1 | Chemicals | 6720add8-f3f2-3dfe-854a-7a079f84b9ac | 4061cba4-cb52-3ef2-85a6-55942ed24d37 | 20aadc24-a391-41cf-b340-3e4529f44bde | 93a60a56-a3c8-11da-a746-0800200b9a66
p-Ethyltoluene | 622-96-8 | 622968 | 622968 | C9H12 |  | Mass | kg | emission | air | https://ofmpub.epa.gov/sor_internet/registry/substreg/searchandretrieve/substancesearch/search.do?details=displayDetails&selectedSubstanceId=89572 | 1 | Chemicals | f7ed0ba8-f220-3e85-83ad-2337fbc2b274 | 4061cba4-cb52-3ef2-85a6-55942ed24d37 | 20aadc24-a391-41cf-b340-3e4529f44bde | 93a60a56-a3c8-11da-a746-0800200b9a66
Tetradecane | 629-59-4 | 629594 | 629594 | C14H30 |  | Mass | kg | emission | air | https://ofmpub.epa.gov/sor_internet/registry/substreg/searchandretrieve/substancesearch/search.do?details=displayDetails&selectedSubstanceId=44586 | 1 | Chemicals | 05c8c56b-133f-3f91-bced-35e58a1ffa24 | 4061cba4-cb52-3ef2-85a6-55942ed24d37 | 20aadc24-a391-41cf-b340-3e4529f44bde | 93a60a56-a3c8-11da-a746-0800200b9a66
Heptadecane | 629-78-7 | 629787 | 629787 | C17H36 |  | Mass | kg | emission | air | https://ofmpub.epa.gov/sor_internet/registry/substreg/searchandretrieve/substancesearch/search.do?details=displayDetails&selectedSubstanceId=89028 | 1 | Chemicals | 5c852fc8-9331-3fa0-8e38-f89fe78de2c4 | 4061cba4-cb52-3ef2-85a6-55942ed24d37 | 20aadc24-a391-41cf-b340-3e4529f44bde | 93a60a56-a3c8-11da-a746-0800200b9a66
Docosane | 629-97-0 | 629970 | 629970 | C22H46 |  | Mass | kg | emission | air | https://ofmpub.epa.gov/sor_internet/registry/substreg/searchandretrieve/substancesearch/search.do?details=displayDetails&selectedSubstanceId=89024 | 1 | Chemicals | 92a0b790-5855-39ce-b5ba-f7d1a8b61d93 | 4061cba4-cb52-3ef2-85a6-55942ed24d37 | 20aadc24-a391-41cf-b340-3e4529f44bde | 93a60a56-a3c8-11da-a746-0800200b9a66
1,2,3,4,6,7,8-Heptachlorodibenzofuran | 67562-39-4 | 67562394 | 67562394 | C12HCl7O |  | Mass | kg | emission | air | https://ofmpub.epa.gov/sor_internet/registry/substreg/searchandretrieve/substancesearch/search.do?details=displayDetails&selectedSubstanceId=73858 | 1 | Chemicals | 89be87ba-2cf8-3838-9821-1bce21df6d80 | 4061cba4-cb52-3ef2-85a6-55942ed24d37 | 20aadc24-a391-41cf-b340-3e4529f44bde | 93a60a56-a3c8-11da-a746-0800200b9a66
1,2,3,4,7,8-Hexachlorodibenzofuran | 70648-26-9 | 70648269 | 70648269 | C12H2Cl6O |  | Mass | kg | emission | air | https://ofmpub.epa.gov/sor_internet/registry/substreg/searchandretrieve/substancesearch/search.do?details=displayDetails&selectedSubstanceId=66666 | 1 | Chemicals | 01e91e0d-a370-3b46-a517-f1675a06d6bc | 4061cba4-cb52-3ef2-85a6-55942ed24d37 | 20aadc24-a391-41cf-b340-3e4529f44bde | 93a60a56-a3c8-11da-a746-0800200b9a66
1,2,3,7,8,9-Hexachlorodibenzofuran | 72918-21-9 | 72918219 | 72918219 | C12H2Cl6O |  | Mass | kg | emission | air | https://ofmpub.epa.gov/sor_internet/registry/substreg/searchandretrieve/substancesearch/search.do?details=displayDetails&selectedSubstanceId=64281 | 1 | Chemicals | c36fd7b0-2b7b-3177-9b75-9fc78c37cb4f | 4061cba4-cb52-3ef2-85a6-55942ed24d37 | 20aadc24-a391-41cf-b340-3e4529f44bde | 93a60a56-a3c8-11da-a746-0800200b9a66
Thallium | 7440-28-0 | 7440280 | 7440280 | Tl |  | Mass | kg | emission | air | https://ofmpub.epa.gov/sor_internet/registry/substreg/searchandretrieve/substancesearch/search.do?details=displayDetails&selectedSubstanceId=36981 | 1 | Chemicals | 6cc6866b-1312-35cd-be3e-afa9d7fa61ab | 4061cba4-cb52-3ef2-85a6-55942ed24d37 | 20aadc24-a391-41cf-b340-3e4529f44bde | 93a60a56-a3c8-11da-a746-0800200b9a66
Thorium-232 | 7440-29-1 | 7440291 | 7440291 | Th |  | Mass | kg | emission | air | https://ofmpub.epa.gov/sor_internet/registry/substreg/searchandretrieve/substancesearch/search.do?details=displayDetails&selectedSubstanceId=5256 | 1 | Chemicals | 3d0523e5-e898-3fc2-93c3-0f3821c4fe36 | 4061cba4-cb52-3ef2-85a6-55942ed24d37 | 20aadc24-a391-41cf-b340-3e4529f44bde | 93a60a56-a3c8-11da-a746-0800200b9a66
Titanium | 7440-32-6 | 7440326 | 7440326 | Ti |  | Mass | kg | emission | air | https://ofmpub.epa.gov/sor_internet/registry/substreg/searchandretrieve/substancesearch/search.do?details=displayDetails&selectedSubstanceId=36978 | 1 | Chemicals | 9668d8f0-6c87-3aa3-8ba1-6dd26834a08f | 4061cba4-cb52-3ef2-85a6-55942ed24d37 | 20aadc24-a391-41cf-b340-3e4529f44bde | 93a60a56-a3c8-11da-a746-0800200b9a66
Beryllium | 7440-41-7 | 7440417 | 7440417 | Be |  | Mass | kg | emission | air | https://ofmpub.epa.gov/sor_internet/registry/substreg/searchandretrieve/substancesearch/search.do?details=displayDetails&selectedSubstanceId=36837 | 1 | Chemicals | f0366396-39dc-3c21-9714-ddbb5aef9c4b | 4061cba4-cb52-3ef2-85a6-55942ed24d37 | 20aadc24-a391-41cf-b340-3e4529f44bde | 93a60a56-a3c8-11da-a746-0800200b9a66
Carbon | 7440-44-0 | 7440440 | 7440440 | C |  | Mass | kg | emission | air | https://ofmpub.epa.gov/sor_internet/registry/substreg/searchandretrieve/substancesearch/search.do?details=displayDetails&selectedSubstanceId=36834 | 1 | Chemicals | 82d4a31b-8657-3afc-beda-5c278e0104c2 | 4061cba4-cb52-3ef2-85a6-55942ed24d37 | 20aadc24-a391-41cf-b340-3e4529f44bde | 93a60a56-a3c8-11da-a746-0800200b9a66
Uranium | 7440-61-1 | 7440611 | 7440611 | U |  | Mass | kg | emission | air | https://ofmpub.epa.gov/sor_internet/registry/substreg/searchandretrieve/substancesearch/search.do?details=displayDetails&selectedSubstanceId=5255 | 1 | Chemicals | f0aa8195-6eec-39da-8b8e-ac6fcf5495f3 | 4061cba4-cb52-3ef2-85a6-55942ed24d37 | 20aadc24-a391-41cf-b340-3e4529f44bde | 93a60a56-a3c8-11da-a746-0800200b9a66
Methane | 74-82-8 | 74828 | 74828 | CH4 |  | Mass | kg | emission | air | https://ofmpub.epa.gov/sor_internet/registry/substreg/searchandretrieve/substancesearch/search.do?details=displayDetails&selectedSubstanceId=48548 | 1 | Chemicals | 94ff0cd6-eca0-31d4-b212-8a5d2faf7f03 | 4061cba4-cb52-3ef2-85a6-55942ed24d37 | 20aadc24-a391-41cf-b340-3e4529f44bde | 93a60a56-a3c8-11da-a746-0800200b9a66
Methyl iodide | 74-88-4 | 74884 | 74884 | CH3I |  | Mass | kg | emission | air | https://ofmpub.epa.gov/sor_internet/registry/substreg/searchandretrieve/substancesearch/search.do?details=displayDetails&selectedSubstanceId=48542 | 1 | Chemicals | 2da1206c-57d9-3ef2-bf28-f2c80840aa8a | 4061cba4-cb52-3ef2-85a6-55942ed24d37 | 20aadc24-a391-41cf-b340-3e4529f44bde | 93a60a56-a3c8-11da-a746-0800200b9a66
Dibromomethane | 74-95-3 | 74953 | 74953 | CH2Br2 |  | Mass | kg | emission | air | https://ofmpub.epa.gov/sor_internet/registry/substreg/searchandretrieve/substancesearch/search.do?details=displayDetails&selectedSubstanceId=48537 | 1 | Chemicals | cc584f77-a724-3977-9ac3-1d2a74a74bed | 4061cba4-cb52-3ef2-85a6-55942ed24d37 | 20aadc24-a391-41cf-b340-3e4529f44bde | 93a60a56-a3c8-11da-a746-0800200b9a66
Propane | 74-98-6 | 74986 | 74986 | C3H8 |  | Mass | kg | emission | air | https://ofmpub.epa.gov/sor_internet/registry/substreg/searchandretrieve/substancesearch/search.do?details=displayDetails&selectedSubstanceId=48534 | 1 | Chemicals | bffc94d2-22e3-3e74-87b2-88743293b500 | 4061cba4-cb52-3ef2-85a6-55942ed24d37 | 20aadc24-a391-41cf-b340-3e4529f44bde | 93a60a56-a3c8-11da-a746-0800200b9a66
HFC-32 | 75-10-5 | 75105 | 75105 | CH2F2 |  | Mass | kg | emission | air | https://ofmpub.epa.gov/sor_internet/registry/substreg/searchandretrieve/substancesearch/search.do?details=displayDetails&selectedSubstanceId=87907 | 1 | Chemicals | 114bf620-a4f2-3ea4-89ef-27cb711b7967 | 4061cba4-cb52-3ef2-85a6-55942ed24d37 | 20aadc24-a391-41cf-b340-3e4529f44bde | 93a60a56-a3c8-11da-a746-0800200b9a66
1,1-Dichloroethane | 75-34-3 | 75343 | 75343 | C2H4Cl2 |  | Mass | kg | emission | air | https://ofmpub.epa.gov/sor_internet/registry/substreg/searchandretrieve/substancesearch/search.do?details=displayDetails&selectedSubstanceId=48932 | 1 | Chemicals | 97eae652-9881-3adc-a56c-405bda08fde9 | 4061cba4-cb52-3ef2-85a6-55942ed24d37 | 20aadc24-a391-41cf-b340-3e4529f44bde | 93a60a56-a3c8-11da-a746-0800200b9a66
HFC-152a | 75-37-6 | 75376 | 75376 | C2H4F2 |  | Mass | kg | emission | air | https://ofmpub.epa.gov/sor_internet/registry/substreg/searchandretrieve/substancesearch/search.do?details=displayDetails&selectedSubstanceId=48930 | 1 | Chemicals | fd8c0b13-2f11-30b9-b267-23399b8ddf11 | 4061cba4-cb52-3ef2-85a6-55942ed24d37 | 20aadc24-a391-41cf-b340-3e4529f44bde | 93a60a56-a3c8-11da-a746-0800200b9a66
HCFC-21 | 75-43-4 | 75434 | 75434 | CHCl2F |  | Mass | kg | emission | air | https://ofmpub.epa.gov/sor_internet/registry/substreg/searchandretrieve/substancesearch/search.do?details=displayDetails&selectedSubstanceId=48928 | 1 | Chemicals | 3f676d31-eef9-3141-a2c1-d089ffb16de7 | 4061cba4-cb52-3ef2-85a6-55942ed24d37 | 20aadc24-a391-41cf-b340-3e4529f44bde | 93a60a56-a3c8-11da-a746-0800200b9a66
HCFC-142b | 75-68-3 | 75683 | 75683 | C2H3ClF2 |  | Mass | kg | emission | air | https://ofmpub.epa.gov/sor_internet/registry/substreg/searchandretrieve/substancesearch/search.do?details=displayDetails&selectedSubstanceId=48914 | 1 | Chemicals | 32a7174d-14fa-365a-9262-5dfda284d870 | 4061cba4-cb52-3ef2-85a6-55942ed24d37 | 20aadc24-a391-41cf-b340-3e4529f44bde | 93a60a56-a3c8-11da-a746-0800200b9a66
CFC-115 | 76-15-3 | 76153 | 76153 | C2ClF5 |  | Mass | kg | emission | air | https://ofmpub.epa.gov/sor_internet/registry/substreg/searchandretrieve/substancesearch/search.do?details=displayDetails&selectedSubstanceId=87758 | 1 | Chemicals | df6d645f-2501-3034-93e1-c4f9528d57ce | 4061cba4-cb52-3ef2-85a6-55942ed24d37 | 20aadc24-a391-41cf-b340-3e4529f44bde | 93a60a56-a3c8-11da-a746-0800200b9a66
Camphor | 76-22-2 | 76222 | 76222 | C10H16O |  | Mass | kg | emission | air | https://ofmpub.epa.gov/sor_internet/registry/substreg/searchandretrieve/substancesearch/search.do?details=displayDetails&selectedSubstanceId=48828 | 1 | Chemicals | 7db5265d-05cd-3345-9d0b-0413ff31fb20 | 4061cba4-cb52-3ef2-85a6-55942ed24d37 | 20aadc24-a391-41cf-b340-3e4529f44bde | 93a60a56-a3c8-11da-a746-0800200b9a66
Phosphoric acid | 7664-38-2 | 7664382 | 7664382 | H3O4P |  | Mass | kg | emission | air | https://ofmpub.epa.gov/sor_internet/registry/substreg/searchandretrieve/substancesearch/search.do?details=displayDetails&selectedSubstanceId=38645 | 1 | Chemicals | 816e9c4b-3c5e-3ec3-818d-c38d18a42296 | 4061cba4-cb52-3ef2-85a6-55942ed24d37 | 20aadc24-a391-41cf-b340-3e4529f44bde | 93a60a56-a3c8-11da-a746-0800200b9a66
Potassium permanganate | 7722-64-7 | 7722647 | 7722647 | KMnO4 |  | Mass | kg | emission | air | https://ofmpub.epa.gov/sor_internet/registry/substreg/searchandretrieve/substancesearch/search.do?details=displayDetails&selectedSubstanceId=38484 | 1 | Chemicals | 1f1f48a1-4786-3342-b92c-87233381b083 | 4061cba4-cb52-3ef2-85a6-55942ed24d37 | 20aadc24-a391-41cf-b340-3e4529f44bde | 93a60a56-a3c8-11da-a746-0800200b9a66
Nitrogen | 7727-37-9 | 7727379 | 7727379 | N2 |  | Mass | kg | emission | air | https://ofmpub.epa.gov/sor_internet/registry/substreg/searchandretrieve/substancesearch/search.do?details=displayDetails&selectedSubstanceId=38472 | 1 | Chemicals | e20a9e04-a591-3503-a70a-a766dc624adb | 4061cba4-cb52-3ef2-85a6-55942ed24d37 | 20aadc24-a391-41cf-b340-3e4529f44bde | 93a60a56-a3c8-11da-a746-0800200b9a66
Propane, 2,2-dimethoxy- | 77-76-9 | 77769 | 77769 | C5H12O2 |  | Mass | kg | emission | air | https://ofmpub.epa.gov/sor_internet/registry/substreg/searchandretrieve/substancesearch/search.do?details=displayDetails&selectedSubstanceId=48800 | 1 | Chemicals | 0b13ed2e-d010-3a71-8e12-af0602efd95b | 4061cba4-cb52-3ef2-85a6-55942ed24d37 | 20aadc24-a391-41cf-b340-3e4529f44bde | 93a60a56-a3c8-11da-a746-0800200b9a66
Fluorine | 7782-41-4 | 7782414 | 7782414 | F2 |  | Mass | kg | emission | air | https://ofmpub.epa.gov/sor_internet/registry/substreg/searchandretrieve/substancesearch/search.do?details=displayDetails&selectedSubstanceId=38148 | 1 | Chemicals | a349112a-0dba-36fe-b26f-8b5df3bba902 | 4061cba4-cb52-3ef2-85a6-55942ed24d37 | 20aadc24-a391-41cf-b340-3e4529f44bde | 93a60a56-a3c8-11da-a746-0800200b9a66
Nitrous acid | 7782-77-6 | 7782776 | 7782776 | HNO2 |  | Mass | kg | emission | air | https://ofmpub.epa.gov/sor_internet/registry/substreg/searchandretrieve/substancesearch/search.do?details=displayDetails&selectedSubstanceId=38139 | 1 | Chemicals | 6453889b-9b9f-3fa4-befe-5d766804ca81 | 4061cba4-cb52-3ef2-85a6-55942ed24d37 | 20aadc24-a391-41cf-b340-3e4529f44bde | 93a60a56-a3c8-11da-a746-0800200b9a66
Phosphine | 7803-51-2 | 7803512 | 7803512 | H3P |  | Mass | kg | emission | air | https://ofmpub.epa.gov/sor_internet/registry/substreg/searchandretrieve/substancesearch/search.do?details=displayDetails&selectedSubstanceId=37301 | 1 | Chemicals | e085d437-9dea-3a8b-ac4f-af2aa128bde2 | 4061cba4-cb52-3ef2-85a6-55942ed24d37 | 20aadc24-a391-41cf-b340-3e4529f44bde | 93a60a56-a3c8-11da-a746-0800200b9a66
Toluene-2,6-diisocyanate | 91-08-7 | 91087 | 91087 | C9H6N2O2 |  | Mass | kg | emission | air | https://ofmpub.epa.gov/sor_internet/registry/substreg/searchandretrieve/substancesearch/search.do?details=displayDetails&selectedSubstanceId=48278 | 1 | Chemicals | fbeef85d-a726-3286-88bd-db200679e59f | 4061cba4-cb52-3ef2-85a6-55942ed24d37 | 20aadc24-a391-41cf-b340-3e4529f44bde | 93a60a56-a3c8-11da-a746-0800200b9a66
2-Chloronaphthalene | 91-58-7 | 91587 | 91587 | C10H7Cl |  | Mass | kg | emission | air | https://ofmpub.epa.gov/sor_internet/registry/substreg/searchandretrieve/substancesearch/search.do?details=displayDetails&selectedSubstanceId=48260 | 1 | Chemicals | 758e5dbf-9459-3baf-be7c-39c0ed8d6a77 | 4061cba4-cb52-3ef2-85a6-55942ed24d37 | 20aadc24-a391-41cf-b340-3e4529f44bde | 93a60a56-a3c8-11da-a746-0800200b9a66
Benzoyl peroxide | 94-36-0 | 94360 | 94360 | C14H10O4 |  | Mass | kg | emission | air | https://ofmpub.epa.gov/sor_internet/registry/substreg/searchandretrieve/substancesearch/search.do?details=displayDetails&selectedSubstanceId=48495 | 1 | Chemicals | 082096e6-220d-3de5-9e94-0663ef42b743 | 4061cba4-cb52-3ef2-85a6-55942ed24d37 | 20aadc24-a391-41cf-b340-3e4529f44bde | 93a60a56-a3c8-11da-a746-0800200b9a66
Indene | 95-13-6 | 95136 | 95136 | C9H8 |  | Mass | kg | emission | air | https://ofmpub.epa.gov/sor_internet/registry/substreg/searchandretrieve/substancesearch/search.do?details=displayDetails&selectedSubstanceId=47768 | 1 | Chemicals | 0d45a66d-0bdb-3caf-a3ba-e81fb16f2639 | 4061cba4-cb52-3ef2-85a6-55942ed24d37 | 20aadc24-a391-41cf-b340-3e4529f44bde | 93a60a56-a3c8-11da-a746-0800200b9a66
3-Methylpentane | 96-14-0 | 96140 | 96140 | C6H14 |  | Mass | kg | emission | air | https://ofmpub.epa.gov/sor_internet/registry/substreg/searchandretrieve/substancesearch/search.do?details=displayDetails&selectedSubstanceId=48145 | 1 | Chemicals | a67bdddb-ceb9-3195-8794-7755c33d2a76 | 4061cba4-cb52-3ef2-85a6-55942ed24d37 | 20aadc24-a391-41cf-b340-3e4529f44bde | 93a60a56-a3c8-11da-a746-0800200b9a66
Methylcyclopentane | 96-37-7 | 96377 | 96377 | C6H12 |  | Mass | kg | emission | air | https://ofmpub.epa.gov/sor_internet/registry/substreg/searchandretrieve/substancesearch/search.do?details=displayDetails&selectedSubstanceId=48131 | 1 | Chemicals | c7b3b161-445b-33ea-a156-dacbd35c803f | 4061cba4-cb52-3ef2-85a6-55942ed24d37 | 20aadc24-a391-41cf-b340-3e4529f44bde | 93a60a56-a3c8-11da-a746-0800200b9a66
.alpha.-Terpineol | 98-55-5 | 98555 | 98555 | C10H18O |  | Mass | kg | emission | air | https://ofmpub.epa.gov/sor_internet/registry/substreg/searchandretrieve/substancesearch/search.do?details=displayDetails&selectedSubstanceId=47981 | 1 | Chemicals | 2b4e78c2-f89f-3b95-b132-7316925bf92c | 4061cba4-cb52-3ef2-85a6-55942ed24d37 | 20aadc24-a391-41cf-b340-3e4529f44bde | 93a60a56-a3c8-11da-a746-0800200b9a66
p-Chlorobenzotrifluoride | 98-56-6 | 98566 | 98566 | C7H4ClF3 |  | Mass | kg | emission | air | https://ofmpub.epa.gov/sor_internet/registry/substreg/searchandretrieve/substancesearch/search.do?details=displayDetails&selectedSubstanceId=87281 | 1 | Chemicals | c7a3b1c1-91c1-3610-8057-c3c63e8fb32c | 4061cba4-cb52-3ef2-85a6-55942ed24d37 | 20aadc24-a391-41cf-b340-3e4529f44bde | 93a60a56-a3c8-11da-a746-0800200b9a66
.alpha.-Methylstyrene | 98-83-9 | 98839 | 98839 | C9H10 |  | Mass | kg | emission | air | https://ofmpub.epa.gov/sor_internet/registry/substreg/searchandretrieve/substancesearch/search.do?details=displayDetails&selectedSubstanceId=87273 | 1 | Chemicals | 5d92836f-e22d-3e57-9736-b437c1dece23 | 4061cba4-cb52-3ef2-85a6-55942ed24d37 | 20aadc24-a391-41cf-b340-3e4529f44bde | 93a60a56-a3c8-11da-a746-0800200b9a66
tert-Amyl methyl ether | 994-05-8 | 994058 | 994058 | C6H14O |  | Mass | kg | emission | air | https://ofmpub.epa.gov/sor_internet/registry/substreg/searchandretrieve/substancesearch/search.do?details=displayDetails&selectedSubstanceId=43785 | 1 | Chemicals | 42ca04d9-fa0b-3822-be21-41c3dfecb621 | 4061cba4-cb52-3ef2-85a6-55942ed24d37 | 20aadc24-a391-41cf-b340-3e4529f44bde | 93a60a56-a3c8-11da-a746-0800200b9a66
Benzene, 1-methyl-4-(2-methylpropyl)- | 1191153 | 1191153 | 1191153 | C11H16 |  | Mass | kg | emission | air | https://comptox.epa.gov/dashboard/dsstoxdb/results?utf8=%E2%9C%93&search=DTXSID50199559 | 1 | Chemicals | ec6dd0c9-5dc0-3492-9af8-e17d5b2960d8 | 4061cba4-cb52-3ef2-85a6-55942ed24d37 | 20aadc24-a391-41cf-b340-3e4529f44bde | 93a60a56-a3c8-11da-a746-0800200b9a66
3-Methylnonane | 1465084 | 1465084 | 1465084 | C10H22 |  | Mass | kg | emission | air | https://ofmpub.epa.gov/sor_internet/registry/substreg/searchandretrieve/substancesearch/search.do?details=displayDetails&selectedSubstanceId=100801 | 1 | Chemicals | 67491a28-666b-38c2-a7ea-f07d5b41139d | 4061cba4-cb52-3ef2-85a6-55942ed24d37 | 20aadc24-a391-41cf-b340-3e4529f44bde | 93a60a56-a3c8-11da-a746-0800200b9a66
(3Z)-3-Hexene | 2097470 | 2097470 | 2097470 | C6H12 |  | Mass | kg | emission | air | https://ofmpub.epa.gov/sor_internet/registry/substreg/searchandretrieve/substancesearch/search.do?details=displayDetails&selectedSubstanceId=87745 | 1 | Chemicals | f512125d-c1d0-3674-9575-dbd0b5d1edac | 4061cba4-cb52-3ef2-85a6-55942ed24d37 | 20aadc24-a391-41cf-b340-3e4529f44bde | 93a60a56-a3c8-11da-a746-0800200b9a66
2,3-Dimethyl-1-pentanol | 10143-23-4 | 10143234 | 10143234 | C7H16O |  | Mass | kg | emission | air | https://ofmpub.epa.gov/sor_internet/registry/substreg/searchandretrieve/substancesearch/search.do?details=displayDetails&selectedSubstanceId=96338 | 1 | Chemicals | abab6247-b8cb-39d9-a64f-cee76146e2e8 | 4061cba4-cb52-3ef2-85a6-55942ed24d37 | 20aadc24-a391-41cf-b340-3e4529f44bde | 93a60a56-a3c8-11da-a746-0800200b9a66
2-Ethylhexyl acetate | 103-09-3 | 103093 | 103093 | C10H20O2 |  | Mass | kg | emission | air | https://ofmpub.epa.gov/sor_internet/registry/substreg/searchandretrieve/substancesearch/search.do?details=displayDetails&selectedSubstanceId=48090 | 1 | Chemicals | 2cc23cb6-a3c1-3659-bea3-44cdd64f0532 | 4061cba4-cb52-3ef2-85a6-55942ed24d37 | 20aadc24-a391-41cf-b340-3e4529f44bde | 93a60a56-a3c8-11da-a746-0800200b9a66
(4E)-4-Nonene | 10405-85-3 | 10405853 | 10405853 | C9H18 |  | Mass | kg | emission | air | https://comptox.epa.gov/dashboard/dsstoxdb/results?utf8=%E2%9C%93&search=DTXSID60873999 | 1 | Chemicals | 83088823-02e8-3eaf-a311-b51ce7c92fb3 | 4061cba4-cb52-3ef2-85a6-55942ed24d37 | 20aadc24-a391-41cf-b340-3e4529f44bde | 93a60a56-a3c8-11da-a746-0800200b9a66
2-Hexene, 3-methyl-,(Z)- | 10574-36-4 | 10574364 | 10574364 | C7H14 |  | Mass | kg | emission | air | https://comptox.epa.gov/dashboard/dsstoxdb/results?utf8=%E2%9C%93&search=DTXSID50879001 | 1 | Chemicals | 89c122e7-465f-3002-bf4e-f29e1b112476 | 4061cba4-cb52-3ef2-85a6-55942ed24d37 | 20aadc24-a391-41cf-b340-3e4529f44bde | 93a60a56-a3c8-11da-a746-0800200b9a66
2-Pentene, 2,3-dimethyl- | 10574-37-5 | 10574375 | 10574375 | C7H14 |  | Mass | kg | emission | air | https://comptox.epa.gov/dashboard/dsstoxdb/results?utf8=%E2%9C%93&search=DTXSID00147308 | 1 | Chemicals | a1e13cb1-0385-334a-883e-b2895a88b66a | 4061cba4-cb52-3ef2-85a6-55942ed24d37 | 20aadc24-a391-41cf-b340-3e4529f44bde | 93a60a56-a3c8-11da-a746-0800200b9a66
Dimethyl decanedioate | 106-79-6 | 106796 | 106796 | C12H22O4 |  | Mass | kg | emission | air | https://ofmpub.epa.gov/sor_internet/registry/substreg/searchandretrieve/substancesearch/search.do?details=displayDetails&selectedSubstanceId=96717 | 1 | Chemicals | f73d908f-4a75-3cc5-a356-273263c0026d | 4061cba4-cb52-3ef2-85a6-55942ed24d37 | 20aadc24-a391-41cf-b340-3e4529f44bde | 93a60a56-a3c8-11da-a746-0800200b9a66
Heptane, 4,4-dimethyl- | 1068-19-5 | 1068195 | 1068195 | C9H20 |  | Mass | kg | emission | air | https://comptox.epa.gov/dashboard/dsstoxdb/results?utf8=%E2%9C%93&search=DTXSID50147772 | 1 | Chemicals | 20b63520-b402-37db-a875-31e3447945c7 | 4061cba4-cb52-3ef2-85a6-55942ed24d37 | 20aadc24-a391-41cf-b340-3e4529f44bde | 93a60a56-a3c8-11da-a746-0800200b9a66
2,6-Dimethylheptane | 1072-05-5 | 1072055 | 1072055 | C9H20 |  | Mass | kg | emission | air | https://comptox.epa.gov/dashboard/dsstoxdb/results?utf8=%E2%9C%93&search=DTXSID70147931 | 1 | Chemicals | 35702878-348b-318e-9e04-9de0e040cb7b | 4061cba4-cb52-3ef2-85a6-55942ed24d37 | 20aadc24-a391-41cf-b340-3e4529f44bde | 93a60a56-a3c8-11da-a746-0800200b9a66
Benzene, 1-(1,1-dimethylethyl)-2-methyl- | 1074-92-6 | 1074926 | 1074926 | C11H16 |  | Mass | kg | emission | air | https://ofmpub.epa.gov/sor_internet/registry/substreg/searchandretrieve/substancesearch/search.do?details=displayDetails&selectedSubstanceId=96165 | 1 | Chemicals | c7152ead-917e-3bcc-b7ac-b590985f54e4 | 4061cba4-cb52-3ef2-85a6-55942ed24d37 | 20aadc24-a391-41cf-b340-3e4529f44bde | 93a60a56-a3c8-11da-a746-0800200b9a66
2,6-Dimethyl-4-heptanol | 108-82-7 | 108827 | 108827 | C9H20O |  | Mass | kg | emission | air | https://ofmpub.epa.gov/sor_internet/registry/substreg/searchandretrieve/substancesearch/search.do?details=displayDetails&selectedSubstanceId=96445 | 1 | Chemicals | 4d962a0a-d85a-379b-ad8f-fd193e5d1e21 | 4061cba4-cb52-3ef2-85a6-55942ed24d37 | 20aadc24-a391-41cf-b340-3e4529f44bde | 93a60a56-a3c8-11da-a746-0800200b9a66
Heptyl acetate | 112-06-1 | 112061 | 112061 | C9H18O2 |  | Mass | kg | emission | air | https://ofmpub.epa.gov/sor_internet/registry/substreg/searchandretrieve/substancesearch/search.do?details=displayDetails&selectedSubstanceId=47293 | 1 | Chemicals | b87d3260-6566-3ec5-96a7-c0ddfc8776b0 | 4061cba4-cb52-3ef2-85a6-55942ed24d37 | 20aadc24-a391-41cf-b340-3e4529f44bde | 93a60a56-a3c8-11da-a746-0800200b9a66
Heptane, 2,5,5-trimethyl- | 1189-99-7 | 1189997 | 1189997 | C10H22 |  | Mass | kg | emission | air | https://comptox.epa.gov/dashboard/dsstoxdb/results?utf8=%E2%9C%93&search=DTXSID50152260 | 1 | Chemicals | fc14f945-8580-3f50-9383-8e8ffaafe9cb | 4061cba4-cb52-3ef2-85a6-55942ed24d37 | 20aadc24-a391-41cf-b340-3e4529f44bde | 93a60a56-a3c8-11da-a746-0800200b9a66
2,6,8-Trimethyl-4-nonanone | 123-18-2 | 123182 | 123182 | C12H24O |  | Mass | kg | emission | air | https://ofmpub.epa.gov/sor_internet/registry/substreg/searchandretrieve/substancesearch/search.do?details=displayDetails&selectedSubstanceId=47216 | 1 | Chemicals | afc1ccb7-d20d-37f8-8e9c-0e80dc1be8fe | 4061cba4-cb52-3ef2-85a6-55942ed24d37 | 20aadc24-a391-41cf-b340-3e4529f44bde | 93a60a56-a3c8-11da-a746-0800200b9a66
1,3,5-tripropylcyclohexane-1,3,5-tricarboxylic Acid | 129063-52-1 | 129063521 | 129063521 | C18H30O6 |  | Mass | kg | emission | air | https://comptox.epa.gov/dashboard/dsstoxdb/results?utf8=%E2%9C%93&search=DTXSID30397910 | 1 | Chemicals | 7642d216-7593-38d3-a2d4-e079a008ec65 | 4061cba4-cb52-3ef2-85a6-55942ed24d37 | 20aadc24-a391-41cf-b340-3e4529f44bde | 93a60a56-a3c8-11da-a746-0800200b9a66
3-Methyldecane | 13151-34-3 | 13151343 | 13151343 | C11H24 |  | Mass | kg | emission | air | https://ofmpub.epa.gov/sor_internet/registry/substreg/searchandretrieve/substancesearch/search.do?details=displayDetails&selectedSubstanceId=100691 | 1 | Chemicals | acc8c32e-d702-3b2e-a1c7-fe4885f1a16f | 4061cba4-cb52-3ef2-85a6-55942ed24d37 | 20aadc24-a391-41cf-b340-3e4529f44bde | 93a60a56-a3c8-11da-a746-0800200b9a66
Fluoranthene, 2-nitro- | 13177-29-2 | 13177292 | 13177292 | C16H9NO2 |  | Mass | kg | emission | air | https://ofmpub.epa.gov/sor_internet/registry/substreg/searchandretrieve/substancesearch/search.do?details=displayDetails&selectedSubstanceId=95941 | 1 | Chemicals | 951d04ae-a751-38d9-be5b-23ff8c065846 | 4061cba4-cb52-3ef2-85a6-55942ed24d37 | 20aadc24-a391-41cf-b340-3e4529f44bde | 93a60a56-a3c8-11da-a746-0800200b9a66
(3E)-3-Hexene | 13269-52-8 | 13269528 | 13269528 | C6H12 |  | Mass | kg | emission | air | https://comptox.epa.gov/dashboard/dsstoxdb/results?utf8=%E2%9C%93&search=DTXSID70891265 | 1 | Chemicals | b5f2d5a2-c98c-3f51-8fd7-bd2a1bf0498b | 4061cba4-cb52-3ef2-85a6-55942ed24d37 | 20aadc24-a391-41cf-b340-3e4529f44bde | 93a60a56-a3c8-11da-a746-0800200b9a66
6-Methyltridecane | 13287-21-3 | 13287213 | 13287213 | C14H30 |  | Mass | kg | emission | air | https://comptox.epa.gov/dashboard/dsstoxdb/results?utf8=%E2%9C%93&search=DTXSID7058620 | 1 | Chemicals | 8207bf21-acd7-355e-bb22-f6be1b37ed31 | 4061cba4-cb52-3ef2-85a6-55942ed24d37 | 20aadc24-a391-41cf-b340-3e4529f44bde | 93a60a56-a3c8-11da-a746-0800200b9a66
(2E)-2-Octene | 13389-42-9 | 13389429 | 13389429 | C8H16 |  | Mass | kg | emission | air | https://ofmpub.epa.gov/sor_internet/registry/substreg/searchandretrieve/substancesearch/search.do?details=displayDetails&selectedSubstanceId=100693 | 1 | Chemicals | cfcda29a-1f18-3d08-b05e-56b86c729bae | 4061cba4-cb52-3ef2-85a6-55942ed24d37 | 20aadc24-a391-41cf-b340-3e4529f44bde | 93a60a56-a3c8-11da-a746-0800200b9a66
2-(2-Methoxypropoxy)propanol | 13588-28-8 | 13588288 | 13588288 | C7H16O3 |  | Mass | kg | emission | air | https://ofmpub.epa.gov/sor_internet/registry/substreg/searchandretrieve/substancesearch/search.do?details=displayDetails&selectedSubstanceId=96540 | 1 | Chemicals | b2d95797-ab76-3ecf-a484-5f7a1c1a5033 | 4061cba4-cb52-3ef2-85a6-55942ed24d37 | 20aadc24-a391-41cf-b340-3e4529f44bde | 93a60a56-a3c8-11da-a746-0800200b9a66
Phosphorothioic acid | 13598-51-1 | 13598511 | 13598511 | H3O3PS |  | Mass | kg | emission | air | https://ofmpub.epa.gov/sor_internet/registry/substreg/searchandretrieve/substancesearch/search.do?details=displayDetails&selectedSubstanceId=77921 | 1 | Chemicals | 481ee352-9c0b-3be4-909b-c16dada2a216 | 4061cba4-cb52-3ef2-85a6-55942ed24d37 | 20aadc24-a391-41cf-b340-3e4529f44bde | 93a60a56-a3c8-11da-a746-0800200b9a66
Chromic acid, zinc salt (1:1) | 14018-95-2 | 14018952 | 14018952 | Cr2O7Zn |  | Mass | kg | emission | air | https://ofmpub.epa.gov/sor_internet/registry/substreg/searchandretrieve/substancesearch/search.do?details=displayDetails&selectedSubstanceId=61243 | 1 | Chemicals | 91df8b1b-d3f3-3cb5-ac7f-0a96b2cd3d51 | 4061cba4-cb52-3ef2-85a6-55942ed24d37 | 20aadc24-a391-41cf-b340-3e4529f44bde | 93a60a56-a3c8-11da-a746-0800200b9a66
Phenol, 4-ethyl-2,6-dimethoxy- | 14059-92-8 | 14059928 | 14059928 | C10H14O3 |  | Mass | kg | emission | air | https://ofmpub.epa.gov/sor_internet/registry/substreg/searchandretrieve/substancesearch/search.do?details=displayDetails&selectedSubstanceId=95938 | 1 | Chemicals | ef3123c6-f701-388e-b728-05ba05bca6d1 | 4061cba4-cb52-3ef2-85a6-55942ed24d37 | 20aadc24-a391-41cf-b340-3e4529f44bde | 93a60a56-a3c8-11da-a746-0800200b9a66
Acetaldehyde, hydroxy- | 141-46-8 | 141468 | 141468 | C2H4O2 |  | Mass | kg | emission | air | https://ofmpub.epa.gov/sor_internet/registry/substreg/searchandretrieve/substancesearch/search.do?details=displayDetails&selectedSubstanceId=100695 | 1 | Chemicals | eeeb3b4d-dad8-3b10-941c-c88e0f7586a6 | 4061cba4-cb52-3ef2-85a6-55942ed24d37 | 20aadc24-a391-41cf-b340-3e4529f44bde | 93a60a56-a3c8-11da-a746-0800200b9a66
3-Ethyl-2-methylheptane | 14676-29-0 | 14676290 | 14676290 | C10H22 |  | Mass | kg | emission | air | https://ofmpub.epa.gov/sor_internet/registry/substreg/searchandretrieve/substancesearch/search.do?details=displayDetails&selectedSubstanceId=100697 | 1 | Chemicals | cad4d214-a68a-3e2b-ae1e-4c0365122b95 | 4061cba4-cb52-3ef2-85a6-55942ed24d37 | 20aadc24-a391-41cf-b340-3e4529f44bde | 93a60a56-a3c8-11da-a746-0800200b9a66
(2E)-2-Heptene | 14686-13-6 | 14686136 | 14686136 | C7H14 |  | Mass | kg | emission | air | https://ofmpub.epa.gov/sor_internet/registry/substreg/searchandretrieve/substancesearch/search.do?details=displayDetails&selectedSubstanceId=97642 | 1 | Chemicals | 8ce1b2c5-f709-3399-8243-cfce1ea346fc | 4061cba4-cb52-3ef2-85a6-55942ed24d37 | 20aadc24-a391-41cf-b340-3e4529f44bde | 93a60a56-a3c8-11da-a746-0800200b9a66
(3E)-3-Heptene | 14686-14-7 | 14686147 | 14686147 | C7H14 |  | Mass | kg | emission | air | https://ofmpub.epa.gov/sor_internet/registry/substreg/searchandretrieve/substancesearch/search.do?details=displayDetails&selectedSubstanceId=78606 | 1 | Chemicals | 9ef03b2d-1060-3909-88f5-ae25c3390efb | 4061cba4-cb52-3ef2-85a6-55942ed24d37 | 20aadc24-a391-41cf-b340-3e4529f44bde | 93a60a56-a3c8-11da-a746-0800200b9a66
(4E)-4-Octene | 14850-23-8 | 14850238 | 14850238 | C8H16 |  | Mass | kg | emission | air | https://ofmpub.epa.gov/sor_internet/registry/substreg/searchandretrieve/substancesearch/search.do?details=displayDetails&selectedSubstanceId=100699 | 1 | Chemicals | a921859c-f6bc-3969-bfbd-ed55364cdefc | 4061cba4-cb52-3ef2-85a6-55942ed24d37 | 20aadc24-a391-41cf-b340-3e4529f44bde | 93a60a56-a3c8-11da-a746-0800200b9a66
(3E)-3-Octene | 14919-01-8 | 14919018 | 14919018 | C8H16 |  | Mass | kg | emission | air | https://comptox.epa.gov/dashboard/dsstoxdb/results?utf8=%E2%9C%93&search=DTXSID90872995 | 1 | Chemicals | f025c111-e8da-3d51-b8d6-a7571d2118c5 | 4061cba4-cb52-3ef2-85a6-55942ed24d37 | 20aadc24-a391-41cf-b340-3e4529f44bde | 93a60a56-a3c8-11da-a746-0800200b9a66
3-Ethylheptane | 15869-80-4 | 15869804 | 15869804 | C9H20 |  | Mass | kg | emission | air | https://comptox.epa.gov/dashboard/dsstoxdb/results?utf8=%E2%9C%93&search=DTXSID50871242 | 1 | Chemicals | 17ab635c-cd45-33ec-bcb5-3597db7f4935 | 4061cba4-cb52-3ef2-85a6-55942ed24d37 | 20aadc24-a391-41cf-b340-3e4529f44bde | 93a60a56-a3c8-11da-a746-0800200b9a66
Octane, 2,2-dimethyl- | 15869-87-1 | 15869871 | 15869871 | C10H22 |  | Mass | kg | emission | air | https://ofmpub.epa.gov/sor_internet/registry/substreg/searchandretrieve/substancesearch/search.do?details=displayDetails&selectedSubstanceId=100701 | 1 | Chemicals | 68dcd3f6-fe6e-38f7-b9da-6d54d4b7bb4a | 4061cba4-cb52-3ef2-85a6-55942ed24d37 | 20aadc24-a391-41cf-b340-3e4529f44bde | 93a60a56-a3c8-11da-a746-0800200b9a66
Octane, 4,4-dimethyl- | 15869-95-1 | 15869951 | 15869951 | C10H22 |  | Mass | kg | emission | air | https://comptox.epa.gov/dashboard/dsstoxdb/results?utf8=%E2%9C%93&search=DTXSID80166496 | 1 | Chemicals | 488f7de1-745c-30b1-a847-3c459be0a5b3 | 4061cba4-cb52-3ef2-85a6-55942ed24d37 | 20aadc24-a391-41cf-b340-3e4529f44bde | 93a60a56-a3c8-11da-a746-0800200b9a66
Benzene, 1-butyl-3-methyl- | 1595-04-6 | 1595046 | 1595046 | C11H16 |  | Mass | kg | emission | air | https://ofmpub.epa.gov/sor_internet/registry/substreg/searchandretrieve/substancesearch/search.do?details=displayDetails&selectedSubstanceId=84918 | 1 | Chemicals | dfe18168-1dc4-35cc-a27d-8cc58fb134a6 | 4061cba4-cb52-3ef2-85a6-55942ed24d37 | 20aadc24-a391-41cf-b340-3e4529f44bde | 93a60a56-a3c8-11da-a746-0800200b9a66
Benzene, 1-butyl-2-methyl- | 1595-11-5 | 1595115 | 1595115 | C11H16 |  | Mass | kg | emission | air | https://ofmpub.epa.gov/sor_internet/registry/substreg/searchandretrieve/substancesearch/search.do?details=displayDetails&selectedSubstanceId=84916 | 1 | Chemicals | 1bc2cdfd-8b4d-3d0a-b1e9-195ab88f95ed | 4061cba4-cb52-3ef2-85a6-55942ed24d37 | 20aadc24-a391-41cf-b340-3e4529f44bde | 93a60a56-a3c8-11da-a746-0800200b9a66
1-(Butan-2-yl)-4-methylbenzene | 1595-16-0 | 1595160 | 1595160 | C11H16 |  | Mass | kg | emission | air | https://ofmpub.epa.gov/sor_internet/registry/substreg/searchandretrieve/substancesearch/search.do?details=displayDetails&selectedSubstanceId=96162 | 1 | Chemicals | d69e356c-795c-3fd7-bb47-8bad813fa972 | 4061cba4-cb52-3ef2-85a6-55942ed24d37 | 20aadc24-a391-41cf-b340-3e4529f44bde | 93a60a56-a3c8-11da-a746-0800200b9a66
1-ethyl-2-propylbenzene | 16021-20-8 | 16021208 | 16021208 | C11H16 |  | Mass | kg | emission | air | https://comptox.epa.gov/dashboard/dsstoxdb/results?utf8=%E2%9C%93&search=DTXSID60333922 | 1 | Chemicals | a7073c80-08ea-3820-a127-b29cb67cf398 | 4061cba4-cb52-3ef2-85a6-55942ed24d37 | 20aadc24-a391-41cf-b340-3e4529f44bde | 93a60a56-a3c8-11da-a746-0800200b9a66
1,1-Dimethylcyclopentane | 1638-26-2 | 1638262 | 1638262 | C7H14 |  | Mass | kg | emission | air | https://comptox.epa.gov/dashboard/dsstoxdb/results?utf8=%E2%9C%93&search=DTXSID00167662 | 1 | Chemicals | 25f56282-50ff-34dd-ab46-6242a6772a01 | 4061cba4-cb52-3ef2-85a6-55942ed24d37 | 20aadc24-a391-41cf-b340-3e4529f44bde | 93a60a56-a3c8-11da-a746-0800200b9a66
Ethylcyclopentane | 1640-89-7 | 1640897 | 1640897 | C7H14 |  | Mass | kg | emission | air | https://ofmpub.epa.gov/sor_internet/registry/substreg/searchandretrieve/substancesearch/search.do?details=displayDetails&selectedSubstanceId=95065 | 1 | Chemicals | e1d4455a-a2c2-38f2-ad29-3772ac435bb7 | 4061cba4-cb52-3ef2-85a6-55942ed24d37 | 20aadc24-a391-41cf-b340-3e4529f44bde | 93a60a56-a3c8-11da-a746-0800200b9a66
2,4,4-Trimethylhexane | 16747-30-1 | 16747301 | 16747301 | C9H20 |  | Mass | kg | emission | air | https://comptox.epa.gov/dashboard/dsstoxdb/results?utf8=%E2%9C%93&search=DTXSID90168289 | 1 | Chemicals | 770eedeb-0adc-350d-9dc4-11accdd3a4cd | 4061cba4-cb52-3ef2-85a6-55942ed24d37 | 20aadc24-a391-41cf-b340-3e4529f44bde | 93a60a56-a3c8-11da-a746-0800200b9a66
Propylcyclohexane | 1678-92-8 | 1678928 | 1678928 | C9H18 |  | Mass | kg | emission | air | https://ofmpub.epa.gov/sor_internet/registry/substreg/searchandretrieve/substancesearch/search.do?details=displayDetails&selectedSubstanceId=100709 | 1 | Chemicals | 1d191d5f-fcae-36e9-99f9-c87a3550b730 | 4061cba4-cb52-3ef2-85a6-55942ed24d37 | 20aadc24-a391-41cf-b340-3e4529f44bde | 93a60a56-a3c8-11da-a746-0800200b9a66
Butylcyclohexane | 1678-93-9 | 1678939 | 1678939 | C10H20 |  | Mass | kg | emission | air | https://ofmpub.epa.gov/sor_internet/registry/substreg/searchandretrieve/substancesearch/search.do?details=displayDetails&selectedSubstanceId=93067 | 1 | Chemicals | 59f8ed5f-adcc-3198-83ae-6d55914a6c74 | 4061cba4-cb52-3ef2-85a6-55942ed24d37 | 20aadc24-a391-41cf-b340-3e4529f44bde | 93a60a56-a3c8-11da-a746-0800200b9a66
Isobutylcyclohexane | 1678-98-4 | 1678984 | 1678984 | C10H20 |  | Mass | kg | emission | air | https://comptox.epa.gov/dashboard/dsstoxdb/results?utf8=%E2%9C%93&search=DTXSID80168374 | 1 | Chemicals | 12a46922-a294-376e-87c0-f5d13026b756 | 4061cba4-cb52-3ef2-85a6-55942ed24d37 | 20aadc24-a391-41cf-b340-3e4529f44bde | 93a60a56-a3c8-11da-a746-0800200b9a66
1,3-diethylcyclohexane | 1678-99-5 | 1678995 | 1678995 | C10H20 |  | Mass | kg | emission | air | https://comptox.epa.gov/dashboard/dsstoxdb/results?utf8=%E2%9C%93&search=DTXSID40333965 | 1 | Chemicals | a7551d12-6b40-3310-a5a5-5d6ee4986a09 | 4061cba4-cb52-3ef2-85a6-55942ed24d37 | 20aadc24-a391-41cf-b340-3e4529f44bde | 93a60a56-a3c8-11da-a746-0800200b9a66
Phenanthrene, 3-nitro- | 17024-19-0 | 17024190 | 17024190 | C14H9NO2 |  | Mass | kg | emission | air | https://ofmpub.epa.gov/sor_internet/registry/substreg/searchandretrieve/substancesearch/search.do?details=displayDetails&selectedSubstanceId=95933 | 1 | Chemicals | dd53bfbd-3c83-3ee1-a461-2c24ddd7afc3 | 4061cba4-cb52-3ef2-85a6-55942ed24d37 | 20aadc24-a391-41cf-b340-3e4529f44bde | 93a60a56-a3c8-11da-a746-0800200b9a66
3,6-Dimethylundecane | 17301-28-9 | 17301289 | 17301289 | C13H28 |  | Mass | kg | emission | air | https://ofmpub.epa.gov/sor_internet/registry/substreg/searchandretrieve/substancesearch/search.do?details=displayDetails&selectedSubstanceId=100716 | 1 | Chemicals | a6cb4348-00a7-31a0-97d0-f1d6ead07b9a | 4061cba4-cb52-3ef2-85a6-55942ed24d37 | 20aadc24-a391-41cf-b340-3e4529f44bde | 93a60a56-a3c8-11da-a746-0800200b9a66
4-Methylnonane | 17301-94-9 | 17301949 | 17301949 | C10H22 |  | Mass | kg | emission | air | https://ofmpub.epa.gov/sor_internet/registry/substreg/searchandretrieve/substancesearch/search.do?details=displayDetails&selectedSubstanceId=100719 | 1 | Chemicals | b4ad4f45-d5d9-3ac4-a7ed-1606aeda3c08 | 4061cba4-cb52-3ef2-85a6-55942ed24d37 | 20aadc24-a391-41cf-b340-3e4529f44bde | 93a60a56-a3c8-11da-a746-0800200b9a66
6-Methylundecane | 17302-33-9 | 17302339 | 17302339 | C12H26 |  | Mass | kg | emission | air | https://ofmpub.epa.gov/sor_internet/registry/substreg/searchandretrieve/substancesearch/search.do?details=displayDetails&selectedSubstanceId=95927 | 1 | Chemicals | 29deb84c-75d4-381b-9445-3748e7bd12b3 | 4061cba4-cb52-3ef2-85a6-55942ed24d37 | 20aadc24-a391-41cf-b340-3e4529f44bde | 93a60a56-a3c8-11da-a746-0800200b9a66
3,6-Dimethyldecane | 17312-53-7 | 17312537 | 17312537 | C12H26 |  | Mass | kg | emission | air | https://comptox.epa.gov/dashboard/dsstoxdb/results?utf8=%E2%9C%93&search=DTXSID2058625 | 1 | Chemicals | 367b8fe6-cc32-399c-90e1-4a7b1f80acda | 4061cba4-cb52-3ef2-85a6-55942ed24d37 | 20aadc24-a391-41cf-b340-3e4529f44bde | 93a60a56-a3c8-11da-a746-0800200b9a66
3-Methyldodecane | 17312-57-1 | 17312571 | 17312571 | C13H28 |  | Mass | kg | emission | air | https://comptox.epa.gov/dashboard/dsstoxdb/results?utf8=%E2%9C%93&search=DTXSID00873317 | 1 | Chemicals | 35c05cea-7a3e-31ef-a386-c0be4b5cabaa | 4061cba4-cb52-3ef2-85a6-55942ed24d37 | 20aadc24-a391-41cf-b340-3e4529f44bde | 93a60a56-a3c8-11da-a746-0800200b9a66
5-Methyldodecane | 17453-93-9 | 17453939 | 17453939 | C13H28 |  | Mass | kg | emission | air | https://ofmpub.epa.gov/sor_internet/registry/substreg/searchandretrieve/substancesearch/search.do?details=displayDetails&selectedSubstanceId=100726 | 1 | Chemicals | e1e7e7d4-9c1a-3dfd-8e5d-aa6f8317b7d2 | 4061cba4-cb52-3ef2-85a6-55942ed24d37 | 20aadc24-a391-41cf-b340-3e4529f44bde | 93a60a56-a3c8-11da-a746-0800200b9a66
1-Propanone, 1-(4-hydroxy-3-methoxyphenyl)- | 1835-14-9 | 1835149 | 1835149 | C10H12O3 |  | Mass | kg | emission | air | https://ofmpub.epa.gov/sor_internet/registry/substreg/searchandretrieve/substancesearch/search.do?details=displayDetails&selectedSubstanceId=96158 | 1 | Chemicals | cb7b74d7-5058-39d5-90e0-7ee25bbc78da | 4061cba4-cb52-3ef2-85a6-55942ed24d37 | 20aadc24-a391-41cf-b340-3e4529f44bde | 93a60a56-a3c8-11da-a746-0800200b9a66
1,3,5-Trimethylcyclohexane | 1839-63-0 | 1839630 | 1839630 | C9H18 |  | Mass | kg | emission | air | https://comptox.epa.gov/dashboard/dsstoxdb/results?utf8=%E2%9C%93&search=DTXSID20862763 | 1 | Chemicals | a700a174-9f28-30fd-bd00-d169fc38fc81 | 4061cba4-cb52-3ef2-85a6-55942ed24d37 | 20aadc24-a391-41cf-b340-3e4529f44bde | 93a60a56-a3c8-11da-a746-0800200b9a66
1-Hydroxy-2,2,4-trimethylpentan-3-yl 2-methylpropanoate | 18491-15-1 | 18491151 | 18491151 | C12H24O3 |  | Mass | kg | emission | air | https://comptox.epa.gov/dashboard/dsstoxdb/results?utf8=%E2%9C%93&search=DTXSID50872294 | 1 | Chemicals | 875105fa-2410-32f7-9f8f-f7d86f038103 | 4061cba4-cb52-3ef2-85a6-55942ed24d37 | 20aadc24-a391-41cf-b340-3e4529f44bde | 93a60a56-a3c8-11da-a746-0800200b9a66
1-Phenanthrenecarboxylic acid, 1,2,3,4,4a,9,10,10a-octahydro-1,4a-dimethyl-7-(1-methylethyl)-9-oxo-, (1R,4aS,10aR)- | 18684-55-4 | 18684554 | 18684554 | C20H26O3 |  | Mass | kg | emission | air | https://ofmpub.epa.gov/sor_internet/registry/substreg/searchandretrieve/substancesearch/search.do?details=displayDetails&selectedSubstanceId=95924 | 1 | Chemicals | a8024226-d5e1-3613-815f-7cd89adb3502 | 4061cba4-cb52-3ef2-85a6-55942ed24d37 | 20aadc24-a391-41cf-b340-3e4529f44bde | 93a60a56-a3c8-11da-a746-0800200b9a66
2-heptenal, (e)- | 18829-55-5 | 18829555 | 18829555 | C7H12O |  | Mass | kg | emission | air | https://ofmpub.epa.gov/sor_internet/registry/substreg/searchandretrieve/substancesearch/search.do?details=displayDetails&selectedSubstanceId=62468 | 1 | Chemicals | f41d9725-04ab-3b10-a37d-5306fd0d2da0 | 4061cba4-cb52-3ef2-85a6-55942ed24d37 | 20aadc24-a391-41cf-b340-3e4529f44bde | 93a60a56-a3c8-11da-a746-0800200b9a66
7-Hexadecene | 18899-19-9 | 18899199 | 18899199 | C16H32 |  | Mass | kg | emission | air | https://ofmpub.epa.gov/sor_internet/registry/substreg/searchandretrieve/substancesearch/search.do?details=displayDetails&selectedSubstanceId=95923 | 1 | Chemicals | f8208d73-3b00-39b2-ab6a-f3a7735e860f | 4061cba4-cb52-3ef2-85a6-55942ed24d37 | 20aadc24-a391-41cf-b340-3e4529f44bde | 93a60a56-a3c8-11da-a746-0800200b9a66
2-Propanone, 1-(4-hydroxy-3,5-dimethoxyphenyl)- | 19037-58-2 | 19037582 | 19037582 | C11H14O4 |  | Mass | kg | emission | air | https://ofmpub.epa.gov/sor_internet/registry/substreg/searchandretrieve/substancesearch/search.do?details=displayDetails&selectedSubstanceId=95922 | 1 | Chemicals | a2870925-cc4e-3a18-b1ee-15c7e51dfcd8 | 4061cba4-cb52-3ef2-85a6-55942ed24d37 | 20aadc24-a391-41cf-b340-3e4529f44bde | 93a60a56-a3c8-11da-a746-0800200b9a66
(4E)-4-Decene | 19398-89-1 | 19398891 | 19398891 | C10H20 |  | Mass | kg | emission | air | https://comptox.epa.gov/dashboard/dsstoxdb/results?utf8=%E2%9C%93&search=DTXSID10871304 | 1 | Chemicals | 0b9a868b-a3f0-343e-9690-f9f580b29112 | 4061cba4-cb52-3ef2-85a6-55942ed24d37 | 20aadc24-a391-41cf-b340-3e4529f44bde | 93a60a56-a3c8-11da-a746-0800200b9a66
9,12,15-Octadecatrienoic acid | 1955-33-5 | 1955335 | 1955335 | C18H30O2 |  | Mass | kg | emission | air | https://ofmpub.epa.gov/sor_internet/registry/substreg/searchandretrieve/substancesearch/search.do?details=displayDetails&selectedSubstanceId=96156 | 1 | Chemicals | 44b1b707-c435-382e-a34b-a17de947c14c | 4061cba4-cb52-3ef2-85a6-55942ed24d37 | 20aadc24-a391-41cf-b340-3e4529f44bde | 93a60a56-a3c8-11da-a746-0800200b9a66
Acephenanthrylene | 201-06-9 | 201069 | 201069 | C16H10 |  | Mass | kg | emission | air | https://ofmpub.epa.gov/sor_internet/registry/substreg/searchandretrieve/substancesearch/search.do?details=displayDetails&selectedSubstanceId=96183 | 1 | Chemicals | afd8d84e-3f02-33ed-8270-8fd23a991ed7 | 4061cba4-cb52-3ef2-85a6-55942ed24d37 | 20aadc24-a391-41cf-b340-3e4529f44bde | 93a60a56-a3c8-11da-a746-0800200b9a66
2,2,2-Trifluoroethyl trifluoromethyl ether | 20193-67-3 | 20193673 | 20193673 | C3H2F6O |  | Mass | kg | emission | air | https://ofmpub.epa.gov/sor_internet/registry/substreg/searchandretrieve/substancesearch/search.do?details=displayDetails&selectedSubstanceId=99113 | 1 | Chemicals | 7ebcafa6-3bbf-359d-ac8e-a2199522f667 | 4061cba4-cb52-3ef2-85a6-55942ed24d37 | 20aadc24-a391-41cf-b340-3e4529f44bde | 93a60a56-a3c8-11da-a746-0800200b9a66
2,6-Dimethyloctane | 2051-30-1 | 2051301 | 2051301 | C10H22 |  | Mass | kg | emission | air | https://ofmpub.epa.gov/sor_internet/registry/substreg/searchandretrieve/substancesearch/search.do?details=displayDetails&selectedSubstanceId=100734 | 1 | Chemicals | 3083936f-666f-3089-b8ba-3a55ae99e39d | 4061cba4-cb52-3ef2-85a6-55942ed24d37 | 20aadc24-a391-41cf-b340-3e4529f44bde | 93a60a56-a3c8-11da-a746-0800200b9a66
9,12-Octadecadienoic acid | 2197-37-7 | 2197377 | 2197377 | C18H32O2 |  | Mass | kg | emission | air | https://ofmpub.epa.gov/sor_internet/registry/substreg/searchandretrieve/substancesearch/search.do?details=displayDetails&selectedSubstanceId=96155 | 1 | Chemicals | 87a35c24-d59f-38a1-bff4-6863c647549c | 4061cba4-cb52-3ef2-85a6-55942ed24d37 | 20aadc24-a391-41cf-b340-3e4529f44bde | 93a60a56-a3c8-11da-a746-0800200b9a66
4-Nonene | 2198-23-4 | 2198234 | 2198234 | C9H18 |  | Mass | kg | emission | air | https://ofmpub.epa.gov/sor_internet/registry/substreg/searchandretrieve/substancesearch/search.do?details=displayDetails&selectedSubstanceId=78695 | 1 | Chemicals | 223986d3-6283-39a0-8c3e-4c1703aae555 | 4061cba4-cb52-3ef2-85a6-55942ed24d37 | 20aadc24-a391-41cf-b340-3e4529f44bde | 93a60a56-a3c8-11da-a746-0800200b9a66
2,4-Dimethylpent-1-ene | 2213-32-3 | 2213323 | 2213323 | C7H14 |  | Mass | kg | emission | air | https://comptox.epa.gov/dashboard/dsstoxdb/results?utf8=%E2%9C%93&search=DTXSID00176653 | 1 | Chemicals | a3f126c8-e78d-3302-b4d4-dda78795d0e1 | 4061cba4-cb52-3ef2-85a6-55942ed24d37 | 20aadc24-a391-41cf-b340-3e4529f44bde | 93a60a56-a3c8-11da-a746-0800200b9a66
Heptane, 4-ethyl- | 2216-32-2 | 2216322 | 2216322 | C9H20 |  | Mass | kg | emission | air | https://comptox.epa.gov/dashboard/dsstoxdb/results?utf8=%E2%9C%93&search=DTXSID20176690 | 1 | Chemicals | c92f5c71-1877-3a3d-8628-e4ee22ce1844 | 4061cba4-cb52-3ef2-85a6-55942ed24d37 | 20aadc24-a391-41cf-b340-3e4529f44bde | 93a60a56-a3c8-11da-a746-0800200b9a66
4-Methyloctane | 2216-34-4 | 2216344 | 2216344 | C9H20 |  | Mass | kg | emission | air | https://ofmpub.epa.gov/sor_internet/registry/substreg/searchandretrieve/substancesearch/search.do?details=displayDetails&selectedSubstanceId=100738 | 1 | Chemicals | fc033223-5db4-3ace-99bd-ed9e0e948df9 | 4061cba4-cb52-3ef2-85a6-55942ed24d37 | 20aadc24-a391-41cf-b340-3e4529f44bde | 93a60a56-a3c8-11da-a746-0800200b9a66
5-Tridecene, (5E)- | 23051-84-5 | 23051845 | 23051845 | C13H26 |  | Mass | kg | emission | air | https://comptox.epa.gov/dashboard/dsstoxdb/results?utf8=%E2%9C%93&search=DTXSID90177619 | 1 | Chemicals | 3019ce38-a90e-31d9-8eba-f9e3fc5e5e98 | 4061cba4-cb52-3ef2-85a6-55942ed24d37 | 20aadc24-a391-41cf-b340-3e4529f44bde | 93a60a56-a3c8-11da-a746-0800200b9a66
1,2-Dimethylcyclopentane | 2452-99-5 | 2452995 | 2452995 | C7H14 |  | Mass | kg | emission | air | https://comptox.epa.gov/dashboard/dsstoxdb/results?utf8=%E2%9C%93&search=DTXSID80873330 | 1 | Chemicals | 0bb621fb-2a3a-3456-b375-d341a95d4e44 | 4061cba4-cb52-3ef2-85a6-55942ed24d37 | 20aadc24-a391-41cf-b340-3e4529f44bde | 93a60a56-a3c8-11da-a746-0800200b9a66
2-Propanone, 1-(4-hydroxy-3-methoxyphenyl)- | 2503-46-0 | 2503460 | 2503460 | C10H12O3 |  | Mass | kg | emission | air | https://ofmpub.epa.gov/sor_internet/registry/substreg/searchandretrieve/substancesearch/search.do?details=displayDetails&selectedSubstanceId=96154 | 1 | Chemicals | 8965d082-4532-39f3-bddc-e33d4fee68d0 | 4061cba4-cb52-3ef2-85a6-55942ed24d37 | 20aadc24-a391-41cf-b340-3e4529f44bde | 93a60a56-a3c8-11da-a746-0800200b9a66
2,4,6-Trimethylheptane | 2613-61-8 | 2613618 | 2613618 | C10H22 |  | Mass | kg | emission | air | https://comptox.epa.gov/dashboard/dsstoxdb/results?utf8=%E2%9C%93&search=DTXSID30180763 | 1 | Chemicals | fc23d52a-2131-34d2-92d2-7527943c33aa | 4061cba4-cb52-3ef2-85a6-55942ed24d37 | 20aadc24-a391-41cf-b340-3e4529f44bde | 93a60a56-a3c8-11da-a746-0800200b9a66
Cyclopentatne, 1-ethyl-3-methyl-,trans- | 2613-65-2 | 2613652 | 2613652 | C8H16 |  | Mass | kg | emission | air | https://ofmpub.epa.gov/sor_internet/registry/substreg/searchandretrieve/substancesearch/search.do?details=displayDetails&selectedSubstanceId=82509 | 1 | Chemicals | 4813e232-a3df-34f8-89c8-5e6edc1050c6 | 4061cba4-cb52-3ef2-85a6-55942ed24d37 | 20aadc24-a391-41cf-b340-3e4529f44bde | 93a60a56-a3c8-11da-a746-0800200b9a66
Cyclopentane, 1-ethyl-3-methyl-, cis- | 2613-66-3 | 2613663 | 2613663 | C8H16 |  | Mass | kg | emission | air | https://ofmpub.epa.gov/sor_internet/registry/substreg/searchandretrieve/substancesearch/search.do?details=displayDetails&selectedSubstanceId=96153 | 1 | Chemicals | 28d2dbcf-f128-38e0-b343-39b2abb2c264 | 4061cba4-cb52-3ef2-85a6-55942ed24d37 | 20aadc24-a391-41cf-b340-3e4529f44bde | 93a60a56-a3c8-11da-a746-0800200b9a66
2-Pentene, 4,4-dimethyl- | 26232-98-4 | 26232984 | 26232984 | C7H14 |  | Mass | kg | emission | air | https://ofmpub.epa.gov/sor_internet/registry/substreg/searchandretrieve/substancesearch/search.do?details=displayDetails&selectedSubstanceId=95914 | 1 | Chemicals | ab42f510-eb5a-3f87-9dbf-8019628f63af | 4061cba4-cb52-3ef2-85a6-55942ed24d37 | 20aadc24-a391-41cf-b340-3e4529f44bde | 93a60a56-a3c8-11da-a746-0800200b9a66
1H-Pyrrolo[2,3-b]pyridine | 271-63-6 | 271636 | 271636 | C7H6N2 |  | Mass | kg | emission | air | https://ofmpub.epa.gov/sor_internet/registry/substreg/searchandretrieve/substancesearch/search.do?details=displayDetails&selectedSubstanceId=96182 | 1 | Chemicals | 6cd83545-ab16-37e2-8c85-65af2ea44651 | 4061cba4-cb52-3ef2-85a6-55942ed24d37 | 20aadc24-a391-41cf-b340-3e4529f44bde | 93a60a56-a3c8-11da-a746-0800200b9a66
2-Hexene, 2-methyl- | 2738-19-4 | 2738194 | 2738194 | C7H14 |  | Mass | kg | emission | air | https://comptox.epa.gov/dashboard/dsstoxdb/results?utf8=%E2%9C%93&search=DTXSID70181810 | 1 | Chemicals | b4344bab-b617-3d54-8d21-49cdd4f31219 | 4061cba4-cb52-3ef2-85a6-55942ed24d37 | 20aadc24-a391-41cf-b340-3e4529f44bde | 93a60a56-a3c8-11da-a746-0800200b9a66
2-Methoxy-4-propylphenol | 2785-87-7 | 2785877 | 2785877 | C10H14O2 |  | Mass | kg | emission | air | https://ofmpub.epa.gov/sor_internet/registry/substreg/searchandretrieve/substancesearch/search.do?details=displayDetails&selectedSubstanceId=92772 | 1 | Chemicals | 5380d526-7c76-3650-825c-2b424369c8ed | 4061cba4-cb52-3ef2-85a6-55942ed24d37 | 20aadc24-a391-41cf-b340-3e4529f44bde | 93a60a56-a3c8-11da-a746-0800200b9a66
1,2,3-Trimethylcyclopentane | 2815-57-8 | 2815578 | 2815578 | C8H16 |  | Mass | kg | emission | air | https://ofmpub.epa.gov/sor_internet/registry/substreg/searchandretrieve/substancesearch/search.do?details=displayDetails&selectedSubstanceId=96151 | 1 | Chemicals | f70953ab-5fa9-3182-9493-814824f467da | 4061cba4-cb52-3ef2-85a6-55942ed24d37 | 20aadc24-a391-41cf-b340-3e4529f44bde | 93a60a56-a3c8-11da-a746-0800200b9a66
1,2,4-Trimethylcyclopentane | 2815-58-9 | 2815589 | 2815589 | C8H16 |  | Mass | kg | emission | air | https://comptox.epa.gov/dashboard/dsstoxdb/results?utf8=%E2%9C%93&search=DTXSID00870987 | 1 | Chemicals | bf27b874-c115-3def-b6c6-5a69a5280ab2 | 4061cba4-cb52-3ef2-85a6-55942ed24d37 | 20aadc24-a391-41cf-b340-3e4529f44bde | 93a60a56-a3c8-11da-a746-0800200b9a66
pentadecane, 3-methyl- | 2882-96-4 | 2882964 | 2882964 | C16H34 |  | Mass | kg | emission | air | https://comptox.epa.gov/dashboard/dsstoxdb/results?utf8=%E2%9C%93&search=DTXSID30880751 | 1 | Chemicals | d74662bd-9882-359d-b4d8-a9da4d70be87 | 4061cba4-cb52-3ef2-85a6-55942ed24d37 | 20aadc24-a391-41cf-b340-3e4529f44bde | 93a60a56-a3c8-11da-a746-0800200b9a66
2-Heptadecanone | 2922-51-2 | 2922512 | 2922512 | C17H34O |  | Mass | kg | emission | air | https://ofmpub.epa.gov/sor_internet/registry/substreg/searchandretrieve/substancesearch/search.do?details=displayDetails&selectedSubstanceId=96150 | 1 | Chemicals | e8d4e7b5-b69a-33d0-80d9-f3c6a44cdd93 | 4061cba4-cb52-3ef2-85a6-55942ed24d37 | 20aadc24-a391-41cf-b340-3e4529f44bde | 93a60a56-a3c8-11da-a746-0800200b9a66
Decahydro-2-methylnaphthalene | 2958-76-1 | 2958761 | 2958761 | C11H20 |  | Mass | kg | emission | air | https://ofmpub.epa.gov/sor_internet/registry/substreg/searchandretrieve/substancesearch/search.do?details=displayDetails&selectedSubstanceId=96149 | 1 | Chemicals | 2c237ed4-79a3-3eca-8e00-61cf4a7afb13 | 4061cba4-cb52-3ef2-85a6-55942ed24d37 | 20aadc24-a391-41cf-b340-3e4529f44bde | 93a60a56-a3c8-11da-a746-0800200b9a66
Benzenemethanol, ar,ar-dimethyl- | 29718-36-3 | 29718363 | 29718363 | - |  | Mass | kg | emission | air | https://ofmpub.epa.gov/sor_internet/registry/substreg/searchandretrieve/substancesearch/search.do?details=displayDetails&selectedSubstanceId=95909 | 1 | Chemicals | 611374d1-37c3-336c-a886-90d684108b2f | 4061cba4-cb52-3ef2-85a6-55942ed24d37 | 20aadc24-a391-41cf-b340-3e4529f44bde | 93a60a56-a3c8-11da-a746-0800200b9a66
Methyl linolenate | 301-00-8 | 301008 | 301008 | C19H32O2 |  | Mass | kg | emission | air | https://ofmpub.epa.gov/sor_internet/registry/substreg/searchandretrieve/substancesearch/search.do?details=displayDetails&selectedSubstanceId=46290 | 1 | Chemicals | 201228af-62ca-35cb-99c3-02be816bd7d3 | 4061cba4-cb52-3ef2-85a6-55942ed24d37 | 20aadc24-a391-41cf-b340-3e4529f44bde | 93a60a56-a3c8-11da-a746-0800200b9a66
Cyclohexane, ethylmethyl- | 30677-34-0 | 30677340 | 30677340 | C9H18 |  | Mass | kg | emission | air | https://ofmpub.epa.gov/sor_internet/registry/substreg/searchandretrieve/substancesearch/search.do?details=displayDetails&selectedSubstanceId=83028 | 1 | Chemicals | 9fb39278-5184-310a-bed1-63d0f5d7273b | 4061cba4-cb52-3ef2-85a6-55942ed24d37 | 20aadc24-a391-41cf-b340-3e4529f44bde | 93a60a56-a3c8-11da-a746-0800200b9a66
Ethenylphenol | 31257-96-2 | 31257962 | 31257962 | - |  | Mass | kg | emission | air | https://ofmpub.epa.gov/sor_internet/registry/substreg/searchandretrieve/substancesearch/search.do?details=displayDetails&selectedSubstanceId=95905 | 1 | Chemicals | 78183aae-8b63-391d-986a-75cb25e0b68d | 4061cba4-cb52-3ef2-85a6-55942ed24d37 | 20aadc24-a391-41cf-b340-3e4529f44bde | 93a60a56-a3c8-11da-a746-0800200b9a66
4-Propylheptane | 3178-29-8 | 3178298 | 3178298 | C10H22 |  | Mass | kg | emission | air | https://comptox.epa.gov/dashboard/dsstoxdb/results?utf8=%E2%9C%93&search=DTXSID00185644 | 1 | Chemicals | 671d16db-4df0-3b00-b8ba-cc426806413f | 4061cba4-cb52-3ef2-85a6-55942ed24d37 | 20aadc24-a391-41cf-b340-3e4529f44bde | 93a60a56-a3c8-11da-a746-0800200b9a66
bicyclo[3.1.0]hexane, 4-methylene-1-(1-methylethyl)- | 3387-41-5 | 3387415 | 3387415 | C10H16 |  | Mass | kg | emission | air | https://comptox.epa.gov/dashboard/dsstoxdb/results?utf8=%E2%9C%93&search=DTXSID70863164 | 1 | Chemicals | a94e19ed-ef68-335f-9c5a-f7418134e6a4 | 4061cba4-cb52-3ef2-85a6-55942ed24d37 | 20aadc24-a391-41cf-b340-3e4529f44bde | 93a60a56-a3c8-11da-a746-0800200b9a66
1-Pentene, 3,3-dimethyl- | 3404-73-7 | 3404737 | 3404737 | C7H14 |  | Mass | kg | emission | air | https://ofmpub.epa.gov/sor_internet/registry/substreg/searchandretrieve/substancesearch/search.do?details=displayDetails&selectedSubstanceId=92737 | 1 | Chemicals | 4b256ea1-99d2-379c-8d5e-0f8dcacdb570 | 4061cba4-cb52-3ef2-85a6-55942ed24d37 | 20aadc24-a391-41cf-b340-3e4529f44bde | 93a60a56-a3c8-11da-a746-0800200b9a66
Isotriacontane | 34425-19-9 | 34425199 | 34425199 | C30H62 |  | Mass | kg | emission | air | https://ofmpub.epa.gov/sor_internet/registry/substreg/searchandretrieve/substancesearch/search.do?details=displayDetails&selectedSubstanceId=95903 | 1 | Chemicals | 66111714-656c-33de-bf3d-3b409219ff58 | 4061cba4-cb52-3ef2-85a6-55942ed24d37 | 20aadc24-a391-41cf-b340-3e4529f44bde | 93a60a56-a3c8-11da-a746-0800200b9a66
Hexane, 2,2,5-trimethyl- | 3522-94-9 | 3522949 | 3522949 | C9H20 |  | Mass | kg | emission | air | https://ofmpub.epa.gov/sor_internet/registry/substreg/searchandretrieve/substancesearch/search.do?details=displayDetails&selectedSubstanceId=92359 | 1 | Chemicals | 060b07f1-d203-3816-b959-656037f331e1 | 4061cba4-cb52-3ef2-85a6-55942ed24d37 | 20aadc24-a391-41cf-b340-3e4529f44bde | 93a60a56-a3c8-11da-a746-0800200b9a66
1-Bromo-3-fluoropropane | 352-91-0 | 352910 | 352910 | C3H6BrF |  | Mass | kg | emission | air | https://comptox.epa.gov/dashboard/dsstoxdb/results?utf8=%E2%9C%93&search=DTXSID50188701 | 1 | Chemicals | ffa7e98e-c8ac-37fe-bbd1-cd947fb74889 | 4061cba4-cb52-3ef2-85a6-55942ed24d37 | 20aadc24-a391-41cf-b340-3e4529f44bde | 93a60a56-a3c8-11da-a746-0800200b9a66
1-Bromo-1,1,2,2-tetrafluoroethane | 354-07-4 | 354074 | 354074 | C2HBrF4 |  | Mass | kg | emission | air | https://comptox.epa.gov/dashboard/dsstoxdb/results?utf8=%E2%9C%93&search=DTXSID90334442 | 1 | Chemicals | 3bc1c77e-b9a3-368e-b3c0-9996e156bcf5 | 4061cba4-cb52-3ef2-85a6-55942ed24d37 | 20aadc24-a391-41cf-b340-3e4529f44bde | 93a60a56-a3c8-11da-a746-0800200b9a66
Cyclopropane, (1-methylethyl)- | 3638-35-5 | 3638355 | 3638355 | C6H12 |  | Mass | kg | emission | air | https://comptox.epa.gov/dashboard/dsstoxdb/results?utf8=%E2%9C%93&search=DTXSID20189907 | 1 | Chemicals | 8c2b3428-5b67-3187-ad96-e257504fc64c | 4061cba4-cb52-3ef2-85a6-55942ed24d37 | 20aadc24-a391-41cf-b340-3e4529f44bde | 93a60a56-a3c8-11da-a746-0800200b9a66
1-Ethyl-2-methylcyclopentane | 3726-46-3 | 3726463 | 3726463 | C8H16 |  | Mass | kg | emission | air | https://ofmpub.epa.gov/sor_internet/registry/substreg/searchandretrieve/substancesearch/search.do?details=displayDetails&selectedSubstanceId=96147 | 1 | Chemicals | 56abaeae-dd83-389c-9c40-7c7b41067a87 | 4061cba4-cb52-3ef2-85a6-55942ed24d37 | 20aadc24-a391-41cf-b340-3e4529f44bde | 93a60a56-a3c8-11da-a746-0800200b9a66
1-Ethyl-4-methylcyclohexane | 3728-56-1 | 3728561 | 3728561 | C9H18 |  | Mass | kg | emission | air | https://comptox.epa.gov/dashboard/dsstoxdb/results?utf8=%E2%9C%93&search=DTXSID00190733 | 1 | Chemicals | 2fae1a20-6bb2-3e2a-a274-c2b39ee2b44f | 4061cba4-cb52-3ef2-85a6-55942ed24d37 | 20aadc24-a391-41cf-b340-3e4529f44bde | 93a60a56-a3c8-11da-a746-0800200b9a66
Naphthalene, 1,2,8-trimethyl- | 3876-97-9 | 3876979 | 3876979 | C13H14 |  | Mass | kg | emission | air | https://ofmpub.epa.gov/sor_internet/registry/substreg/searchandretrieve/substancesearch/search.do?details=displayDetails&selectedSubstanceId=96145 | 1 | Chemicals | 7ab12bef-10fe-362c-a1b3-b1f626cdb675 | 4061cba4-cb52-3ef2-85a6-55942ed24d37 | 20aadc24-a391-41cf-b340-3e4529f44bde | 93a60a56-a3c8-11da-a746-0800200b9a66
2,6,10-Trimethylpentadecane | 3892-00-0 | 3892000 | 3892000 | C18H38 |  | Mass | kg | emission | air | https://ofmpub.epa.gov/sor_internet/registry/substreg/searchandretrieve/substancesearch/search.do?details=displayDetails&selectedSubstanceId=96143 | 1 | Chemicals | 291f480b-c72d-3b0c-acba-0a2f9d3cc4f4 | 4061cba4-cb52-3ef2-85a6-55942ed24d37 | 20aadc24-a391-41cf-b340-3e4529f44bde | 93a60a56-a3c8-11da-a746-0800200b9a66
(E)-3-Methyl-3-hexene | 3899-36-3 | 3899363 | 3899363 | C7H14 |  | Mass | kg | emission | air | https://comptox.epa.gov/dashboard/dsstoxdb/results?utf8=%E2%9C%93&search=DTXSID80873234 | 1 | Chemicals | 05ea0b30-4182-3a29-83ba-ece66d7ad3e5 | 4061cba4-cb52-3ef2-85a6-55942ed24d37 | 20aadc24-a391-41cf-b340-3e4529f44bde | 93a60a56-a3c8-11da-a746-0800200b9a66
Heptane, 3,3-dimethyl- | 4032-86-4 | 4032864 | 4032864 | C9H20 |  | Mass | kg | emission | air | https://ofmpub.epa.gov/sor_internet/registry/substreg/searchandretrieve/substancesearch/search.do?details=displayDetails&selectedSubstanceId=100767 | 1 | Chemicals | 11d2dde7-1602-3573-ac49-d47a7856273a | 4061cba4-cb52-3ef2-85a6-55942ed24d37 | 20aadc24-a391-41cf-b340-3e4529f44bde | 93a60a56-a3c8-11da-a746-0800200b9a66
Heptane, 2,4,4-trimethyl- | 4032-92-2 | 4032922 | 4032922 | C10H22 |  | Mass | kg | emission | air | https://comptox.epa.gov/dashboard/dsstoxdb/results?utf8=%E2%9C%93&search=DTXSID00193325 | 1 | Chemicals | 0d055513-374a-3589-855f-4575a58d827e | 4061cba4-cb52-3ef2-85a6-55942ed24d37 | 20aadc24-a391-41cf-b340-3e4529f44bde | 93a60a56-a3c8-11da-a746-0800200b9a66
heptane, 2,3,6-trimethyl- | 4032-93-3 | 4032933 | 4032933 | C10H22 |  | Mass | kg | emission | air | https://comptox.epa.gov/dashboard/dsstoxdb/results?utf8=%E2%9C%93&search=DTXSID00871050 | 1 | Chemicals | b3f5aa90-2d2d-3ace-9022-2800bfc7b249 | 4061cba4-cb52-3ef2-85a6-55942ed24d37 | 20aadc24-a391-41cf-b340-3e4529f44bde | 93a60a56-a3c8-11da-a746-0800200b9a66
4-Propylcyclohexanone | 40649-36-3 | 40649363 | 40649363 | C9H16O |  | Mass | kg | emission | air | https://comptox.epa.gov/dashboard/dsstoxdb/results?utf8=%E2%9C%93&search=DTXSID9048198 | 1 | Chemicals | 414854dc-acb8-3409-bf56-320f381c3cf6 | 4061cba4-cb52-3ef2-85a6-55942ed24d37 | 20aadc24-a391-41cf-b340-3e4529f44bde | 93a60a56-a3c8-11da-a746-0800200b9a66
3,3-Dimethyloctane | 4110-44-5 | 4110445 | 4110445 | C10H22 |  | Mass | kg | emission | air | https://comptox.epa.gov/dashboard/dsstoxdb/results?utf8=%E2%9C%93&search=DTXSID20194051 | 1 | Chemicals | fbb40deb-3073-324d-b217-fe64800d1fc1 | 4061cba4-cb52-3ef2-85a6-55942ed24d37 | 20aadc24-a391-41cf-b340-3e4529f44bde | 93a60a56-a3c8-11da-a746-0800200b9a66
5-tetradecene, (e)- | 41446-66-6 | 41446666 | 41446666 | C14H28 |  | Mass | kg | emission | air | https://ofmpub.epa.gov/sor_internet/registry/substreg/searchandretrieve/substancesearch/search.do?details=displayDetails&selectedSubstanceId=100770 | 1 | Chemicals | bb421a13-d24b-3734-8e58-0e9f58559b4e | 4061cba4-cb52-3ef2-85a6-55942ed24d37 | 20aadc24-a391-41cf-b340-3e4529f44bde | 93a60a56-a3c8-11da-a746-0800200b9a66
1,1,2,2-Tetrafluoro-1-methoxyethane | 425-88-7 | 425887 | 425887 | C3H4F4O |  | Mass | kg | emission | air | https://ofmpub.epa.gov/sor_internet/registry/substreg/searchandretrieve/substancesearch/search.do?details=displayDetails&selectedSubstanceId=99138 | 1 | Chemicals | 8d6ea893-6de3-36ea-9398-2c65ff9f893d | 4061cba4-cb52-3ef2-85a6-55942ed24d37 | 20aadc24-a391-41cf-b340-3e4529f44bde | 93a60a56-a3c8-11da-a746-0800200b9a66
2,3-Butanedione | 431-03-8 | 431038 | 431038 | C4H6O2 |  | Mass | kg | emission | air | https://ofmpub.epa.gov/sor_internet/registry/substreg/searchandretrieve/substancesearch/search.do?details=displayDetails&selectedSubstanceId=45952 | 1 | Chemicals | 872ed2b5-29b5-3992-8ac8-28737cc3b1bd | 4061cba4-cb52-3ef2-85a6-55942ed24d37 | 20aadc24-a391-41cf-b340-3e4529f44bde | 93a60a56-a3c8-11da-a746-0800200b9a66
Butanal, 2-oxo- | 4417-81-6 | 4417816 | 4417816 | C4H6O2 |  | Mass | kg | emission | air | https://ofmpub.epa.gov/sor_internet/registry/substreg/searchandretrieve/substancesearch/search.do?details=displayDetails&selectedSubstanceId=96141 | 1 | Chemicals | 37d96cf1-d390-38d7-b550-6c4f58f848c9 | 4061cba4-cb52-3ef2-85a6-55942ed24d37 | 20aadc24-a391-41cf-b340-3e4529f44bde | 93a60a56-a3c8-11da-a746-0800200b9a66
2-Ethyl-1,1,3-trimethylcyclohexane | 442662-72-8 | 442662728 | 442662728 | C11H22 |  | Mass | kg | emission | air | https://ofmpub.epa.gov/sor_internet/registry/substreg/searchandretrieve/substancesearch/search.do?details=displayDetails&selectedSubstanceId=95670 | 1 | Chemicals | 789b9981-faeb-3d65-8d28-e0958ea27919 | 4061cba4-cb52-3ef2-85a6-55942ed24d37 | 20aadc24-a391-41cf-b340-3e4529f44bde | 93a60a56-a3c8-11da-a746-0800200b9a66
Cyclohexane, eicosyl- | 4443-55-4 | 4443554 | 4443554 | C26H52 |  | Mass | kg | emission | air | https://ofmpub.epa.gov/sor_internet/registry/substreg/searchandretrieve/substancesearch/search.do?details=displayDetails&selectedSubstanceId=95964 | 1 | Chemicals | 2d4b0f27-17c6-3d70-8c9d-c9552e9daf8d | 4061cba4-cb52-3ef2-85a6-55942ed24d37 | 20aadc24-a391-41cf-b340-3e4529f44bde | 93a60a56-a3c8-11da-a746-0800200b9a66
1,1,3-Trimethylcyclopentane | 4516-69-2 | 4516692 | 4516692 | C8H16 |  | Mass | kg | emission | air | https://comptox.epa.gov/dashboard/dsstoxdb/results?utf8=%E2%9C%93&search=DTXSID30871083 | 1 | Chemicals | f26c3f22-8ffb-36fd-904c-0e450e1cf623 | 4061cba4-cb52-3ef2-85a6-55942ed24d37 | 20aadc24-a391-41cf-b340-3e4529f44bde | 93a60a56-a3c8-11da-a746-0800200b9a66
2-Propenal, 3-(4-hydroxy-3-methoxyphenyl)- | 458-36-6 | 458366 | 458366 | C10H10O3 |  | Mass | kg | emission | air | https://ofmpub.epa.gov/sor_internet/registry/substreg/searchandretrieve/substancesearch/search.do?details=displayDetails&selectedSubstanceId=96181 | 1 | Chemicals | 3ecfb0cc-3474-3188-a99b-cbb587a39646 | 4061cba4-cb52-3ef2-85a6-55942ed24d37 | 20aadc24-a391-41cf-b340-3e4529f44bde | 93a60a56-a3c8-11da-a746-0800200b9a66
3-Bromo-1,1,1-trifluoropropane | 460-32-2 | 460322 | 460322 | C3H4BrF3 |  | Mass | kg | emission | air | https://comptox.epa.gov/dashboard/dsstoxdb/results?utf8=%E2%9C%93&search=DTXSID80369364 | 1 | Chemicals | 59af95f6-a34b-33dd-8f7d-a1448367e21d | 4061cba4-cb52-3ef2-85a6-55942ed24d37 | 20aadc24-a391-41cf-b340-3e4529f44bde | 93a60a56-a3c8-11da-a746-0800200b9a66
Ethane, 1,1,1-trifluoro-2-methoxy- | 460-43-5 | 460435 | 460435 | C3H5F3O |  | Mass | kg | emission | air | https://ofmpub.epa.gov/sor_internet/registry/substreg/searchandretrieve/substancesearch/search.do?details=displayDetails&selectedSubstanceId=99139 | 1 | Chemicals | 7438e58e-197c-314b-91e7-1d2ff54bc03d | 4061cba4-cb52-3ef2-85a6-55942ed24d37 | 20aadc24-a391-41cf-b340-3e4529f44bde | 93a60a56-a3c8-11da-a746-0800200b9a66
1,3-Dibromo-1,1,3,3-tetrafluoropropane | 460-86-6 | 460866 | 460866 | C3H2Br2F4 |  | Mass | kg | emission | air | https://comptox.epa.gov/dashboard/dsstoxdb/results?utf8=%E2%9C%93&search=DTXSID20371608 | 1 | Chemicals | c7739d4b-37f9-3459-b0c4-0ba4d8d4cd9e | 4061cba4-cb52-3ef2-85a6-55942ed24d37 | 20aadc24-a391-41cf-b340-3e4529f44bde | 93a60a56-a3c8-11da-a746-0800200b9a66
Benzene, 2,4-dimethyl-1-(1-methylethyl)- | 4706-89-2 | 4706892 | 4706892 | C11H16 |  | Mass | kg | emission | air | https://ofmpub.epa.gov/sor_internet/registry/substreg/searchandretrieve/substancesearch/search.do?details=displayDetails&selectedSubstanceId=95963 | 1 | Chemicals | 71bb74db-f75b-326b-955d-6055bee9bb10 | 4061cba4-cb52-3ef2-85a6-55942ed24d37 | 20aadc24-a391-41cf-b340-3e4529f44bde | 93a60a56-a3c8-11da-a746-0800200b9a66
Pyridine, 3-(1-methyl-1H-pyrrol-2-yl)- | 487-19-4 | 487194 | 487194 | C10H10N2 |  | Mass | kg | emission | air | https://ofmpub.epa.gov/sor_internet/registry/substreg/searchandretrieve/substancesearch/search.do?details=displayDetails&selectedSubstanceId=96179 | 1 | Chemicals | 31b3686d-34ed-357d-bfe7-dafce8758ce6 | 4061cba4-cb52-3ef2-85a6-55942ed24d37 | 20aadc24-a391-41cf-b340-3e4529f44bde | 93a60a56-a3c8-11da-a746-0800200b9a66
3-hexene, 3-methyl-, (z)- | 4914-89-0 | 4914890 | 4914890 | C7H14 |  | Mass | kg | emission | air | https://comptox.epa.gov/dashboard/dsstoxdb/results?utf8=%E2%9C%93&search=DTXSID20880765 | 1 | Chemicals | 43d99a10-5262-3508-87b1-496ad46c1b3c | 4061cba4-cb52-3ef2-85a6-55942ed24d37 | 20aadc24-a391-41cf-b340-3e4529f44bde | 93a60a56-a3c8-11da-a746-0800200b9a66
2-Pentene, 3,4-dimethyl-,(Z)- | 4914-91-4 | 4914914 | 4914914 | C7H14 |  | Mass | kg | emission | air | https://comptox.epa.gov/dashboard/dsstoxdb/results?utf8=%E2%9C%93&search=DTXSID10879002 | 1 | Chemicals | ace5c4b0-f94d-3a57-b202-a1918102ec9a | 4061cba4-cb52-3ef2-85a6-55942ed24d37 | 20aadc24-a391-41cf-b340-3e4529f44bde | 93a60a56-a3c8-11da-a746-0800200b9a66
Methylsuccinic acid | 498-21-5 | 498215 | 498215 | C5H8O4 |  | Mass | kg | emission | air | https://ofmpub.epa.gov/sor_internet/registry/substreg/searchandretrieve/substancesearch/search.do?details=displayDetails&selectedSubstanceId=45768 | 1 | Chemicals | 99c41767-4757-31c8-bce1-879f29d8b664 | 4061cba4-cb52-3ef2-85a6-55942ed24d37 | 20aadc24-a391-41cf-b340-3e4529f44bde | 93a60a56-a3c8-11da-a746-0800200b9a66
2-Butyne | 503-17-3 | 503173 | 503173 | C4H6 |  | Mass | kg | emission | air | https://ofmpub.epa.gov/sor_internet/registry/substreg/searchandretrieve/substancesearch/search.do?details=displayDetails&selectedSubstanceId=45736 | 1 | Chemicals | 96e881db-35b1-373c-af57-62478938c29f | 4061cba4-cb52-3ef2-85a6-55942ed24d37 | 20aadc24-a391-41cf-b340-3e4529f44bde | 93a60a56-a3c8-11da-a746-0800200b9a66
Pentacosanoic acid | 506-38-7 | 506387 | 506387 | C25H50O2 |  | Mass | kg | emission | air | https://ofmpub.epa.gov/sor_internet/registry/substreg/searchandretrieve/substancesearch/search.do?details=displayDetails&selectedSubstanceId=96175 | 1 | Chemicals | c77e40ca-8b4f-3634-98f0-6aca6f8e9b62 | 4061cba4-cb52-3ef2-85a6-55942ed24d37 | 20aadc24-a391-41cf-b340-3e4529f44bde | 93a60a56-a3c8-11da-a746-0800200b9a66
Hexacosanoic acid | 506-46-7 | 506467 | 506467 | C26H52O2 |  | Mass | kg | emission | air | https://ofmpub.epa.gov/sor_internet/registry/substreg/searchandretrieve/substancesearch/search.do?details=displayDetails&selectedSubstanceId=96174 | 1 | Chemicals | 1044f25e-48b5-346f-b1e2-730ca18bbc3c | 4061cba4-cb52-3ef2-85a6-55942ed24d37 | 20aadc24-a391-41cf-b340-3e4529f44bde | 93a60a56-a3c8-11da-a746-0800200b9a66
Octacosanoic acid | 506-48-9 | 506489 | 506489 | C28H56O2 |  | Mass | kg | emission | air | https://ofmpub.epa.gov/sor_internet/registry/substreg/searchandretrieve/substancesearch/search.do?details=displayDetails&selectedSubstanceId=96173 | 1 | Chemicals | 353d2597-ea39-3cef-aefd-d4f05b7206d9 | 4061cba4-cb52-3ef2-85a6-55942ed24d37 | 20aadc24-a391-41cf-b340-3e4529f44bde | 93a60a56-a3c8-11da-a746-0800200b9a66
Triacontanoic acid | 506-50-3 | 506503 | 506503 | C30H60O2 |  | Mass | kg | emission | air | https://ofmpub.epa.gov/sor_internet/registry/substreg/searchandretrieve/substancesearch/search.do?details=displayDetails&selectedSubstanceId=96172 | 1 | Chemicals | 22d103d3-c879-3355-98ff-0e10751c8815 | 4061cba4-cb52-3ef2-85a6-55942ed24d37 | 20aadc24-a391-41cf-b340-3e4529f44bde | 93a60a56-a3c8-11da-a746-0800200b9a66
Methyl isopropyl carbonate | 51729-83-0 | 51729830 | 51729830 | C5H10O3 |  | Mass | kg | emission | air | https://comptox.epa.gov/dashboard/dsstoxdb/results?utf8=%E2%9C%93&search=DTXSID50427384 | 1 | Chemicals | b9f76fd7-df69-39ef-ac63-01d53a84668a | 4061cba4-cb52-3ef2-85a6-55942ed24d37 | 20aadc24-a391-41cf-b340-3e4529f44bde | 93a60a56-a3c8-11da-a746-0800200b9a66
(2E,4E)-2,4-Hexadiene | 5194-51-4 | 5194514 | 5194514 | C6H10 |  | Mass | kg | emission | air | https://comptox.epa.gov/dashboard/dsstoxdb/results?utf8=%E2%9C%93&search=DTXSID10859501 | 1 | Chemicals | b8374a47-cb8a-30a1-b281-b648f1ebab43 | 4061cba4-cb52-3ef2-85a6-55942ed24d37 | 20aadc24-a391-41cf-b340-3e4529f44bde | 93a60a56-a3c8-11da-a746-0800200b9a66
Isononacosane | 52701-71-0 | 52701710 | 52701710 | C29H60 |  | Mass | kg | emission | air | https://ofmpub.epa.gov/sor_internet/registry/substreg/searchandretrieve/substancesearch/search.do?details=displayDetails&selectedSubstanceId=95897 | 1 | Chemicals | 63691286-e4c3-38b1-a493-ccdcb3daa530 | 4061cba4-cb52-3ef2-85a6-55942ed24d37 | 20aadc24-a391-41cf-b340-3e4529f44bde | 93a60a56-a3c8-11da-a746-0800200b9a66
1,4-Pentadiene | 591-93-5 | 591935 | 591935 | C5H8 |  | Mass | kg | emission | air | https://ofmpub.epa.gov/sor_internet/registry/substreg/searchandretrieve/substancesearch/search.do?details=displayDetails&selectedSubstanceId=45108 | 1 | Chemicals | d7ac00a8-9387-3a8a-8dc3-69c6dfae0e92 | 4061cba4-cb52-3ef2-85a6-55942ed24d37 | 20aadc24-a391-41cf-b340-3e4529f44bde | 93a60a56-a3c8-11da-a746-0800200b9a66
2-Heptene | 592-77-8 | 592778 | 592778 | C7H14 |  | Mass | kg | emission | air | https://ofmpub.epa.gov/sor_internet/registry/substreg/searchandretrieve/substancesearch/search.do?details=displayDetails&selectedSubstanceId=100804 | 1 | Chemicals | 91f6196a-6008-3925-9a48-5196204153d2 | 4061cba4-cb52-3ef2-85a6-55942ed24d37 | 20aadc24-a391-41cf-b340-3e4529f44bde | 93a60a56-a3c8-11da-a746-0800200b9a66
Formic acid, butyl ester | 592-84-7 | 592847 | 592847 | C5H10O2 |  | Mass | kg | emission | air | https://ofmpub.epa.gov/sor_internet/registry/substreg/searchandretrieve/substancesearch/search.do?details=displayDetails&selectedSubstanceId=88689 | 1 | Chemicals | 52de359d-5fea-3713-abcc-fd7f47199f2e | 4061cba4-cb52-3ef2-85a6-55942ed24d37 | 20aadc24-a391-41cf-b340-3e4529f44bde | 93a60a56-a3c8-11da-a746-0800200b9a66
2,3,3-Trimethylbut-1-ene | 594-56-9 | 594569 | 594569 | C7H14 |  | Mass | kg | emission | air | https://comptox.epa.gov/dashboard/dsstoxdb/results?utf8=%E2%9C%93&search=DTXSID80208123 | 1 | Chemicals | 0a7acac2-2214-39a7-ad9d-0464999b10a6 | 4061cba4-cb52-3ef2-85a6-55942ed24d37 | 20aadc24-a391-41cf-b340-3e4529f44bde | 93a60a56-a3c8-11da-a746-0800200b9a66
3-Methylbuta-1,2-diene | 598-25-4 | 598254 | 598254 | C5H8 |  | Mass | kg | emission | air | https://comptox.epa.gov/dashboard/dsstoxdb/results?utf8=%E2%9C%93&search=DTXSID00208529 | 1 | Chemicals | 3ab012c0-cd7d-3368-a118-3a33af872b8a | 4061cba4-cb52-3ef2-85a6-55942ed24d37 | 20aadc24-a391-41cf-b340-3e4529f44bde | 93a60a56-a3c8-11da-a746-0800200b9a66
3-Ethyl-2-methylpentane | 609-26-7 | 609267 | 609267 | C8H18 |  | Mass | kg | emission | air | https://comptox.epa.gov/dashboard/dsstoxdb/results?utf8=%E2%9C%93&search=DTXSID40880424 | 1 | Chemicals | 9cbc5861-3fcc-3d72-99a6-bfc928390568 | 4061cba4-cb52-3ef2-85a6-55942ed24d37 | 20aadc24-a391-41cf-b340-3e4529f44bde | 93a60a56-a3c8-11da-a746-0800200b9a66
non-1-en-4-one | 61168-10-3 | 61168103 | 61168103 | C9H16O |  | Mass | kg | emission | air | https://comptox.epa.gov/dashboard/dsstoxdb/results?utf8=%E2%9C%93&search=DTXSID90423860 | 1 | Chemicals | dd9ff248-8c94-3e38-ad7a-5d5d146cbc47 | 4061cba4-cb52-3ef2-85a6-55942ed24d37 | 20aadc24-a391-41cf-b340-3e4529f44bde | 93a60a56-a3c8-11da-a746-0800200b9a66
7-Methylpentadecane | 6165-40-8 | 6165408 | 6165408 | C16H34 |  | Mass | kg | emission | air | https://comptox.epa.gov/dashboard/dsstoxdb/results?utf8=%E2%9C%93&search=DTXSID60873318 | 1 | Chemicals | 91fb2ba2-a25d-3533-b6ee-3de751730c2b | 4061cba4-cb52-3ef2-85a6-55942ed24d37 | 20aadc24-a391-41cf-b340-3e4529f44bde | 93a60a56-a3c8-11da-a746-0800200b9a66
2,3,4,6-Tetramethylheptane | 61868-54-0 | 61868540 | 61868540 | C11H24 |  | Mass | kg | emission | air | https://comptox.epa.gov/dashboard/dsstoxdb/results?utf8=%E2%9C%93&search=DTXSID50622034 | 1 | Chemicals | 9ac2edb1-23a7-3a5a-9cf7-a813c00c6ec3 | 4061cba4-cb52-3ef2-85a6-55942ed24d37 | 20aadc24-a391-41cf-b340-3e4529f44bde | 93a60a56-a3c8-11da-a746-0800200b9a66
3,5-Diethylheptane | 61869-02-1 | 61869021 | 61869021 | C11H24 |  | Mass | kg | emission | air | https://comptox.epa.gov/dashboard/dsstoxdb/results?utf8=%E2%9C%93&search=DTXSID00622367 | 1 | Chemicals | b7d97453-84c5-341c-b0bb-2af0a94ba128 | 4061cba4-cb52-3ef2-85a6-55942ed24d37 | 20aadc24-a391-41cf-b340-3e4529f44bde | 93a60a56-a3c8-11da-a746-0800200b9a66
2-Furancarboxaldehyde, 5-methyl- | 620-02-0 | 620020 | 620020 | C6H6O2 |  | Mass | kg | emission | air | https://ofmpub.epa.gov/sor_internet/registry/substreg/searchandretrieve/substancesearch/search.do?details=displayDetails&selectedSubstanceId=44868 | 1 | Chemicals | 9b1ebc0d-e958-3e64-ad1c-12e3f10c5451 | 4061cba4-cb52-3ef2-85a6-55942ed24d37 | 20aadc24-a391-41cf-b340-3e4529f44bde | 93a60a56-a3c8-11da-a746-0800200b9a66
octane, 6-ethyl-2-methyl- | 62016-19-7 | 62016197 | 62016197 | C11H24 |  | Mass | kg | emission | air | https://ofmpub.epa.gov/sor_internet/registry/substreg/searchandretrieve/substancesearch/search.do?details=displayDetails&selectedSubstanceId=95884 | 1 | Chemicals | 61601fc8-00ef-39c8-a876-2499ae84e77e | 4061cba4-cb52-3ef2-85a6-55942ed24d37 | 20aadc24-a391-41cf-b340-3e4529f44bde | 93a60a56-a3c8-11da-a746-0800200b9a66
3,6-Diethyl-octane | 62183-94-2 | 62183942 | 62183942 | C12H26 |  | Mass | kg | emission | air | https://comptox.epa.gov/dashboard/dsstoxdb/results?utf8=%E2%9C%93&search=DTXSID40335686 | 1 | Chemicals | bdf886b8-7504-353c-b833-45ab3c558e2f | 4061cba4-cb52-3ef2-85a6-55942ed24d37 | 20aadc24-a391-41cf-b340-3e4529f44bde | 93a60a56-a3c8-11da-a746-0800200b9a66
2,3,5,7-Tetramethyloctane | 62199-32-0 | 62199320 | 62199320 | C12H26 |  | Mass | kg | emission | air | https://comptox.epa.gov/dashboard/dsstoxdb/results?utf8=%E2%9C%93&search=DTXSID30699961 | 1 | Chemicals | c61e0c45-d830-3664-bb7a-041b308051ab | 4061cba4-cb52-3ef2-85a6-55942ed24d37 | 20aadc24-a391-41cf-b340-3e4529f44bde | 93a60a56-a3c8-11da-a746-0800200b9a66
cyclohexane, 1-ethyl-2-propyl- | 62238-33-9 | 62238339 | 62238339 | C11H22 |  | Mass | kg | emission | air | https://comptox.epa.gov/dashboard/dsstoxdb/results?utf8=%E2%9C%93&search=DTXSID10880835 | 1 | Chemicals | 50d91865-165e-32d3-bd06-c84cc09dab3c | 4061cba4-cb52-3ef2-85a6-55942ed24d37 | 20aadc24-a391-41cf-b340-3e4529f44bde | 93a60a56-a3c8-11da-a746-0800200b9a66
2,4-Dimethylpent-2-ene | 625-65-0 | 625650 | 625650 | C7H14 |  | Mass | kg | emission | air | https://comptox.epa.gov/dashboard/dsstoxdb/results?utf8=%E2%9C%93&search=DTXSID70211545 | 1 | Chemicals | d7281559-fb2b-3112-b900-4f078583bfaa | 4061cba4-cb52-3ef2-85a6-55942ed24d37 | 20aadc24-a391-41cf-b340-3e4529f44bde | 93a60a56-a3c8-11da-a746-0800200b9a66
2-Methylhept-2-ene | 627-97-4 | 627974 | 627974 | C8H16 |  | Mass | kg | emission | air | https://comptox.epa.gov/dashboard/dsstoxdb/results?utf8=%E2%9C%93&search=DTXSID40211774 | 1 | Chemicals | 9bfcd647-cd26-3f4d-b622-4cf220981afd | 4061cba4-cb52-3ef2-85a6-55942ed24d37 | 20aadc24-a391-41cf-b340-3e4529f44bde | 93a60a56-a3c8-11da-a746-0800200b9a66
Butane, 1-methoxy- | 628-28-4 | 628284 | 628284 | C5H12O |  | Mass | kg | emission | air | https://ofmpub.epa.gov/sor_internet/registry/substreg/searchandretrieve/substancesearch/search.do?details=displayDetails&selectedSubstanceId=96591 | 1 | Chemicals | 4251e911-f5f6-30c8-adc9-0f54d82255fa | 4061cba4-cb52-3ef2-85a6-55942ed24d37 | 20aadc24-a391-41cf-b340-3e4529f44bde | 93a60a56-a3c8-11da-a746-0800200b9a66
1-Ethoxybutane | 628-81-9 | 628819 | 628819 | C6H14O |  | Mass | kg | emission | air | https://ofmpub.epa.gov/sor_internet/registry/substreg/searchandretrieve/substancesearch/search.do?details=displayDetails&selectedSubstanceId=44616 | 1 | Chemicals | 927b8672-fa9b-319c-9abb-5b844b3943b6 | 4061cba4-cb52-3ef2-85a6-55942ed24d37 | 20aadc24-a391-41cf-b340-3e4529f44bde | 93a60a56-a3c8-11da-a746-0800200b9a66
tridecane, 3-methyl- | 6418-41-3 | 6418413 | 6418413 | C14H30 |  | Mass | kg | emission | air | https://comptox.epa.gov/dashboard/dsstoxdb/results?utf8=%E2%9C%93&search=DTXSID70880750 | 1 | Chemicals | e4f28740-ea18-3ef6-ac98-2192180f9e70 | 4061cba4-cb52-3ef2-85a6-55942ed24d37 | 20aadc24-a391-41cf-b340-3e4529f44bde | 93a60a56-a3c8-11da-a746-0800200b9a66
A'-Neo-22,29,30-trinorgammacer-17(21)-ene | 65132-06-1 | 65132061 | 65132061 | - |  | Mass | kg | emission | air | https://ofmpub.epa.gov/sor_internet/registry/substreg/searchandretrieve/substancesearch/search.do?details=displayDetails&selectedSubstanceId=95705 | 1 | Chemicals | 59186f3b-3b93-3a0d-977f-b2df0c0b440a | 4061cba4-cb52-3ef2-85a6-55942ed24d37 | 20aadc24-a391-41cf-b340-3e4529f44bde | 93a60a56-a3c8-11da-a746-0800200b9a66
Phenol, 2,6-dimethoxy-4-(1-propenyl)- | 6635-22-9 | 6635229 | 6635229 | C11H14O3 |  | Mass | kg | emission | air | https://ofmpub.epa.gov/sor_internet/registry/substreg/searchandretrieve/substancesearch/search.do?details=displayDetails&selectedSubstanceId=95958 | 1 | Chemicals | 3e3a883d-cdbc-32bd-b996-39d025edfa23 | 4061cba4-cb52-3ef2-85a6-55942ed24d37 | 20aadc24-a391-41cf-b340-3e4529f44bde | 93a60a56-a3c8-11da-a746-0800200b9a66
Phenol, 2,6-dimethoxy-4-propyl- | 6766-82-1 | 6766821 | 6766821 | C11H16O3 |  | Mass | kg | emission | air | https://ofmpub.epa.gov/sor_internet/registry/substreg/searchandretrieve/substancesearch/search.do?details=displayDetails&selectedSubstanceId=95957 | 1 | Chemicals | 03ceb735-4190-3fdd-bad3-5de6650fda96 | 4061cba4-cb52-3ef2-85a6-55942ed24d37 | 20aadc24-a391-41cf-b340-3e4529f44bde | 93a60a56-a3c8-11da-a746-0800200b9a66
cyclohexane, 1,1,2,3-tetramethyl- | 6783-92-2 | 6783922 | 6783922 | C10H20 |  | Mass | kg | emission | air | https://ofmpub.epa.gov/sor_internet/registry/substreg/searchandretrieve/substancesearch/search.do?details=displayDetails&selectedSubstanceId=95956 | 1 | Chemicals | 9c92f135-755f-3b5f-bf96-b22267b08765 | 4061cba4-cb52-3ef2-85a6-55942ed24d37 | 20aadc24-a391-41cf-b340-3e4529f44bde | 93a60a56-a3c8-11da-a746-0800200b9a66
Cyclohexane, hexadecyl- | 6812-38-0 | 6812380 | 6812380 | C22H44 |  | Mass | kg | emission | air | https://ofmpub.epa.gov/sor_internet/registry/substreg/searchandretrieve/substancesearch/search.do?details=displayDetails&selectedSubstanceId=95955 | 1 | Chemicals | 8748d74d-db27-3e63-a457-64a26c2c2a4f | 4061cba4-cb52-3ef2-85a6-55942ed24d37 | 20aadc24-a391-41cf-b340-3e4529f44bde | 93a60a56-a3c8-11da-a746-0800200b9a66
Undecane, 2,6,10-trimethyl- | 6864-53-5 | 6864535 | 6864535 | C14H30 |  | Mass | kg | emission | air | https://ofmpub.epa.gov/sor_internet/registry/substreg/searchandretrieve/substancesearch/search.do?details=displayDetails&selectedSubstanceId=95954 | 1 | Chemicals | 39f8bc32-fff1-369d-ba88-d9a5ff929854 | 4061cba4-cb52-3ef2-85a6-55942ed24d37 | 20aadc24-a391-41cf-b340-3e4529f44bde | 93a60a56-a3c8-11da-a746-0800200b9a66
3-Hexene, 2-methyl-, (E)- | 692-24-0 | 692240 | 692240 | C7H14 |  | Mass | kg | emission | air | https://comptox.epa.gov/dashboard/dsstoxdb/results?utf8=%E2%9C%93&search=DTXSID90879000 | 1 | Chemicals | 4c82d848-ed04-3671-a225-dfdbbc40b70f | 4061cba4-cb52-3ef2-85a6-55942ed24d37 | 20aadc24-a391-41cf-b340-3e4529f44bde | 93a60a56-a3c8-11da-a746-0800200b9a66
Pentalene, octahydro- | 694-72-4 | 694724 | 694724 | C8H14 |  | Mass | kg | emission | air | https://ofmpub.epa.gov/sor_internet/registry/substreg/searchandretrieve/substancesearch/search.do?details=displayDetails&selectedSubstanceId=96170 | 1 | Chemicals | 63a3b166-b14d-39f6-aaa3-9bf646619115 | 4061cba4-cb52-3ef2-85a6-55942ed24d37 | 20aadc24-a391-41cf-b340-3e4529f44bde | 93a60a56-a3c8-11da-a746-0800200b9a66
Benzo[a]pyrene, nitro- | 70021-42-0 | 70021420 | 70021420 | C20H11NO2 |  | Mass | kg | emission | air | https://ofmpub.epa.gov/sor_internet/registry/substreg/searchandretrieve/substancesearch/search.do?details=displayDetails&selectedSubstanceId=95699 | 1 | Chemicals | 19dd75b6-56cd-3c42-af3e-c0503fd5e560 | 4061cba4-cb52-3ef2-85a6-55942ed24d37 | 20aadc24-a391-41cf-b340-3e4529f44bde | 93a60a56-a3c8-11da-a746-0800200b9a66
1,2-Diacetylbenzene | 704-00-7 | 704007 | 704007 | C10H10O2 |  | Mass | kg | emission | air | https://comptox.epa.gov/dashboard/dsstoxdb/results?utf8=%E2%9C%93&search=DTXSID20220667 | 1 | Chemicals | 5e84e965-cbe3-316e-9848-86e004b866f3 | 4061cba4-cb52-3ef2-85a6-55942ed24d37 | 20aadc24-a391-41cf-b340-3e4529f44bde | 93a60a56-a3c8-11da-a746-0800200b9a66
cyclohexane, 2-ethyl-1,3-dimethyl- | 7045-67-2 | 7045672 | 7045672 | C10H20 |  | Mass | kg | emission | air | https://ofmpub.epa.gov/sor_internet/registry/substreg/searchandretrieve/substancesearch/search.do?details=displayDetails&selectedSubstanceId=95953 | 1 | Chemicals | be032879-dd48-3ad6-b869-9b89022a05c8 | 4061cba4-cb52-3ef2-85a6-55942ed24d37 | 20aadc24-a391-41cf-b340-3e4529f44bde | 93a60a56-a3c8-11da-a746-0800200b9a66
Heptacosanoic acid | 7138-40-1 | 7138401 | 7138401 | C27H54O2 |  | Mass | kg | emission | air | https://ofmpub.epa.gov/sor_internet/registry/substreg/searchandretrieve/substancesearch/search.do?details=displayDetails&selectedSubstanceId=95951 | 1 | Chemicals | 737e8448-5f43-306e-9bb0-b5fc58661459 | 4061cba4-cb52-3ef2-85a6-55942ed24d37 | 20aadc24-a391-41cf-b340-3e4529f44bde | 93a60a56-a3c8-11da-a746-0800200b9a66
2,3-Dimethylhex-2-ene | 7145-20-2 | 7145202 | 7145202 | C8H16 |  | Mass | kg | emission | air | https://comptox.epa.gov/dashboard/dsstoxdb/results?utf8=%E2%9C%93&search=DTXSID60221638 | 1 | Chemicals | baedcf00-961e-3b7c-9f7d-48a3bb439d5e | 4061cba4-cb52-3ef2-85a6-55942ed24d37 | 20aadc24-a391-41cf-b340-3e4529f44bde | 93a60a56-a3c8-11da-a746-0800200b9a66
5-dodecene, (e)- | 7206-16-8 | 7206168 | 7206168 | C12H24 |  | Mass | kg | emission | air | https://comptox.epa.gov/dashboard/dsstoxdb/results?utf8=%E2%9C%93&search=DTXSID80880842 | 1 | Chemicals | cc677cb3-f224-3333-84cc-a3ca855f3920 | 4061cba4-cb52-3ef2-85a6-55942ed24d37 | 20aadc24-a391-41cf-b340-3e4529f44bde | 93a60a56-a3c8-11da-a746-0800200b9a66
5-methyl-1-heptanol | 7212-53-5 | 7212535 | 7212535 | C8H18O |  | Mass | kg | emission | air | https://comptox.epa.gov/dashboard/dsstoxdb/results?utf8=%E2%9C%93&search=DTXSID40880742 | 1 | Chemicals | 89118e37-fc26-3749-a620-e29921d32253 | 4061cba4-cb52-3ef2-85a6-55942ed24d37 | 20aadc24-a391-41cf-b340-3e4529f44bde | 93a60a56-a3c8-11da-a746-0800200b9a66
1-Propene, 2,3,3,3-tetrafluoro- | 754-12-1 | 754121 | 754121 | C3H2F4 |  | Mass | kg | emission | air | https://ofmpub.epa.gov/sor_internet/registry/substreg/searchandretrieve/substancesearch/search.do?details=displayDetails&selectedSubstanceId=100856 | 1 | Chemicals | 3d917354-485c-38d2-b85f-9ec627c6e84a | 4061cba4-cb52-3ef2-85a6-55942ed24d37 | 20aadc24-a391-41cf-b340-3e4529f44bde | 93a60a56-a3c8-11da-a746-0800200b9a66
(4Z)-4-Octene | 7642-15-1 | 7642151 | 7642151 | C8H16 |  | Mass | kg | emission | air | https://comptox.epa.gov/dashboard/dsstoxdb/results?utf8=%E2%9C%93&search=DTXSID50872996 | 1 | Chemicals | 7b8962e1-9e55-3161-ac28-3ea7945fae60 | 4061cba4-cb52-3ef2-85a6-55942ed24d37 | 20aadc24-a391-41cf-b340-3e4529f44bde | 93a60a56-a3c8-11da-a746-0800200b9a66
(5E)-5-Undecene | 764-97-6 | 764976 | 764976 | C11H22 |  | Mass | kg | emission | air | https://ofmpub.epa.gov/sor_internet/registry/substreg/searchandretrieve/substancesearch/search.do?details=displayDetails&selectedSubstanceId=100848 | 1 | Chemicals | 9f14e4e5-5a69-32be-b469-bce1cbcff90c | 4061cba4-cb52-3ef2-85a6-55942ed24d37 | 20aadc24-a391-41cf-b340-3e4529f44bde | 93a60a56-a3c8-11da-a746-0800200b9a66
Cyclohexane, methylpentyl- | 82162-03-6 | 82162036 | 82162036 | C12H24 |  | Mass | kg | emission | air | https://ofmpub.epa.gov/sor_internet/registry/substreg/searchandretrieve/substancesearch/search.do?details=displayDetails&selectedSubstanceId=95692 | 1 | Chemicals | 94505abd-2878-3676-9ddc-b77d29542e90 | 4061cba4-cb52-3ef2-85a6-55942ed24d37 | 20aadc24-a391-41cf-b340-3e4529f44bde | 93a60a56-a3c8-11da-a746-0800200b9a66
2-Methylnonane | 871-83-0 | 871830 | 871830 | C10H22 |  | Mass | kg | emission | air | https://ofmpub.epa.gov/sor_internet/registry/substreg/searchandretrieve/substancesearch/search.do?details=displayDetails&selectedSubstanceId=100850 | 1 | Chemicals | 7778d6ab-c1d8-3abc-8f06-f62940315b73 | 4061cba4-cb52-3ef2-85a6-55942ed24d37 | 20aadc24-a391-41cf-b340-3e4529f44bde | 93a60a56-a3c8-11da-a746-0800200b9a66
Dipropyleneglycol methyl ether acetate | 88917-22-0 | 88917220 | 88917220 | - |  | Mass | kg | emission | air | https://ofmpub.epa.gov/sor_internet/registry/substreg/searchandretrieve/substancesearch/search.do?details=displayDetails&selectedSubstanceId=88119 | 1 | Chemicals | 3de5f2f9-8378-3b20-b8db-60986d47dab5 | 4061cba4-cb52-3ef2-85a6-55942ed24d37 | 20aadc24-a391-41cf-b340-3e4529f44bde | 93a60a56-a3c8-11da-a746-0800200b9a66
Isohentriacontane | 90386-48-4 | 90386484 | 90386484 | C31H64 |  | Mass | kg | emission | air | https://ofmpub.epa.gov/sor_internet/registry/substreg/searchandretrieve/substancesearch/search.do?details=displayDetails&selectedSubstanceId=95686 | 1 | Chemicals | 7904d835-6a08-3e72-82bd-247c4817e8e1 | 4061cba4-cb52-3ef2-85a6-55942ed24d37 | 20aadc24-a391-41cf-b340-3e4529f44bde | 93a60a56-a3c8-11da-a746-0800200b9a66
3-Methylfuran | 930-27-8 | 930278 | 930278 | C5H6O |  | Mass | kg | emission | air | https://comptox.epa.gov/dashboard/dsstoxdb/results?utf8=%E2%9C%93&search=DTXSID10239228 | 1 | Chemicals | 91e93794-04e0-32b1-be03-d0d82efc7b57 | 4061cba4-cb52-3ef2-85a6-55942ed24d37 | 20aadc24-a391-41cf-b340-3e4529f44bde | 93a60a56-a3c8-11da-a746-0800200b9a66
Cyclopentane, 1-ethyl-2-methyl-, (1R,2R)-rel- | 930-90-5 | 930905 | 930905 | C8H16 |  | Mass | kg | emission | air | https://ofmpub.epa.gov/sor_internet/registry/substreg/searchandretrieve/substancesearch/search.do?details=displayDetails&selectedSubstanceId=96167 | 1 | Chemicals | 146b35b8-3f26-3797-81b5-5d56d1386125 | 4061cba4-cb52-3ef2-85a6-55942ed24d37 | 20aadc24-a391-41cf-b340-3e4529f44bde | 93a60a56-a3c8-11da-a746-0800200b9a66
2-Methyltetrahydrofuran | 96-47-9 | 96479 | 96479 | C5H10O |  | Mass | kg | emission | air | https://ofmpub.epa.gov/sor_internet/registry/substreg/searchandretrieve/substancesearch/search.do?details=displayDetails&selectedSubstanceId=48128 | 1 | Chemicals | 2d59a206-be9a-3a3d-98b0-983a64114fab | 4061cba4-cb52-3ef2-85a6-55942ed24d37 | 20aadc24-a391-41cf-b340-3e4529f44bde | 93a60a56-a3c8-11da-a746-0800200b9a66
Octane, trimethyl- | 98060-52-7 | 98060527 | 98060527 | C11H24 |  | Mass | kg | emission | air | https://ofmpub.epa.gov/sor_internet/registry/substreg/searchandretrieve/substancesearch/search.do?details=displayDetails&selectedSubstanceId=95680 | 1 | Chemicals | 1fb85cd2-c052-3ab7-8c0d-9fff4b8728a1 | 4061cba4-cb52-3ef2-85a6-55942ed24d37 | 20aadc24-a391-41cf-b340-3e4529f44bde | 93a60a56-a3c8-11da-a746-0800200b9a66
Isopentyl isobutyrate | 54791 | 54791 | 54791 | C9H18O2 |  | Mass | kg | emission | air | https://ofmpub.epa.gov/sor_internet/registry/substreg/searchandretrieve/substancesearch/search.do?details=displayDetails&selectedSubstanceId=39698 | 1 | Chemicals | 3f04d68a-5638-33aa-ad7b-e26ab1906e4e | 4061cba4-cb52-3ef2-85a6-55942ed24d37 | 20aadc24-a391-41cf-b340-3e4529f44bde | 93a60a56-a3c8-11da-a746-0800200b9a66
2(3H)-Furanone, dihydro-5-octyl- | 148051 | 148051 | 148051 | C12H22O2 |  | Mass | kg | emission | air | https://ofmpub.epa.gov/sor_internet/registry/substreg/searchandretrieve/substancesearch/search.do?details=displayDetails&selectedSubstanceId=92470 | 1 | Chemicals | 503063b7-314a-3c9b-b0a2-8663e1ed129b | 4061cba4-cb52-3ef2-85a6-55942ed24d37 | 20aadc24-a391-41cf-b340-3e4529f44bde | 93a60a56-a3c8-11da-a746-0800200b9a66
CFC-213ca | 165977 | 165977 | 165977 | C3Cl5F3 |  | Mass | kg | emission | air | https://ofmpub.epa.gov/sor_internet/registry/substreg/searchandretrieve/substancesearch/search.do?details=displayDetails&selectedSubstanceId=92275 | 1 | Chemicals | ce4e45d9-8a05-331b-aa42-c2657d18482c | 4061cba4-cb52-3ef2-85a6-55942ed24d37 | 20aadc24-a391-41cf-b340-3e4529f44bde | 93a60a56-a3c8-11da-a746-0800200b9a66
2-Ethyl-m-xylene | 354381 | 354381 | 354381 | C10H14 |  | Mass | kg | emission | air | https://ofmpub.epa.gov/sor_internet/registry/substreg/searchandretrieve/substancesearch/search.do?details=displayDetails&selectedSubstanceId=41510 | 1 | Chemicals | a6d2b5b7-3888-36da-a852-c9706397c457 | 4061cba4-cb52-3ef2-85a6-55942ed24d37 | 20aadc24-a391-41cf-b340-3e4529f44bde | 93a60a56-a3c8-11da-a746-0800200b9a66
Cyclohexane, nonyl- | 359071 | 359071 | 359071 | C15H30 |  | Mass | kg | emission | air | https://ofmpub.epa.gov/sor_internet/registry/substreg/searchandretrieve/substancesearch/search.do?details=displayDetails&selectedSubstanceId=92408 | 1 | Chemicals | eb9b2515-3380-327b-92ea-4b354fa91964 | 4061cba4-cb52-3ef2-85a6-55942ed24d37 | 20aadc24-a391-41cf-b340-3e4529f44bde | 93a60a56-a3c8-11da-a746-0800200b9a66
Arsenous acid, triethyl ester | 453607 | 453607 | 453607 | C6H15AsO3 |  | Mass | kg | emission | air | https://ofmpub.epa.gov/sor_internet/registry/substreg/searchandretrieve/substancesearch/search.do?details=displayDetails&selectedSubstanceId=77742 | 1 | Chemicals | c58f40d9-5717-3fe7-b661-dfa1ba75b284 | 4061cba4-cb52-3ef2-85a6-55942ed24d37 | 20aadc24-a391-41cf-b340-3e4529f44bde | 93a60a56-a3c8-11da-a746-0800200b9a66
2-Methyl-3-hexanone | 2001505 | 2001505 | 2001505 | C7H14O |  | Mass | kg | emission | air | https://ofmpub.epa.gov/sor_internet/registry/substreg/searchandretrieve/substancesearch/search.do?details=displayDetails&selectedSubstanceId=83566 | 1 | Chemicals | 33700fe9-6682-3a8c-be2d-0b96342ff9a0 | 4061cba4-cb52-3ef2-85a6-55942ed24d37 | 20aadc24-a391-41cf-b340-3e4529f44bde | 93a60a56-a3c8-11da-a746-0800200b9a66
Selenium dioxide | 2025852 | 2025852 | 2025852 | O2Se |  | Mass | kg | emission | air | https://ofmpub.epa.gov/sor_internet/registry/substreg/searchandretrieve/substancesearch/search.do?details=displayDetails&selectedSubstanceId=36803 | 1 | Chemicals | 26836363-cc9e-3b40-89ae-002c3a51ad5d | 4061cba4-cb52-3ef2-85a6-55942ed24d37 | 20aadc24-a391-41cf-b340-3e4529f44bde | 93a60a56-a3c8-11da-a746-0800200b9a66
Sulfur trioxide | 2025949 | 2025949 | 2025949 | O3S |  | Mass | kg | emission | air | https://ofmpub.epa.gov/sor_internet/registry/substreg/searchandretrieve/substancesearch/search.do?details=displayDetails&selectedSubstanceId=36801 | 1 | Chemicals | 3b6d2a79-69c1-3adf-8d07-cc7e47d810f6 | 4061cba4-cb52-3ef2-85a6-55942ed24d37 | 20aadc24-a391-41cf-b340-3e4529f44bde | 93a60a56-a3c8-11da-a746-0800200b9a66
6-Nitrochrysene | 2043937 | 2043937 | 2043937 | C18H11NO2 |  | Mass | kg | emission | air | https://ofmpub.epa.gov/sor_internet/registry/substreg/searchandretrieve/substancesearch/search.do?details=displayDetails&selectedSubstanceId=78944 | 1 | Chemicals | 1dee6448-6dba-3764-bd16-628c2d8c8ccf | 4061cba4-cb52-3ef2-85a6-55942ed24d37 | 20aadc24-a391-41cf-b340-3e4529f44bde | 93a60a56-a3c8-11da-a746-0800200b9a66
Cobalt carbonate | 2060950 | 2060950 | 2060950 | - |  | Mass | kg | emission | air | https://ofmpub.epa.gov/sor_internet/registry/substreg/searchandretrieve/substancesearch/search.do?details=displayDetails&selectedSubstanceId=78940 | 1 | Chemicals | d7055e06-0344-37de-805b-8b4c309e2665 | 4061cba4-cb52-3ef2-85a6-55942ed24d37 | 20aadc24-a391-41cf-b340-3e4529f44bde | 93a60a56-a3c8-11da-a746-0800200b9a66
Phosphorus trichloride | 2125683 | 2125683 | 2125683 | Cl3P |  | Mass | kg | emission | air | https://ofmpub.epa.gov/sor_internet/registry/substreg/searchandretrieve/substancesearch/search.do?details=displayDetails&selectedSubstanceId=38490 | 1 | Chemicals | 9c2e7f36-8d75-3fd5-9ed6-8499a47622a8 | 4061cba4-cb52-3ef2-85a6-55942ed24d37 | 20aadc24-a391-41cf-b340-3e4529f44bde | 93a60a56-a3c8-11da-a746-0800200b9a66
Potassium bromate | 2139594 | 2139594 | 2139594 | BrKO3 |  | Mass | kg | emission | air | https://ofmpub.epa.gov/sor_internet/registry/substreg/searchandretrieve/substancesearch/search.do?details=displayDetails&selectedSubstanceId=38344 | 1 | Chemicals | eaea10b8-2132-39ff-bd94-e8cca96efc88 | 4061cba4-cb52-3ef2-85a6-55942ed24d37 | 20aadc24-a391-41cf-b340-3e4529f44bde | 93a60a56-a3c8-11da-a746-0800200b9a66
Sodium chromate(VI) | 2146108 | 2146108 | 2146108 | CrNa2O4 |  | Mass | kg | emission | air | https://ofmpub.epa.gov/sor_internet/registry/substreg/searchandretrieve/substancesearch/search.do?details=displayDetails&selectedSubstanceId=38306 | 1 | Chemicals | 85a90500-e134-3b2f-8df0-40199dcb66a9 | 4061cba4-cb52-3ef2-85a6-55942ed24d37 | 20aadc24-a391-41cf-b340-3e4529f44bde | 93a60a56-a3c8-11da-a746-0800200b9a66
Hydrogen selenide | 2148909 | 2148909 | 2148909 | H2Se |  | Mass | kg | emission | air | https://ofmpub.epa.gov/sor_internet/registry/substreg/searchandretrieve/substancesearch/search.do?details=displayDetails&selectedSubstanceId=38125 | 1 | Chemicals | 5324fedd-1d40-326a-8ae9-5afbeadc3417 | 4061cba4-cb52-3ef2-85a6-55942ed24d37 | 20aadc24-a391-41cf-b340-3e4529f44bde | 93a60a56-a3c8-11da-a746-0800200b9a66
Strontium chromate | 2151068 | 2151068 | 2151068 | CrO4Sr |  | Mass | kg | emission | air | https://ofmpub.epa.gov/sor_internet/registry/substreg/searchandretrieve/substancesearch/search.do?details=displayDetails&selectedSubstanceId=37718 | 1 | Chemicals | a5c6531a-b526-391f-bf4d-7c7b3dd87911 | 4061cba4-cb52-3ef2-85a6-55942ed24d37 | 20aadc24-a391-41cf-b340-3e4529f44bde | 93a60a56-a3c8-11da-a746-0800200b9a66
Ammonium dichromate(VI) | 2151163 | 2151163 | 2151163 | Cr2H8N2O7 |  | Mass | kg | emission | air | https://ofmpub.epa.gov/sor_internet/registry/substreg/searchandretrieve/substancesearch/search.do?details=displayDetails&selectedSubstanceId=37717 | 1 | Chemicals | aa04f7eb-bdf4-3a3a-9134-02f1baa8ac90 | 4061cba4-cb52-3ef2-85a6-55942ed24d37 | 20aadc24-a391-41cf-b340-3e4529f44bde | 93a60a56-a3c8-11da-a746-0800200b9a66
p-Diisopropylbenzene | 100-18-5 | 100185 | 100185 | C12H18 |  | Mass | kg | emission | air | https://ofmpub.epa.gov/sor_internet/registry/substreg/searchandretrieve/substancesearch/search.do?details=displayDetails&selectedSubstanceId=47903 | 1 | Chemicals | e5014579-0578-3b85-91e8-22da37378e96 | 4061cba4-cb52-3ef2-85a6-55942ed24d37 | 20aadc24-a391-41cf-b340-3e4529f44bde | 93a60a56-a3c8-11da-a746-0800200b9a66
Nitrous oxide | 10024-97-2 | 10024972 | 10024972 | N2O |  | Mass | kg | emission | air | https://ofmpub.epa.gov/sor_internet/registry/substreg/searchandretrieve/substancesearch/search.do?details=displayDetails&selectedSubstanceId=94780 | 1 | Chemicals | ddaaa5df-5157-32bf-9a0b-31d91dfab72e | 4061cba4-cb52-3ef2-85a6-55942ed24d37 | 20aadc24-a391-41cf-b340-3e4529f44bde | 93a60a56-a3c8-11da-a746-0800200b9a66
Chromium(III) chloride | 10025-73-7 | 10025737 | 10025737 | Cl3Cr |  | Mass | kg | emission | air | https://ofmpub.epa.gov/sor_internet/registry/substreg/searchandretrieve/substancesearch/search.do?details=displayDetails&selectedSubstanceId=39371 | 1 | Chemicals | 3bfb0dff-ea17-3bd3-b6f6-d879b6387b67 | 4061cba4-cb52-3ef2-85a6-55942ed24d37 | 20aadc24-a391-41cf-b340-3e4529f44bde | 93a60a56-a3c8-11da-a746-0800200b9a66
Phosphorus oxychloride | 10025-87-3 | 10025873 | 10025873 | Cl3OP |  | Mass | kg | emission | air | https://ofmpub.epa.gov/sor_internet/registry/substreg/searchandretrieve/substancesearch/search.do?details=displayDetails&selectedSubstanceId=39366 | 1 | Chemicals | 2413232a-ed51-3efc-be1e-a484b01188b9 | 4061cba4-cb52-3ef2-85a6-55942ed24d37 | 20aadc24-a391-41cf-b340-3e4529f44bde | 93a60a56-a3c8-11da-a746-0800200b9a66
Antimony trichloride | 10025-91-9 | 10025919 | 10025919 | Cl3Sb |  | Mass | kg | emission | air | https://ofmpub.epa.gov/sor_internet/registry/substreg/searchandretrieve/substancesearch/search.do?details=displayDetails&selectedSubstanceId=39365 | 1 | Chemicals | b0d36876-6406-344a-843d-7b80944cdcb6 | 4061cba4-cb52-3ef2-85a6-55942ed24d37 | 20aadc24-a391-41cf-b340-3e4529f44bde | 93a60a56-a3c8-11da-a746-0800200b9a66
Diethylene glycol ethyl methyl ether | 1002-67-1 | 1002671 | 1002671 | C7H16O3 |  | Mass | kg | emission | air | https://ofmpub.epa.gov/sor_internet/registry/substreg/searchandretrieve/substancesearch/search.do?details=displayDetails&selectedSubstanceId=78938 | 1 | Chemicals | 579cf393-0498-3304-b8e4-0641181e89ec | 4061cba4-cb52-3ef2-85a6-55942ed24d37 | 20aadc24-a391-41cf-b340-3e4529f44bde | 93a60a56-a3c8-11da-a746-0800200b9a66
Pentadecanoic acid | 1002-84-2 | 1002842 | 1002842 | C15H30O2 |  | Mass | kg | emission | air | https://ofmpub.epa.gov/sor_internet/registry/substreg/searchandretrieve/substancesearch/search.do?details=displayDetails&selectedSubstanceId=43743 | 1 | Chemicals | cff6b547-c283-324f-943c-620f6e9a068c | 4061cba4-cb52-3ef2-85a6-55942ed24d37 | 20aadc24-a391-41cf-b340-3e4529f44bde | 93a60a56-a3c8-11da-a746-0800200b9a66
Lead arsenite | 10031-13-7 | 10031137 | 10031137 | - |  | Mass | kg | emission | air | https://ofmpub.epa.gov/sor_internet/registry/substreg/searchandretrieve/substancesearch/search.do?details=displayDetails&selectedSubstanceId=78928 | 1 | Chemicals | 5e110c30-cd94-3749-8597-7734e34486b7 | 4061cba4-cb52-3ef2-85a6-55942ed24d37 | 20aadc24-a391-41cf-b340-3e4529f44bde | 93a60a56-a3c8-11da-a746-0800200b9a66
Sodium chromate(VI), tetrahydrate | 10034-82-9 | 10034829 | 10034829 | CrH8Na2O8 |  | Mass | kg | emission | air | https://ofmpub.epa.gov/sor_internet/registry/substreg/searchandretrieve/substancesearch/search.do?details=displayDetails&selectedSubstanceId=78854 | 1 | Chemicals | c2619f8a-508f-377c-8803-7d9cef595b7a | 4061cba4-cb52-3ef2-85a6-55942ed24d37 | 20aadc24-a391-41cf-b340-3e4529f44bde | 93a60a56-a3c8-11da-a746-0800200b9a66
Iodine-131 | 10043-66-0 | 10043660 | 10043660 | - |  | Mass | kg | emission | air | https://ofmpub.epa.gov/sor_internet/registry/substreg/searchandretrieve/substancesearch/search.do?details=displayDetails&selectedSubstanceId=5147 | 1 | Chemicals | 2b10ba18-7356-3c92-b2a2-612194f6e9d6 | 4061cba4-cb52-3ef2-85a6-55942ed24d37 | 20aadc24-a391-41cf-b340-3e4529f44bde | 93a60a56-a3c8-11da-a746-0800200b9a66
Chromium(II) chloride | 10049-05-5 | 10049055 | 10049055 | - |  | Mass | kg | emission | air | https://ofmpub.epa.gov/sor_internet/registry/substreg/searchandretrieve/substancesearch/search.do?details=displayDetails&selectedSubstanceId=39290 | 1 | Chemicals | 709b3d30-903b-3b94-93e3-dff1fcc86821 | 4061cba4-cb52-3ef2-85a6-55942ed24d37 | 20aadc24-a391-41cf-b340-3e4529f44bde | 93a60a56-a3c8-11da-a746-0800200b9a66
Chromium(III) chloride hexahydrate | 10060-12-5 | 10060125 | 10060125 | Cl3CrH12O6 |  | Mass | kg | emission | air | https://ofmpub.epa.gov/sor_internet/registry/substreg/searchandretrieve/substancesearch/search.do?details=displayDetails&selectedSubstanceId=78942 | 1 | Chemicals | 289c0b9b-a732-3970-b92b-640c0041fa0d | 4061cba4-cb52-3ef2-85a6-55942ed24d37 | 20aadc24-a391-41cf-b340-3e4529f44bde | 93a60a56-a3c8-11da-a746-0800200b9a66
Lead(II) Nitrate | 10099-74-8 | 10099748 | 10099748 | H2N2O6Pb |  | Mass | kg | emission | air | https://ofmpub.epa.gov/sor_internet/registry/substreg/searchandretrieve/substancesearch/search.do?details=displayDetails&selectedSubstanceId=39255 | 1 | Chemicals | 12071824-7d18-3909-9b8d-eb54a2f5198c | 4061cba4-cb52-3ef2-85a6-55942ed24d37 | 20aadc24-a391-41cf-b340-3e4529f44bde | 93a60a56-a3c8-11da-a746-0800200b9a66
Sodium permanganate | 10101-50-5 | 10101505 | 10101505 | MnNaO4 |  | Mass | kg | emission | air | https://ofmpub.epa.gov/sor_internet/registry/substreg/searchandretrieve/substancesearch/search.do?details=displayDetails&selectedSubstanceId=39251 | 1 | Chemicals | c073af6c-1e9f-3424-88b2-a2931b2402ed | 4061cba4-cb52-3ef2-85a6-55942ed24d37 | 20aadc24-a391-41cf-b340-3e4529f44bde | 93a60a56-a3c8-11da-a746-0800200b9a66
Chromium(III) sulfate | 10101-53-8 | 10101538 | 10101538 | Cr2O12S3 |  | Mass | kg | emission | air | https://ofmpub.epa.gov/sor_internet/registry/substreg/searchandretrieve/substancesearch/search.do?details=displayDetails&selectedSubstanceId=39249 | 1 | Chemicals | 1467dea1-2580-3a84-bb6f-de7da4b54e0e | 4061cba4-cb52-3ef2-85a6-55942ed24d37 | 20aadc24-a391-41cf-b340-3e4529f44bde | 93a60a56-a3c8-11da-a746-0800200b9a66
Nickel(II) sulfate hexahydrate | 10101-97-0 | 10101970 | 10101970 | H12NiO10S |  | Mass | kg | emission | air | https://ofmpub.epa.gov/sor_internet/registry/substreg/searchandretrieve/substancesearch/search.do?details=displayDetails&selectedSubstanceId=39239 | 1 | Chemicals | c633c7d4-d907-316b-97d2-afb82d3a3171 | 4061cba4-cb52-3ef2-85a6-55942ed24d37 | 20aadc24-a391-41cf-b340-3e4529f44bde | 93a60a56-a3c8-11da-a746-0800200b9a66
Cadmium dichloride | 10108-64-2 | 10108642 | 10108642 | CdCl2 |  | Mass | kg | emission | air | https://ofmpub.epa.gov/sor_internet/registry/substreg/searchandretrieve/substancesearch/search.do?details=displayDetails&selectedSubstanceId=39216 | 1 | Chemicals | 29ba58b1-bdaa-3b3e-9768-65de76c815c2 | 4061cba4-cb52-3ef2-85a6-55942ed24d37 | 20aadc24-a391-41cf-b340-3e4529f44bde | 93a60a56-a3c8-11da-a746-0800200b9a66
Cadmium sulfate | 10124-36-4 | 10124364 | 10124364 | CdO4S |  | Mass | kg | emission | air | https://ofmpub.epa.gov/sor_internet/registry/substreg/searchandretrieve/substancesearch/search.do?details=displayDetails&selectedSubstanceId=39196 | 1 | Chemicals | 518345d1-5c5b-3f25-830e-0f96aaf42590 | 4061cba4-cb52-3ef2-85a6-55942ed24d37 | 20aadc24-a391-41cf-b340-3e4529f44bde | 93a60a56-a3c8-11da-a746-0800200b9a66
Cobalt(II) sulfate | 10124-43-3 | 10124433 | 10124433 | CoO4S |  | Mass | kg | emission | air | https://ofmpub.epa.gov/sor_internet/registry/substreg/searchandretrieve/substancesearch/search.do?details=displayDetails&selectedSubstanceId=39194 | 1 | Chemicals | 4aa0723f-e5f6-3323-9d3f-a8e26d8813a1 | 4061cba4-cb52-3ef2-85a6-55942ed24d37 | 20aadc24-a391-41cf-b340-3e4529f44bde | 93a60a56-a3c8-11da-a746-0800200b9a66
Ethylene glycol mono-2-methylpentyl ether | 10137-96-9 | 10137969 | 10137969 | - |  | Mass | kg | emission | air | https://ofmpub.epa.gov/sor_internet/registry/substreg/searchandretrieve/substancesearch/search.do?details=displayDetails&selectedSubstanceId=78931 | 1 | Chemicals | 26ff7f31-9245-3bc4-a176-7c3fd3c867a0 | 4061cba4-cb52-3ef2-85a6-55942ed24d37 | 20aadc24-a391-41cf-b340-3e4529f44bde | 93a60a56-a3c8-11da-a746-0800200b9a66
Ethylene glycol mono-2,6,8-trimethyl-4-nonyl ether | 10137-98-1 | 10137981 | 10137981 | C14H30O2 |  | Mass | kg | emission | air | https://ofmpub.epa.gov/sor_internet/registry/substreg/searchandretrieve/substancesearch/search.do?details=displayDetails&selectedSubstanceId=78930 | 1 | Chemicals | 61de0aca-11b8-34e8-9f4c-eb7794f9cf75 | 4061cba4-cb52-3ef2-85a6-55942ed24d37 | 20aadc24-a391-41cf-b340-3e4529f44bde | 93a60a56-a3c8-11da-a746-0800200b9a66
Ethene, [2-(2-ethoxyethoxy)ethoxy]- | 10143-53-0 | 10143530 | 10143530 | C8H16O3 |  | Mass | kg | emission | air | https://ofmpub.epa.gov/sor_internet/registry/substreg/searchandretrieve/substancesearch/search.do?details=displayDetails&selectedSubstanceId=39151 | 1 | Chemicals | 5b7ee80a-1802-3adc-8ef0-790ee499f4c8 | 4061cba4-cb52-3ef2-85a6-55942ed24d37 | 20aadc24-a391-41cf-b340-3e4529f44bde | 93a60a56-a3c8-11da-a746-0800200b9a66
Diethylene glycol mono-2-cyanoethyl ether | 10143-54-1 | 10143541 | 10143541 | - |  | Mass | kg | emission | air | https://ofmpub.epa.gov/sor_internet/registry/substreg/searchandretrieve/substancesearch/search.do?details=displayDetails&selectedSubstanceId=78937 | 1 | Chemicals | 90235c38-577e-386d-a05f-8b82beb21ffa | 4061cba4-cb52-3ef2-85a6-55942ed24d37 | 20aadc24-a391-41cf-b340-3e4529f44bde | 93a60a56-a3c8-11da-a746-0800200b9a66
Diethylene glycol mono-2-methylpentyl ether | 10143-56-3 | 10143563 | 10143563 | - |  | Mass | kg | emission | air | https://ofmpub.epa.gov/sor_internet/registry/substreg/searchandretrieve/substancesearch/search.do?details=displayDetails&selectedSubstanceId=78935 | 1 | Chemicals | a36dfb7e-9251-38e9-829c-67f40446bb56 | 4061cba4-cb52-3ef2-85a6-55942ed24d37 | 20aadc24-a391-41cf-b340-3e4529f44bde | 93a60a56-a3c8-11da-a746-0800200b9a66
4,4'-Methylenedi(phenyl isocyanate) | 101-68-8 | 101688 | 101688 | C15H10N2O2 |  | Mass | kg | emission | air | https://ofmpub.epa.gov/sor_internet/registry/substreg/searchandretrieve/substancesearch/search.do?details=displayDetails&selectedSubstanceId=47830 | 1 | Chemicals | df966e98-c2f9-3751-9636-e8be0d1d3763 | 4061cba4-cb52-3ef2-85a6-55942ed24d37 | 20aadc24-a391-41cf-b340-3e4529f44bde | 93a60a56-a3c8-11da-a746-0800200b9a66
.alpha.-Hexylcinnamaldehyde | 101-86-0 | 101860 | 101860 | C15H20O |  | Mass | kg | emission | air | https://ofmpub.epa.gov/sor_internet/registry/substreg/searchandretrieve/substancesearch/search.do?details=displayDetails&selectedSubstanceId=47815 | 1 | Chemicals | 0a306529-a5f9-33a1-9688-c6db32384af2 | 4061cba4-cb52-3ef2-85a6-55942ed24d37 | 20aadc24-a391-41cf-b340-3e4529f44bde | 93a60a56-a3c8-11da-a746-0800200b9a66
3-Butoxy-1-propanol | 10215-33-5 | 10215335 | 10215335 | C7H16O2 |  | Mass | kg | emission | air | https://ofmpub.epa.gov/sor_internet/registry/substreg/searchandretrieve/substancesearch/search.do?details=displayDetails&selectedSubstanceId=78945 | 1 | Chemicals | 914bfcc3-81ae-32b9-b74a-5904d1cefcbc | 4061cba4-cb52-3ef2-85a6-55942ed24d37 | 20aadc24-a391-41cf-b340-3e4529f44bde | 93a60a56-a3c8-11da-a746-0800200b9a66
Glyceryl triacetate | 102-76-1 | 102761 | 102761 | C9H14O6 |  | Mass | kg | emission | air | https://ofmpub.epa.gov/sor_internet/registry/substreg/searchandretrieve/substancesearch/search.do?details=displayDetails&selectedSubstanceId=47781 | 1 | Chemicals | 8d1a23bc-98b9-3947-b13e-649614ff9c17 | 4061cba4-cb52-3ef2-85a6-55942ed24d37 | 20aadc24-a391-41cf-b340-3e4529f44bde | 93a60a56-a3c8-11da-a746-0800200b9a66
Boron trichloride | 10294-34-5 | 10294345 | 10294345 | BCl3 |  | Mass | kg | emission | air | https://ofmpub.epa.gov/sor_internet/registry/substreg/searchandretrieve/substancesearch/search.do?details=displayDetails&selectedSubstanceId=39059 | 1 | Chemicals | 2d5cb1c3-4583-3f2c-90cc-d82288fabb01 | 4061cba4-cb52-3ef2-85a6-55942ed24d37 | 20aadc24-a391-41cf-b340-3e4529f44bde | 93a60a56-a3c8-11da-a746-0800200b9a66
Barium chromate | 10294-40-3 | 10294403 | 10294403 | BaCrO4 |  | Mass | kg | emission | air | https://ofmpub.epa.gov/sor_internet/registry/substreg/searchandretrieve/substancesearch/search.do?details=displayDetails&selectedSubstanceId=39058 | 1 | Chemicals | e212992e-a0a2-3753-93df-a3e919f780ee | 4061cba4-cb52-3ef2-85a6-55942ed24d37 | 20aadc24-a391-41cf-b340-3e4529f44bde | 93a60a56-a3c8-11da-a746-0800200b9a66
Cadmium nitrate | 10325-94-7 | 10325947 | 10325947 | CdN2O6 |  | Mass | kg | emission | air | https://ofmpub.epa.gov/sor_internet/registry/substreg/searchandretrieve/substancesearch/search.do?details=displayDetails&selectedSubstanceId=39039 | 1 | Chemicals | 2a71b6b5-38cd-389f-859c-c85339e568e2 | 4061cba4-cb52-3ef2-85a6-55942ed24d37 | 20aadc24-a391-41cf-b340-3e4529f44bde | 93a60a56-a3c8-11da-a746-0800200b9a66
Nitric acid, manganese(II) salt | 10377-66-9 | 10377669 | 10377669 | MnN2O6 |  | Mass | kg | emission | air | https://ofmpub.epa.gov/sor_internet/registry/substreg/searchandretrieve/substancesearch/search.do?details=displayDetails&selectedSubstanceId=38991 | 1 | Chemicals | bf7d1d07-244c-355e-885f-78dec45476a7 | 4061cba4-cb52-3ef2-85a6-55942ed24d37 | 20aadc24-a391-41cf-b340-3e4529f44bde | 93a60a56-a3c8-11da-a746-0800200b9a66
Anethole | 104-46-1 | 104461 | 104461 | C10H12O |  | Mass | kg | emission | air | https://ofmpub.epa.gov/sor_internet/registry/substreg/searchandretrieve/substancesearch/search.do?details=displayDetails&selectedSubstanceId=47634 | 1 | Chemicals | 7cfdcc16-812a-3885-8c32-491cea933478 | 4061cba4-cb52-3ef2-85a6-55942ed24d37 | 20aadc24-a391-41cf-b340-3e4529f44bde | 93a60a56-a3c8-11da-a746-0800200b9a66
2(3H)-Furanone, 5-butyldihydro- | 104-50-7 | 104507 | 104507 | C8H14O2 |  | Mass | kg | emission | air | https://ofmpub.epa.gov/sor_internet/registry/substreg/searchandretrieve/substancesearch/search.do?details=displayDetails&selectedSubstanceId=47632 | 1 | Chemicals | ea0241db-4897-3824-b1fb-7709736ba889 | 4061cba4-cb52-3ef2-85a6-55942ed24d37 | 20aadc24-a391-41cf-b340-3e4529f44bde | 93a60a56-a3c8-11da-a746-0800200b9a66
3-Phenyl-2-propen-1-ol | 104-54-1 | 104541 | 104541 | C9H10O |  | Mass | kg | emission | air | https://ofmpub.epa.gov/sor_internet/registry/substreg/searchandretrieve/substancesearch/search.do?details=displayDetails&selectedSubstanceId=47630 | 1 | Chemicals | f305e4d3-20d2-3bd1-b6d3-1bd874448667 | 4061cba4-cb52-3ef2-85a6-55942ed24d37 | 20aadc24-a391-41cf-b340-3e4529f44bde | 93a60a56-a3c8-11da-a746-0800200b9a66
Cinnamaldehyde | 104-55-2 | 104552 | 104552 | C9H8O |  | Mass | kg | emission | air | https://ofmpub.epa.gov/sor_internet/registry/substreg/searchandretrieve/substancesearch/search.do?details=displayDetails&selectedSubstanceId=97248 | 1 | Chemicals | 63052e31-7fc8-3c2a-902f-a5233a30fff0 | 4061cba4-cb52-3ef2-85a6-55942ed24d37 | 20aadc24-a391-41cf-b340-3e4529f44bde | 93a60a56-a3c8-11da-a746-0800200b9a66
Dihydro-5-pentyl-2(3H)-furanone | 104-61-0 | 104610 | 104610 | C9H16O2 |  | Mass | kg | emission | air | https://ofmpub.epa.gov/sor_internet/registry/substreg/searchandretrieve/substancesearch/search.do?details=displayDetails&selectedSubstanceId=97247 | 1 | Chemicals | ede8b54b-80d0-3c0c-b0e1-b317947d2875 | 4061cba4-cb52-3ef2-85a6-55942ed24d37 | 20aadc24-a391-41cf-b340-3e4529f44bde | 93a60a56-a3c8-11da-a746-0800200b9a66
5-Heptyldihydro-2(3H)-furanone | 104-67-6 | 104676 | 104676 | C11H20O2 |  | Mass | kg | emission | air | https://ofmpub.epa.gov/sor_internet/registry/substreg/searchandretrieve/substancesearch/search.do?details=displayDetails&selectedSubstanceId=97243 | 1 | Chemicals | bce8ac81-84e1-3fd2-8163-6c6583d7d759 | 4061cba4-cb52-3ef2-85a6-55942ed24d37 | 20aadc24-a391-41cf-b340-3e4529f44bde | 93a60a56-a3c8-11da-a746-0800200b9a66
Tridecanal | 10486-19-8 | 10486198 | 10486198 | C13H26O |  | Mass | kg | emission | air | https://ofmpub.epa.gov/sor_internet/registry/substreg/searchandretrieve/substancesearch/search.do?details=displayDetails&selectedSubstanceId=38914 | 1 | Chemicals | d67541e8-031d-37c8-bb70-e00977f1089f | 4061cba4-cb52-3ef2-85a6-55942ed24d37 | 20aadc24-a391-41cf-b340-3e4529f44bde | 93a60a56-a3c8-11da-a746-0800200b9a66
p-Diethylbenzene | 105-05-5 | 105055 | 105055 | C10H14 |  | Mass | kg | emission | air | https://ofmpub.epa.gov/sor_internet/registry/substreg/searchandretrieve/substancesearch/search.do?details=displayDetails&selectedSubstanceId=47603 | 1 | Chemicals | b829c91d-5ffb-3aa0-aa94-fa399ea7be06 | 4061cba4-cb52-3ef2-85a6-55942ed24d37 | 20aadc24-a391-41cf-b340-3e4529f44bde | 93a60a56-a3c8-11da-a746-0800200b9a66
2(3H)-Furanone, dihydro-5-propyl- | 105-21-5 | 105215 | 105215 | C7H12O2 |  | Mass | kg | emission | air | https://ofmpub.epa.gov/sor_internet/registry/substreg/searchandretrieve/substancesearch/search.do?details=displayDetails&selectedSubstanceId=47596 | 1 | Chemicals | 48f27f7f-a9d4-3449-8cb4-f29ea04714ba | 4061cba4-cb52-3ef2-85a6-55942ed24d37 | 20aadc24-a391-41cf-b340-3e4529f44bde | 93a60a56-a3c8-11da-a746-0800200b9a66
Diethyl acetal | 105-57-7 | 105577 | 105577 | C6H14O2 |  | Mass | kg | emission | air | https://ofmpub.epa.gov/sor_internet/registry/substreg/searchandretrieve/substancesearch/search.do?details=displayDetails&selectedSubstanceId=47575 | 1 | Chemicals | 7eb3a51b-f4a0-3944-98a3-ad95c3cb318e | 4061cba4-cb52-3ef2-85a6-55942ed24d37 | 20aadc24-a391-41cf-b340-3e4529f44bde | 93a60a56-a3c8-11da-a746-0800200b9a66
Butanoic acid, propyl ester | 105-66-8 | 105668 | 105668 | C7H14O2 |  | Mass | kg | emission | air | https://ofmpub.epa.gov/sor_internet/registry/substreg/searchandretrieve/substancesearch/search.do?details=displayDetails&selectedSubstanceId=47569 | 1 | Chemicals | 569ff48e-1d39-3a9c-9bd1-a6d8ccbe791c | 4061cba4-cb52-3ef2-85a6-55942ed24d37 | 20aadc24-a391-41cf-b340-3e4529f44bde | 93a60a56-a3c8-11da-a746-0800200b9a66
1-Octanol, 3,7-dimethyl- | 106-21-8 | 106218 | 106218 | C10H22O |  | Mass | kg | emission | air | https://ofmpub.epa.gov/sor_internet/registry/substreg/searchandretrieve/substancesearch/search.do?details=displayDetails&selectedSubstanceId=47543 | 1 | Chemicals | 826dde2d-720b-3920-8f50-2e41fe19d062 | 4061cba4-cb52-3ef2-85a6-55942ed24d37 | 20aadc24-a391-41cf-b340-3e4529f44bde | 93a60a56-a3c8-11da-a746-0800200b9a66
Propanoic acid, propyl ester | 106-36-5 | 106365 | 106365 | C6H12O2 |  | Mass | kg | emission | air | https://ofmpub.epa.gov/sor_internet/registry/substreg/searchandretrieve/substancesearch/search.do?details=displayDetails&selectedSubstanceId=96730 | 1 | Chemicals | 4d9e876e-f1ae-381b-a0a7-42125955336a | 4061cba4-cb52-3ef2-85a6-55942ed24d37 | 20aadc24-a391-41cf-b340-3e4529f44bde | 93a60a56-a3c8-11da-a746-0800200b9a66
Dimethyl succinate | 106-65-0 | 106650 | 106650 | C6H10O4 |  | Mass | kg | emission | air | https://ofmpub.epa.gov/sor_internet/registry/substreg/searchandretrieve/substancesearch/search.do?details=displayDetails&selectedSubstanceId=47509 | 1 | Chemicals | 282fd14a-cb86-34ec-9961-29c4fe439102 | 4061cba4-cb52-3ef2-85a6-55942ed24d37 | 20aadc24-a391-41cf-b340-3e4529f44bde | 93a60a56-a3c8-11da-a746-0800200b9a66
Methyl hexanoate | 106-70-7 | 106707 | 106707 | C7H14O2 |  | Mass | kg | emission | air | https://ofmpub.epa.gov/sor_internet/registry/substreg/searchandretrieve/substancesearch/search.do?details=displayDetails&selectedSubstanceId=96723 | 1 | Chemicals | 06d316cb-86cf-32d4-a3ef-c1c2644ffe91 | 4061cba4-cb52-3ef2-85a6-55942ed24d37 | 20aadc24-a391-41cf-b340-3e4529f44bde | 93a60a56-a3c8-11da-a746-0800200b9a66
Pentane, 3,3-diethyl- | 1067-20-5 | 1067205 | 1067205 | C9H20 |  | Mass | kg | emission | air | https://ofmpub.epa.gov/sor_internet/registry/substreg/searchandretrieve/substancesearch/search.do?details=displayDetails&selectedSubstanceId=82697 | 1 | Chemicals | d6c16590-fee4-3c99-8cb5-9d8c04ae873c | 4061cba4-cb52-3ef2-85a6-55942ed24d37 | 20aadc24-a391-41cf-b340-3e4529f44bde | 93a60a56-a3c8-11da-a746-0800200b9a66
Methyl heptanoate | 106-73-0 | 106730 | 106730 | C8H16O2 |  | Mass | kg | emission | air | https://ofmpub.epa.gov/sor_internet/registry/substreg/searchandretrieve/substancesearch/search.do?details=displayDetails&selectedSubstanceId=96721 | 1 | Chemicals | 1bd8f742-ef1e-3b7f-b60d-8fde84c12125 | 4061cba4-cb52-3ef2-85a6-55942ed24d37 | 20aadc24-a391-41cf-b340-3e4529f44bde | 93a60a56-a3c8-11da-a746-0800200b9a66
Hexane, 2,3,5-trimethyl- | 1069-53-0 | 1069530 | 1069530 | - |  | Mass | kg | emission | air | https://ofmpub.epa.gov/sor_internet/registry/substreg/searchandretrieve/substancesearch/search.do?details=displayDetails&selectedSubstanceId=81864 | 1 | Chemicals | 8a058e68-d725-3c2c-b422-9d5fb3ce0a14 | 4061cba4-cb52-3ef2-85a6-55942ed24d37 | 20aadc24-a391-41cf-b340-3e4529f44bde | 93a60a56-a3c8-11da-a746-0800200b9a66
1-Butene | 106-98-9 | 106989 | 106989 | C4H8 |  | Mass | kg | emission | air | https://ofmpub.epa.gov/sor_internet/registry/substreg/searchandretrieve/substancesearch/search.do?details=displayDetails&selectedSubstanceId=47491 | 1 | Chemicals | a813aebb-6c16-3142-bfc5-6c9c32dd6d45 | 4061cba4-cb52-3ef2-85a6-55942ed24d37 | 20aadc24-a391-41cf-b340-3e4529f44bde | 93a60a56-a3c8-11da-a746-0800200b9a66
1-Butyne | 107-00-6 | 107006 | 107006 | C4H6 |  | Mass | kg | emission | air | https://ofmpub.epa.gov/sor_internet/registry/substreg/searchandretrieve/substancesearch/search.do?details=displayDetails&selectedSubstanceId=96709 | 1 | Chemicals | 76f2b6c7-fa1d-308c-8109-82dd5b111ecd | 4061cba4-cb52-3ef2-85a6-55942ed24d37 | 20aadc24-a391-41cf-b340-3e4529f44bde | 93a60a56-a3c8-11da-a746-0800200b9a66
2,2-Dimethylheptane | 1071-26-7 | 1071267 | 1071267 | C9H20 |  | Mass | kg | emission | air | https://ofmpub.epa.gov/sor_internet/registry/substreg/searchandretrieve/substancesearch/search.do?details=displayDetails&selectedSubstanceId=43983 | 1 | Chemicals | 9c31cc0a-0ae2-3fdb-a6ee-f5d103d00c19 | 4061cba4-cb52-3ef2-85a6-55942ed24d37 | 20aadc24-a391-41cf-b340-3e4529f44bde | 93a60a56-a3c8-11da-a746-0800200b9a66
1-Pentene, 2,4,4-trimethyl- | 107-39-1 | 107391 | 107391 | C8H16 |  | Mass | kg | emission | air | https://ofmpub.epa.gov/sor_internet/registry/substreg/searchandretrieve/substancesearch/search.do?details=displayDetails&selectedSubstanceId=96695 | 1 | Chemicals | f07aff9a-6b4f-351b-80e1-bb91e3853cc1 | 4061cba4-cb52-3ef2-85a6-55942ed24d37 | 20aadc24-a391-41cf-b340-3e4529f44bde | 93a60a56-a3c8-11da-a746-0800200b9a66
2-Pentene, 2,4,4-trimethyl- | 107-40-4 | 107404 | 107404 | C8H16 |  | Mass | kg | emission | air | https://ofmpub.epa.gov/sor_internet/registry/substreg/searchandretrieve/substancesearch/search.do?details=displayDetails&selectedSubstanceId=47468 | 1 | Chemicals | 3fa09f95-43fc-3911-bc58-178fade12111 | 4061cba4-cb52-3ef2-85a6-55942ed24d37 | 20aadc24-a391-41cf-b340-3e4529f44bde | 93a60a56-a3c8-11da-a746-0800200b9a66
1-Methyl-2-propylbenzene | 1074-17-5 | 1074175 | 1074175 | C10H14 |  | Mass | kg | emission | air | https://ofmpub.epa.gov/sor_internet/registry/substreg/searchandretrieve/substancesearch/search.do?details=displayDetails&selectedSubstanceId=96694 | 1 | Chemicals | e675eccc-d306-3b0f-ad90-6706e7657333 | 4061cba4-cb52-3ef2-85a6-55942ed24d37 | 20aadc24-a391-41cf-b340-3e4529f44bde | 93a60a56-a3c8-11da-a746-0800200b9a66
1-Methyl-3-propylbenzene | 1074-43-7 | 1074437 | 1074437 | C10H14 |  | Mass | kg | emission | air | https://ofmpub.epa.gov/sor_internet/registry/substreg/searchandretrieve/substancesearch/search.do?details=displayDetails&selectedSubstanceId=43574 | 1 | Chemicals | 0719e5d7-c5f9-386e-8e80-09f7f9a673a4 | 4061cba4-cb52-3ef2-85a6-55942ed24d37 | 20aadc24-a391-41cf-b340-3e4529f44bde | 93a60a56-a3c8-11da-a746-0800200b9a66
p-Propyltoluene | 1074-55-1 | 1074551 | 1074551 | C10H14 |  | Mass | kg | emission | air | https://ofmpub.epa.gov/sor_internet/registry/substreg/searchandretrieve/substancesearch/search.do?details=displayDetails&selectedSubstanceId=43573 | 1 | Chemicals | 3d895daa-5af5-3ebf-a626-6e87271f4d31 | 4061cba4-cb52-3ef2-85a6-55942ed24d37 | 20aadc24-a391-41cf-b340-3e4529f44bde | 93a60a56-a3c8-11da-a746-0800200b9a66
Octanal, 7-hydroxy-3,7-dimethyl- | 107-75-5 | 107755 | 107755 | C10H20O2 |  | Mass | kg | emission | air | https://ofmpub.epa.gov/sor_internet/registry/substreg/searchandretrieve/substancesearch/search.do?details=displayDetails&selectedSubstanceId=47446 | 1 | Chemicals | dc45f751-5f0e-30a0-a4a9-e9b5b4c40f31 | 4061cba4-cb52-3ef2-85a6-55942ed24d37 | 20aadc24-a391-41cf-b340-3e4529f44bde | 93a60a56-a3c8-11da-a746-0800200b9a66
1,3-Butylene glycol | 107-88-0 | 107880 | 107880 | C4H10O2 |  | Mass | kg | emission | air | https://ofmpub.epa.gov/sor_internet/registry/substreg/searchandretrieve/substancesearch/search.do?details=displayDetails&selectedSubstanceId=96679 | 1 | Chemicals | 290213d2-7072-3f18-acfb-c5bb642bd8f3 | 4061cba4-cb52-3ef2-85a6-55942ed24d37 | 20aadc24-a391-41cf-b340-3e4529f44bde | 93a60a56-a3c8-11da-a746-0800200b9a66
2,4-Dimethylpentane | 108-08-7 | 108087 | 108087 | C7H16 |  | Mass | kg | emission | air | https://ofmpub.epa.gov/sor_internet/registry/substreg/searchandretrieve/substancesearch/search.do?details=displayDetails&selectedSubstanceId=47430 | 1 | Chemicals | ee07fcbb-f3ee-370b-aadb-e19ddbb13f49 | 4061cba4-cb52-3ef2-85a6-55942ed24d37 | 20aadc24-a391-41cf-b340-3e4529f44bde | 93a60a56-a3c8-11da-a746-0800200b9a66
1-Methoxy-2-propyl acetate | 108-65-6 | 108656 | 108656 | C6H12O3 |  | Mass | kg | emission | air | https://ofmpub.epa.gov/sor_internet/registry/substreg/searchandretrieve/substancesearch/search.do?details=displayDetails&selectedSubstanceId=47398 | 1 | Chemicals | bea72d7d-63e8-3bbf-80fc-98d20e47b330 | 4061cba4-cb52-3ef2-85a6-55942ed24d37 | 20aadc24-a391-41cf-b340-3e4529f44bde | 93a60a56-a3c8-11da-a746-0800200b9a66
1-Pentene | 109-67-1 | 109671 | 109671 | C5H10 |  | Mass | kg | emission | air | https://ofmpub.epa.gov/sor_internet/registry/substreg/searchandretrieve/substancesearch/search.do?details=displayDetails&selectedSubstanceId=47339 | 1 | Chemicals | e42dae8e-b4e5-3f33-a862-4377a2505cbe | 4061cba4-cb52-3ef2-85a6-55942ed24d37 | 20aadc24-a391-41cf-b340-3e4529f44bde | 93a60a56-a3c8-11da-a746-0800200b9a66
Ethyl formate | 109-94-4 | 109944 | 109944 | C3H6O2 |  | Mass | kg | emission | air | https://ofmpub.epa.gov/sor_internet/registry/substreg/searchandretrieve/substancesearch/search.do?details=displayDetails&selectedSubstanceId=47716 | 1 | Chemicals | a8b97239-bd98-3a9d-9690-e5444300b69c | 4061cba4-cb52-3ef2-85a6-55942ed24d37 | 20aadc24-a391-41cf-b340-3e4529f44bde | 93a60a56-a3c8-11da-a746-0800200b9a66
Methyl decanoate | 110-42-9 | 110429 | 110429 | C11H22O2 |  | Mass | kg | emission | air | https://ofmpub.epa.gov/sor_internet/registry/substreg/searchandretrieve/substancesearch/search.do?details=displayDetails&selectedSubstanceId=47691 | 1 | Chemicals | f9303ad8-813f-3f37-9609-d6243aa97be3 | 4061cba4-cb52-3ef2-85a6-55942ed24d37 | 20aadc24-a391-41cf-b340-3e4529f44bde | 93a60a56-a3c8-11da-a746-0800200b9a66
Ethylene glycol dimethyl ether | 110-71-4 | 110714 | 110714 | C4H10O2 |  | Mass | kg | emission | air | https://ofmpub.epa.gov/sor_internet/registry/substreg/searchandretrieve/substancesearch/search.do?details=displayDetails&selectedSubstanceId=47669 | 1 | Chemicals | 415b4457-f5d8-39ea-81ff-2622f891e858 | 4061cba4-cb52-3ef2-85a6-55942ed24d37 | 20aadc24-a391-41cf-b340-3e4529f44bde | 93a60a56-a3c8-11da-a746-0800200b9a66
Formic acid, propyl ester | 110-74-7 | 110747 | 110747 | C4H8O2 |  | Mass | kg | emission | air | https://ofmpub.epa.gov/sor_internet/registry/substreg/searchandretrieve/substancesearch/search.do?details=displayDetails&selectedSubstanceId=47666 | 1 | Chemicals | 4fe81609-2061-39d4-b063-2a2f043148a7 | 4061cba4-cb52-3ef2-85a6-55942ed24d37 | 20aadc24-a391-41cf-b340-3e4529f44bde | 93a60a56-a3c8-11da-a746-0800200b9a66
Potassium zinc chromate hydroxide | 11103-86-9 | 11103869 | 11103869 | Cr2HKO9Zn2 |  | Mass | kg | emission | air | https://ofmpub.epa.gov/sor_internet/registry/substreg/searchandretrieve/substancesearch/search.do?details=displayDetails&selectedSubstanceId=38808 | 1 | Chemicals | 3f9dff01-e566-3f32-92f4-48af1ca069c9 | 4061cba4-cb52-3ef2-85a6-55942ed24d37 | 20aadc24-a391-41cf-b340-3e4529f44bde | 93a60a56-a3c8-11da-a746-0800200b9a66
2-Methoxyethyl oleate | 111-10-4 | 111104 | 111104 | - |  | Mass | kg | emission | air | https://ofmpub.epa.gov/sor_internet/registry/substreg/searchandretrieve/substancesearch/search.do?details=displayDetails&selectedSubstanceId=46935 | 1 | Chemicals | 08aff115-1f7e-3506-90aa-06de2feb0897 | 4061cba4-cb52-3ef2-85a6-55942ed24d37 | 20aadc24-a391-41cf-b340-3e4529f44bde | 93a60a56-a3c8-11da-a746-0800200b9a66
Methyl octanoate | 111-11-5 | 111115 | 111115 | C9H18O2 |  | Mass | kg | emission | air | https://ofmpub.epa.gov/sor_internet/registry/substreg/searchandretrieve/substancesearch/search.do?details=displayDetails&selectedSubstanceId=96260 | 1 | Chemicals | 8428024b-ddac-3f8b-9f6e-a90a01ce1e93 | 4061cba4-cb52-3ef2-85a6-55942ed24d37 | 20aadc24-a391-41cf-b340-3e4529f44bde | 93a60a56-a3c8-11da-a746-0800200b9a66
3-Ethoxy-1-propanol | 111-35-3 | 111353 | 111353 | C5H12O2 |  | Mass | kg | emission | air | https://ofmpub.epa.gov/sor_internet/registry/substreg/searchandretrieve/substancesearch/search.do?details=displayDetails&selectedSubstanceId=82802 | 1 | Chemicals | 97342f9b-8fb5-3380-9929-ea6b57a5d37e | 4061cba4-cb52-3ef2-85a6-55942ed24d37 | 20aadc24-a391-41cf-b340-3e4529f44bde | 93a60a56-a3c8-11da-a746-0800200b9a66
Propyl ether | 111-43-3 | 111433 | 111433 | C6H14O |  | Mass | kg | emission | air | https://ofmpub.epa.gov/sor_internet/registry/substreg/searchandretrieve/substancesearch/search.do?details=displayDetails&selectedSubstanceId=46915 | 1 | Chemicals | 48aadee5-5857-3f99-a571-39f8a77142c5 | 4061cba4-cb52-3ef2-85a6-55942ed24d37 | 20aadc24-a391-41cf-b340-3e4529f44bde | 93a60a56-a3c8-11da-a746-0800200b9a66
1-Octene | 111-66-0 | 111660 | 111660 | C8H16 |  | Mass | kg | emission | air | https://ofmpub.epa.gov/sor_internet/registry/substreg/searchandretrieve/substancesearch/search.do?details=displayDetails&selectedSubstanceId=46894 | 1 | Chemicals | f5d3bf32-de84-3196-9ed0-ec7098a2d7e3 | 4061cba4-cb52-3ef2-85a6-55942ed24d37 | 20aadc24-a391-41cf-b340-3e4529f44bde | 93a60a56-a3c8-11da-a746-0800200b9a66
Heptanal | 111-71-7 | 111717 | 111717 | C7H14O |  | Mass | kg | emission | air | https://ofmpub.epa.gov/sor_internet/registry/substreg/searchandretrieve/substancesearch/search.do?details=displayDetails&selectedSubstanceId=47313 | 1 | Chemicals | c784d283-21f9-34c0-9af8-825e63e1dbc0 | 4061cba4-cb52-3ef2-85a6-55942ed24d37 | 20aadc24-a391-41cf-b340-3e4529f44bde | 93a60a56-a3c8-11da-a746-0800200b9a66
Methyl laurate | 111-82-0 | 111820 | 111820 | C13H26O2 |  | Mass | kg | emission | air | https://ofmpub.epa.gov/sor_internet/registry/substreg/searchandretrieve/substancesearch/search.do?details=displayDetails&selectedSubstanceId=47306 | 1 | Chemicals | 0b000022-bc03-36e2-9bea-cf8cb8e75e5d | 4061cba4-cb52-3ef2-85a6-55942ed24d37 | 20aadc24-a391-41cf-b340-3e4529f44bde | 93a60a56-a3c8-11da-a746-0800200b9a66
Nonane | 111-84-2 | 111842 | 111842 | C9H20 |  | Mass | kg | emission | air | https://ofmpub.epa.gov/sor_internet/registry/substreg/searchandretrieve/substancesearch/search.do?details=displayDetails&selectedSubstanceId=47305 | 1 | Chemicals | 9db902e8-c656-3a2c-be88-6d153a19e83b | 4061cba4-cb52-3ef2-85a6-55942ed24d37 | 20aadc24-a391-41cf-b340-3e4529f44bde | 93a60a56-a3c8-11da-a746-0800200b9a66
Dimethyl glutarate | 1119-40-0 | 1119400 | 1119400 | C7H12O4 |  | Mass | kg | emission | air | https://ofmpub.epa.gov/sor_internet/registry/substreg/searchandretrieve/substancesearch/search.do?details=displayDetails&selectedSubstanceId=43499 | 1 | Chemicals | 5d8988f3-26a4-3bfb-96e0-15f1a2f60304 | 4061cba4-cb52-3ef2-85a6-55942ed24d37 | 20aadc24-a391-41cf-b340-3e4529f44bde | 93a60a56-a3c8-11da-a746-0800200b9a66
Diethylene glycol dimethyl ether | 111-96-6 | 111966 | 111966 | C6H14O3 |  | Mass | kg | emission | air | https://ofmpub.epa.gov/sor_internet/registry/substreg/searchandretrieve/substancesearch/search.do?details=displayDetails&selectedSubstanceId=96044 | 1 | Chemicals | 2ad37b9b-8cd9-3486-81e8-b23f62904280 | 4061cba4-cb52-3ef2-85a6-55942ed24d37 | 20aadc24-a391-41cf-b340-3e4529f44bde | 93a60a56-a3c8-11da-a746-0800200b9a66
Undecane | 1120-21-4 | 1120214 | 1120214 | C11H24 |  | Mass | kg | emission | air | https://ofmpub.epa.gov/sor_internet/registry/substreg/searchandretrieve/substancesearch/search.do?details=displayDetails&selectedSubstanceId=43490 | 1 | Chemicals | f995be51-394a-301f-81e9-6b6b757309c4 | 4061cba4-cb52-3ef2-85a6-55942ed24d37 | 20aadc24-a391-41cf-b340-3e4529f44bde | 93a60a56-a3c8-11da-a746-0800200b9a66
1-Tetradecene | 1120-36-1 | 1120361 | 1120361 | C14H28 |  | Mass | kg | emission | air | https://ofmpub.epa.gov/sor_internet/registry/substreg/searchandretrieve/substancesearch/search.do?details=displayDetails&selectedSubstanceId=96037 | 1 | Chemicals | c464bec6-50ca-3769-97ad-7b41b88deed2 | 4061cba4-cb52-3ef2-85a6-55942ed24d37 | 20aadc24-a391-41cf-b340-3e4529f44bde | 93a60a56-a3c8-11da-a746-0800200b9a66
Cyclopentene, 3-methyl- | 1120-62-3 | 1120623 | 1120623 | - |  | Mass | kg | emission | air | https://ofmpub.epa.gov/sor_internet/registry/substreg/searchandretrieve/substancesearch/search.do?details=displayDetails&selectedSubstanceId=82695 | 1 | Chemicals | 6d6f9c90-3222-351a-bbc1-69fbc56b46c3 | 4061cba4-cb52-3ef2-85a6-55942ed24d37 | 20aadc24-a391-41cf-b340-3e4529f44bde | 93a60a56-a3c8-11da-a746-0800200b9a66
Acetic acid, octyl ester | 112-14-1 | 112141 | 112141 | C10H20O2 |  | Mass | kg | emission | air | https://ofmpub.epa.gov/sor_internet/registry/substreg/searchandretrieve/substancesearch/search.do?details=displayDetails&selectedSubstanceId=47289 | 1 | Chemicals | 480993e5-12a6-3559-9bea-fb021c907f45 | 4061cba4-cb52-3ef2-85a6-55942ed24d37 | 20aadc24-a391-41cf-b340-3e4529f44bde | 93a60a56-a3c8-11da-a746-0800200b9a66
Diethylene glycol monoethyl ether acetate | 112-15-2 | 112152 | 112152 | C8H16O4 |  | Mass | kg | emission | air | https://ofmpub.epa.gov/sor_internet/registry/substreg/searchandretrieve/substancesearch/search.do?details=displayDetails&selectedSubstanceId=96030 | 1 | Chemicals | 10fc1c6d-6f5e-3896-bc98-d770a017a0ea | 4061cba4-cb52-3ef2-85a6-55942ed24d37 | 20aadc24-a391-41cf-b340-3e4529f44bde | 93a60a56-a3c8-11da-a746-0800200b9a66
Methyl palmitate | 112-39-0 | 112390 | 112390 | C17H34O2 |  | Mass | kg | emission | air | https://ofmpub.epa.gov/sor_internet/registry/substreg/searchandretrieve/substancesearch/search.do?details=displayDetails&selectedSubstanceId=96021 | 1 | Chemicals | d2be1f91-b9a7-33d9-87dc-d2614abef156 | 4061cba4-cb52-3ef2-85a6-55942ed24d37 | 20aadc24-a391-41cf-b340-3e4529f44bde | 93a60a56-a3c8-11da-a746-0800200b9a66
1-Dodecene | 112-41-4 | 112414 | 112414 | C12H24 |  | Mass | kg | emission | air | https://ofmpub.epa.gov/sor_internet/registry/substreg/searchandretrieve/substancesearch/search.do?details=displayDetails&selectedSubstanceId=47271 | 1 | Chemicals | 9c4a11c9-4214-34e4-ba97-433e47a47928 | 4061cba4-cb52-3ef2-85a6-55942ed24d37 | 20aadc24-a391-41cf-b340-3e4529f44bde | 93a60a56-a3c8-11da-a746-0800200b9a66
Triethylene glycol dimethyl ether | 112-49-2 | 112492 | 112492 | C8H18O4 |  | Mass | kg | emission | air | https://ofmpub.epa.gov/sor_internet/registry/substreg/searchandretrieve/substancesearch/search.do?details=displayDetails&selectedSubstanceId=47265 | 1 | Chemicals | ff2418c4-6564-31c5-b8f8-9e3d50865369 | 4061cba4-cb52-3ef2-85a6-55942ed24d37 | 20aadc24-a391-41cf-b340-3e4529f44bde | 93a60a56-a3c8-11da-a746-0800200b9a66
Triethylene glycol monoethyl ether | 112-50-5 | 112505 | 112505 | C8H18O4 |  | Mass | kg | emission | air | https://ofmpub.epa.gov/sor_internet/registry/substreg/searchandretrieve/substancesearch/search.do?details=displayDetails&selectedSubstanceId=47264 | 1 | Chemicals | 6c17306c-6707-383c-9ba9-e0943936750d | 4061cba4-cb52-3ef2-85a6-55942ed24d37 | 20aadc24-a391-41cf-b340-3e4529f44bde | 93a60a56-a3c8-11da-a746-0800200b9a66
Diethylene glycol monohexyl ether | 112-59-4 | 112594 | 112594 | C10H22O3 |  | Mass | kg | emission | air | https://ofmpub.epa.gov/sor_internet/registry/substreg/searchandretrieve/substancesearch/search.do?details=displayDetails&selectedSubstanceId=47202 | 1 | Chemicals | b4c88041-7452-3ab7-9d6b-17403753e1f9 | 4061cba4-cb52-3ef2-85a6-55942ed24d37 | 20aadc24-a391-41cf-b340-3e4529f44bde | 93a60a56-a3c8-11da-a746-0800200b9a66
Methyl stearate | 112-61-8 | 112618 | 112618 | C19H38O2 |  | Mass | kg | emission | air | https://ofmpub.epa.gov/sor_internet/registry/substreg/searchandretrieve/substancesearch/search.do?details=displayDetails&selectedSubstanceId=47200 | 1 | Chemicals | 127703fb-b3aa-30a7-9986-be5d589ad899 | 4061cba4-cb52-3ef2-85a6-55942ed24d37 | 20aadc24-a391-41cf-b340-3e4529f44bde | 93a60a56-a3c8-11da-a746-0800200b9a66
Methyl oleate | 112-62-9 | 112629 | 112629 | C19H36O2 |  | Mass | kg | emission | air | https://ofmpub.epa.gov/sor_internet/registry/substreg/searchandretrieve/substancesearch/search.do?details=displayDetails&selectedSubstanceId=47199 | 1 | Chemicals | 1dc72d4c-4335-38f6-bb98-ae40ac999cf7 | 4061cba4-cb52-3ef2-85a6-55942ed24d37 | 20aadc24-a391-41cf-b340-3e4529f44bde | 93a60a56-a3c8-11da-a746-0800200b9a66
Methyl linoleate | 112-63-0 | 112630 | 112630 | C19H34O2 |  | Mass | kg | emission | air | https://ofmpub.epa.gov/sor_internet/registry/substreg/searchandretrieve/substancesearch/search.do?details=displayDetails&selectedSubstanceId=47198 | 1 | Chemicals | ffb7f2f5-3b41-339b-8ce4-d23bd29ea29f | 4061cba4-cb52-3ef2-85a6-55942ed24d37 | 20aadc24-a391-41cf-b340-3e4529f44bde | 93a60a56-a3c8-11da-a746-0800200b9a66
1-Ethylnaphthalene | 1127-76-0 | 1127760 | 1127760 | C12H12 |  | Mass | kg | emission | air | https://ofmpub.epa.gov/sor_internet/registry/substreg/searchandretrieve/substancesearch/search.do?details=displayDetails&selectedSubstanceId=96011 | 1 | Chemicals | 775d570b-25bd-31ed-bf1c-79b9e6afb387 | 4061cba4-cb52-3ef2-85a6-55942ed24d37 | 20aadc24-a391-41cf-b340-3e4529f44bde | 93a60a56-a3c8-11da-a746-0800200b9a66
Dimethyl ether | 115-10-6 | 115106 | 115106 | C2H6O |  | Mass | kg | emission | air | https://ofmpub.epa.gov/sor_internet/registry/substreg/searchandretrieve/substancesearch/search.do?details=displayDetails&selectedSubstanceId=47172 | 1 | Chemicals | 59c2b2e5-122c-3449-a360-b2e75172cecc | 4061cba4-cb52-3ef2-85a6-55942ed24d37 | 20aadc24-a391-41cf-b340-3e4529f44bde | 93a60a56-a3c8-11da-a746-0800200b9a66
Perfluorocyclobutane | 115-25-3 | 115253 | 115253 | C4F8 |  | Mass | kg | emission | air | https://ofmpub.epa.gov/sor_internet/registry/substreg/searchandretrieve/substancesearch/search.do?details=displayDetails&selectedSubstanceId=95777 | 1 | Chemicals | a8019e39-15fc-3480-be02-0a8812609a95 | 4061cba4-cb52-3ef2-85a6-55942ed24d37 | 20aadc24-a391-41cf-b340-3e4529f44bde | 93a60a56-a3c8-11da-a746-0800200b9a66
1,3-Propanediol, 2-amino-2-ethyl- | 115-70-8 | 115708 | 115708 | C5H13NO2 |  | Mass | kg | emission | air | https://ofmpub.epa.gov/sor_internet/registry/substreg/searchandretrieve/substancesearch/search.do?details=displayDetails&selectedSubstanceId=47160 | 1 | Chemicals | a96256cd-3815-31d2-bf0f-f56ea512180b | 4061cba4-cb52-3ef2-85a6-55942ed24d37 | 20aadc24-a391-41cf-b340-3e4529f44bde | 93a60a56-a3c8-11da-a746-0800200b9a66
1-Hydroxyacetone | 116-09-6 | 116096 | 116096 | C3H6O2 |  | Mass | kg | emission | air | https://ofmpub.epa.gov/sor_internet/registry/substreg/searchandretrieve/substancesearch/search.do?details=displayDetails&selectedSubstanceId=47143 | 1 | Chemicals | da4e22c2-d1c5-3fbe-8ef0-a12b611c93d2 | 4061cba4-cb52-3ef2-85a6-55942ed24d37 | 20aadc24-a391-41cf-b340-3e4529f44bde | 93a60a56-a3c8-11da-a746-0800200b9a66
Cyclobutanone | 1191-95-3 | 1191953 | 1191953 | C4H6O |  | Mass | kg | emission | air | https://ofmpub.epa.gov/sor_internet/registry/substreg/searchandretrieve/substancesearch/search.do?details=displayDetails&selectedSubstanceId=43370 | 1 | Chemicals | 8e55d4b7-8951-373e-91f9-ecf9e742a5c7 | 4061cba4-cb52-3ef2-85a6-55942ed24d37 | 20aadc24-a391-41cf-b340-3e4529f44bde | 93a60a56-a3c8-11da-a746-0800200b9a66
3,3'-Dimethoxybenzidine | 119-90-4 | 119904 | 119904 | C14H16N2O2 |  | Mass | kg | emission | air | https://ofmpub.epa.gov/sor_internet/registry/substreg/searchandretrieve/substancesearch/search.do?details=displayDetails&selectedSubstanceId=47040 | 1 | Chemicals | a37216fc-c13e-3453-be97-fc1cafd125ec | 4061cba4-cb52-3ef2-85a6-55942ed24d37 | 20aadc24-a391-41cf-b340-3e4529f44bde | 93a60a56-a3c8-11da-a746-0800200b9a66
Chromium oxide | 12018-01-8 | 12018018 | 12018018 | CrO2 |  | Mass | kg | emission | air | https://ofmpub.epa.gov/sor_internet/registry/substreg/searchandretrieve/substancesearch/search.do?details=displayDetails&selectedSubstanceId=61789 | 1 | Chemicals | 8a42f0f1-22dc-3069-89dc-cbd20ba3e41b | 4061cba4-cb52-3ef2-85a6-55942ed24d37 | 20aadc24-a391-41cf-b340-3e4529f44bde | 93a60a56-a3c8-11da-a746-0800200b9a66
Chromium zinc oxide | 12018-19-8 | 12018198 | 12018198 | - |  | Mass | kg | emission | air | https://ofmpub.epa.gov/sor_internet/registry/substreg/searchandretrieve/substancesearch/search.do?details=displayDetails&selectedSubstanceId=61784 | 1 | Chemicals | e258856d-9c9d-3c55-bc25-be28a49fe407 | 4061cba4-cb52-3ef2-85a6-55942ed24d37 | 20aadc24-a391-41cf-b340-3e4529f44bde | 93a60a56-a3c8-11da-a746-0800200b9a66
Nickel subsulfide | 12035-72-2 | 12035722 | 12035722 | - |  | Mass | kg | emission | air | https://ofmpub.epa.gov/sor_internet/registry/substreg/searchandretrieve/substancesearch/search.do?details=displayDetails&selectedSubstanceId=61142 | 1 | Chemicals | 17ae0ea3-5312-3589-a10b-259329285123 | 4061cba4-cb52-3ef2-85a6-55942ed24d37 | 20aadc24-a391-41cf-b340-3e4529f44bde | 93a60a56-a3c8-11da-a746-0800200b9a66
Nickel hydroxide | 12054-48-7 | 12054487 | 12054487 | H2NiO2 |  | Mass | kg | emission | air | https://ofmpub.epa.gov/sor_internet/registry/substreg/searchandretrieve/substancesearch/search.do?details=displayDetails&selectedSubstanceId=60676 | 1 | Chemicals | 63a17692-506a-31f8-9123-f19f9010cfbf | 4061cba4-cb52-3ef2-85a6-55942ed24d37 | 20aadc24-a391-41cf-b340-3e4529f44bde | 93a60a56-a3c8-11da-a746-0800200b9a66
Diethylene glycol dibenzoate | 120-55-8 | 120558 | 120558 | C18H18O5 |  | Mass | kg | emission | air | https://ofmpub.epa.gov/sor_internet/registry/substreg/searchandretrieve/substancesearch/search.do?details=displayDetails&selectedSubstanceId=47018 | 1 | Chemicals | da6a5715-38c1-35fe-aa60-7ba0139deef4 | 4061cba4-cb52-3ef2-85a6-55942ed24d37 | 20aadc24-a391-41cf-b340-3e4529f44bde | 93a60a56-a3c8-11da-a746-0800200b9a66
Isosafrole | 120-58-1 | 120581 | 120581 | C10H10O2 |  | Mass | kg | emission | air | https://ofmpub.epa.gov/sor_internet/registry/substreg/searchandretrieve/substancesearch/search.do?details=displayDetails&selectedSubstanceId=47016 | 1 | Chemicals | 77b2855e-c0be-3ae2-85bc-3de5fc08742a | 4061cba4-cb52-3ef2-85a6-55942ed24d37 | 20aadc24-a391-41cf-b340-3e4529f44bde | 93a60a56-a3c8-11da-a746-0800200b9a66
Lead titanium oxide | 12060-00-3 | 12060003 | 12060003 | O3PbTi |  | Mass | kg | emission | air | https://ofmpub.epa.gov/sor_internet/registry/substreg/searchandretrieve/substancesearch/search.do?details=displayDetails&selectedSubstanceId=60648 | 1 | Chemicals | 366f54f5-3da5-3161-9a5f-2707b21d726c | 4061cba4-cb52-3ef2-85a6-55942ed24d37 | 20aadc24-a391-41cf-b340-3e4529f44bde | 93a60a56-a3c8-11da-a746-0800200b9a66
Manganese cyclopentadienyl tricarbonyl | 12079-65-1 | 12079651 | 12079651 | - |  | Mass | kg | emission | air | https://ofmpub.epa.gov/sor_internet/registry/substreg/searchandretrieve/substancesearch/search.do?details=displayDetails&selectedSubstanceId=60404 | 1 | Chemicals | 6fcf363c-79c4-333c-866c-f50973d3bee9 | 4061cba4-cb52-3ef2-85a6-55942ed24d37 | 20aadc24-a391-41cf-b340-3e4529f44bde | 93a60a56-a3c8-11da-a746-0800200b9a66
Phosphorus nitride | 12136-91-3 | 12136913 | 12136913 | - |  | Mass | kg | emission | air | https://ofmpub.epa.gov/sor_internet/registry/substreg/searchandretrieve/substancesearch/search.do?details=displayDetails&selectedSubstanceId=60185 | 1 | Chemicals | e971644e-65fa-3204-a1e9-c7ca240701d3 | 4061cba4-cb52-3ef2-85a6-55942ed24d37 | 20aadc24-a391-41cf-b340-3e4529f44bde | 93a60a56-a3c8-11da-a746-0800200b9a66
Triisopropanolamine | 122-20-3 | 122203 | 122203 | C9H21NO3 |  | Mass | kg | emission | air | https://ofmpub.epa.gov/sor_internet/registry/substreg/searchandretrieve/substancesearch/search.do?details=displayDetails&selectedSubstanceId=46955 | 1 | Chemicals | da7db1e8-604b-33c9-a4c5-cc1c49c2dbf2 | 4061cba4-cb52-3ef2-85a6-55942ed24d37 | 20aadc24-a391-41cf-b340-3e4529f44bde | 93a60a56-a3c8-11da-a746-0800200b9a66
2-(Phenylmethylene)heptanal | 122-40-7 | 122407 | 122407 | C14H18O |  | Mass | kg | emission | air | https://ofmpub.epa.gov/sor_internet/registry/substreg/searchandretrieve/substancesearch/search.do?details=displayDetails&selectedSubstanceId=47258 | 1 | Chemicals | 6ad4c8e3-ba5b-3093-a79e-0fe2545a4099 | 4061cba4-cb52-3ef2-85a6-55942ed24d37 | 20aadc24-a391-41cf-b340-3e4529f44bde | 93a60a56-a3c8-11da-a746-0800200b9a66
Heptane, 3-(chloromethyl)- | 123-04-6 | 123046 | 123046 | C8H17Cl |  | Mass | kg | emission | air | https://ofmpub.epa.gov/sor_internet/registry/substreg/searchandretrieve/substancesearch/search.do?details=displayDetails&selectedSubstanceId=47224 | 1 | Chemicals | 4c35a7ca-680a-3424-90aa-f8d4998125ab | 4061cba4-cb52-3ef2-85a6-55942ed24d37 | 20aadc24-a391-41cf-b340-3e4529f44bde | 93a60a56-a3c8-11da-a746-0800200b9a66
2,6,8-Trimethyl-4-nonanol | 123-17-1 | 123171 | 123171 | C12H26O |  | Mass | kg | emission | air | https://ofmpub.epa.gov/sor_internet/registry/substreg/searchandretrieve/substancesearch/search.do?details=displayDetails&selectedSubstanceId=47217 | 1 | Chemicals | cbc96303-d84f-3961-bdac-649b003c88fb | 4061cba4-cb52-3ef2-85a6-55942ed24d37 | 20aadc24-a391-41cf-b340-3e4529f44bde | 93a60a56-a3c8-11da-a746-0800200b9a66
Methyl myristate | 124-10-7 | 124107 | 124107 | C15H30O2 |  | Mass | kg | emission | air | https://ofmpub.epa.gov/sor_internet/registry/substreg/searchandretrieve/substancesearch/search.do?details=displayDetails&selectedSubstanceId=46806 | 1 | Chemicals | 18be8f2d-8e7d-3190-af97-40d1d4b3cd0b | 4061cba4-cb52-3ef2-85a6-55942ed24d37 | 20aadc24-a391-41cf-b340-3e4529f44bde | 93a60a56-a3c8-11da-a746-0800200b9a66
1-Nonene | 124-11-8 | 124118 | 124118 | C9H18 |  | Mass | kg | emission | air | https://ofmpub.epa.gov/sor_internet/registry/substreg/searchandretrieve/substancesearch/search.do?details=displayDetails&selectedSubstanceId=46805 | 1 | Chemicals | 0fe7f56e-52d0-3e51-b2e4-5a41363aa1ac | 4061cba4-cb52-3ef2-85a6-55942ed24d37 | 20aadc24-a391-41cf-b340-3e4529f44bde | 93a60a56-a3c8-11da-a746-0800200b9a66
Octanal | 124-13-0 | 124130 | 124130 | C8H16O |  | Mass | kg | emission | air | https://ofmpub.epa.gov/sor_internet/registry/substreg/searchandretrieve/substancesearch/search.do?details=displayDetails&selectedSubstanceId=46803 | 1 | Chemicals | fa331dbf-9c55-3ee0-aaf8-0d69b0b8ecc7 | 4061cba4-cb52-3ef2-85a6-55942ed24d37 | 20aadc24-a391-41cf-b340-3e4529f44bde | 93a60a56-a3c8-11da-a746-0800200b9a66
1-(2-Butoxyethoxy)-2-propanol | 124-16-3 | 124163 | 124163 | C9H20O3 |  | Mass | kg | emission | air | https://ofmpub.epa.gov/sor_internet/registry/substreg/searchandretrieve/substancesearch/search.do?details=displayDetails&selectedSubstanceId=94694 | 1 | Chemicals | 4e4da53a-8553-3cf0-9225-b0169d27caa7 | 4061cba4-cb52-3ef2-85a6-55942ed24d37 | 20aadc24-a391-41cf-b340-3e4529f44bde | 93a60a56-a3c8-11da-a746-0800200b9a66
1,2-Dibromo-1,1,2,2-tetrafluoroethane | 124-73-2 | 124732 | 124732 | C2Br2F4 |  | Mass | kg | emission | air | https://ofmpub.epa.gov/sor_internet/registry/substreg/searchandretrieve/substancesearch/search.do?details=displayDetails&selectedSubstanceId=46787 | 1 | Chemicals | 0c6d1b6b-9b5e-3c90-b1cb-661d00502bf5 | 4061cba4-cb52-3ef2-85a6-55942ed24d37 | 20aadc24-a391-41cf-b340-3e4529f44bde | 93a60a56-a3c8-11da-a746-0800200b9a66
Lead titanium zirconium oxide | 12626-81-2 | 12626812 | 12626812 | - |  | Mass | kg | emission | air | https://ofmpub.epa.gov/sor_internet/registry/substreg/searchandretrieve/substancesearch/search.do?details=displayDetails&selectedSubstanceId=62003 | 1 | Chemicals | 3758d959-89d8-3c1c-8512-e85176469cd6 | 4061cba4-cb52-3ef2-85a6-55942ed24d37 | 20aadc24-a391-41cf-b340-3e4529f44bde | 93a60a56-a3c8-11da-a746-0800200b9a66
Selenium oxide | 12640-89-0 | 12640890 | 12640890 | - |  | Mass | kg | emission | air | https://ofmpub.epa.gov/sor_internet/registry/substreg/searchandretrieve/substancesearch/search.do?details=displayDetails&selectedSubstanceId=62000 | 1 | Chemicals | a9d8d989-6cac-367e-adb2-330dd5587676 | 4061cba4-cb52-3ef2-85a6-55942ed24d37 | 20aadc24-a391-41cf-b340-3e4529f44bde | 93a60a56-a3c8-11da-a746-0800200b9a66
Nickel carbide | 12710-36-0 | 12710360 | 12710360 | - |  | Mass | kg | emission | air | https://ofmpub.epa.gov/sor_internet/registry/substreg/searchandretrieve/substancesearch/search.do?details=displayDetails&selectedSubstanceId=78857 | 1 | Chemicals | 3ed7885c-eae0-344e-ac7e-7e01415852c5 | 4061cba4-cb52-3ef2-85a6-55942ed24d37 | 20aadc24-a391-41cf-b340-3e4529f44bde | 93a60a56-a3c8-11da-a746-0800200b9a66
Nickelocene | 1271-28-9 | 1271289 | 1271289 | C10H10Ni |  | Mass | kg | emission | air | https://ofmpub.epa.gov/sor_internet/registry/substreg/searchandretrieve/substancesearch/search.do?details=displayDetails&selectedSubstanceId=43288 | 1 | Chemicals | 18394aa9-00e3-30da-93e3-1ed84b339afb | 4061cba4-cb52-3ef2-85a6-55942ed24d37 | 20aadc24-a391-41cf-b340-3e4529f44bde | 93a60a56-a3c8-11da-a746-0800200b9a66
Dichloropentafluoropropane | 127564-92-5 | 127564925 | 127564925 | - |  | Mass | kg | emission | air | https://ofmpub.epa.gov/sor_internet/registry/substreg/searchandretrieve/substancesearch/search.do?details=displayDetails&selectedSubstanceId=84757 | 1 | Chemicals | db5578e2-5d01-3659-a04d-dd4bbcde1079 | 4061cba4-cb52-3ef2-85a6-55942ed24d37 | 20aadc24-a391-41cf-b340-3e4529f44bde | 93a60a56-a3c8-11da-a746-0800200b9a66
Phosphoric acid, monoammonium monosodium salt | 13011-54-6 | 13011546 | 13011546 | H5NNaO4P |  | Mass | kg | emission | air | https://ofmpub.epa.gov/sor_internet/registry/substreg/searchandretrieve/substancesearch/search.do?details=displayDetails&selectedSubstanceId=61752 | 1 | Chemicals | eb7a7214-70e9-38b7-afbe-228906e6e3b2 | 4061cba4-cb52-3ef2-85a6-55942ed24d37 | 20aadc24-a391-41cf-b340-3e4529f44bde | 93a60a56-a3c8-11da-a746-0800200b9a66
Arsenic(V) pentoxide | 1303-28-2 | 1303282 | 1303282 | As2O5 |  | Mass | kg | emission | air | https://ofmpub.epa.gov/sor_internet/registry/substreg/searchandretrieve/substancesearch/search.do?details=displayDetails&selectedSubstanceId=43638 | 1 | Chemicals | 1933b666-d4c2-38e7-b7d3-78bf366fd7f4 | 4061cba4-cb52-3ef2-85a6-55942ed24d37 | 20aadc24-a391-41cf-b340-3e4529f44bde | 93a60a56-a3c8-11da-a746-0800200b9a66
Beryllium oxide | 1304-56-9 | 1304569 | 1304569 | BeO |  | Mass | kg | emission | air | https://ofmpub.epa.gov/sor_internet/registry/substreg/searchandretrieve/substancesearch/search.do?details=displayDetails&selectedSubstanceId=43623 | 1 | Chemicals | 540170dd-0d1e-3e2e-98c5-35e1176e9746 | 4061cba4-cb52-3ef2-85a6-55942ed24d37 | 20aadc24-a391-41cf-b340-3e4529f44bde | 93a60a56-a3c8-11da-a746-0800200b9a66
Cadmium oxide | 1306-19-0 | 1306190 | 1306190 | CdO |  | Mass | kg | emission | air | https://ofmpub.epa.gov/sor_internet/registry/substreg/searchandretrieve/substancesearch/search.do?details=displayDetails&selectedSubstanceId=43613 | 1 | Chemicals | 92c3c132-3432-33f4-957e-1b2fbd630076 | 4061cba4-cb52-3ef2-85a6-55942ed24d37 | 20aadc24-a391-41cf-b340-3e4529f44bde | 93a60a56-a3c8-11da-a746-0800200b9a66
Cadmium sulfide | 1306-23-6 | 1306236 | 1306236 | CdS |  | Mass | kg | emission | air | https://ofmpub.epa.gov/sor_internet/registry/substreg/searchandretrieve/substancesearch/search.do?details=displayDetails&selectedSubstanceId=43612 | 1 | Chemicals | 3a824c6b-d6fc-344a-bde3-c52396fbd37d | 4061cba4-cb52-3ef2-85a6-55942ed24d37 | 20aadc24-a391-41cf-b340-3e4529f44bde | 93a60a56-a3c8-11da-a746-0800200b9a66
Cobalt(II) oxide | 1307-96-6 | 1307966 | 1307966 | CoO |  | Mass | kg | emission | air | https://ofmpub.epa.gov/sor_internet/registry/substreg/searchandretrieve/substancesearch/search.do?details=displayDetails&selectedSubstanceId=43608 | 1 | Chemicals | b8f3573b-767b-3ecf-87c8-05fe4ed8631e | 4061cba4-cb52-3ef2-85a6-55942ed24d37 | 20aadc24-a391-41cf-b340-3e4529f44bde | 93a60a56-a3c8-11da-a746-0800200b9a66
Cobalt tetraoxide | 1308-06-1 | 1308061 | 1308061 | - |  | Mass | kg | emission | air | https://ofmpub.epa.gov/sor_internet/registry/substreg/searchandretrieve/substancesearch/search.do?details=displayDetails&selectedSubstanceId=43605 | 1 | Chemicals | 77cd9160-3f5f-3550-860f-835999ddb3b8 | 4061cba4-cb52-3ef2-85a6-55942ed24d37 | 20aadc24-a391-41cf-b340-3e4529f44bde | 93a60a56-a3c8-11da-a746-0800200b9a66
Chromium(III) hydroxide | 1308-14-1 | 1308141 | 1308141 | CrH3O3 |  | Mass | kg | emission | air | https://ofmpub.epa.gov/sor_internet/registry/substreg/searchandretrieve/substancesearch/search.do?details=displayDetails&selectedSubstanceId=43603 | 1 | Chemicals | a0079205-eb0b-3b40-a0ae-f1266028ce02 | 4061cba4-cb52-3ef2-85a6-55942ed24d37 | 20aadc24-a391-41cf-b340-3e4529f44bde | 93a60a56-a3c8-11da-a746-0800200b9a66
Chromium(III) oxide | 1308-38-9 | 1308389 | 1308389 | Cr2O3 |  | Mass | kg | emission | air | https://ofmpub.epa.gov/sor_internet/registry/substreg/searchandretrieve/substancesearch/search.do?details=displayDetails&selectedSubstanceId=43602 | 1 | Chemicals | 38ec609e-9a81-3a55-bd6a-1a6821d43d6f | 4061cba4-cb52-3ef2-85a6-55942ed24d37 | 20aadc24-a391-41cf-b340-3e4529f44bde | 93a60a56-a3c8-11da-a746-0800200b9a66
Lead dioxide | 1309-60-0 | 1309600 | 1309600 | O2Pb |  | Mass | kg | emission | air | https://ofmpub.epa.gov/sor_internet/registry/substreg/searchandretrieve/substancesearch/search.do?details=displayDetails&selectedSubstanceId=43591 | 1 | Chemicals | fc331541-cfce-315e-b178-a01b92418d29 | 4061cba4-cb52-3ef2-85a6-55942ed24d37 | 20aadc24-a391-41cf-b340-3e4529f44bde | 93a60a56-a3c8-11da-a746-0800200b9a66
Antimony trioxide | 1309-64-4 | 1309644 | 1309644 | O3Sb2 |  | Mass | kg | emission | air | https://ofmpub.epa.gov/sor_internet/registry/substreg/searchandretrieve/substancesearch/search.do?details=displayDetails&selectedSubstanceId=43590 | 1 | Chemicals | 646ea93e-1be7-32f7-8bb1-8c781e6dd466 | 4061cba4-cb52-3ef2-85a6-55942ed24d37 | 20aadc24-a391-41cf-b340-3e4529f44bde | 93a60a56-a3c8-11da-a746-0800200b9a66
Manganese dioxide | 1313-13-9 | 1313139 | 1313139 | MnO2 |  | Mass | kg | emission | air | https://ofmpub.epa.gov/sor_internet/registry/substreg/searchandretrieve/substancesearch/search.do?details=displayDetails&selectedSubstanceId=42884 | 1 | Chemicals | 34e8e705-65c7-39e9-afb9-a5cb6755a768 | 4061cba4-cb52-3ef2-85a6-55942ed24d37 | 20aadc24-a391-41cf-b340-3e4529f44bde | 93a60a56-a3c8-11da-a746-0800200b9a66
Nickel(II) nitrate | 13138-45-9 | 13138459 | 13138459 | N2NiO6 |  | Mass | kg | emission | air | https://ofmpub.epa.gov/sor_internet/registry/substreg/searchandretrieve/substancesearch/search.do?details=displayDetails&selectedSubstanceId=97990 | 1 | Chemicals | 9b64b195-5145-35f9-9050-838d151fdd7e | 4061cba4-cb52-3ef2-85a6-55942ed24d37 | 20aadc24-a391-41cf-b340-3e4529f44bde | 93a60a56-a3c8-11da-a746-0800200b9a66
Nickel(II) oxide | 1313-99-1 | 1313991 | 1313991 | NiO |  | Mass | kg | emission | air | https://ofmpub.epa.gov/sor_internet/registry/substreg/searchandretrieve/substancesearch/search.do?details=displayDetails&selectedSubstanceId=42873 | 1 | Chemicals | 5cad265d-a344-3fde-bf0f-3b54ae0afce3 | 4061cba4-cb52-3ef2-85a6-55942ed24d37 | 20aadc24-a391-41cf-b340-3e4529f44bde | 93a60a56-a3c8-11da-a746-0800200b9a66
Nickel(III) oxide | 1314-06-3 | 1314063 | 1314063 | - |  | Mass | kg | emission | air | https://ofmpub.epa.gov/sor_internet/registry/substreg/searchandretrieve/substancesearch/search.do?details=displayDetails&selectedSubstanceId=42872 | 1 | Chemicals | b3fe88a8-99fe-3b9b-97d9-70a42a7d6759 | 4061cba4-cb52-3ef2-85a6-55942ed24d37 | 20aadc24-a391-41cf-b340-3e4529f44bde | 93a60a56-a3c8-11da-a746-0800200b9a66
Phosphorus trioxide | 1314-24-5 | 1314245 | 1314245 | - |  | Mass | kg | emission | air | https://ofmpub.epa.gov/sor_internet/registry/substreg/searchandretrieve/substancesearch/search.do?details=displayDetails&selectedSubstanceId=78855 | 1 | Chemicals | b37e5828-14b8-3bf7-b840-49cad3ae8d0f | 4061cba4-cb52-3ef2-85a6-55942ed24d37 | 20aadc24-a391-41cf-b340-3e4529f44bde | 93a60a56-a3c8-11da-a746-0800200b9a66
Phosphorus pentasulfide | 1314-80-3 | 1314803 | 1314803 | P4S10 |  | Mass | kg | emission | air | https://ofmpub.epa.gov/sor_internet/registry/substreg/searchandretrieve/substancesearch/search.do?details=displayDetails&selectedSubstanceId=42848 | 1 | Chemicals | 04a656a4-8508-39bb-bdf5-05e2eca6862d | 4061cba4-cb52-3ef2-85a6-55942ed24d37 | 20aadc24-a391-41cf-b340-3e4529f44bde | 93a60a56-a3c8-11da-a746-0800200b9a66
Manganese(III) oxide | 1317-34-6 | 1317346 | 1317346 | - |  | Mass | kg | emission | air | https://ofmpub.epa.gov/sor_internet/registry/substreg/searchandretrieve/substancesearch/search.do?details=displayDetails&selectedSubstanceId=43252 | 1 | Chemicals | e7403210-e007-33cf-89ad-b03d2c16ac4f | 4061cba4-cb52-3ef2-85a6-55942ed24d37 | 20aadc24-a391-41cf-b340-3e4529f44bde | 93a60a56-a3c8-11da-a746-0800200b9a66
Manganese tetraoxide | 1317-35-7 | 1317357 | 1317357 | Mn3O4 |  | Mass | kg | emission | air | https://ofmpub.epa.gov/sor_internet/registry/substreg/searchandretrieve/substancesearch/search.do?details=displayDetails&selectedSubstanceId=43251 | 1 | Chemicals | 4a3f362a-e5c8-3ec0-ac57-fef662994ec2 | 4061cba4-cb52-3ef2-85a6-55942ed24d37 | 20aadc24-a391-41cf-b340-3e4529f44bde | 93a60a56-a3c8-11da-a746-0800200b9a66
Lead monoxide | 1317-36-8 | 1317368 | 1317368 | OPb |  | Mass | kg | emission | air | https://ofmpub.epa.gov/sor_internet/registry/substreg/searchandretrieve/substancesearch/search.do?details=displayDetails&selectedSubstanceId=43250 | 1 | Chemicals | 36186455-d033-39c3-9a24-baa23b206ffa | 4061cba4-cb52-3ef2-85a6-55942ed24d37 | 20aadc24-a391-41cf-b340-3e4529f44bde | 93a60a56-a3c8-11da-a746-0800200b9a66
Cobalt(II) sulfide | 1317-42-6 | 1317426 | 1317426 | CoS |  | Mass | kg | emission | air | https://ofmpub.epa.gov/sor_internet/registry/substreg/searchandretrieve/substancesearch/search.do?details=displayDetails&selectedSubstanceId=43244 | 1 | Chemicals | e35e2669-de7c-37e5-98d1-24a3281bd11e | 4061cba4-cb52-3ef2-85a6-55942ed24d37 | 20aadc24-a391-41cf-b340-3e4529f44bde | 93a60a56-a3c8-11da-a746-0800200b9a66
1(or 2)-Methoxypropanol | 1320-67-8 | 1320678 | 1320678 | - |  | Mass | kg | emission | air | https://ofmpub.epa.gov/sor_internet/registry/substreg/searchandretrieve/substancesearch/search.do?details=displayDetails&selectedSubstanceId=82790 | 1 | Chemicals | c64ad623-7ff4-3f36-a44c-939c52697f73 | 4061cba4-cb52-3ef2-85a6-55942ed24d37 | 20aadc24-a391-41cf-b340-3e4529f44bde | 93a60a56-a3c8-11da-a746-0800200b9a66
2-Heptanol, 2,6-dimethyl- | 13254-34-7 | 13254347 | 13254347 | C9H20O |  | Mass | kg | emission | air | https://ofmpub.epa.gov/sor_internet/registry/substreg/searchandretrieve/substancesearch/search.do?details=displayDetails&selectedSubstanceId=97950 | 1 | Chemicals | 37dfed25-61e8-361f-be15-e335c36c31e3 | 4061cba4-cb52-3ef2-85a6-55942ed24d37 | 20aadc24-a391-41cf-b340-3e4529f44bde | 93a60a56-a3c8-11da-a746-0800200b9a66
Arsenic(III) trioxide | 1327-53-3 | 1327533 | 1327533 | As2O3 |  | Mass | kg | emission | air | https://ofmpub.epa.gov/sor_internet/registry/substreg/searchandretrieve/substancesearch/search.do?details=displayDetails&selectedSubstanceId=43070 | 1 | Chemicals | 1fc260b1-7432-3dd7-b40e-782098eec938 | 4061cba4-cb52-3ef2-85a6-55942ed24d37 | 20aadc24-a391-41cf-b340-3e4529f44bde | 93a60a56-a3c8-11da-a746-0800200b9a66
Chromium(VI) trioxide | 1333-82-0 | 1333820 | 1333820 | CrO3 |  | Mass | kg | emission | air | https://ofmpub.epa.gov/sor_internet/registry/substreg/searchandretrieve/substancesearch/search.do?details=displayDetails&selectedSubstanceId=42993 | 1 | Chemicals | 470e2bf9-980d-3ea6-a2ad-e4c7a0bedfb4 | 4061cba4-cb52-3ef2-85a6-55942ed24d37 | 20aadc24-a391-41cf-b340-3e4529f44bde | 93a60a56-a3c8-11da-a746-0800200b9a66
Lead acetate | 1335-32-6 | 1335326 | 1335326 | C4H10O8Pb3 |  | Mass | kg | emission | air | https://ofmpub.epa.gov/sor_internet/registry/substreg/searchandretrieve/substancesearch/search.do?details=displayDetails&selectedSubstanceId=42980 | 1 | Chemicals | 5efd01e7-6bd1-39eb-9a00-e21a1892735d | 4061cba4-cb52-3ef2-85a6-55942ed24d37 | 20aadc24-a391-41cf-b340-3e4529f44bde | 93a60a56-a3c8-11da-a746-0800200b9a66
1-Pentadecene | 13360-61-7 | 13360617 | 13360617 | C15H30 |  | Mass | kg | emission | air | https://ofmpub.epa.gov/sor_internet/registry/substreg/searchandretrieve/substancesearch/search.do?details=displayDetails&selectedSubstanceId=61053 | 1 | Chemicals | f53f8a88-df6e-3c37-a275-65d3e017e5ed | 4061cba4-cb52-3ef2-85a6-55942ed24d37 | 20aadc24-a391-41cf-b340-3e4529f44bde | 93a60a56-a3c8-11da-a746-0800200b9a66
Manganese naphthenate | 1336-93-2 | 1336932 | 1336932 | - |  | Mass | kg | emission | air | https://ofmpub.epa.gov/sor_internet/registry/substreg/searchandretrieve/substancesearch/search.do?details=displayDetails&selectedSubstanceId=16365 | 1 | Chemicals | fb9773f7-5944-304b-8b3e-8b972730407d | 4061cba4-cb52-3ef2-85a6-55942ed24d37 | 20aadc24-a391-41cf-b340-3e4529f44bde | 93a60a56-a3c8-11da-a746-0800200b9a66
HCFC-244 | 134190-50-4 | 134190504 | 134190504 | - |  | Mass | kg | emission | air | https://ofmpub.epa.gov/sor_internet/registry/substreg/searchandretrieve/substancesearch/search.do?details=displayDetails&selectedSubstanceId=80325 | 1 | Chemicals | 14c59e08-a3e2-32ad-9d24-9139c8dcf08a | 4061cba4-cb52-3ef2-85a6-55942ed24d37 | 20aadc24-a391-41cf-b340-3e4529f44bde | 93a60a56-a3c8-11da-a746-0800200b9a66
HCFC-262 | 134190-53-7 | 134190537 | 134190537 | - |  | Mass | kg | emission | air | https://ofmpub.epa.gov/sor_internet/registry/substreg/searchandretrieve/substancesearch/search.do?details=displayDetails&selectedSubstanceId=80320 | 1 | Chemicals | fff213ca-e58d-3f48-8eed-548745285d72 | 4061cba4-cb52-3ef2-85a6-55942ed24d37 | 20aadc24-a391-41cf-b340-3e4529f44bde | 93a60a56-a3c8-11da-a746-0800200b9a66
Antimony trisulfide | 1345-04-6 | 1345046 | 1345046 | S6Sb4 |  | Mass | kg | emission | air | https://ofmpub.epa.gov/sor_internet/registry/substreg/searchandretrieve/substancesearch/search.do?details=displayDetails&selectedSubstanceId=42941 | 1 | Chemicals | 272271f7-c0d9-37a8-97d3-6dbc8049d8e3 | 4061cba4-cb52-3ef2-85a6-55942ed24d37 | 20aadc24-a391-41cf-b340-3e4529f44bde | 93a60a56-a3c8-11da-a746-0800200b9a66
C.I. Pigment Blue 28 | 1345-16-0 | 1345160 | 1345160 | - |  | Mass | kg | emission | air | https://ofmpub.epa.gov/sor_internet/registry/substreg/searchandretrieve/substancesearch/search.do?details=displayDetails&selectedSubstanceId=42936 | 1 | Chemicals | 4ce60ea8-ac3e-36ef-90ec-aa237669bea8 | 4061cba4-cb52-3ef2-85a6-55942ed24d37 | 20aadc24-a391-41cf-b340-3e4529f44bde | 93a60a56-a3c8-11da-a746-0800200b9a66
Nickel(II) bromide | 13462-88-9 | 13462889 | 13462889 | - |  | Mass | kg | emission | air | https://ofmpub.epa.gov/sor_internet/registry/substreg/searchandretrieve/substancesearch/search.do?details=displayDetails&selectedSubstanceId=60589 | 1 | Chemicals | 730c8a55-3579-35d9-b1b8-f40845e841ff | 4061cba4-cb52-3ef2-85a6-55942ed24d37 | 20aadc24-a391-41cf-b340-3e4529f44bde | 93a60a56-a3c8-11da-a746-0800200b9a66
Iron pentacarbonyl | 13463-40-6 | 13463406 | 13463406 | C5FeO5 |  | Mass | kg | emission | air | https://ofmpub.epa.gov/sor_internet/registry/substreg/searchandretrieve/substancesearch/search.do?details=displayDetails&selectedSubstanceId=60585 | 1 | Chemicals | 4921320c-3a9c-30df-8f21-eeeeae500d1d | 4061cba4-cb52-3ef2-85a6-55942ed24d37 | 20aadc24-a391-41cf-b340-3e4529f44bde | 93a60a56-a3c8-11da-a746-0800200b9a66
3-Carene | 13466-78-9 | 13466789 | 13466789 | C10H16 |  | Mass | kg | emission | air | https://ofmpub.epa.gov/sor_internet/registry/substreg/searchandretrieve/substancesearch/search.do?details=displayDetails&selectedSubstanceId=60378 | 1 | Chemicals | 149e50b9-3e4b-378c-94ea-79ceef280fbf | 4061cba4-cb52-3ef2-85a6-55942ed24d37 | 20aadc24-a391-41cf-b340-3e4529f44bde | 93a60a56-a3c8-11da-a746-0800200b9a66
HFE-329mcc2 | 134769-21-4 | 134769214 | 134769214 | - |  | Mass | kg | emission | air | https://ofmpub.epa.gov/sor_internet/registry/substreg/searchandretrieve/substancesearch/search.do?details=displayDetails&selectedSubstanceId=125296 | 1 | Chemicals | 9a5e66db-2f11-35d4-b3d6-605fefa43f28 | 4061cba4-cb52-3ef2-85a6-55942ed24d37 | 20aadc24-a391-41cf-b340-3e4529f44bde | 93a60a56-a3c8-11da-a746-0800200b9a66
Beryllium sulfate | 13510-49-1 | 13510491 | 13510491 | BeO4S |  | Mass | kg | emission | air | https://ofmpub.epa.gov/sor_internet/registry/substreg/searchandretrieve/substancesearch/search.do?details=displayDetails&selectedSubstanceId=60140 | 1 | Chemicals | 99aee510-499a-322e-87a7-e29dce48a2ab | 4061cba4-cb52-3ef2-85a6-55942ed24d37 | 20aadc24-a391-41cf-b340-3e4529f44bde | 93a60a56-a3c8-11da-a746-0800200b9a66
Zinc chromate | 13530-65-9 | 13530659 | 13530659 | CrO4Zn |  | Mass | kg | emission | air | https://ofmpub.epa.gov/sor_internet/registry/substreg/searchandretrieve/substancesearch/search.do?details=displayDetails&selectedSubstanceId=60125 | 1 | Chemicals | 4c7add09-eff0-3258-89a5-b7245a742e39 | 4061cba4-cb52-3ef2-85a6-55942ed24d37 | 20aadc24-a391-41cf-b340-3e4529f44bde | 93a60a56-a3c8-11da-a746-0800200b9a66
Dichromic acid | 13530-68-2 | 13530682 | 13530682 | Cr2H2O7 |  | Mass | kg | emission | air | https://ofmpub.epa.gov/sor_internet/registry/substreg/searchandretrieve/substancesearch/search.do?details=displayDetails&selectedSubstanceId=60124 | 1 | Chemicals | e635d20b-ceb5-322c-bdbc-daea43f82403 | 4061cba4-cb52-3ef2-85a6-55942ed24d37 | 20aadc24-a391-41cf-b340-3e4529f44bde | 93a60a56-a3c8-11da-a746-0800200b9a66
Cobalt 2-ethylhexanoate | 13586-82-8 | 13586828 | 13586828 | - |  | Mass | kg | emission | air | https://ofmpub.epa.gov/sor_internet/registry/substreg/searchandretrieve/substancesearch/search.do?details=displayDetails&selectedSubstanceId=59888 | 1 | Chemicals | 1d4c9ddf-f564-3fc9-9dba-acdc56a0a9b7 | 4061cba4-cb52-3ef2-85a6-55942ed24d37 | 20aadc24-a391-41cf-b340-3e4529f44bde | 93a60a56-a3c8-11da-a746-0800200b9a66
Beryllium(II) Nitrate | 13597-99-4 | 13597994 | 13597994 | BeN2O6 |  | Mass | kg | emission | air | https://ofmpub.epa.gov/sor_internet/registry/substreg/searchandretrieve/substancesearch/search.do?details=displayDetails&selectedSubstanceId=59689 | 1 | Chemicals | 44baa725-0d93-3874-9281-101ee642d92d | 4061cba4-cb52-3ef2-85a6-55942ed24d37 | 20aadc24-a391-41cf-b340-3e4529f44bde | 93a60a56-a3c8-11da-a746-0800200b9a66
Dipropyl isocinchomeronate | 136-45-8 | 136458 | 136458 | C13H17NO4 |  | Mass | kg | emission | air | https://ofmpub.epa.gov/sor_internet/registry/substreg/searchandretrieve/substancesearch/search.do?details=displayDetails&selectedSubstanceId=46580 | 1 | Chemicals | 610d158b-3f88-3174-a9f6-6bad9f46abdd | 4061cba4-cb52-3ef2-85a6-55942ed24d37 | 20aadc24-a391-41cf-b340-3e4529f44bde | 93a60a56-a3c8-11da-a746-0800200b9a66
Hexanoic acid, 2-ethyl-,cobalt(II) salt | 136-52-7 | 136527 | 136527 | C16H30CoO4 |  | Mass | kg | emission | air | https://ofmpub.epa.gov/sor_internet/registry/substreg/searchandretrieve/substancesearch/search.do?details=displayDetails&selectedSubstanceId=97842 | 1 | Chemicals | 4a75a81e-7b1e-31b9-bc02-c65178d0c76c | 4061cba4-cb52-3ef2-85a6-55942ed24d37 | 20aadc24-a391-41cf-b340-3e4529f44bde | 93a60a56-a3c8-11da-a746-0800200b9a66
2-Methyl-1-butanol | 137-32-6 | 137326 | 137326 | C5H12O |  | Mass | kg | emission | air | https://ofmpub.epa.gov/sor_internet/registry/substreg/searchandretrieve/substancesearch/search.do?details=displayDetails&selectedSubstanceId=46563 | 1 | Chemicals | 63a8b574-ec69-3fe1-b264-45ea595a2498 | 4061cba4-cb52-3ef2-85a6-55942ed24d37 | 20aadc24-a391-41cf-b340-3e4529f44bde | 93a60a56-a3c8-11da-a746-0800200b9a66
Calcium chromate | 13765-19-0 | 13765190 | 13765190 | CaCrO4 |  | Mass | kg | emission | air | https://ofmpub.epa.gov/sor_internet/registry/substreg/searchandretrieve/substancesearch/search.do?details=displayDetails&selectedSubstanceId=62171 | 1 | Chemicals | 48452b00-5a05-3568-9ced-8fce0ca35e68 | 4061cba4-cb52-3ef2-85a6-55942ed24d37 | 20aadc24-a391-41cf-b340-3e4529f44bde | 93a60a56-a3c8-11da-a746-0800200b9a66
Sulfamic acid, nickel(II) salt (2:1) | 13770-89-3 | 13770893 | 13770893 | H4N2NiO6S2 |  | Mass | kg | emission | air | https://ofmpub.epa.gov/sor_internet/registry/substreg/searchandretrieve/substancesearch/search.do?details=displayDetails&selectedSubstanceId=97809 | 1 | Chemicals | c93529fe-31c4-300b-b698-4367a5734e5a | 4061cba4-cb52-3ef2-85a6-55942ed24d37 | 20aadc24-a391-41cf-b340-3e4529f44bde | 93a60a56-a3c8-11da-a746-0800200b9a66
Lead fluoroborate | 13814-96-5 | 13814965 | 13814965 | B2F8Pb |  | Mass | kg | emission | air | https://ofmpub.epa.gov/sor_internet/registry/substreg/searchandretrieve/substancesearch/search.do?details=displayDetails&selectedSubstanceId=61911 | 1 | Chemicals | dad8d5bc-3de0-3ec5-ba0f-bf261a5fe3a7 | 4061cba4-cb52-3ef2-85a6-55942ed24d37 | 20aadc24-a391-41cf-b340-3e4529f44bde | 93a60a56-a3c8-11da-a746-0800200b9a66
HFC-4310mee | 138495-42-8 | 138495428 | 138495428 | C5H2F10 |  | Mass | kg | emission | air | https://ofmpub.epa.gov/sor_internet/registry/substreg/searchandretrieve/substancesearch/search.do?details=displayDetails&selectedSubstanceId=85287 | 1 | Chemicals | 89fe0fa2-aeb3-369f-b1e6-c3a2c4b53bf7 | 4061cba4-cb52-3ef2-85a6-55942ed24d37 | 20aadc24-a391-41cf-b340-3e4529f44bde | 93a60a56-a3c8-11da-a746-0800200b9a66
Potassium ferrocyanide | 13943-58-3 | 13943583 | 13943583 | C6FeK4N6 |  | Mass | kg | emission | air | https://ofmpub.epa.gov/sor_internet/registry/substreg/searchandretrieve/substancesearch/search.do?details=displayDetails&selectedSubstanceId=61448 | 1 | Chemicals | ebac0566-3783-3a98-b7f8-1ab2a1d9e77a | 4061cba4-cb52-3ef2-85a6-55942ed24d37 | 20aadc24-a391-41cf-b340-3e4529f44bde | 93a60a56-a3c8-11da-a746-0800200b9a66
Aurate(1-), bis(cyano-.kappa.C)-, potassium | 13967-50-5 | 13967505 | 13967505 | C2AuKN2 |  | Mass | kg | emission | air | https://ofmpub.epa.gov/sor_internet/registry/substreg/searchandretrieve/substancesearch/search.do?details=displayDetails&selectedSubstanceId=61439 | 1 | Chemicals | e015ee11-59a4-34ae-96b4-59a745e554cc | 4061cba4-cb52-3ef2-85a6-55942ed24d37 | 20aadc24-a391-41cf-b340-3e4529f44bde | 93a60a56-a3c8-11da-a746-0800200b9a66
Methyl cellosolve acetyl ricinoleate | 140-05-6 | 140056 | 140056 | - |  | Mass | kg | emission | air | https://ofmpub.epa.gov/sor_internet/registry/substreg/searchandretrieve/substancesearch/search.do?details=displayDetails&selectedSubstanceId=78926 | 1 | Chemicals | 54cdc5b5-3c10-3599-a07c-e10b22eb1959 | 4061cba4-cb52-3ef2-85a6-55942ed24d37 | 20aadc24-a391-41cf-b340-3e4529f44bde | 93a60a56-a3c8-11da-a746-0800200b9a66
Benzeneacetonitrile | 140-29-4 | 140294 | 140294 | C8H7N |  | Mass | kg | emission | air | https://ofmpub.epa.gov/sor_internet/registry/substreg/searchandretrieve/substancesearch/search.do?details=displayDetails&selectedSubstanceId=46868 | 1 | Chemicals | 754543ea-21e7-35de-b193-22fd93e6bb1a | 4061cba4-cb52-3ef2-85a6-55942ed24d37 | 20aadc24-a391-41cf-b340-3e4529f44bde | 93a60a56-a3c8-11da-a746-0800200b9a66
Mesityl oxide | 141-79-7 | 141797 | 141797 | C6H10O |  | Mass | kg | emission | air | https://ofmpub.epa.gov/sor_internet/registry/substreg/searchandretrieve/substancesearch/search.do?details=displayDetails&selectedSubstanceId=46135 | 1 | Chemicals | 5f67a690-aea2-3354-8bfd-837bd83970f7 | 4061cba4-cb52-3ef2-85a6-55942ed24d37 | 20aadc24-a391-41cf-b340-3e4529f44bde | 93a60a56-a3c8-11da-a746-0800200b9a66
Nickelate(2-), tetrakis(cyano-.kappa.C)-, dipotassium, (SP-4-1)- | 14220-17-8 | 14220178 | 14220178 | - |  | Mass | kg | emission | air | https://ofmpub.epa.gov/sor_internet/registry/substreg/searchandretrieve/substancesearch/search.do?details=displayDetails&selectedSubstanceId=60981 | 1 | Chemicals | 3f5b85ac-7df8-34d6-ac6b-f1a6d3d9fe62 | 4061cba4-cb52-3ef2-85a6-55942ed24d37 | 20aadc24-a391-41cf-b340-3e4529f44bde | 93a60a56-a3c8-11da-a746-0800200b9a66
Cyclopentene | 142-29-0 | 142290 | 142290 | C5H8 |  | Mass | kg | emission | air | https://ofmpub.epa.gov/sor_internet/registry/substreg/searchandretrieve/substancesearch/search.do?details=displayDetails&selectedSubstanceId=46117 | 1 | Chemicals | 06b0d182-1d90-305a-8217-3f9df1f0a7d4 | 4061cba4-cb52-3ef2-85a6-55942ed24d37 | 20aadc24-a391-41cf-b340-3e4529f44bde | 93a60a56-a3c8-11da-a746-0800200b9a66
Tetrahydropyran | 142-68-7 | 142687 | 142687 | C5H10O |  | Mass | kg | emission | air | https://ofmpub.epa.gov/sor_internet/registry/substreg/searchandretrieve/substancesearch/search.do?details=displayDetails&selectedSubstanceId=46529 | 1 | Chemicals | 3841f56d-0206-39eb-b0c0-a591f1bfda5b | 4061cba4-cb52-3ef2-85a6-55942ed24d37 | 20aadc24-a391-41cf-b340-3e4529f44bde | 93a60a56-a3c8-11da-a746-0800200b9a66
Thorium-228 | 14274-82-9 | 14274829 | 14274829 | [228Th] |  | Mass | kg | emission | air | https://ofmpub.epa.gov/sor_internet/registry/substreg/searchandretrieve/substancesearch/search.do?details=displayDetails&selectedSubstanceId=5234 | 1 | Chemicals | e6d39297-60d4-3ab7-9493-40f6fa1940fd | 4061cba4-cb52-3ef2-85a6-55942ed24d37 | 20aadc24-a391-41cf-b340-3e4529f44bde | 93a60a56-a3c8-11da-a746-0800200b9a66
Mercury(II) | 14302-87-5 | 14302875 | 14302875 | Hg |  | Mass | kg | emission | air | https://ofmpub.epa.gov/sor_internet/registry/substreg/searchandretrieve/substancesearch/search.do?details=displayDetails&selectedSubstanceId=78875 | 1 | Chemicals | 35d44f3d-ee76-388e-ab33-36b0581404fa | 4061cba4-cb52-3ef2-85a6-55942ed24d37 | 20aadc24-a391-41cf-b340-3e4529f44bde | 93a60a56-a3c8-11da-a746-0800200b9a66
Chromic acid, calcium salt (1:1) | 14307-33-6 | 14307336 | 14307336 | CaCr2O7 |  | Mass | kg | emission | air | https://ofmpub.epa.gov/sor_internet/registry/substreg/searchandretrieve/substancesearch/search.do?details=displayDetails&selectedSubstanceId=60744 | 1 | Chemicals | 24862a1b-0ae8-37ca-961f-ffae387434bb | 4061cba4-cb52-3ef2-85a6-55942ed24d37 | 20aadc24-a391-41cf-b340-3e4529f44bde | 93a60a56-a3c8-11da-a746-0800200b9a66
Lithium chromate | 14307-35-8 | 14307358 | 14307358 | CrLi2O4 |  | Mass | kg | emission | air | https://ofmpub.epa.gov/sor_internet/registry/substreg/searchandretrieve/substancesearch/search.do?details=displayDetails&selectedSubstanceId=60743 | 1 | Chemicals | c1eeddd2-eacc-3099-98fa-54395d8b992a | 4061cba4-cb52-3ef2-85a6-55942ed24d37 | 20aadc24-a391-41cf-b340-3e4529f44bde | 93a60a56-a3c8-11da-a746-0800200b9a66
Acetic acid, nonyl ester | 143-13-5 | 143135 | 143135 | C11H22O2 |  | Mass | kg | emission | air | https://ofmpub.epa.gov/sor_internet/registry/substreg/searchandretrieve/substancesearch/search.do?details=displayDetails&selectedSubstanceId=46506 | 1 | Chemicals | 4557f2ea-7f0b-3313-b6fc-6262f22e61fd | 4061cba4-cb52-3ef2-85a6-55942ed24d37 | 20aadc24-a391-41cf-b340-3e4529f44bde | 93a60a56-a3c8-11da-a746-0800200b9a66
Sodium cyanide | 143-33-9 | 143339 | 143339 | CNNa |  | Mass | kg | emission | air | https://ofmpub.epa.gov/sor_internet/registry/substreg/searchandretrieve/substancesearch/search.do?details=displayDetails&selectedSubstanceId=46498 | 1 | Chemicals | a6ff9cbc-5dce-3bad-92b2-5d844bc41f6d | 4061cba4-cb52-3ef2-85a6-55942ed24d37 | 20aadc24-a391-41cf-b340-3e4529f44bde | 93a60a56-a3c8-11da-a746-0800200b9a66
Nickel-59 | 14336-70-0 | 14336700 | 14336700 | [59Ni] |  | Mass | kg | emission | air | https://ofmpub.epa.gov/sor_internet/registry/substreg/searchandretrieve/substancesearch/search.do?details=displayDetails&selectedSubstanceId=5086 | 1 | Chemicals | 57212fd6-b045-3daf-9667-6b952ff293cb | 4061cba4-cb52-3ef2-85a6-55942ed24d37 | 20aadc24-a391-41cf-b340-3e4529f44bde | 93a60a56-a3c8-11da-a746-0800200b9a66
2,2,4-Trimethyl-1,3-pentanediol | 144-19-4 | 144194 | 144194 | C8H18O2 |  | Mass | kg | emission | air | https://ofmpub.epa.gov/sor_internet/registry/substreg/searchandretrieve/substancesearch/search.do?details=displayDetails&selectedSubstanceId=97691 | 1 | Chemicals | 0a2b2d9f-5a85-3574-ad05-7f3fba44b7ef | 4061cba4-cb52-3ef2-85a6-55942ed24d37 | 20aadc24-a391-41cf-b340-3e4529f44bde | 93a60a56-a3c8-11da-a746-0800200b9a66
Radon-222 | 14859-67-7 | 14859677 | 14859677 | Rn |  | Mass | kg | emission | air | https://ofmpub.epa.gov/sor_internet/registry/substreg/searchandretrieve/substancesearch/search.do?details=displayDetails&selectedSubstanceId=5231 | 1 | Chemicals | cfc4f397-ddff-39b8-9473-a86c69e558e3 | 4061cba4-cb52-3ef2-85a6-55942ed24d37 | 20aadc24-a391-41cf-b340-3e4529f44bde | 93a60a56-a3c8-11da-a746-0800200b9a66
Chromium(VI) dioxychloride | 14977-61-8 | 14977618 | 14977618 | - |  | Mass | kg | emission | air | https://ofmpub.epa.gov/sor_internet/registry/substreg/searchandretrieve/substancesearch/search.do?details=displayDetails&selectedSubstanceId=59610 | 1 | Chemicals | a0201a9a-f5f4-3a2f-949b-51dd2b05bc6c | 4061cba4-cb52-3ef2-85a6-55942ed24d37 | 20aadc24-a391-41cf-b340-3e4529f44bde | 93a60a56-a3c8-11da-a746-0800200b9a66
Bromodifluoromethane | 1511-62-2 | 1511622 | 1511622 | CHBrF2 |  | Mass | kg | emission | air | https://ofmpub.epa.gov/sor_internet/registry/substreg/searchandretrieve/substancesearch/search.do?details=displayDetails&selectedSubstanceId=42024 | 1 | Chemicals | 9a23cf23-0b2e-3ac4-afa5-dc8cf03f49d6 | 4061cba4-cb52-3ef2-85a6-55942ed24d37 | 20aadc24-a391-41cf-b340-3e4529f44bde | 93a60a56-a3c8-11da-a746-0800200b9a66
Potassium cyanide | 151-50-8 | 151508 | 151508 | CKN |  | Mass | kg | emission | air | https://ofmpub.epa.gov/sor_internet/registry/substreg/searchandretrieve/substancesearch/search.do?details=displayDetails&selectedSubstanceId=46378 | 1 | Chemicals | 414c4d86-c6bb-3860-b79c-7ef5d1a49e4e | 4061cba4-cb52-3ef2-85a6-55942ed24d37 | 20aadc24-a391-41cf-b340-3e4529f44bde | 93a60a56-a3c8-11da-a746-0800200b9a66
3,6,9,12-Tetraoxahexadecan-1-ol | 1559-34-8 | 1559348 | 1559348 | C12H26O5 |  | Mass | kg | emission | air | https://ofmpub.epa.gov/sor_internet/registry/substreg/searchandretrieve/substancesearch/search.do?details=displayDetails&selectedSubstanceId=41812 | 1 | Chemicals | d844e1bb-221a-3d82-8f7b-4630db2570c4 | 4061cba4-cb52-3ef2-85a6-55942ed24d37 | 20aadc24-a391-41cf-b340-3e4529f44bde | 93a60a56-a3c8-11da-a746-0800200b9a66
Ethanol, 2-[(2-ethylhexyl)oxy]- | 1559-35-9 | 1559359 | 1559359 | C10H22O2 |  | Mass | kg | emission | air | https://ofmpub.epa.gov/sor_internet/registry/substreg/searchandretrieve/substancesearch/search.do?details=displayDetails&selectedSubstanceId=97502 | 1 | Chemicals | c3e1787f-ce1c-3175-9d22-072ad70ee11f | 4061cba4-cb52-3ef2-85a6-55942ed24d37 | 20aadc24-a391-41cf-b340-3e4529f44bde | 93a60a56-a3c8-11da-a746-0800200b9a66
Ethanol, 2-[2-[(2-ethylhexyl)oxy]ethoxy]- | 1559-36-0 | 1559360 | 1559360 | C12H26O3 |  | Mass | kg | emission | air | https://ofmpub.epa.gov/sor_internet/registry/substreg/searchandretrieve/substancesearch/search.do?details=displayDetails&selectedSubstanceId=41811 | 1 | Chemicals | 07dff757-0485-3680-9264-ca2974887468 | 4061cba4-cb52-3ef2-85a6-55942ed24d37 | 20aadc24-a391-41cf-b340-3e4529f44bde | 93a60a56-a3c8-11da-a746-0800200b9a66
HFE-338mcf2 | 156053-88-2 | 156053882 | 156053882 | C4H2F8O |  | Mass | kg | emission | air | https://ofmpub.epa.gov/sor_internet/registry/substreg/searchandretrieve/substancesearch/search.do?details=displayDetails&selectedSubstanceId=125298 | 1 | Chemicals | 26f9cca1-f8cc-3dd5-a464-8443e91c47d4 | 4061cba4-cb52-3ef2-85a6-55942ed24d37 | 20aadc24-a391-41cf-b340-3e4529f44bde | 93a60a56-a3c8-11da-a746-0800200b9a66
Calcium cyanamide | 156-62-7 | 156627 | 156627 | CCaN2 |  | Mass | kg | emission | air | https://ofmpub.epa.gov/sor_internet/registry/substreg/searchandretrieve/substancesearch/search.do?details=displayDetails&selectedSubstanceId=46361 | 1 | Chemicals | 44e6fb68-8921-336b-854a-94836f6bd025 | 4061cba4-cb52-3ef2-85a6-55942ed24d37 | 20aadc24-a391-41cf-b340-3e4529f44bde | 93a60a56-a3c8-11da-a746-0800200b9a66
1-Propoxy-2-propanol | 1569-01-3 | 1569013 | 1569013 | C6H14O2 |  | Mass | kg | emission | air | https://ofmpub.epa.gov/sor_internet/registry/substreg/searchandretrieve/substancesearch/search.do?details=displayDetails&selectedSubstanceId=41795 | 1 | Chemicals | 1ed1fcce-0a4e-3139-bbe3-bd70e307ea85 | 4061cba4-cb52-3ef2-85a6-55942ed24d37 | 20aadc24-a391-41cf-b340-3e4529f44bde | 93a60a56-a3c8-11da-a746-0800200b9a66
1-Ethoxy-2-propanol | 1569-02-4 | 1569024 | 1569024 | C5H12O2 |  | Mass | kg | emission | air | https://ofmpub.epa.gov/sor_internet/registry/substreg/searchandretrieve/substancesearch/search.do?details=displayDetails&selectedSubstanceId=82788 | 1 | Chemicals | 189c3d1c-38de-3cd7-96e9-68290fbe3545 | 4061cba4-cb52-3ef2-85a6-55942ed24d37 | 20aadc24-a391-41cf-b340-3e4529f44bde | 93a60a56-a3c8-11da-a746-0800200b9a66
1,3-Pentadiene, (3Z)- | 1574-41-0 | 1574410 | 1574410 | C5H8 |  | Mass | kg | emission | air | https://ofmpub.epa.gov/sor_internet/registry/substreg/searchandretrieve/substancesearch/search.do?details=displayDetails&selectedSubstanceId=97474 | 1 | Chemicals | aec7a119-5653-39b7-a5de-41346267ebc3 | 4061cba4-cb52-3ef2-85a6-55942ed24d37 | 20aadc24-a391-41cf-b340-3e4529f44bde | 93a60a56-a3c8-11da-a746-0800200b9a66
1-Propanol, 2-(2-ethoxypropoxy)- | 15764-24-6 | 15764246 | 15764246 | - |  | Mass | kg | emission | air | https://ofmpub.epa.gov/sor_internet/registry/substreg/searchandretrieve/substancesearch/search.do?details=displayDetails&selectedSubstanceId=97310 | 1 | Chemicals | 2f0bab5c-4488-32e5-890c-386ff6ea1c1d | 4061cba4-cb52-3ef2-85a6-55942ed24d37 | 20aadc24-a391-41cf-b340-3e4529f44bde | 93a60a56-a3c8-11da-a746-0800200b9a66
m-Cresol compd. with p-cresol (2:1) | 15831-10-4 | 15831104 | 15831104 | - |  | Mass | kg | emission | air | https://ofmpub.epa.gov/sor_internet/registry/substreg/searchandretrieve/substancesearch/search.do?details=displayDetails&selectedSubstanceId=77905 | 1 | Chemicals | cbb81e21-5d46-3f25-bc09-4ad89bd054c6 | 4061cba4-cb52-3ef2-85a6-55942ed24d37 | 20aadc24-a391-41cf-b340-3e4529f44bde | 93a60a56-a3c8-11da-a746-0800200b9a66
Octane, 4-ethyl- | 15869-86-0 | 15869860 | 15869860 | C20H44 |  | Mass | kg | emission | air | https://ofmpub.epa.gov/sor_internet/registry/substreg/searchandretrieve/substancesearch/search.do?details=displayDetails&selectedSubstanceId=61173 | 1 | Chemicals | 30e30ce1-d167-326e-9334-fc2936118a11 | 4061cba4-cb52-3ef2-85a6-55942ed24d37 | 20aadc24-a391-41cf-b340-3e4529f44bde | 93a60a56-a3c8-11da-a746-0800200b9a66
2-Methoxy-1-propanol | 1589-47-5 | 1589475 | 1589475 | C4H10O2 |  | Mass | kg | emission | air | https://ofmpub.epa.gov/sor_internet/registry/substreg/searchandretrieve/substancesearch/search.do?details=displayDetails&selectedSubstanceId=41612 | 1 | Chemicals | 616acc6e-cb88-345c-9fad-75263614b348 | 4061cba4-cb52-3ef2-85a6-55942ed24d37 | 20aadc24-a391-41cf-b340-3e4529f44bde | 93a60a56-a3c8-11da-a746-0800200b9a66
Trimethylene glycol monomethyl ether | 1589-49-7 | 1589497 | 1589497 | C4H10O2 |  | Mass | kg | emission | air | https://ofmpub.epa.gov/sor_internet/registry/substreg/searchandretrieve/substancesearch/search.do?details=displayDetails&selectedSubstanceId=82787 | 1 | Chemicals | e85f1f28-dac9-3c29-bbbd-7e9350b3a7a6 | 4061cba4-cb52-3ef2-85a6-55942ed24d37 | 20aadc24-a391-41cf-b340-3e4529f44bde | 93a60a56-a3c8-11da-a746-0800200b9a66
CFC-215aa | 1599-41-3 | 1599413 | 1599413 | C3Cl3F5 |  | Mass | kg | emission | air | https://ofmpub.epa.gov/sor_internet/registry/substreg/searchandretrieve/substancesearch/search.do?details=displayDetails&selectedSubstanceId=102211 | 1 | Chemicals | d123f63a-6b2c-302e-8432-8d5eb2ca2aeb | 4061cba4-cb52-3ef2-85a6-55942ed24d37 | 20aadc24-a391-41cf-b340-3e4529f44bde | 93a60a56-a3c8-11da-a746-0800200b9a66
HFE-356pcc3 | 160620-20-2 | 160620202 | 160620202 | C4H4F6O |  | Mass | kg | emission | air | https://ofmpub.epa.gov/sor_internet/registry/substreg/searchandretrieve/substancesearch/search.do?details=displayDetails&selectedSubstanceId=125314 | 1 | Chemicals | e3c34d3d-7ffe-395f-98b8-54fb30f6e77d | 4061cba4-cb52-3ef2-85a6-55942ed24d37 | 20aadc24-a391-41cf-b340-3e4529f44bde | 93a60a56-a3c8-11da-a746-0800200b9a66
Ethyl nonafluorobutyl ether | 163702-05-4 | 163702054 | 163702054 | C6H5F9O |  | Mass | kg | emission | air | https://ofmpub.epa.gov/sor_internet/registry/substreg/searchandretrieve/substancesearch/search.do?details=displayDetails&selectedSubstanceId=84610 | 1 | Chemicals | 2ba39166-9969-3a56-89e2-4724d745316b | 4061cba4-cb52-3ef2-85a6-55942ed24d37 | 20aadc24-a391-41cf-b340-3e4529f44bde | 93a60a56-a3c8-11da-a746-0800200b9a66
Propane, 2-(ethoxydifluoromethyl)-1,1,1,2,3,3,3-heptafluoro- | 163702-06-5 | 163702065 | 163702065 | C6H5F9O |  | Mass | kg | emission | air | https://ofmpub.epa.gov/sor_internet/registry/substreg/searchandretrieve/substancesearch/search.do?details=displayDetails&selectedSubstanceId=84609 | 1 | Chemicals | 8182cfaf-8581-3a04-bfc5-9a9d647ee29e | 4061cba4-cb52-3ef2-85a6-55942ed24d37 | 20aadc24-a391-41cf-b340-3e4529f44bde | 93a60a56-a3c8-11da-a746-0800200b9a66
Butane, 1,1,1,2,2,3,3,4,4-nonafluoro-4-methoxy- | 163702-07-6 | 163702076 | 163702076 | C5H3F9O |  | Mass | kg | emission | air | https://ofmpub.epa.gov/sor_internet/registry/substreg/searchandretrieve/substancesearch/search.do?details=displayDetails&selectedSubstanceId=84608 | 1 | Chemicals | 3d7394ae-99df-34ea-acbf-17b471d512a9 | 4061cba4-cb52-3ef2-85a6-55942ed24d37 | 20aadc24-a391-41cf-b340-3e4529f44bde | 93a60a56-a3c8-11da-a746-0800200b9a66
Propane, 2-(difluoromethoxymethyl)-1,1,1,2,3,3,3-heptafluoro- | 163702-08-7 | 163702087 | 163702087 | C5H3F9O |  | Mass | kg | emission | air | https://ofmpub.epa.gov/sor_internet/registry/substreg/searchandretrieve/substancesearch/search.do?details=displayDetails&selectedSubstanceId=84607 | 1 | Chemicals | fce0e1c3-1db8-36da-a21f-7c7232dcf762 | 4061cba4-cb52-3ef2-85a6-55942ed24d37 | 20aadc24-a391-41cf-b340-3e4529f44bde | 93a60a56-a3c8-11da-a746-0800200b9a66
HFC-1234ze(E) | 1645-83-6 | 1645836 | 1645836 | - |  | Mass | kg | emission | air | https://ofmpub.epa.gov/sor_internet/registry/substreg/searchandretrieve/substancesearch/search.do?details=displayDetails&selectedSubstanceId=125353 | 1 | Chemicals | ca7d554c-2e35-3960-868b-c5c49804a058 | 4061cba4-cb52-3ef2-85a6-55942ed24d37 | 20aadc24-a391-41cf-b340-3e4529f44bde | 93a60a56-a3c8-11da-a746-0800200b9a66
Cyclohexanone, 4-(1,1-dimethylpropyl)- | 16587-71-6 | 16587716 | 16587716 | C11H20O |  | Mass | kg | emission | air | https://ofmpub.epa.gov/sor_internet/registry/substreg/searchandretrieve/substancesearch/search.do?details=displayDetails&selectedSubstanceId=60231 | 1 | Chemicals | 7b4ba05b-fea3-3a47-b3f8-d0da278afc60 | 4061cba4-cb52-3ef2-85a6-55942ed24d37 | 20aadc24-a391-41cf-b340-3e4529f44bde | 93a60a56-a3c8-11da-a746-0800200b9a66
Bis(2-(2-butoxyethoxy)ethyl) phthalate | 16672-39-2 | 16672392 | 16672392 | C24H38O8 |  | Mass | kg | emission | air | https://ofmpub.epa.gov/sor_internet/registry/substreg/searchandretrieve/substancesearch/search.do?details=displayDetails&selectedSubstanceId=60034 | 1 | Chemicals | 9a200188-6233-3b3b-bbe0-16e70786c7d5 | 4061cba4-cb52-3ef2-85a6-55942ed24d37 | 20aadc24-a391-41cf-b340-3e4529f44bde | 93a60a56-a3c8-11da-a746-0800200b9a66
Cyclohexene, 1,2-dimethyl- | 1674-10-8 | 1674108 | 1674108 | C8H14 |  | Mass | kg | emission | air | https://ofmpub.epa.gov/sor_internet/registry/substreg/searchandretrieve/substancesearch/search.do?details=displayDetails&selectedSubstanceId=82679 | 1 | Chemicals | 5c01d4f4-510d-3cae-9310-9eb169f471c0 | 4061cba4-cb52-3ef2-85a6-55942ed24d37 | 20aadc24-a391-41cf-b340-3e4529f44bde | 93a60a56-a3c8-11da-a746-0800200b9a66
2,2,4-Trimethylhexane | 16747-26-5 | 16747265 | 16747265 | - |  | Mass | kg | emission | air | https://ofmpub.epa.gov/sor_internet/registry/substreg/searchandretrieve/substancesearch/search.do?details=displayDetails&selectedSubstanceId=93072 | 1 | Chemicals | 5403ad87-3f29-3693-bc9e-c1f48418eaae | 4061cba4-cb52-3ef2-85a6-55942ed24d37 | 20aadc24-a391-41cf-b340-3e4529f44bde | 93a60a56-a3c8-11da-a746-0800200b9a66
Cobalt hydrocarbonyl | 16842-03-8 | 16842038 | 16842038 | - |  | Mass | kg | emission | air | https://ofmpub.epa.gov/sor_internet/registry/substreg/searchandretrieve/substancesearch/search.do?details=displayDetails&selectedSubstanceId=78939 | 1 | Chemicals | 03e465bb-3feb-3890-a4aa-52ee7a25fff9 | 4061cba4-cb52-3ef2-85a6-55942ed24d37 | 20aadc24-a391-41cf-b340-3e4529f44bde | 93a60a56-a3c8-11da-a746-0800200b9a66
Methane, oxybis[difluoro- | 1691-17-4 | 1691174 | 1691174 | C2H2F4O |  | Mass | kg | emission | air | https://ofmpub.epa.gov/sor_internet/registry/substreg/searchandretrieve/substancesearch/search.do?details=displayDetails&selectedSubstanceId=81821 | 1 | Chemicals | 846afd04-8433-3c72-9614-bc62a621ab18 | 4061cba4-cb52-3ef2-85a6-55942ed24d37 | 20aadc24-a391-41cf-b340-3e4529f44bde | 93a60a56-a3c8-11da-a746-0800200b9a66
Antimonate(1-), hexafluoro-, sodium, (OC-6-11)- | 16925-25-0 | 16925250 | 16925250 | - |  | Mass | kg | emission | air | https://ofmpub.epa.gov/sor_internet/registry/substreg/searchandretrieve/substancesearch/search.do?details=displayDetails&selectedSubstanceId=59760 | 1 | Chemicals | 602010d4-f1d9-3963-9414-9f77ba346d5b | 4061cba4-cb52-3ef2-85a6-55942ed24d37 | 20aadc24-a391-41cf-b340-3e4529f44bde | 93a60a56-a3c8-11da-a746-0800200b9a66
HFE-347mcf2 | 171182-95-9 | 171182959 | 171182959 | - |  | Mass | kg | emission | air | https://ofmpub.epa.gov/sor_internet/registry/substreg/searchandretrieve/substancesearch/search.do?details=displayDetails&selectedSubstanceId=125309 | 1 | Chemicals | bca9aecd-e681-384e-a2fb-1fae185411a8 | 4061cba4-cb52-3ef2-85a6-55942ed24d37 | 20aadc24-a391-41cf-b340-3e4529f44bde | 93a60a56-a3c8-11da-a746-0800200b9a66
Nonanoic acid, methyl ester | 1731-84-6 | 1731846 | 1731846 | C10H20O2 |  | Mass | kg | emission | air | https://ofmpub.epa.gov/sor_internet/registry/substreg/searchandretrieve/substancesearch/search.do?details=displayDetails&selectedSubstanceId=40956 | 1 | Chemicals | ba5575c5-6cff-3d98-a703-34b9881a3108 | 4061cba4-cb52-3ef2-85a6-55942ed24d37 | 20aadc24-a391-41cf-b340-3e4529f44bde | 93a60a56-a3c8-11da-a746-0800200b9a66
Methyl undecanoate | 1731-86-8 | 1731868 | 1731868 | C12H24O2 |  | Mass | kg | emission | air | https://ofmpub.epa.gov/sor_internet/registry/substreg/searchandretrieve/substancesearch/search.do?details=displayDetails&selectedSubstanceId=40955 | 1 | Chemicals | a3d969da-4c1e-3be9-9767-08343c1a9200 | 4061cba4-cb52-3ef2-85a6-55942ed24d37 | 20aadc24-a391-41cf-b340-3e4529f44bde | 93a60a56-a3c8-11da-a746-0800200b9a66
Methyl tridecanoate | 1731-88-0 | 1731880 | 1731880 | C14H28O2 |  | Mass | kg | emission | air | https://ofmpub.epa.gov/sor_internet/registry/substreg/searchandretrieve/substancesearch/search.do?details=displayDetails&selectedSubstanceId=40954 | 1 | Chemicals | 01e24dbe-57c8-3c62-b49b-68f70a208636 | 4061cba4-cb52-3ef2-85a6-55942ed24d37 | 20aadc24-a391-41cf-b340-3e4529f44bde | 93a60a56-a3c8-11da-a746-0800200b9a66
Methyl heptadecanoate | 1731-92-6 | 1731926 | 1731926 | C18H36O2 |  | Mass | kg | emission | air | https://ofmpub.epa.gov/sor_internet/registry/substreg/searchandretrieve/substancesearch/search.do?details=displayDetails&selectedSubstanceId=40953 | 1 | Chemicals | 1096a55c-4a9e-3ee5-9f79-a90e6452f29e | 4061cba4-cb52-3ef2-85a6-55942ed24d37 | 20aadc24-a391-41cf-b340-3e4529f44bde | 93a60a56-a3c8-11da-a746-0800200b9a66
2-Ethyl-p-xylene | 1758-88-9 | 1758889 | 1758889 | C10H14 |  | Mass | kg | emission | air | https://ofmpub.epa.gov/sor_internet/registry/substreg/searchandretrieve/substancesearch/search.do?details=displayDetails&selectedSubstanceId=40764 | 1 | Chemicals | ac91b03d-dfba-3324-b64a-1d4103d0d454 | 4061cba4-cb52-3ef2-85a6-55942ed24d37 | 20aadc24-a391-41cf-b340-3e4529f44bde | 93a60a56-a3c8-11da-a746-0800200b9a66
Cyclohexane, octyl- | 1795-15-9 | 1795159 | 1795159 | C14H28 |  | Mass | kg | emission | air | https://ofmpub.epa.gov/sor_internet/registry/substreg/searchandretrieve/substancesearch/search.do?details=displayDetails&selectedSubstanceId=40575 | 1 | Chemicals | 9de8aa94-ab8d-3621-882b-0b757b5359ca | 4061cba4-cb52-3ef2-85a6-55942ed24d37 | 20aadc24-a391-41cf-b340-3e4529f44bde | 93a60a56-a3c8-11da-a746-0800200b9a66
Cyclohexane, decyl- | 1795-16-0 | 1795160 | 1795160 | C16H32 |  | Mass | kg | emission | air | https://ofmpub.epa.gov/sor_internet/registry/substreg/searchandretrieve/substancesearch/search.do?details=displayDetails&selectedSubstanceId=40574 | 1 | Chemicals | 20f3391f-7a9c-34f2-b8ae-244b388a3d2b | 4061cba4-cb52-3ef2-85a6-55942ed24d37 | 20aadc24-a391-41cf-b340-3e4529f44bde | 93a60a56-a3c8-11da-a746-0800200b9a66
Lead chromate(VI) oxide | 18454-12-1 | 18454121 | 18454121 | - |  | Mass | kg | emission | air | https://ofmpub.epa.gov/sor_internet/registry/substreg/searchandretrieve/substancesearch/search.do?details=displayDetails&selectedSubstanceId=62547 | 1 | Chemicals | ef8e015f-9216-3e1c-a646-68d11f060019 | 4061cba4-cb52-3ef2-85a6-55942ed24d37 | 20aadc24-a391-41cf-b340-3e4529f44bde | 93a60a56-a3c8-11da-a746-0800200b9a66
Dibromofluoromethane | 1868-53-7 | 1868537 | 1868537 | CHBr2F |  | Mass | kg | emission | air | https://ofmpub.epa.gov/sor_internet/registry/substreg/searchandretrieve/substancesearch/search.do?details=displayDetails&selectedSubstanceId=80437 | 1 | Chemicals | 05983bf4-1ae3-300b-a61f-6d08d030b0dc | 4061cba4-cb52-3ef2-85a6-55942ed24d37 | 20aadc24-a391-41cf-b340-3e4529f44bde | 93a60a56-a3c8-11da-a746-0800200b9a66
Ethane, 2-(difluoromethoxy)-1,1,1-trifluoro- | 1885-48-9 | 1885489 | 1885489 | C3H3F5O |  | Mass | kg | emission | air | https://ofmpub.epa.gov/sor_internet/registry/substreg/searchandretrieve/substancesearch/search.do?details=displayDetails&selectedSubstanceId=82676 | 1 | Chemicals | 67eebc8a-48c3-3158-8efc-f136d2ec63d0 | 4061cba4-cb52-3ef2-85a6-55942ed24d37 | 20aadc24-a391-41cf-b340-3e4529f44bde | 93a60a56-a3c8-11da-a746-0800200b9a66
HFE-338pcc13 (HG-01) | 188690-78-0 | 188690780 | 188690780 | - |  | Mass | kg | emission | air | https://ofmpub.epa.gov/sor_internet/registry/substreg/searchandretrieve/substancesearch/search.do?details=displayDetails&selectedSubstanceId=125300 | 1 | Chemicals | cee0abc2-b50d-300f-820c-49e8c72c3e4e | 4061cba4-cb52-3ef2-85a6-55942ed24d37 | 20aadc24-a391-41cf-b340-3e4529f44bde | 93a60a56-a3c8-11da-a746-0800200b9a66
Diethylene glycol monoisobutyl ether | 18912-80-6 | 18912806 | 18912806 | C8H18O3 |  | Mass | kg | emission | air | https://ofmpub.epa.gov/sor_internet/registry/substreg/searchandretrieve/substancesearch/search.do?details=displayDetails&selectedSubstanceId=62450 | 1 | Chemicals | 685382db-3953-35bd-8c4c-1a31d22a67eb | 4061cba4-cb52-3ef2-85a6-55942ed24d37 | 20aadc24-a391-41cf-b340-3e4529f44bde | 93a60a56-a3c8-11da-a746-0800200b9a66
Dibenzo[a,l]pyrene | 191-30-0 | 191300 | 191300 | C24H14 |  | Mass | kg | emission | air | https://ofmpub.epa.gov/sor_internet/registry/substreg/searchandretrieve/substancesearch/search.do?details=displayDetails&selectedSubstanceId=46351 | 1 | Chemicals | 2512dee6-0bc2-3547-9861-d0ee09998311 | 4061cba4-cb52-3ef2-85a6-55942ed24d37 | 20aadc24-a391-41cf-b340-3e4529f44bde | 93a60a56-a3c8-11da-a746-0800200b9a66
Benzo[e]pyrene | 192-97-2 | 192972 | 192972 | C20H12 |  | Mass | kg | emission | air | https://ofmpub.epa.gov/sor_internet/registry/substreg/searchandretrieve/substancesearch/search.do?details=displayDetails&selectedSubstanceId=91750 | 1 | Chemicals | ae57950e-b828-3ccc-8ef7-123c27f4fae5 | 4061cba4-cb52-3ef2-85a6-55942ed24d37 | 20aadc24-a391-41cf-b340-3e4529f44bde | 93a60a56-a3c8-11da-a746-0800200b9a66
Hexane, 3,4-diethyl- | 19398-77-7 | 19398777 | 19398777 | C10H22 |  | Mass | kg | emission | air | https://ofmpub.epa.gov/sor_internet/registry/substreg/searchandretrieve/substancesearch/search.do?details=displayDetails&selectedSubstanceId=62345 | 1 | Chemicals | 9b349cfc-6dc0-3695-b797-487cce9b3393 | 4061cba4-cb52-3ef2-85a6-55942ed24d37 | 20aadc24-a391-41cf-b340-3e4529f44bde | 93a60a56-a3c8-11da-a746-0800200b9a66
7H-Dibenzo[c,g]carbazole | 194-59-2 | 194592 | 194592 | C20H13N |  | Mass | kg | emission | air | https://ofmpub.epa.gov/sor_internet/registry/substreg/searchandretrieve/substancesearch/search.do?details=displayDetails&selectedSubstanceId=91722 | 1 | Chemicals | 54364443-066f-3838-bafc-3a0e10965c10 | 4061cba4-cb52-3ef2-85a6-55942ed24d37 | 20aadc24-a391-41cf-b340-3e4529f44bde | 93a60a56-a3c8-11da-a746-0800200b9a66
Benzo[c]phenanthrene | 195-19-7 | 195197 | 195197 | C18H12 |  | Mass | kg | emission | air | https://ofmpub.epa.gov/sor_internet/registry/substreg/searchandretrieve/substancesearch/search.do?details=displayDetails&selectedSubstanceId=78959 | 1 | Chemicals | 71e05e39-0e78-3b6d-9f26-50d295ec630b | 4061cba4-cb52-3ef2-85a6-55942ed24d37 | 20aadc24-a391-41cf-b340-3e4529f44bde | 93a60a56-a3c8-11da-a746-0800200b9a66
1,3-Pentadiene, (3E)- | 2004-70-8 | 2004708 | 2004708 | C5H8 |  | Mass | kg | emission | air | https://ofmpub.epa.gov/sor_internet/registry/substreg/searchandretrieve/substancesearch/search.do?details=displayDetails&selectedSubstanceId=39904 | 1 | Chemicals | 60664509-cb0c-3e30-88e1-4301614a2041 | 4061cba4-cb52-3ef2-85a6-55942ed24d37 | 20aadc24-a391-41cf-b340-3e4529f44bde | 93a60a56-a3c8-11da-a746-0800200b9a66
9-Octadecenoic acid | 2027-47-6 | 2027476 | 2027476 | C18H34O2 |  | Mass | kg | emission | air | https://ofmpub.epa.gov/sor_internet/registry/substreg/searchandretrieve/substancesearch/search.do?details=displayDetails&selectedSubstanceId=39728 | 1 | Chemicals | 24703fa2-38b4-3a19-ac86-6796757cd2dd | 4061cba4-cb52-3ef2-85a6-55942ed24d37 | 20aadc24-a391-41cf-b340-3e4529f44bde | 93a60a56-a3c8-11da-a746-0800200b9a66
Benzo[ghi]fluoranthene | 203-12-3 | 203123 | 203123 | C18H10 |  | Mass | kg | emission | air | https://ofmpub.epa.gov/sor_internet/registry/substreg/searchandretrieve/substancesearch/search.do?details=displayDetails&selectedSubstanceId=78943 | 1 | Chemicals | ab200d05-5406-32dd-b9e3-123ebeede62f | 4061cba4-cb52-3ef2-85a6-55942ed24d37 | 20aadc24-a391-41cf-b340-3e4529f44bde | 93a60a56-a3c8-11da-a746-0800200b9a66
Benzo[a]fluoranthene | 203-33-8 | 203338 | 203338 | C20H12 |  | Mass | kg | emission | air | https://ofmpub.epa.gov/sor_internet/registry/substreg/searchandretrieve/substancesearch/search.do?details=displayDetails&selectedSubstanceId=94309 | 1 | Chemicals | f125b11e-01cb-3578-9abb-e092e0569c11 | 4061cba4-cb52-3ef2-85a6-55942ed24d37 | 20aadc24-a391-41cf-b340-3e4529f44bde | 93a60a56-a3c8-11da-a746-0800200b9a66
3,5-Diethyltoluene | 2050-24-0 | 2050240 | 2050240 | C11H16 |  | Mass | kg | emission | air | https://ofmpub.epa.gov/sor_internet/registry/substreg/searchandretrieve/substancesearch/search.do?details=displayDetails&selectedSubstanceId=39696 | 1 | Chemicals | 27d5eed9-772c-3139-8122-08559ca74d7c | 4061cba4-cb52-3ef2-85a6-55942ed24d37 | 20aadc24-a391-41cf-b340-3e4529f44bde | 93a60a56-a3c8-11da-a746-0800200b9a66
2-Propoxyethanol acetate | 20706-25-6 | 20706256 | 20706256 | - |  | Mass | kg | emission | air | https://ofmpub.epa.gov/sor_internet/registry/substreg/searchandretrieve/substancesearch/search.do?details=displayDetails&selectedSubstanceId=82597 | 1 | Chemicals | 057e813b-68d4-361e-a8d4-67dd3272b921 | 4061cba4-cb52-3ef2-85a6-55942ed24d37 | 20aadc24-a391-41cf-b340-3e4529f44bde | 93a60a56-a3c8-11da-a746-0800200b9a66
Osmium tetroxide | 20816-12-0 | 20816120 | 20816120 | O4Os |  | Mass | kg | emission | air | https://ofmpub.epa.gov/sor_internet/registry/substreg/searchandretrieve/substancesearch/search.do?details=displayDetails&selectedSubstanceId=57607 | 1 | Chemicals | c192cbf1-fe41-32b7-8175-812121809989 | 4061cba4-cb52-3ef2-85a6-55942ed24d37 | 20aadc24-a391-41cf-b340-3e4529f44bde | 93a60a56-a3c8-11da-a746-0800200b9a66
9-Hexadecenoic acid | 2091-29-4 | 2091294 | 2091294 | C16H30O2 |  | Mass | kg | emission | air | https://ofmpub.epa.gov/sor_internet/registry/substreg/searchandretrieve/substancesearch/search.do?details=displayDetails&selectedSubstanceId=42806 | 1 | Chemicals | 57eaa956-75c2-3219-93f2-4a34859afba3 | 4061cba4-cb52-3ef2-85a6-55942ed24d37 | 20aadc24-a391-41cf-b340-3e4529f44bde | 93a60a56-a3c8-11da-a746-0800200b9a66
Chromium(III) acetylacetonate | 21679-31-2 | 21679312 | 21679312 | C15H21CrO6 |  | Mass | kg | emission | air | https://ofmpub.epa.gov/sor_internet/registry/substreg/searchandretrieve/substancesearch/search.do?details=displayDetails&selectedSubstanceId=57135 | 1 | Chemicals | 0a4fd0b8-0c50-32db-ad07-da36bab4a938 | 4061cba4-cb52-3ef2-85a6-55942ed24d37 | 20aadc24-a391-41cf-b340-3e4529f44bde | 93a60a56-a3c8-11da-a746-0800200b9a66
Heptane, 2,4-dimethyl- | 2213-23-2 | 2213232 | 2213232 | C9H20 |  | Mass | kg | emission | air | https://ofmpub.epa.gov/sor_internet/registry/substreg/searchandretrieve/substancesearch/search.do?details=displayDetails&selectedSubstanceId=92838 | 1 | Chemicals | 046ae496-75de-39b3-bb8a-e516986f2fbc | 4061cba4-cb52-3ef2-85a6-55942ed24d37 | 20aadc24-a391-41cf-b340-3e4529f44bde | 93a60a56-a3c8-11da-a746-0800200b9a66
Heptane, 2,5-dimethyl- | 2216-30-0 | 2216300 | 2216300 | - |  | Mass | kg | emission | air | https://ofmpub.epa.gov/sor_internet/registry/substreg/searchandretrieve/substancesearch/search.do?details=displayDetails&selectedSubstanceId=81650 | 1 | Chemicals | b9507ac8-5d86-3b34-b38d-58d5725c886a | 4061cba4-cb52-3ef2-85a6-55942ed24d37 | 20aadc24-a391-41cf-b340-3e4529f44bde | 93a60a56-a3c8-11da-a746-0800200b9a66
Octane, 3-methyl- | 2216-33-3 | 2216333 | 2216333 | C9H20 |  | Mass | kg | emission | air | https://ofmpub.epa.gov/sor_internet/registry/substreg/searchandretrieve/substancesearch/search.do?details=displayDetails&selectedSubstanceId=92835 | 1 | Chemicals | 545acbe9-f03f-3626-8a9d-6b52717530fd | 4061cba4-cb52-3ef2-85a6-55942ed24d37 | 20aadc24-a391-41cf-b340-3e4529f44bde | 93a60a56-a3c8-11da-a746-0800200b9a66
Dimethylamine dicamba | 2300-66-5 | 2300665 | 2300665 | C10H13Cl2NO3 |  | Mass | kg | emission | air | https://ofmpub.epa.gov/sor_internet/registry/substreg/searchandretrieve/substancesearch/search.do?details=displayDetails&selectedSubstanceId=41316 | 1 | Chemicals | 506617b5-bdc4-385a-bf2e-6c30aedb2c0c | 4061cba4-cb52-3ef2-85a6-55942ed24d37 | 20aadc24-a391-41cf-b340-3e4529f44bde | 93a60a56-a3c8-11da-a746-0800200b9a66
Trifluoroiodomethane | 2314-97-8 | 2314978 | 2314978 | CF3I |  | Mass | kg | emission | air | https://ofmpub.epa.gov/sor_internet/registry/substreg/searchandretrieve/substancesearch/search.do?details=displayDetails&selectedSubstanceId=41138 | 1 | Chemicals | 060c7830-ddac-3ef3-9638-4b98620962a3 | 4061cba4-cb52-3ef2-85a6-55942ed24d37 | 20aadc24-a391-41cf-b340-3e4529f44bde | 93a60a56-a3c8-11da-a746-0800200b9a66
Ethanol, 2-[2-(2-propoxyethoxy)ethoxy]- | 23305-64-8 | 23305648 | 23305648 | C9H20O4 |  | Mass | kg | emission | air | https://ofmpub.epa.gov/sor_internet/registry/substreg/searchandretrieve/substancesearch/search.do?details=displayDetails&selectedSubstanceId=56225 | 1 | Chemicals | a61ec6a8-e3fc-3576-adce-61a06fc716b3 | 4061cba4-cb52-3ef2-85a6-55942ed24d37 | 20aadc24-a391-41cf-b340-3e4529f44bde | 93a60a56-a3c8-11da-a746-0800200b9a66
1-Isobutoxy-2-propanol | 23436-19-3 | 23436193 | 23436193 | C7H16O2 |  | Mass | kg | emission | air | https://ofmpub.epa.gov/sor_internet/registry/substreg/searchandretrieve/substancesearch/search.do?details=displayDetails&selectedSubstanceId=56016 | 1 | Chemicals | 2fd5470c-c777-3ce5-9396-5553312f7b13 | 4061cba4-cb52-3ef2-85a6-55942ed24d37 | 20aadc24-a391-41cf-b340-3e4529f44bde | 93a60a56-a3c8-11da-a746-0800200b9a66
Ethylene glycol monophenyl ether propionate | 23495-12-7 | 23495127 | 23495127 | C11H14O3 |  | Mass | kg | emission | air | https://ofmpub.epa.gov/sor_internet/registry/substreg/searchandretrieve/substancesearch/search.do?details=displayDetails&selectedSubstanceId=56009 | 1 | Chemicals | 2f2c596d-e725-31eb-a82b-b3c1b0313fb7 | 4061cba4-cb52-3ef2-85a6-55942ed24d37 | 20aadc24-a391-41cf-b340-3e4529f44bde | 93a60a56-a3c8-11da-a746-0800200b9a66
2,5,8,11-Tetraoxatridecan-13-ol | 23783-42-8 | 23783428 | 23783428 | C9H20O5 |  | Mass | kg | emission | air | https://ofmpub.epa.gov/sor_internet/registry/substreg/searchandretrieve/substancesearch/search.do?details=displayDetails&selectedSubstanceId=59542 | 1 | Chemicals | 16e21e7b-68be-3cac-98e9-d295d32d0531 | 4061cba4-cb52-3ef2-85a6-55942ed24d37 | 20aadc24-a391-41cf-b340-3e4529f44bde | 93a60a56-a3c8-11da-a746-0800200b9a66
1-Methylpyrene | 2381-21-7 | 2381217 | 2381217 | C17H12 |  | Mass | kg | emission | air | https://ofmpub.epa.gov/sor_internet/registry/substreg/searchandretrieve/substancesearch/search.do?details=displayDetails&selectedSubstanceId=92240 | 1 | Chemicals | 2ed211fe-b41d-307f-bafb-f423fe20325a | 4061cba4-cb52-3ef2-85a6-55942ed24d37 | 20aadc24-a391-41cf-b340-3e4529f44bde | 93a60a56-a3c8-11da-a746-0800200b9a66
12-Methylbenz[a]anthrancene | 2422-79-9 | 2422799 | 2422799 | C19H14 |  | Mass | kg | emission | air | https://ofmpub.epa.gov/sor_internet/registry/substreg/searchandretrieve/substancesearch/search.do?details=displayDetails&selectedSubstanceId=78460 | 1 | Chemicals | 0dcc6231-f05e-3257-a01b-c89c07898d51 | 4061cba4-cb52-3ef2-85a6-55942ed24d37 | 20aadc24-a391-41cf-b340-3e4529f44bde | 93a60a56-a3c8-11da-a746-0800200b9a66
1-Tridecene | 2437-56-1 | 2437561 | 2437561 | C13H26 |  | Mass | kg | emission | air | https://ofmpub.epa.gov/sor_internet/registry/substreg/searchandretrieve/substancesearch/search.do?details=displayDetails&selectedSubstanceId=40517 | 1 | Chemicals | 6baa4df3-d685-331a-88af-b185fe4ffbc4 | 4061cba4-cb52-3ef2-85a6-55942ed24d37 | 20aadc24-a391-41cf-b340-3e4529f44bde | 93a60a56-a3c8-11da-a746-0800200b9a66
Cyclopentane, 1,3-dimethyl- | 2453-00-1 | 2453001 | 2453001 | C7H14 |  | Mass | kg | emission | air | https://ofmpub.epa.gov/sor_internet/registry/substreg/searchandretrieve/substancesearch/search.do?details=displayDetails&selectedSubstanceId=40497 | 1 | Chemicals | dcad24b6-4b28-3ae6-808d-d4647e88e269 | 4061cba4-cb52-3ef2-85a6-55942ed24d37 | 20aadc24-a391-41cf-b340-3e4529f44bde | 93a60a56-a3c8-11da-a746-0800200b9a66
Tripropylene glycol | 24800-44-0 | 24800440 | 24800440 | C9H20O4 |  | Mass | kg | emission | air | https://ofmpub.epa.gov/sor_internet/registry/substreg/searchandretrieve/substancesearch/search.do?details=displayDetails&selectedSubstanceId=91693 | 1 | Chemicals | be7c2188-f8f6-3a29-a33c-f46ccf81600d | 4061cba4-cb52-3ef2-85a6-55942ed24d37 | 20aadc24-a391-41cf-b340-3e4529f44bde | 93a60a56-a3c8-11da-a746-0800200b9a66
1-Butanol, 3-methoxy- | 2517-43-3 | 2517433 | 2517433 | C5H12O2 |  | Mass | kg | emission | air | https://ofmpub.epa.gov/sor_internet/registry/substreg/searchandretrieve/substancesearch/search.do?details=displayDetails&selectedSubstanceId=40090 | 1 | Chemicals | b7fa37c6-0003-396d-a95d-60930ef0ad9e | 4061cba4-cb52-3ef2-85a6-55942ed24d37 | 20aadc24-a391-41cf-b340-3e4529f44bde | 93a60a56-a3c8-11da-a746-0800200b9a66
Dimethyl chlorothiophosphate | 2524-03-0 | 2524030 | 2524030 | C2H6ClO2PS |  | Mass | kg | emission | air | https://ofmpub.epa.gov/sor_internet/registry/substreg/searchandretrieve/substancesearch/search.do?details=displayDetails&selectedSubstanceId=40088 | 1 | Chemicals | 8383f1ae-996a-3c16-a9a8-49dc54a1caf4 | 4061cba4-cb52-3ef2-85a6-55942ed24d37 | 20aadc24-a391-41cf-b340-3e4529f44bde | 93a60a56-a3c8-11da-a746-0800200b9a66
Pentachlorobiphenyl | 25429-29-2 | 25429292 | 25429292 | - |  | Mass | kg | emission | air | https://ofmpub.epa.gov/sor_internet/registry/substreg/searchandretrieve/substancesearch/search.do?details=displayDetails&selectedSubstanceId=56172 | 1 | Chemicals | efb4603c-7755-3985-b062-f33492a4d1cf | 4061cba4-cb52-3ef2-85a6-55942ed24d37 | 20aadc24-a391-41cf-b340-3e4529f44bde | 93a60a56-a3c8-11da-a746-0800200b9a66
[2-(2-Methoxymethylethoxy)methylethoxy]propanol | 25498-49-1 | 25498491 | 25498491 | - |  | Mass | kg | emission | air | https://ofmpub.epa.gov/sor_internet/registry/substreg/searchandretrieve/substancesearch/search.do?details=displayDetails&selectedSubstanceId=59512 | 1 | Chemicals | dd7d6d42-634a-3d36-9b20-e620124e7519 | 4061cba4-cb52-3ef2-85a6-55942ed24d37 | 20aadc24-a391-41cf-b340-3e4529f44bde | 93a60a56-a3c8-11da-a746-0800200b9a66
Sulfur hexafluoride | 2551-62-4 | 2551624 | 2551624 | F6S |  | Mass | kg | emission | air | https://ofmpub.epa.gov/sor_internet/registry/substreg/searchandretrieve/substancesearch/search.do?details=displayDetails&selectedSubstanceId=39886 | 1 | Chemicals | 35d03618-9873-3dca-8146-5f2e5df39e48 | 4061cba4-cb52-3ef2-85a6-55942ed24d37 | 20aadc24-a391-41cf-b340-3e4529f44bde | 93a60a56-a3c8-11da-a746-0800200b9a66
Dibenzo-p-dioxin | 262-12-4 | 262124 | 262124 | C12H8O2 |  | Mass | kg | emission | air | https://ofmpub.epa.gov/sor_internet/registry/substreg/searchandretrieve/substancesearch/search.do?details=displayDetails&selectedSubstanceId=82219 | 1 | Chemicals | 5d4cfb1c-0147-348b-8653-075612fe34c0 | 4061cba4-cb52-3ef2-85a6-55942ed24d37 | 20aadc24-a391-41cf-b340-3e4529f44bde | 93a60a56-a3c8-11da-a746-0800200b9a66
Phenol, 4-ethenyl- | 2628-17-3 | 2628173 | 2628173 | C8H8O |  | Mass | kg | emission | air | https://ofmpub.epa.gov/sor_internet/registry/substreg/searchandretrieve/substancesearch/search.do?details=displayDetails&selectedSubstanceId=93359 | 1 | Chemicals | 16fcfc41-9056-3740-9535-3afe21024e3b | 4061cba4-cb52-3ef2-85a6-55942ed24d37 | 20aadc24-a391-41cf-b340-3e4529f44bde | 93a60a56-a3c8-11da-a746-0800200b9a66
Isoflurane | 26675-46-7 | 26675467 | 26675467 | C3H2ClF5O |  | Mass | kg | emission | air | https://ofmpub.epa.gov/sor_internet/registry/substreg/searchandretrieve/substancesearch/search.do?details=displayDetails&selectedSubstanceId=99081 | 1 | Chemicals | af36bb51-0dc2-3d85-a333-a246fb6b13bb | 4061cba4-cb52-3ef2-85a6-55942ed24d37 | 20aadc24-a391-41cf-b340-3e4529f44bde | 93a60a56-a3c8-11da-a746-0800200b9a66
N-Lauryl-2-pyrrolidone | 2687-96-9 | 2687969 | 2687969 | C16H31NO |  | Mass | kg | emission | air | https://ofmpub.epa.gov/sor_internet/registry/substreg/searchandretrieve/substancesearch/search.do?details=displayDetails&selectedSubstanceId=93152 | 1 | Chemicals | d78f9ad6-2b28-3054-b152-a2e3d628dbb9 | 4061cba4-cb52-3ef2-85a6-55942ed24d37 | 20aadc24-a391-41cf-b340-3e4529f44bde | 93a60a56-a3c8-11da-a746-0800200b9a66
Methylfluorene | 26914-17-0 | 26914170 | 26914170 | - |  | Mass | kg | emission | air | https://ofmpub.epa.gov/sor_internet/registry/substreg/searchandretrieve/substancesearch/search.do?details=displayDetails&selectedSubstanceId=82113 | 1 | Chemicals | 08546d57-fba3-3e28-8190-c6656b24e5ca | 4061cba4-cb52-3ef2-85a6-55942ed24d37 | 20aadc24-a391-41cf-b340-3e4529f44bde | 93a60a56-a3c8-11da-a746-0800200b9a66
Methylanthracene | 26914-18-1 | 26914181 | 26914181 | - |  | Mass | kg | emission | air | https://ofmpub.epa.gov/sor_internet/registry/substreg/searchandretrieve/substancesearch/search.do?details=displayDetails&selectedSubstanceId=79079 | 1 | Chemicals | e4efa9b2-feb7-375c-8e86-13555f98ff54 | 4061cba4-cb52-3ef2-85a6-55942ed24d37 | 20aadc24-a391-41cf-b340-3e4529f44bde | 93a60a56-a3c8-11da-a746-0800200b9a66
Sulfuryl fluoride | 2699-79-8 | 2699798 | 2699798 | F2O2S |  | Mass | kg | emission | air | https://ofmpub.epa.gov/sor_internet/registry/substreg/searchandretrieve/substancesearch/search.do?details=displayDetails&selectedSubstanceId=93141 | 1 | Chemicals | e4593c30-9b66-3daa-9b68-f80e9677cd96 | 4061cba4-cb52-3ef2-85a6-55942ed24d37 | 20aadc24-a391-41cf-b340-3e4529f44bde | 93a60a56-a3c8-11da-a746-0800200b9a66
Neodecanoic acid, lead salt | 27253-28-7 | 27253287 | 27253287 | - |  | Mass | kg | emission | air | https://ofmpub.epa.gov/sor_internet/registry/substreg/searchandretrieve/substancesearch/search.do?details=displayDetails&selectedSubstanceId=92974 | 1 | Chemicals | 0ffe8413-5ffe-31a0-94b9-0f08bbec631a | 4061cba4-cb52-3ef2-85a6-55942ed24d37 | 20aadc24-a391-41cf-b340-3e4529f44bde | 93a60a56-a3c8-11da-a746-0800200b9a66
Ethylene glycol mono-2,4-hexadienyl ether | 27310-21-0 | 27310210 | 27310210 | - |  | Mass | kg | emission | air | https://ofmpub.epa.gov/sor_internet/registry/substreg/searchandretrieve/substancesearch/search.do?details=displayDetails&selectedSubstanceId=78946 | 1 | Chemicals | 73fd3ce0-4755-3cb2-bbff-363c32403182 | 4061cba4-cb52-3ef2-85a6-55942ed24d37 | 20aadc24-a391-41cf-b340-3e4529f44bde | 93a60a56-a3c8-11da-a746-0800200b9a66
Phenol, 4-ethyl-2-methoxy- | 2785-89-9 | 2785899 | 2785899 | C9H12O2 |  | Mass | kg | emission | air | https://ofmpub.epa.gov/sor_internet/registry/substreg/searchandretrieve/substancesearch/search.do?details=displayDetails&selectedSubstanceId=41726 | 1 | Chemicals | 522eedf3-327b-3144-b39c-fd87c62179ad | 4061cba4-cb52-3ef2-85a6-55942ed24d37 | 20aadc24-a391-41cf-b340-3e4529f44bde | 93a60a56-a3c8-11da-a746-0800200b9a66
Ethylene glycol monopropyl ether | 2807-30-9 | 2807309 | 2807309 | C5H12O2 |  | Mass | kg | emission | air | https://ofmpub.epa.gov/sor_internet/registry/substreg/searchandretrieve/substancesearch/search.do?details=displayDetails&selectedSubstanceId=41708 | 1 | Chemicals | 1024890a-cc04-3d94-8cbc-e8c7195795f4 | 4061cba4-cb52-3ef2-85a6-55942ed24d37 | 20aadc24-a391-41cf-b340-3e4529f44bde | 93a60a56-a3c8-11da-a746-0800200b9a66
HCFC-124 | 2837-89-0 | 2837890 | 2837890 | C2HClF4 |  | Mass | kg | emission | air | https://ofmpub.epa.gov/sor_internet/registry/substreg/searchandretrieve/substancesearch/search.do?details=displayDetails&selectedSubstanceId=41686 | 1 | Chemicals | 979e408a-2a39-358f-a443-6b2e8be64a8d | 4061cba4-cb52-3ef2-85a6-55942ed24d37 | 20aadc24-a391-41cf-b340-3e4529f44bde | 93a60a56-a3c8-11da-a746-0800200b9a66
4-Methyldecane | 2847-72-5 | 2847725 | 2847725 | C11H24 |  | Mass | kg | emission | air | https://ofmpub.epa.gov/sor_internet/registry/substreg/searchandretrieve/substancesearch/search.do?details=displayDetails&selectedSubstanceId=41521 | 1 | Chemicals | d043aa26-ff7c-3839-b5a6-bdfe68596996 | 4061cba4-cb52-3ef2-85a6-55942ed24d37 | 20aadc24-a391-41cf-b340-3e4529f44bde | 93a60a56-a3c8-11da-a746-0800200b9a66
Methylbiphenyl | 28652-72-4 | 28652724 | 28652724 | C13H12 |  | Mass | kg | emission | air | https://ofmpub.epa.gov/sor_internet/registry/substreg/searchandretrieve/substancesearch/search.do?details=displayDetails&selectedSubstanceId=59311 | 1 | Chemicals | 1693b01c-56da-38f4-807c-3dc496c8093e | 4061cba4-cb52-3ef2-85a6-55942ed24d37 | 20aadc24-a391-41cf-b340-3e4529f44bde | 93a60a56-a3c8-11da-a746-0800200b9a66
Heptachlorobiphenyl | 28655-71-2 | 28655712 | 28655712 | - |  | Mass | kg | emission | air | https://ofmpub.epa.gov/sor_internet/registry/substreg/searchandretrieve/substancesearch/search.do?details=displayDetails&selectedSubstanceId=59307 | 1 | Chemicals | 5528516e-186c-397a-9448-f40a9fde2b12 | 4061cba4-cb52-3ef2-85a6-55942ed24d37 | 20aadc24-a391-41cf-b340-3e4529f44bde | 93a60a56-a3c8-11da-a746-0800200b9a66
Cyclobutane | 287-23-0 | 287230 | 287230 | C4H8 |  | Mass | kg | emission | air | https://ofmpub.epa.gov/sor_internet/registry/substreg/searchandretrieve/substancesearch/search.do?details=displayDetails&selectedSubstanceId=46326 | 1 | Chemicals | 8965dcbc-0585-32e5-a18e-87d02aa9d24d | 4061cba4-cb52-3ef2-85a6-55942ed24d37 | 20aadc24-a391-41cf-b340-3e4529f44bde | 93a60a56-a3c8-11da-a746-0800200b9a66
Dimethylphenanthrene | 29062-98-4 | 29062984 | 29062984 | - |  | Mass | kg | emission | air | https://ofmpub.epa.gov/sor_internet/registry/substreg/searchandretrieve/substancesearch/search.do?details=displayDetails&selectedSubstanceId=79078 | 1 | Chemicals | 52ed8c33-708e-39c4-82e3-36d33babdbc8 | 4061cba4-cb52-3ef2-85a6-55942ed24d37 | 20aadc24-a391-41cf-b340-3e4529f44bde | 93a60a56-a3c8-11da-a746-0800200b9a66
2-Propenoic acid, 2-hydroxy-1-methylethyl ester | 2918-23-2 | 2918232 | 2918232 | - |  | Mass | kg | emission | air | https://ofmpub.epa.gov/sor_internet/registry/substreg/searchandretrieve/substancesearch/search.do?details=displayDetails&selectedSubstanceId=82504 | 1 | Chemicals | 19ab4462-ee84-3c2b-8dc6-ca67442eee5f | 4061cba4-cb52-3ef2-85a6-55942ed24d37 | 20aadc24-a391-41cf-b340-3e4529f44bde | 93a60a56-a3c8-11da-a746-0800200b9a66
Tetrachlorotetrafluoropropane | 29255-31-0 | 29255310 | 29255310 | - |  | Mass | kg | emission | air | https://ofmpub.epa.gov/sor_internet/registry/substreg/searchandretrieve/substancesearch/search.do?details=displayDetails&selectedSubstanceId=80435 | 1 | Chemicals | 4db1499a-0fc3-33d8-a1f9-b9c958da29ac | 4061cba4-cb52-3ef2-85a6-55942ed24d37 | 20aadc24-a391-41cf-b340-3e4529f44bde | 93a60a56-a3c8-11da-a746-0800200b9a66
2,4-D chlorocrotyl ester | 2971-38-2 | 2971382 | 2971382 | C12H11Cl3O3 |  | Mass | kg | emission | air | https://ofmpub.epa.gov/sor_internet/registry/substreg/searchandretrieve/substancesearch/search.do?details=displayDetails&selectedSubstanceId=92032 | 1 | Chemicals | 20d56324-1451-3047-916c-4eabd5b45243 | 4061cba4-cb52-3ef2-85a6-55942ed24d37 | 20aadc24-a391-41cf-b340-3e4529f44bde | 93a60a56-a3c8-11da-a746-0800200b9a66
1-(2-Butoxy-1-methylethoxy)-2-propanol | 29911-28-2 | 29911282 | 29911282 | C10H22O3 |  | Mass | kg | emission | air | https://ofmpub.epa.gov/sor_internet/registry/substreg/searchandretrieve/substancesearch/search.do?details=displayDetails&selectedSubstanceId=58896 | 1 | Chemicals | 669e4f65-dcee-3ba8-aec8-47e722aad6ff | 4061cba4-cb52-3ef2-85a6-55942ed24d37 | 20aadc24-a391-41cf-b340-3e4529f44bde | 93a60a56-a3c8-11da-a746-0800200b9a66
Allylbenzene | 300-57-2 | 300572 | 300572 | C9H10 |  | Mass | kg | emission | air | https://ofmpub.epa.gov/sor_internet/registry/substreg/searchandretrieve/substancesearch/search.do?details=displayDetails&selectedSubstanceId=46293 | 1 | Chemicals | fcf78568-7cf0-3b36-a6db-77d01e20a80e | 4061cba4-cb52-3ef2-85a6-55942ed24d37 | 20aadc24-a391-41cf-b340-3e4529f44bde | 93a60a56-a3c8-11da-a746-0800200b9a66
Lead(II) acetate | 301-04-2 | 301042 | 301042 | C4H8O4Pb |  | Mass | kg | emission | air | https://ofmpub.epa.gov/sor_internet/registry/substreg/searchandretrieve/substancesearch/search.do?details=displayDetails&selectedSubstanceId=46288 | 1 | Chemicals | 064de367-b807-3bec-9912-750b01fa6551 | 4061cba4-cb52-3ef2-85a6-55942ed24d37 | 20aadc24-a391-41cf-b340-3e4529f44bde | 93a60a56-a3c8-11da-a746-0800200b9a66
Propylene glycol monopropyl ether | 30136-13-1 | 30136131 | 30136131 | - |  | Mass | kg | emission | air | https://ofmpub.epa.gov/sor_internet/registry/substreg/searchandretrieve/substancesearch/search.do?details=displayDetails&selectedSubstanceId=83612 | 1 | Chemicals | b7140e9f-dbb9-3d7b-8aa1-76fed84b7218 | 4061cba4-cb52-3ef2-85a6-55942ed24d37 | 20aadc24-a391-41cf-b340-3e4529f44bde | 93a60a56-a3c8-11da-a746-0800200b9a66
Perfluorodecalin | 306-94-5 | 306945 | 306945 | C10F18 |  | Mass | kg | emission | air | https://ofmpub.epa.gov/sor_internet/registry/substreg/searchandretrieve/substancesearch/search.do?details=displayDetails&selectedSubstanceId=91644 | 1 | Chemicals | 73e55498-c677-318d-ba08-c59d3cbb5d19 | 4061cba4-cb52-3ef2-85a6-55942ed24d37 | 20aadc24-a391-41cf-b340-3e4529f44bde | 93a60a56-a3c8-11da-a746-0800200b9a66
Heptane, 2,3-dimethyl- | 3074-71-3 | 3074713 | 3074713 | C9H20 |  | Mass | kg | emission | air | https://ofmpub.epa.gov/sor_internet/registry/substreg/searchandretrieve/substancesearch/search.do?details=displayDetails&selectedSubstanceId=81475 | 1 | Chemicals | 6ee8d429-1e66-37eb-946e-09485fbf8e06 | 4061cba4-cb52-3ef2-85a6-55942ed24d37 | 20aadc24-a391-41cf-b340-3e4529f44bde | 93a60a56-a3c8-11da-a746-0800200b9a66
Ethylene glycol monomethyl ether acrylate | 3121-61-7 | 3121617 | 3121617 | C6H10O3 |  | Mass | kg | emission | air | https://ofmpub.epa.gov/sor_internet/registry/substreg/searchandretrieve/substancesearch/search.do?details=displayDetails&selectedSubstanceId=91450 | 1 | Chemicals | 045f645f-e98b-316c-8360-3e4c2adde3e5 | 4061cba4-cb52-3ef2-85a6-55942ed24d37 | 20aadc24-a391-41cf-b340-3e4529f44bde | 93a60a56-a3c8-11da-a746-0800200b9a66
Methylphenanthrene | 31711-53-2 | 31711532 | 31711532 | - |  | Mass | kg | emission | air | https://ofmpub.epa.gov/sor_internet/registry/substreg/searchandretrieve/substancesearch/search.do?details=displayDetails&selectedSubstanceId=94233 | 1 | Chemicals | a8341641-2a61-3c4a-9d6c-84c2e0373461 | 4061cba4-cb52-3ef2-85a6-55942ed24d37 | 20aadc24-a391-41cf-b340-3e4529f44bde | 93a60a56-a3c8-11da-a746-0800200b9a66
CFC-212ca | 3182-26-1 | 3182261 | 3182261 | C3Cl6F2 |  | Mass | kg | emission | air | https://ofmpub.epa.gov/sor_internet/registry/substreg/searchandretrieve/substancesearch/search.do?details=displayDetails&selectedSubstanceId=80436 | 1 | Chemicals | 3c4cf443-0475-3824-82f2-45a5dcee2fa2 | 4061cba4-cb52-3ef2-85a6-55942ed24d37 | 20aadc24-a391-41cf-b340-3e4529f44bde | 93a60a56-a3c8-11da-a746-0800200b9a66
Furan, 2-ethyl- | 3208-16-0 | 3208160 | 3208160 | C6H8O |  | Mass | kg | emission | air | https://ofmpub.epa.gov/sor_internet/registry/substreg/searchandretrieve/substancesearch/search.do?details=displayDetails&selectedSubstanceId=40049 | 1 | Chemicals | 5ac48d34-a38e-375b-8602-754529562bf7 | 4061cba4-cb52-3ef2-85a6-55942ed24d37 | 20aadc24-a391-41cf-b340-3e4529f44bde | 93a60a56-a3c8-11da-a746-0800200b9a66
Octane, 2-methyl- | 3221-61-2 | 3221612 | 3221612 | C9H20 |  | Mass | kg | emission | air | https://ofmpub.epa.gov/sor_internet/registry/substreg/searchandretrieve/substancesearch/search.do?details=displayDetails&selectedSubstanceId=81469 | 1 | Chemicals | 5fd6d5b4-4715-33e4-b705-127a90ec0edf | 4061cba4-cb52-3ef2-85a6-55942ed24d37 | 20aadc24-a391-41cf-b340-3e4529f44bde | 93a60a56-a3c8-11da-a746-0800200b9a66
Nickel carbonate | 3333-67-3 | 3333673 | 3333673 | CNiO3 |  | Mass | kg | emission | air | https://ofmpub.epa.gov/sor_internet/registry/substreg/searchandretrieve/substancesearch/search.do?details=displayDetails&selectedSubstanceId=39616 | 1 | Chemicals | fc1b527a-d63a-3b82-b9fc-1f4f77463ba3 | 4061cba4-cb52-3ef2-85a6-55942ed24d37 | 20aadc24-a391-41cf-b340-3e4529f44bde | 93a60a56-a3c8-11da-a746-0800200b9a66
Diazomethane | 334-88-3 | 334883 | 334883 | CH2N2 |  | Mass | kg | emission | air | https://ofmpub.epa.gov/sor_internet/registry/substreg/searchandretrieve/substancesearch/search.do?details=displayDetails&selectedSubstanceId=46205 | 1 | Chemicals | e4485a99-eccf-383c-a04e-13916f5253ee | 4061cba4-cb52-3ef2-85a6-55942ed24d37 | 20aadc24-a391-41cf-b340-3e4529f44bde | 93a60a56-a3c8-11da-a746-0800200b9a66
1-Hexene, 3-methyl- | 3404-61-3 | 3404613 | 3404613 | C7H14 |  | Mass | kg | emission | air | https://ofmpub.epa.gov/sor_internet/registry/substreg/searchandretrieve/substancesearch/search.do?details=displayDetails&selectedSubstanceId=42724 | 1 | Chemicals | 68b99bc2-4db3-3c3b-ae6d-5b7e18a2e3b3 | 4061cba4-cb52-3ef2-85a6-55942ed24d37 | 20aadc24-a391-41cf-b340-3e4529f44bde | 93a60a56-a3c8-11da-a746-0800200b9a66
HFE-356pcf3 | 35042-99-0 | 35042990 | 35042990 | C4H4F6O |  | Mass | kg | emission | air | https://ofmpub.epa.gov/sor_internet/registry/substreg/searchandretrieve/substancesearch/search.do?details=displayDetails&selectedSubstanceId=125316 | 1 | Chemicals | b8f21fb0-5428-38c0-82b2-d8811aef153f | 4061cba4-cb52-3ef2-85a6-55942ed24d37 | 20aadc24-a391-41cf-b340-3e4529f44bde | 93a60a56-a3c8-11da-a746-0800200b9a66
HFC-161 | 353-36-6 | 353366 | 353366 | C2H5F |  | Mass | kg | emission | air | https://ofmpub.epa.gov/sor_internet/registry/substreg/searchandretrieve/substancesearch/search.do?details=displayDetails&selectedSubstanceId=92345 | 1 | Chemicals | 412417be-9ba4-34cd-9b07-3def566e5a25 | 4061cba4-cb52-3ef2-85a6-55942ed24d37 | 20aadc24-a391-41cf-b340-3e4529f44bde | 93a60a56-a3c8-11da-a746-0800200b9a66
Halon 1211 | 353-59-3 | 353593 | 353593 | CBrClF2 |  | Mass | kg | emission | air | https://ofmpub.epa.gov/sor_internet/registry/substreg/searchandretrieve/substancesearch/search.do?details=displayDetails&selectedSubstanceId=92341 | 1 | Chemicals | bf5df663-3f66-34c1-8c46-8c8af9b77bd2 | 4061cba4-cb52-3ef2-85a6-55942ed24d37 | 20aadc24-a391-41cf-b340-3e4529f44bde | 93a60a56-a3c8-11da-a746-0800200b9a66
Ethane, 1,2-dibromo-1,1,2-trifluoro- | 354-04-1 | 354041 | 354041 | C2HBr2F3 |  | Mass | kg | emission | air | https://ofmpub.epa.gov/sor_internet/registry/substreg/searchandretrieve/substancesearch/search.do?details=displayDetails&selectedSubstanceId=46475 | 1 | Chemicals | 67da1cd1-032b-3561-80a8-7933679345da | 4061cba4-cb52-3ef2-85a6-55942ed24d37 | 20aadc24-a391-41cf-b340-3e4529f44bde | 93a60a56-a3c8-11da-a746-0800200b9a66
HCFC-121 | 354-14-3 | 354143 | 354143 | C2HCl4F |  | Mass | kg | emission | air | https://ofmpub.epa.gov/sor_internet/registry/substreg/searchandretrieve/substancesearch/search.do?details=displayDetails&selectedSubstanceId=46473 | 1 | Chemicals | 7967be73-2940-3640-9ee4-e26093235594 | 4061cba4-cb52-3ef2-85a6-55942ed24d37 | 20aadc24-a391-41cf-b340-3e4529f44bde | 93a60a56-a3c8-11da-a746-0800200b9a66
HCFC-122 | 354-21-2 | 354212 | 354212 | C2HCl3F2 |  | Mass | kg | emission | air | https://ofmpub.epa.gov/sor_internet/registry/substreg/searchandretrieve/substancesearch/search.do?details=displayDetails&selectedSubstanceId=46472 | 1 | Chemicals | 01eccd48-ab1d-3436-9c61-6ff5e553b3a6 | 4061cba4-cb52-3ef2-85a6-55942ed24d37 | 20aadc24-a391-41cf-b340-3e4529f44bde | 93a60a56-a3c8-11da-a746-0800200b9a66
CFC-111 | 354-56-3 | 354563 | 354563 | C2Cl5F |  | Mass | kg | emission | air | https://ofmpub.epa.gov/sor_internet/registry/substreg/searchandretrieve/substancesearch/search.do?details=displayDetails&selectedSubstanceId=46465 | 1 | Chemicals | f07c538d-569b-3bb5-9ceb-1acb155a49f1 | 4061cba4-cb52-3ef2-85a6-55942ed24d37 | 20aadc24-a391-41cf-b340-3e4529f44bde | 93a60a56-a3c8-11da-a746-0800200b9a66
Perfluorobutane | 355-25-9 | 355259 | 355259 | C4F10 |  | Mass | kg | emission | air | https://ofmpub.epa.gov/sor_internet/registry/substreg/searchandretrieve/substancesearch/search.do?details=displayDetails&selectedSubstanceId=46458 | 1 | Chemicals | e28af794-03a4-3887-9057-d7b0d0c93dd5 | 4061cba4-cb52-3ef2-85a6-55942ed24d37 | 20aadc24-a391-41cf-b340-3e4529f44bde | 93a60a56-a3c8-11da-a746-0800200b9a66
Perfluorohexane | 355-42-0 | 355420 | 355420 | C6F14 |  | Mass | kg | emission | air | https://ofmpub.epa.gov/sor_internet/registry/substreg/searchandretrieve/substancesearch/search.do?details=displayDetails&selectedSubstanceId=46456 | 1 | Chemicals | b9dd789b-f8e8-3c53-a0a3-9f525ac7afc7 | 4061cba4-cb52-3ef2-85a6-55942ed24d37 | 20aadc24-a391-41cf-b340-3e4529f44bde | 93a60a56-a3c8-11da-a746-0800200b9a66
Ethane, 2-bromo-1,1-difluoro- | 359-07-9 | 359079 | 359079 | C2H3BrF2 |  | Mass | kg | emission | air | https://ofmpub.epa.gov/sor_internet/registry/substreg/searchandretrieve/substancesearch/search.do?details=displayDetails&selectedSubstanceId=95143 | 1 | Chemicals | 4fa1d095-c639-32a3-9d48-217a3246b333 | 4061cba4-cb52-3ef2-85a6-55942ed24d37 | 20aadc24-a391-41cf-b340-3e4529f44bde | 93a60a56-a3c8-11da-a746-0800200b9a66
HCFC-131 | 359-28-4 | 359284 | 359284 | - |  | Mass | kg | emission | air | https://ofmpub.epa.gov/sor_internet/registry/substreg/searchandretrieve/substancesearch/search.do?details=displayDetails&selectedSubstanceId=97160 | 1 | Chemicals | 458f5d2b-234e-3103-a60e-22e0a933138d | 4061cba4-cb52-3ef2-85a6-55942ed24d37 | 20aadc24-a391-41cf-b340-3e4529f44bde | 93a60a56-a3c8-11da-a746-0800200b9a66
HFC-134 | 359-35-3 | 359353 | 359353 | C2H2F4 |  | Mass | kg | emission | air | https://ofmpub.epa.gov/sor_internet/registry/substreg/searchandretrieve/substancesearch/search.do?details=displayDetails&selectedSubstanceId=46441 | 1 | Chemicals | 2efbf584-415c-3ef0-bcbc-0cb6b1d64d75 | 4061cba4-cb52-3ef2-85a6-55942ed24d37 | 20aadc24-a391-41cf-b340-3e4529f44bde | 93a60a56-a3c8-11da-a746-0800200b9a66
5-Methylchrysene | 3697-24-3 | 3697243 | 3697243 | C19H14 |  | Mass | kg | emission | air | https://ofmpub.epa.gov/sor_internet/registry/substreg/searchandretrieve/substancesearch/search.do?details=displayDetails&selectedSubstanceId=91779 | 1 | Chemicals | 3f77d8e6-5438-3730-bbdb-af30066629f8 | 4061cba4-cb52-3ef2-85a6-55942ed24d37 | 20aadc24-a391-41cf-b340-3e4529f44bde | 93a60a56-a3c8-11da-a746-0800200b9a66
Gold cyanide | 37187-64-7 | 37187647 | 37187647 | - |  | Mass | kg | emission | air | https://ofmpub.epa.gov/sor_internet/registry/substreg/searchandretrieve/substancesearch/search.do?details=displayDetails&selectedSubstanceId=78929 | 1 | Chemicals | 651e23fc-cc7a-387b-a446-af1f667e9c2d | 4061cba4-cb52-3ef2-85a6-55942ed24d37 | 20aadc24-a391-41cf-b340-3e4529f44bde | 93a60a56-a3c8-11da-a746-0800200b9a66
Nickel(II) acetate | 373-02-4 | 373024 | 373024 | C4H6NiO4 |  | Mass | kg | emission | air | https://ofmpub.epa.gov/sor_internet/registry/substreg/searchandretrieve/substancesearch/search.do?details=displayDetails&selectedSubstanceId=46042 | 1 | Chemicals | 114d86a9-a92e-3c98-ae91-0ab0b2517b0e | 4061cba4-cb52-3ef2-85a6-55942ed24d37 | 20aadc24-a391-41cf-b340-3e4529f44bde | 93a60a56-a3c8-11da-a746-0800200b9a66
Bromofluoromethane | 373-52-4 | 373524 | 373524 | CH2BrF |  | Mass | kg | emission | air | https://ofmpub.epa.gov/sor_internet/registry/substreg/searchandretrieve/substancesearch/search.do?details=displayDetails&selectedSubstanceId=80438 | 1 | Chemicals | 47c1afe6-cf7b-3d54-8b62-dc7bc1bd7b56 | 4061cba4-cb52-3ef2-85a6-55942ed24d37 | 20aadc24-a391-41cf-b340-3e4529f44bde | 93a60a56-a3c8-11da-a746-0800200b9a66
Trifluoromethyl sulfur pentafluoride | 373-80-8 | 373808 | 373808 | CF8S |  | Mass | kg | emission | air | https://ofmpub.epa.gov/sor_internet/registry/substreg/searchandretrieve/substancesearch/search.do?details=displayDetails&selectedSubstanceId=99077 | 1 | Chemicals | f2180609-48d3-337f-b6b1-d22c3374b79d | 4061cba4-cb52-3ef2-85a6-55942ed24d37 | 20aadc24-a391-41cf-b340-3e4529f44bde | 93a60a56-a3c8-11da-a746-0800200b9a66
Ethylene glycol bis(2,3-epoxy-2-methylpropyl) ether | 3775-85-7 | 3775857 | 3775857 | - |  | Mass | kg | emission | air | https://ofmpub.epa.gov/sor_internet/registry/substreg/searchandretrieve/substancesearch/search.do?details=displayDetails&selectedSubstanceId=78934 | 1 | Chemicals | d043ab23-0def-3b21-ad73-a132143080f7 | 4061cba4-cb52-3ef2-85a6-55942ed24d37 | 20aadc24-a391-41cf-b340-3e4529f44bde | 93a60a56-a3c8-11da-a746-0800200b9a66
HFE-365mcf3 | 378-16-5 | 378165 | 378165 | C4H5F5O |  | Mass | kg | emission | air | https://ofmpub.epa.gov/sor_internet/registry/substreg/searchandretrieve/substancesearch/search.do?details=displayDetails&selectedSubstanceId=125318 | 1 | Chemicals | e051791a-a229-39f3-8058-b521c99284f1 | 4061cba4-cb52-3ef2-85a6-55942ed24d37 | 20aadc24-a391-41cf-b340-3e4529f44bde | 93a60a56-a3c8-11da-a746-0800200b9a66
Methane, (difluoromethoxy)trifluoro- | 3822-68-2 | 3822682 | 3822682 | C2HF5O |  | Mass | kg | emission | air | https://ofmpub.epa.gov/sor_internet/registry/substreg/searchandretrieve/substancesearch/search.do?details=displayDetails&selectedSubstanceId=82496 | 1 | Chemicals | 8eba4219-e5a4-34bc-8810-930fabab6f60 | 4061cba4-cb52-3ef2-85a6-55942ed24d37 | 20aadc24-a391-41cf-b340-3e4529f44bde | 93a60a56-a3c8-11da-a746-0800200b9a66
HFE-356mec3 | 382-34-3 | 382343 | 382343 | - |  | Mass | kg | emission | air | https://ofmpub.epa.gov/sor_internet/registry/substreg/searchandretrieve/substancesearch/search.do?details=displayDetails&selectedSubstanceId=125311 | 1 | Chemicals | d86b20de-5727-3d74-a23f-80d61385eae5 | 4061cba4-cb52-3ef2-85a6-55942ed24d37 | 20aadc24-a391-41cf-b340-3e4529f44bde | 93a60a56-a3c8-11da-a746-0800200b9a66
Benzene, hexafluoro- | 392-56-3 | 392563 | 392563 | C6F6 |  | Mass | kg | emission | air | https://ofmpub.epa.gov/sor_internet/registry/substreg/searchandretrieve/substancesearch/search.do?details=displayDetails&selectedSubstanceId=94094 | 1 | Chemicals | 1faf9922-7750-3d66-aeb9-1c85f0df07c1 | 4061cba4-cb52-3ef2-85a6-55942ed24d37 | 20aadc24-a391-41cf-b340-3e4529f44bde | 93a60a56-a3c8-11da-a746-0800200b9a66
Octane, 2,4-dimethyl- | 4032-94-4 | 4032944 | 4032944 | - |  | Mass | kg | emission | air | https://ofmpub.epa.gov/sor_internet/registry/substreg/searchandretrieve/substancesearch/search.do?details=displayDetails&selectedSubstanceId=81442 | 1 | Chemicals | b8ac8268-6b05-38d2-8c87-deeb4f5924c9 | 4061cba4-cb52-3ef2-85a6-55942ed24d37 | 20aadc24-a391-41cf-b340-3e4529f44bde | 93a60a56-a3c8-11da-a746-0800200b9a66
trans-2-Hexene | 4050-45-7 | 4050457 | 4050457 | C6H12 |  | Mass | kg | emission | air | https://ofmpub.epa.gov/sor_internet/registry/substreg/searchandretrieve/substancesearch/search.do?details=displayDetails&selectedSubstanceId=40580 | 1 | Chemicals | f1f3648f-d849-3ee4-9b79-f41f5438a379 | 4061cba4-cb52-3ef2-85a6-55942ed24d37 | 20aadc24-a391-41cf-b340-3e4529f44bde | 93a60a56-a3c8-11da-a746-0800200b9a66
HFC-365mfc | 406-58-6 | 406586 | 406586 | C4H5F5 |  | Mass | kg | emission | air | https://ofmpub.epa.gov/sor_internet/registry/substreg/searchandretrieve/substancesearch/search.do?details=displayDetails&selectedSubstanceId=82854 | 1 | Chemicals | 199d1914-11f1-3168-a506-284f20d39eb9 | 4061cba4-cb52-3ef2-85a6-55942ed24d37 | 20aadc24-a391-41cf-b340-3e4529f44bde | 93a60a56-a3c8-11da-a746-0800200b9a66
HFE-347pcf2 | 406-78-0 | 406780 | 406780 | C4H3F7O |  | Mass | kg | emission | air | https://ofmpub.epa.gov/sor_internet/registry/substreg/searchandretrieve/substancesearch/search.do?details=displayDetails&selectedSubstanceId=101625 | 1 | Chemicals | 4ee9b360-8ce5-390f-b08e-fef6ba0f3e4e | 4061cba4-cb52-3ef2-85a6-55942ed24d37 | 20aadc24-a391-41cf-b340-3e4529f44bde | 93a60a56-a3c8-11da-a746-0800200b9a66
Methylchrysene | 41637-90-5 | 41637905 | 41637905 | - |  | Mass | kg | emission | air | https://ofmpub.epa.gov/sor_internet/registry/substreg/searchandretrieve/substancesearch/search.do?details=displayDetails&selectedSubstanceId=78852 | 1 | Chemicals | 46a59f36-aa4f-3b5e-8f99-43c817d98349 | 4061cba4-cb52-3ef2-85a6-55942ed24d37 | 20aadc24-a391-41cf-b340-3e4529f44bde | 93a60a56-a3c8-11da-a746-0800200b9a66
Diethylene glycol diglycidyl ether | 4206-61-5 | 4206615 | 4206615 | - |  | Mass | kg | emission | air | https://ofmpub.epa.gov/sor_internet/registry/substreg/searchandretrieve/substancesearch/search.do?details=displayDetails&selectedSubstanceId=93878 | 1 | Chemicals | ff26b8b9-8340-3931-b73f-a54c9039ff8a | 4061cba4-cb52-3ef2-85a6-55942ed24d37 | 20aadc24-a391-41cf-b340-3e4529f44bde | 93a60a56-a3c8-11da-a746-0800200b9a66
HCFC-261ba | 420-97-3 | 420973 | 420973 | - |  | Mass | kg | emission | air | https://ofmpub.epa.gov/sor_internet/registry/substreg/searchandretrieve/substancesearch/search.do?details=displayDetails&selectedSubstanceId=102236 | 1 | Chemicals | 63c040c6-e917-32f8-827e-69b9883b51ac | 4061cba4-cb52-3ef2-85a6-55942ed24d37 | 20aadc24-a391-41cf-b340-3e4529f44bde | 93a60a56-a3c8-11da-a746-0800200b9a66
Propane, 1,1,1-trifluoro- | 421-07-8 | 421078 | 421078 | C3H5F3 |  | Mass | kg | emission | air | https://ofmpub.epa.gov/sor_internet/registry/substreg/searchandretrieve/substancesearch/search.do?details=displayDetails&selectedSubstanceId=93874 | 1 | Chemicals | 55123e8f-bdf7-317e-9219-1cbeae0fc2f3 | 4061cba4-cb52-3ef2-85a6-55942ed24d37 | 20aadc24-a391-41cf-b340-3e4529f44bde | 93a60a56-a3c8-11da-a746-0800200b9a66
Methane, trifluoromethoxy- | 421-14-7 | 421147 | 421147 | C2H3F3O |  | Mass | kg | emission | air | https://ofmpub.epa.gov/sor_internet/registry/substreg/searchandretrieve/substancesearch/search.do?details=displayDetails&selectedSubstanceId=82853 | 1 | Chemicals | 99baa9c1-6c95-3f23-97aa-e7d7424d7a1d | 4061cba4-cb52-3ef2-85a6-55942ed24d37 | 20aadc24-a391-41cf-b340-3e4529f44bde | 93a60a56-a3c8-11da-a746-0800200b9a66
HCFC-251dc | 421-41-0 | 421410 | 421410 | - |  | Mass | kg | emission | air | https://ofmpub.epa.gov/sor_internet/registry/substreg/searchandretrieve/substancesearch/search.do?details=displayDetails&selectedSubstanceId=102240 | 1 | Chemicals | 400e704b-9bc4-3111-8ccb-ffa0d836a791 | 4061cba4-cb52-3ef2-85a6-55942ed24d37 | 20aadc24-a391-41cf-b340-3e4529f44bde | 93a60a56-a3c8-11da-a746-0800200b9a66
HCFC-231bb | 421-94-3 | 421943 | 421943 | - |  | Mass | kg | emission | air | https://ofmpub.epa.gov/sor_internet/registry/substreg/searchandretrieve/substancesearch/search.do?details=displayDetails&selectedSubstanceId=102244 | 1 | Chemicals | 9408a77b-9ab1-31db-87da-ed2134dd3e76 | 4061cba4-cb52-3ef2-85a6-55942ed24d37 | 20aadc24-a391-41cf-b340-3e4529f44bde | 93a60a56-a3c8-11da-a746-0800200b9a66
HCFC-222ca | 422-49-1 | 422491 | 422491 | C3HCl5F2 |  | Mass | kg | emission | air | https://ofmpub.epa.gov/sor_internet/registry/substreg/searchandretrieve/substancesearch/search.do?details=displayDetails&selectedSubstanceId=102257 | 1 | Chemicals | e05acecd-e11f-3eab-87d5-051dab19d6c7 | 4061cba4-cb52-3ef2-85a6-55942ed24d37 | 20aadc24-a391-41cf-b340-3e4529f44bde | 93a60a56-a3c8-11da-a746-0800200b9a66
HCFC-223ca | 422-52-6 | 422526 | 422526 | C3HCl4F3 |  | Mass | kg | emission | air | https://ofmpub.epa.gov/sor_internet/registry/substreg/searchandretrieve/substancesearch/search.do?details=displayDetails&selectedSubstanceId=97162 | 1 | Chemicals | 3ed5959d-0c99-362a-99ce-49c3276ecd31 | 4061cba4-cb52-3ef2-85a6-55942ed24d37 | 20aadc24-a391-41cf-b340-3e4529f44bde | 93a60a56-a3c8-11da-a746-0800200b9a66
HCFC-224ca | 422-54-8 | 422548 | 422548 | C3HCl3F4 |  | Mass | kg | emission | air | https://ofmpub.epa.gov/sor_internet/registry/substreg/searchandretrieve/substancesearch/search.do?details=displayDetails&selectedSubstanceId=97163 | 1 | Chemicals | 8fee4fe5-b3cd-3e29-a666-1a6d3bc55de9 | 4061cba4-cb52-3ef2-85a6-55942ed24d37 | 20aadc24-a391-41cf-b340-3e4529f44bde | 93a60a56-a3c8-11da-a746-0800200b9a66
HCFC-225ca | 422-56-0 | 422560 | 422560 | C3HCl2F5 |  | Mass | kg | emission | air | https://ofmpub.epa.gov/sor_internet/registry/substreg/searchandretrieve/substancesearch/search.do?details=displayDetails&selectedSubstanceId=93855 | 1 | Chemicals | 12432add-6762-37c7-878f-fa5f36652163 | 4061cba4-cb52-3ef2-85a6-55942ed24d37 | 20aadc24-a391-41cf-b340-3e4529f44bde | 93a60a56-a3c8-11da-a746-0800200b9a66
CFC-217aa | 422-78-6 | 422786 | 422786 | C3Cl7F |  | Mass | kg | emission | air | https://ofmpub.epa.gov/sor_internet/registry/substreg/searchandretrieve/substancesearch/search.do?details=displayDetails&selectedSubstanceId=83713 | 1 | Chemicals | 7fa6c299-bb30-3222-94ce-74e723bcdb40 | 4061cba4-cb52-3ef2-85a6-55942ed24d37 | 20aadc24-a391-41cf-b340-3e4529f44bde | 93a60a56-a3c8-11da-a746-0800200b9a66
CFC-217ca | 422-86-6 | 422866 | 422866 | C3ClF7 |  | Mass | kg | emission | air | https://ofmpub.epa.gov/sor_internet/registry/substreg/searchandretrieve/substancesearch/search.do?details=displayDetails&selectedSubstanceId=45968 | 1 | Chemicals | 28a3cfd8-837e-3560-922c-6685c8d4da1b | 4061cba4-cb52-3ef2-85a6-55942ed24d37 | 20aadc24-a391-41cf-b340-3e4529f44bde | 93a60a56-a3c8-11da-a746-0800200b9a66
1,6-Dinitropyrene | 42397-64-8 | 42397648 | 42397648 | C16H8N2O4 |  | Mass | kg | emission | air | https://ofmpub.epa.gov/sor_internet/registry/substreg/searchandretrieve/substancesearch/search.do?details=displayDetails&selectedSubstanceId=78947 | 1 | Chemicals | 7f66ffbd-a44c-3a02-9114-d212a1fc9f5b | 4061cba4-cb52-3ef2-85a6-55942ed24d37 | 20aadc24-a391-41cf-b340-3e4529f44bde | 93a60a56-a3c8-11da-a746-0800200b9a66
1,8-Dinitropyrene | 42397-65-9 | 42397659 | 42397659 | C16H8N2O4 |  | Mass | kg | emission | air | https://ofmpub.epa.gov/sor_internet/registry/substreg/searchandretrieve/substancesearch/search.do?details=displayDetails&selectedSubstanceId=82763 | 1 | Chemicals | e6273a36-36c3-36b3-a434-903248ac02cb | 4061cba4-cb52-3ef2-85a6-55942ed24d37 | 20aadc24-a391-41cf-b340-3e4529f44bde | 93a60a56-a3c8-11da-a746-0800200b9a66
HCFC-234ba | 425-94-5 | 425945 | 425945 | - |  | Mass | kg | emission | air | https://ofmpub.epa.gov/sor_internet/registry/substreg/searchandretrieve/substancesearch/search.do?details=displayDetails&selectedSubstanceId=102261 | 1 | Chemicals | b8861df5-c364-3823-ab0c-e52e232d9d79 | 4061cba4-cb52-3ef2-85a6-55942ed24d37 | 20aadc24-a391-41cf-b340-3e4529f44bde | 93a60a56-a3c8-11da-a746-0800200b9a66
Cyclohexane, hexyl- | 4292-75-5 | 4292755 | 4292755 | C12H24 |  | Mass | kg | emission | air | https://ofmpub.epa.gov/sor_internet/registry/substreg/searchandretrieve/substancesearch/search.do?details=displayDetails&selectedSubstanceId=39781 | 1 | Chemicals | 7c94cf42-02da-3244-823f-25cd5d6c22bd | 4061cba4-cb52-3ef2-85a6-55942ed24d37 | 20aadc24-a391-41cf-b340-3e4529f44bde | 93a60a56-a3c8-11da-a746-0800200b9a66
Cyclohexane, pentyl- | 4292-92-6 | 4292926 | 4292926 | C11H22 |  | Mass | kg | emission | air | https://ofmpub.epa.gov/sor_internet/registry/substreg/searchandretrieve/substancesearch/search.do?details=displayDetails&selectedSubstanceId=39780 | 1 | Chemicals | cc8ba2cf-05fe-366a-ba93-a9ca4b812a61 | 4061cba4-cb52-3ef2-85a6-55942ed24d37 | 20aadc24-a391-41cf-b340-3e4529f44bde | 93a60a56-a3c8-11da-a746-0800200b9a66
HCFC-271fb | 430-55-7 | 430557 | 430557 | - |  | Mass | kg | emission | air | https://ofmpub.epa.gov/sor_internet/registry/substreg/searchandretrieve/substancesearch/search.do?details=displayDetails&selectedSubstanceId=102264 | 1 | Chemicals | 74faea65-fc4c-3ce2-8e4b-fb3d40cd96fd | 4061cba4-cb52-3ef2-85a6-55942ed24d37 | 20aadc24-a391-41cf-b340-3e4529f44bde | 93a60a56-a3c8-11da-a746-0800200b9a66
HFC-143 | 430-66-0 | 430660 | 430660 | C2H3F3 |  | Mass | kg | emission | air | https://ofmpub.epa.gov/sor_internet/registry/substreg/searchandretrieve/substancesearch/search.do?details=displayDetails&selectedSubstanceId=82196 | 1 | Chemicals | 0dd87a3e-836c-36c2-8885-5343e8d1e682 | 4061cba4-cb52-3ef2-85a6-55942ed24d37 | 20aadc24-a391-41cf-b340-3e4529f44bde | 93a60a56-a3c8-11da-a746-0800200b9a66
HFC-236ea | 431-63-0 | 431630 | 431630 | C3H2F6 |  | Mass | kg | emission | air | https://ofmpub.epa.gov/sor_internet/registry/substreg/searchandretrieve/substancesearch/search.do?details=displayDetails&selectedSubstanceId=82192 | 1 | Chemicals | e703402a-0bcc-3daa-ab15-437948127084 | 4061cba4-cb52-3ef2-85a6-55942ed24d37 | 20aadc24-a391-41cf-b340-3e4529f44bde | 93a60a56-a3c8-11da-a746-0800200b9a66
HCFC-226da | 431-87-8 | 431878 | 431878 | C3HClF6 |  | Mass | kg | emission | air | https://ofmpub.epa.gov/sor_internet/registry/substreg/searchandretrieve/substancesearch/search.do?details=displayDetails&selectedSubstanceId=97161 | 1 | Chemicals | fd7b8b9a-d3c4-36e9-90e3-7f2661874639 | 4061cba4-cb52-3ef2-85a6-55942ed24d37 | 20aadc24-a391-41cf-b340-3e4529f44bde | 93a60a56-a3c8-11da-a746-0800200b9a66
HFC-227ea | 431-89-0 | 431890 | 431890 | C3HF7 |  | Mass | kg | emission | air | https://ofmpub.epa.gov/sor_internet/registry/substreg/searchandretrieve/substancesearch/search.do?details=displayDetails&selectedSubstanceId=45949 | 1 | Chemicals | 1365c826-486e-3743-89eb-2a656c9fa472 | 4061cba4-cb52-3ef2-85a6-55942ed24d37 | 20aadc24-a391-41cf-b340-3e4529f44bde | 93a60a56-a3c8-11da-a746-0800200b9a66
Ethylene glycol monoisobutyl ether | 4439-24-1 | 4439241 | 4439241 | C6H14O2 |  | Mass | kg | emission | air | https://ofmpub.epa.gov/sor_internet/registry/substreg/searchandretrieve/substancesearch/search.do?details=displayDetails&selectedSubstanceId=42624 | 1 | Chemicals | 3550ab27-e31c-39f6-9ac0-68bac9019ddc | 4061cba4-cb52-3ef2-85a6-55942ed24d37 | 20aadc24-a391-41cf-b340-3e4529f44bde | 93a60a56-a3c8-11da-a746-0800200b9a66
N-Nitrosomethylvinylamine | 4549-40-0 | 4549400 | 4549400 | C4H8N2O |  | Mass | kg | emission | air | https://ofmpub.epa.gov/sor_internet/registry/substreg/searchandretrieve/substancesearch/search.do?details=displayDetails&selectedSubstanceId=93674 | 1 | Chemicals | 8731d32f-ffea-3f65-80f2-8148ee06693b | 4061cba4-cb52-3ef2-85a6-55942ed24d37 | 20aadc24-a391-41cf-b340-3e4529f44bde | 93a60a56-a3c8-11da-a746-0800200b9a66
1,3-Butadiyne | 460-12-8 | 460128 | 460128 | C4H2 |  | Mass | kg | emission | air | https://ofmpub.epa.gov/sor_internet/registry/substreg/searchandretrieve/substancesearch/search.do?details=displayDetails&selectedSubstanceId=93661 | 1 | Chemicals | a7a8943d-8814-3577-a528-01c8bdaabb00 | 4061cba4-cb52-3ef2-85a6-55942ed24d37 | 20aadc24-a391-41cf-b340-3e4529f44bde | 93a60a56-a3c8-11da-a746-0800200b9a66
Propane, 1,3-dibromo-1,1-difluoro- | 460-25-3 | 460253 | 460253 | C3H4Br2F2 |  | Mass | kg | emission | air | https://ofmpub.epa.gov/sor_internet/registry/substreg/searchandretrieve/substancesearch/search.do?details=displayDetails&selectedSubstanceId=82061 | 1 | Chemicals | 5a3bb054-6615-3fbc-bb5d-15e68012636d | 4061cba4-cb52-3ef2-85a6-55942ed24d37 | 20aadc24-a391-41cf-b340-3e4529f44bde | 93a60a56-a3c8-11da-a746-0800200b9a66
HCFC-253fb | 460-35-5 | 460355 | 460355 | C3H4ClF3 |  | Mass | kg | emission | air | https://ofmpub.epa.gov/sor_internet/registry/substreg/searchandretrieve/substancesearch/search.do?details=displayDetails&selectedSubstanceId=45893 | 1 | Chemicals | eb116089-808b-3a7b-876b-b79e2dd9809e | 4061cba4-cb52-3ef2-85a6-55942ed24d37 | 20aadc24-a391-41cf-b340-3e4529f44bde | 93a60a56-a3c8-11da-a746-0800200b9a66
HCFC-242fa | 460-63-9 | 460639 | 460639 | C3H3Cl3F2 |  | Mass | kg | emission | air | https://ofmpub.epa.gov/sor_internet/registry/substreg/searchandretrieve/substancesearch/search.do?details=displayDetails&selectedSubstanceId=102275 | 1 | Chemicals | 8de10f99-6849-320a-b658-13d466568dcb | 4061cba4-cb52-3ef2-85a6-55942ed24d37 | 20aadc24-a391-41cf-b340-3e4529f44bde | 93a60a56-a3c8-11da-a746-0800200b9a66
HCFC-243fa | 460-69-5 | 460695 | 460695 | C3H3Cl2F3 |  | Mass | kg | emission | air | https://ofmpub.epa.gov/sor_internet/registry/substreg/searchandretrieve/substancesearch/search.do?details=displayDetails&selectedSubstanceId=102276 | 1 | Chemicals | e6f0cc87-0d18-31e2-9c59-d05782c95644 | 4061cba4-cb52-3ef2-85a6-55942ed24d37 | 20aadc24-a391-41cf-b340-3e4529f44bde | 93a60a56-a3c8-11da-a746-0800200b9a66
HFC-245fa | 460-73-1 | 460731 | 460731 | C3H3F5 |  | Mass | kg | emission | air | https://ofmpub.epa.gov/sor_internet/registry/substreg/searchandretrieve/substancesearch/search.do?details=displayDetails&selectedSubstanceId=82059 | 1 | Chemicals | 78c46a51-0f88-3be4-96eb-b7840b2ba756 | 4061cba4-cb52-3ef2-85a6-55942ed24d37 | 20aadc24-a391-41cf-b340-3e4529f44bde | 93a60a56-a3c8-11da-a746-0800200b9a66
HCFC-232fb | 460-89-9 | 460899 | 460899 | C3H2Cl4F2 |  | Mass | kg | emission | air | https://ofmpub.epa.gov/sor_internet/registry/substreg/searchandretrieve/substancesearch/search.do?details=displayDetails&selectedSubstanceId=102277 | 1 | Chemicals | 28e59295-6280-3905-860c-db56759e4bcf | 4061cba4-cb52-3ef2-85a6-55942ed24d37 | 20aadc24-a391-41cf-b340-3e4529f44bde | 93a60a56-a3c8-11da-a746-0800200b9a66
1-Chloro-1,1,3,3,3-pentafluoropropane | 460-92-4 | 460924 | 460924 | C3H2ClF5 |  | Mass | kg | emission | air | https://ofmpub.epa.gov/sor_internet/registry/substreg/searchandretrieve/substancesearch/search.do?details=displayDetails&selectedSubstanceId=45891 | 1 | Chemicals | 463ef6cd-325a-395c-ae00-ac6ac2e0368c | 4061cba4-cb52-3ef2-85a6-55942ed24d37 | 20aadc24-a391-41cf-b340-3e4529f44bde | 93a60a56-a3c8-11da-a746-0800200b9a66
Propadiene | 463-49-0 | 463490 | 463490 | C3H4 |  | Mass | kg | emission | air | https://ofmpub.epa.gov/sor_internet/registry/substreg/searchandretrieve/substancesearch/search.do?details=displayDetails&selectedSubstanceId=45881 | 1 | Chemicals | 419a3fff-4776-3760-bdb2-41159a76960a | 4061cba4-cb52-3ef2-85a6-55942ed24d37 | 20aadc24-a391-41cf-b340-3e4529f44bde | 93a60a56-a3c8-11da-a746-0800200b9a66
2,2-Dimethylpropane | 463-82-1 | 463821 | 463821 | C5H12 |  | Mass | kg | emission | air | https://ofmpub.epa.gov/sor_internet/registry/substreg/searchandretrieve/substancesearch/search.do?details=displayDetails&selectedSubstanceId=45877 | 1 | Chemicals | e44c3996-8bb2-3d1f-90de-69d01b9abdae | 4061cba4-cb52-3ef2-85a6-55942ed24d37 | 20aadc24-a391-41cf-b340-3e4529f44bde | 93a60a56-a3c8-11da-a746-0800200b9a66
2,2,3-Trimethylbutane | 464-06-2 | 464062 | 464062 | C7H16 |  | Mass | kg | emission | air | https://ofmpub.epa.gov/sor_internet/registry/substreg/searchandretrieve/substancesearch/search.do?details=displayDetails&selectedSubstanceId=45876 | 1 | Chemicals | 8cc7079a-6425-3767-975f-d41fb7ca278f | 4061cba4-cb52-3ef2-85a6-55942ed24d37 | 20aadc24-a391-41cf-b340-3e4529f44bde | 93a60a56-a3c8-11da-a746-0800200b9a66
1,2,3,4-Tetramethylbenzene | 488-23-3 | 488233 | 488233 | C10H14 |  | Mass | kg | emission | air | https://ofmpub.epa.gov/sor_internet/registry/substreg/searchandretrieve/substancesearch/search.do?details=displayDetails&selectedSubstanceId=90553 | 1 | Chemicals | 3349134b-3cbb-33ab-a112-0ad097a544c4 | 4061cba4-cb52-3ef2-85a6-55942ed24d37 | 20aadc24-a391-41cf-b340-3e4529f44bde | 93a60a56-a3c8-11da-a746-0800200b9a66
Auramine | 492-80-8 | 492808 | 492808 | C17H21N3 |  | Mass | kg | emission | air | https://ofmpub.epa.gov/sor_internet/registry/substreg/searchandretrieve/substancesearch/search.do?details=displayDetails&selectedSubstanceId=45801 | 1 | Chemicals | a7a675fd-6c57-3336-a035-61c2f852209d | 4061cba4-cb52-3ef2-85a6-55942ed24d37 | 20aadc24-a391-41cf-b340-3e4529f44bde | 93a60a56-a3c8-11da-a746-0800200b9a66
Oxetane | 503-30-0 | 503300 | 503300 | C3H6O |  | Mass | kg | emission | air | https://ofmpub.epa.gov/sor_internet/registry/substreg/searchandretrieve/substancesearch/search.do?details=displayDetails&selectedSubstanceId=45734 | 1 | Chemicals | 4d5960b2-f3a6-3ceb-9cad-18c308e73ca6 | 4061cba4-cb52-3ef2-85a6-55942ed24d37 | 20aadc24-a391-41cf-b340-3e4529f44bde | 93a60a56-a3c8-11da-a746-0800200b9a66
Silver cyanide | 506-64-9 | 506649 | 506649 | CAgN |  | Mass | kg | emission | air | https://ofmpub.epa.gov/sor_internet/registry/substreg/searchandretrieve/substancesearch/search.do?details=displayDetails&selectedSubstanceId=90020 | 1 | Chemicals | b4667a88-444c-353d-b7ef-60d28e84618f | 4061cba4-cb52-3ef2-85a6-55942ed24d37 | 20aadc24-a391-41cf-b340-3e4529f44bde | 93a60a56-a3c8-11da-a746-0800200b9a66
HCFC-225cb | 507-55-1 | 507551 | 507551 | C3HCl2F5 |  | Mass | kg | emission | air | https://ofmpub.epa.gov/sor_internet/registry/substreg/searchandretrieve/substancesearch/search.do?details=displayDetails&selectedSubstanceId=90007 | 1 | Chemicals | 3b08ef20-87d7-3e5a-81a3-736341dbf389 | 4061cba4-cb52-3ef2-85a6-55942ed24d37 | 20aadc24-a391-41cf-b340-3e4529f44bde | 93a60a56-a3c8-11da-a746-0800200b9a66
HFE-356pcf2 | 50807-77-7 | 50807777 | 50807777 | - |  | Mass | kg | emission | air | https://ofmpub.epa.gov/sor_internet/registry/substreg/searchandretrieve/substancesearch/search.do?details=displayDetails&selectedSubstanceId=125315 | 1 | Chemicals | df1351df-0a87-3888-8c20-fe6601db06ce | 4061cba4-cb52-3ef2-85a6-55942ed24d37 | 20aadc24-a391-41cf-b340-3e4529f44bde | 93a60a56-a3c8-11da-a746-0800200b9a66
Chromium zinc oxide (unspecified) | 50922-29-7 | 50922297 | 50922297 | - |  | Mass | kg | emission | air | https://ofmpub.epa.gov/sor_internet/registry/substreg/searchandretrieve/substancesearch/search.do?details=displayDetails&selectedSubstanceId=55784 | 1 | Chemicals | b5305b30-d1f1-3555-a933-94810811da52 | 4061cba4-cb52-3ef2-85a6-55942ed24d37 | 20aadc24-a391-41cf-b340-3e4529f44bde | 93a60a56-a3c8-11da-a746-0800200b9a66
Ethane, 1-ethoxy-1,1,2,2-tetrafluoro- | 512-51-6 | 512516 | 512516 | C4H6F4O |  | Mass | kg | emission | air | https://ofmpub.epa.gov/sor_internet/registry/substreg/searchandretrieve/substancesearch/search.do?details=displayDetails&selectedSubstanceId=96799 | 1 | Chemicals | 7d62a237-1119-351e-9aed-ec98f25b168e | 4061cba4-cb52-3ef2-85a6-55942ed24d37 | 20aadc24-a391-41cf-b340-3e4529f44bde | 93a60a56-a3c8-11da-a746-0800200b9a66
2-Methyl-2-butene | 513-35-9 | 513359 | 513359 | C5H10 |  | Mass | kg | emission | air | https://ofmpub.epa.gov/sor_internet/registry/substreg/searchandretrieve/substancesearch/search.do?details=displayDetails&selectedSubstanceId=89823 | 1 | Chemicals | 6ca73a92-9cba-3c07-bba8-89648f442564 | 4061cba4-cb52-3ef2-85a6-55942ed24d37 | 20aadc24-a391-41cf-b340-3e4529f44bde | 93a60a56-a3c8-11da-a746-0800200b9a66
2,3-Butanediol | 513-85-9 | 513859 | 513859 | C4H10O2 |  | Mass | kg | emission | air | https://ofmpub.epa.gov/sor_internet/registry/substreg/searchandretrieve/substancesearch/search.do?details=displayDetails&selectedSubstanceId=45328 | 1 | Chemicals | 8addbf16-b99c-356f-8e53-15c597f175ea | 4061cba4-cb52-3ef2-85a6-55942ed24d37 | 20aadc24-a391-41cf-b340-3e4529f44bde | 93a60a56-a3c8-11da-a746-0800200b9a66
1,2,3-Trimethylbenzene | 526-73-8 | 526738 | 526738 | C9H12 |  | Mass | kg | emission | air | https://ofmpub.epa.gov/sor_internet/registry/substreg/searchandretrieve/substancesearch/search.do?details=displayDetails&selectedSubstanceId=45727 | 1 | Chemicals | f88191ba-64d4-367f-a052-d282e7d5aeca | 4061cba4-cb52-3ef2-85a6-55942ed24d37 | 20aadc24-a391-41cf-b340-3e4529f44bde | 93a60a56-a3c8-11da-a746-0800200b9a66
1,2,3,5-Tetramethylbenzene | 527-53-7 | 527537 | 527537 | C10H14 |  | Mass | kg | emission | air | https://ofmpub.epa.gov/sor_internet/registry/substreg/searchandretrieve/substancesearch/search.do?details=displayDetails&selectedSubstanceId=45717 | 1 | Chemicals | 25bb0daf-c6bc-333e-ab53-78c47f9add85 | 4061cba4-cb52-3ef2-85a6-55942ed24d37 | 20aadc24-a391-41cf-b340-3e4529f44bde | 93a60a56-a3c8-11da-a746-0800200b9a66
o-Cymene | 527-84-4 | 527844 | 527844 | C10H14 |  | Mass | kg | emission | air | https://ofmpub.epa.gov/sor_internet/registry/substreg/searchandretrieve/substancesearch/search.do?details=displayDetails&selectedSubstanceId=45712 | 1 | Chemicals | da0633de-7d70-3ac5-9a73-f7f8947741d7 | 4061cba4-cb52-3ef2-85a6-55942ed24d37 | 20aadc24-a391-41cf-b340-3e4529f44bde | 93a60a56-a3c8-11da-a746-0800200b9a66
2,4-D 2-ethyl-4-methylpentyl ester | 53404-37-8 | 53404378 | 53404378 | C16H22Cl2O3 |  | Mass | kg | emission | air | https://ofmpub.epa.gov/sor_internet/registry/substreg/searchandretrieve/substancesearch/search.do?details=displayDetails&selectedSubstanceId=88754 | 1 | Chemicals | 6d1c3d7c-05ca-3ff5-a935-2949615c29cb | 4061cba4-cb52-3ef2-85a6-55942ed24d37 | 20aadc24-a391-41cf-b340-3e4529f44bde | 93a60a56-a3c8-11da-a746-0800200b9a66
1,1-Dimethoxyethane | 534-15-6 | 534156 | 534156 | C4H10O2 |  | Mass | kg | emission | air | https://ofmpub.epa.gov/sor_internet/registry/substreg/searchandretrieve/substancesearch/search.do?details=displayDetails&selectedSubstanceId=45605 | 1 | Chemicals | bc05f07e-0b78-3496-b8b5-09d090d931bc | 4061cba4-cb52-3ef2-85a6-55942ed24d37 | 20aadc24-a391-41cf-b340-3e4529f44bde | 93a60a56-a3c8-11da-a746-0800200b9a66
m-Cymene | 535-77-3 | 535773 | 535773 | C10H14 |  | Mass | kg | emission | air | https://ofmpub.epa.gov/sor_internet/registry/substreg/searchandretrieve/substancesearch/search.do?details=displayDetails&selectedSubstanceId=88725 | 1 | Chemicals | 091d98c5-6163-3cf2-bad2-ec4f28bf161c | 4061cba4-cb52-3ef2-85a6-55942ed24d37 | 20aadc24-a391-41cf-b340-3e4529f44bde | 93a60a56-a3c8-11da-a746-0800200b9a66
Nonachlorobiphenyl | 53742-07-7 | 53742077 | 53742077 | - |  | Mass | kg | emission | air | https://ofmpub.epa.gov/sor_internet/registry/substreg/searchandretrieve/substancesearch/search.do?details=displayDetails&selectedSubstanceId=51117 | 1 | Chemicals | c53a7ff6-27a7-394d-9d91-b364a76bd489 | 4061cba4-cb52-3ef2-85a6-55942ed24d37 | 20aadc24-a391-41cf-b340-3e4529f44bde | 93a60a56-a3c8-11da-a746-0800200b9a66
2,2,4-Trimethylpentane | 540-84-1 | 540841 | 540841 | C8H18 |  | Mass | kg | emission | air | https://ofmpub.epa.gov/sor_internet/registry/substreg/searchandretrieve/substancesearch/search.do?details=displayDetails&selectedSubstanceId=88529 | 1 | Chemicals | 509cd52e-b99c-3628-bfc3-7afca0148b4a | 4061cba4-cb52-3ef2-85a6-55942ed24d37 | 20aadc24-a391-41cf-b340-3e4529f44bde | 93a60a56-a3c8-11da-a746-0800200b9a66
Ethyl chloroformate | 541-41-3 | 541413 | 541413 | C3H5ClO2 |  | Mass | kg | emission | air | https://ofmpub.epa.gov/sor_internet/registry/substreg/searchandretrieve/substancesearch/search.do?details=displayDetails&selectedSubstanceId=91429 | 1 | Chemicals | 857a87f7-7cb7-3ca8-b097-c7a64f27d5a4 | 4061cba4-cb52-3ef2-85a6-55942ed24d37 | 20aadc24-a391-41cf-b340-3e4529f44bde | 93a60a56-a3c8-11da-a746-0800200b9a66
3-Chloropropionitrile | 542-76-7 | 542767 | 542767 | C3H4ClN |  | Mass | kg | emission | air | https://ofmpub.epa.gov/sor_internet/registry/substreg/searchandretrieve/substancesearch/search.do?details=displayDetails&selectedSubstanceId=45498 | 1 | Chemicals | d3780fdc-f433-312a-a8e2-2b42318a2b10 | 4061cba4-cb52-3ef2-85a6-55942ed24d37 | 20aadc24-a391-41cf-b340-3e4529f44bde | 93a60a56-a3c8-11da-a746-0800200b9a66
Cyclopentadiene | 542-92-7 | 542927 | 542927 | C5H6 |  | Mass | kg | emission | air | https://ofmpub.epa.gov/sor_internet/registry/substreg/searchandretrieve/substancesearch/search.do?details=displayDetails&selectedSubstanceId=45492 | 1 | Chemicals | bd3b7f7d-7c87-30e1-baab-09aecda0789d | 4061cba4-cb52-3ef2-85a6-55942ed24d37 | 20aadc24-a391-41cf-b340-3e4529f44bde | 93a60a56-a3c8-11da-a746-0800200b9a66
Cadmium acetate | 543-90-8 | 543908 | 543908 | C4H6CdO4 |  | Mass | kg | emission | air | https://ofmpub.epa.gov/sor_internet/registry/substreg/searchandretrieve/substancesearch/search.do?details=displayDetails&selectedSubstanceId=45479 | 1 | Chemicals | 47a1800e-d649-3aab-8d2d-f6cf9a34116a | 4061cba4-cb52-3ef2-85a6-55942ed24d37 | 20aadc24-a391-41cf-b340-3e4529f44bde | 93a60a56-a3c8-11da-a746-0800200b9a66
Benzoic acid, 2-ethylhexyl ester | 5444-75-7 | 5444757 | 5444757 | C15H22O2 |  | Mass | kg | emission | air | https://ofmpub.epa.gov/sor_internet/registry/substreg/searchandretrieve/substancesearch/search.do?details=displayDetails&selectedSubstanceId=42062 | 1 | Chemicals | 2397c1a5-363d-345e-96a0-2a23ac1d7013 | 4061cba4-cb52-3ef2-85a6-55942ed24d37 | 20aadc24-a391-41cf-b340-3e4529f44bde | 93a60a56-a3c8-11da-a746-0800200b9a66
Copper(I) cyanide | 544-92-3 | 544923 | 544923 | CCuN |  | Mass | kg | emission | air | https://ofmpub.epa.gov/sor_internet/registry/substreg/searchandretrieve/substancesearch/search.do?details=displayDetails&selectedSubstanceId=90715 | 1 | Chemicals | 42561fc2-28bb-3278-9799-d3bd23d13db2 | 4061cba4-cb52-3ef2-85a6-55942ed24d37 | 20aadc24-a391-41cf-b340-3e4529f44bde | 93a60a56-a3c8-11da-a746-0800200b9a66
Propanoic acid, 2-methyl-, methyl ester | 547-63-7 | 547637 | 547637 | C5H10O2 |  | Mass | kg | emission | air | https://ofmpub.epa.gov/sor_internet/registry/substreg/searchandretrieve/substancesearch/search.do?details=displayDetails&selectedSubstanceId=45450 | 1 | Chemicals | 266ab8e8-e9df-3ae2-a39c-a8e07e51f9db | 4061cba4-cb52-3ef2-85a6-55942ed24d37 | 20aadc24-a391-41cf-b340-3e4529f44bde | 93a60a56-a3c8-11da-a746-0800200b9a66
Zinc cyanide | 557-21-1 | 557211 | 557211 | C2N2Zn |  | Mass | kg | emission | air | https://ofmpub.epa.gov/sor_internet/registry/substreg/searchandretrieve/substancesearch/search.do?details=displayDetails&selectedSubstanceId=45368 | 1 | Chemicals | 24d4eb1f-03a4-334d-a3c5-20b423de48f0 | 4061cba4-cb52-3ef2-85a6-55942ed24d37 | 20aadc24-a391-41cf-b340-3e4529f44bde | 93a60a56-a3c8-11da-a746-0800200b9a66
Octachlorobiphenyl | 55722-26-4 | 55722264 | 55722264 | - |  | Mass | kg | emission | air | https://ofmpub.epa.gov/sor_internet/registry/substreg/searchandretrieve/substancesearch/search.do?details=displayDetails&selectedSubstanceId=90163 | 1 | Chemicals | 7f1c158a-ee76-3c30-938a-9ba756204bc6 | 4061cba4-cb52-3ef2-85a6-55942ed24d37 | 20aadc24-a391-41cf-b340-3e4529f44bde | 93a60a56-a3c8-11da-a746-0800200b9a66
Tetracosanoic acid | 557-59-5 | 557595 | 557595 | C24H48O2 |  | Mass | kg | emission | air | https://ofmpub.epa.gov/sor_internet/registry/substreg/searchandretrieve/substancesearch/search.do?details=displayDetails&selectedSubstanceId=90158 | 1 | Chemicals | dab10a78-7668-3c6a-bf16-54d27ae3065d | 4061cba4-cb52-3ef2-85a6-55942ed24d37 | 20aadc24-a391-41cf-b340-3e4529f44bde | 93a60a56-a3c8-11da-a746-0800200b9a66
1-Butene, 3,3-dimethyl- | 558-37-2 | 558372 | 558372 | C6H12 |  | Mass | kg | emission | air | https://ofmpub.epa.gov/sor_internet/registry/substreg/searchandretrieve/substancesearch/search.do?details=displayDetails&selectedSubstanceId=45350 | 1 | Chemicals | ddcc00d4-c011-3418-bb01-0894594acb9d | 4061cba4-cb52-3ef2-85a6-55942ed24d37 | 20aadc24-a391-41cf-b340-3e4529f44bde | 93a60a56-a3c8-11da-a746-0800200b9a66
Tripropylene glycol n-butyl ether | 55934-93-5 | 55934935 | 55934935 | C13H28O4 |  | Mass | kg | emission | air | https://ofmpub.epa.gov/sor_internet/registry/substreg/searchandretrieve/substancesearch/search.do?details=displayDetails&selectedSubstanceId=49401 | 1 | Chemicals | 721d18a8-b83b-31e2-849c-a6ef628e4a02 | 4061cba4-cb52-3ef2-85a6-55942ed24d37 | 20aadc24-a391-41cf-b340-3e4529f44bde | 93a60a56-a3c8-11da-a746-0800200b9a66
Pentane, 2,3,3-trimethyl- | 560-21-4 | 560214 | 560214 | C8H18 |  | Mass | kg | emission | air | https://ofmpub.epa.gov/sor_internet/registry/substreg/searchandretrieve/substancesearch/search.do?details=displayDetails&selectedSubstanceId=45677 | 1 | Chemicals | cf2ed852-889a-3e3c-8897-61f788807e76 | 4061cba4-cb52-3ef2-85a6-55942ed24d37 | 20aadc24-a391-41cf-b340-3e4529f44bde | 93a60a56-a3c8-11da-a746-0800200b9a66
Cyclohexane, heptyl- | 5617-41-4 | 5617414 | 5617414 | C13H26 |  | Mass | kg | emission | air | https://ofmpub.epa.gov/sor_internet/registry/substreg/searchandretrieve/substancesearch/search.do?details=displayDetails&selectedSubstanceId=89972 | 1 | Chemicals | 1d07808d-ffbf-3683-a986-ba84e57677ea | 4061cba4-cb52-3ef2-85a6-55942ed24d37 | 20aadc24-a391-41cf-b340-3e4529f44bde | 93a60a56-a3c8-11da-a746-0800200b9a66
Pentane, 3,3-dimethyl- | 562-49-2 | 562492 | 562492 | C7H16 |  | Mass | kg | emission | air | https://ofmpub.epa.gov/sor_internet/registry/substreg/searchandretrieve/substancesearch/search.do?details=displayDetails&selectedSubstanceId=45676 | 1 | Chemicals | 038b6265-f71b-3a1f-a5e1-b4661505ec30 | 4061cba4-cb52-3ef2-85a6-55942ed24d37 | 20aadc24-a391-41cf-b340-3e4529f44bde | 93a60a56-a3c8-11da-a746-0800200b9a66
3,3-Dimethylhexane | 563-16-6 | 563166 | 563166 | C8H18 |  | Mass | kg | emission | air | https://ofmpub.epa.gov/sor_internet/registry/substreg/searchandretrieve/substancesearch/search.do?details=displayDetails&selectedSubstanceId=82047 | 1 | Chemicals | 78590db3-b78e-367a-8c12-02fbfb5e2dcf | 4061cba4-cb52-3ef2-85a6-55942ed24d37 | 20aadc24-a391-41cf-b340-3e4529f44bde | 93a60a56-a3c8-11da-a746-0800200b9a66
3-Methyl-1-butene | 563-45-1 | 563451 | 563451 | C5H10 |  | Mass | kg | emission | air | https://ofmpub.epa.gov/sor_internet/registry/substreg/searchandretrieve/substancesearch/search.do?details=displayDetails&selectedSubstanceId=89952 | 1 | Chemicals | 4bd60839-b56f-3d2d-8ac2-f98e042a2515 | 4061cba4-cb52-3ef2-85a6-55942ed24d37 | 20aadc24-a391-41cf-b340-3e4529f44bde | 93a60a56-a3c8-11da-a746-0800200b9a66
2-Methyl-1-butene | 563-46-2 | 563462 | 563462 | C5H10 |  | Mass | kg | emission | air | https://ofmpub.epa.gov/sor_internet/registry/substreg/searchandretrieve/substancesearch/search.do?details=displayDetails&selectedSubstanceId=45667 | 1 | Chemicals | 5787660b-208c-35b9-aaab-291dc9b3d242 | 4061cba4-cb52-3ef2-85a6-55942ed24d37 | 20aadc24-a391-41cf-b340-3e4529f44bde | 93a60a56-a3c8-11da-a746-0800200b9a66
1-Butene, 2,3-dimethyl- | 563-78-0 | 563780 | 563780 | C6H12 |  | Mass | kg | emission | air | https://ofmpub.epa.gov/sor_internet/registry/substreg/searchandretrieve/substancesearch/search.do?details=displayDetails&selectedSubstanceId=89809 | 1 | Chemicals | eef4be5a-a2c0-331a-9d73-98f8999c3101 | 4061cba4-cb52-3ef2-85a6-55942ed24d37 | 20aadc24-a391-41cf-b340-3e4529f44bde | 93a60a56-a3c8-11da-a746-0800200b9a66
2-Butene, 2,3-dimethyl- | 563-79-1 | 563791 | 563791 | C6H12 |  | Mass | kg | emission | air | https://ofmpub.epa.gov/sor_internet/registry/substreg/searchandretrieve/substancesearch/search.do?details=displayDetails&selectedSubstanceId=45658 | 1 | Chemicals | e29ebb8d-4b49-3aa5-b333-d83877fc6b74 | 4061cba4-cb52-3ef2-85a6-55942ed24d37 | 20aadc24-a391-41cf-b340-3e4529f44bde | 93a60a56-a3c8-11da-a746-0800200b9a66
2,2,3-Trimethylpentane | 564-02-3 | 564023 | 564023 | - |  | Mass | kg | emission | air | https://ofmpub.epa.gov/sor_internet/registry/substreg/searchandretrieve/substancesearch/search.do?details=displayDetails&selectedSubstanceId=89805 | 1 | Chemicals | 2fca0944-da28-3b04-a3b8-a9891873ea02 | 4061cba4-cb52-3ef2-85a6-55942ed24d37 | 20aadc24-a391-41cf-b340-3e4529f44bde | 93a60a56-a3c8-11da-a746-0800200b9a66
1-Propanone, 1-(4-hydroxy-3,5-dimethoxyphenyl)- | 5650-43-1 | 5650431 | 5650431 | C11H14O4 |  | Mass | kg | emission | air | https://ofmpub.epa.gov/sor_internet/registry/substreg/searchandretrieve/substancesearch/search.do?details=displayDetails&selectedSubstanceId=38564 | 1 | Chemicals | 4c1d6900-28dd-3f22-9834-ecf899b27f0e | 4061cba4-cb52-3ef2-85a6-55942ed24d37 | 20aadc24-a391-41cf-b340-3e4529f44bde | 93a60a56-a3c8-11da-a746-0800200b9a66
1-Butanol, 3-methoxy-3-methyl- | 56539-66-3 | 56539663 | 56539663 | C6H14O2 |  | Mass | kg | emission | air | https://ofmpub.epa.gov/sor_internet/registry/substreg/searchandretrieve/substancesearch/search.do?details=displayDetails&selectedSubstanceId=89793 | 1 | Chemicals | c7d567c7-a45d-3a44-b534-8ae62a30c0d1 | 4061cba4-cb52-3ef2-85a6-55942ed24d37 | 20aadc24-a391-41cf-b340-3e4529f44bde | 93a60a56-a3c8-11da-a746-0800200b9a66
2,3-Dimethylpentane | 565-59-3 | 565593 | 565593 | C7H16 |  | Mass | kg | emission | air | https://ofmpub.epa.gov/sor_internet/registry/substreg/searchandretrieve/substancesearch/search.do?details=displayDetails&selectedSubstanceId=45654 | 1 | Chemicals | 9b8b85a7-773b-301e-a657-71d7fc7da478 | 4061cba4-cb52-3ef2-85a6-55942ed24d37 | 20aadc24-a391-41cf-b340-3e4529f44bde | 93a60a56-a3c8-11da-a746-0800200b9a66
2,3,4-Trimethylpentane | 565-75-3 | 565753 | 565753 | C8H18 |  | Mass | kg | emission | air | https://ofmpub.epa.gov/sor_internet/registry/substreg/searchandretrieve/substancesearch/search.do?details=displayDetails&selectedSubstanceId=45652 | 1 | Chemicals | 45592e39-b872-3f35-8930-42b751f396fd | 4061cba4-cb52-3ef2-85a6-55942ed24d37 | 20aadc24-a391-41cf-b340-3e4529f44bde | 93a60a56-a3c8-11da-a746-0800200b9a66
3-Pentanone, 2,4-dimethyl- | 565-80-0 | 565800 | 565800 | C7H14O |  | Mass | kg | emission | air | https://ofmpub.epa.gov/sor_internet/registry/substreg/searchandretrieve/substancesearch/search.do?details=displayDetails&selectedSubstanceId=45651 | 1 | Chemicals | b80346af-b299-33e6-8750-4e8e06da26b7 | 4061cba4-cb52-3ef2-85a6-55942ed24d37 | 20aadc24-a391-41cf-b340-3e4529f44bde | 93a60a56-a3c8-11da-a746-0800200b9a66
Benzofluoranthene | 56832-73-6 | 56832736 | 56832736 | - |  | Mass | kg | emission | air | https://ofmpub.epa.gov/sor_internet/registry/substreg/searchandretrieve/substancesearch/search.do?details=displayDetails&selectedSubstanceId=51299 | 1 | Chemicals | abf18a6f-f643-37e9-b6fd-a75de1f4b447 | 4061cba4-cb52-3ef2-85a6-55942ed24d37 | 20aadc24-a391-41cf-b340-3e4529f44bde | 93a60a56-a3c8-11da-a746-0800200b9a66
1-tert-Butoxy-2-propanol | 57018-52-7 | 57018527 | 57018527 | C7H16O2 |  | Mass | kg | emission | air | https://ofmpub.epa.gov/sor_internet/registry/substreg/searchandretrieve/substancesearch/search.do?details=displayDetails&selectedSubstanceId=51093 | 1 | Chemicals | 0145e7b5-9c56-34ef-899f-cd987b7a9297 | 4061cba4-cb52-3ef2-85a6-55942ed24d37 | 20aadc24-a391-41cf-b340-3e4529f44bde | 93a60a56-a3c8-11da-a746-0800200b9a66
4-Nitropyrene | 57835-92-4 | 57835924 | 57835924 | C16H9NO2 |  | Mass | kg | emission | air | https://ofmpub.epa.gov/sor_internet/registry/substreg/searchandretrieve/substancesearch/search.do?details=displayDetails&selectedSubstanceId=78217 | 1 | Chemicals | 4d257239-469c-3fa3-86db-cf45f5478264 | 4061cba4-cb52-3ef2-85a6-55942ed24d37 | 20aadc24-a391-41cf-b340-3e4529f44bde | 93a60a56-a3c8-11da-a746-0800200b9a66
3,4-Dimethylhexane | 583-48-2 | 583482 | 583482 | C8H18 |  | Mass | kg | emission | air | https://ofmpub.epa.gov/sor_internet/registry/substreg/searchandretrieve/substancesearch/search.do?details=displayDetails&selectedSubstanceId=45211 | 1 | Chemicals | f6c81bad-80a0-3fdb-883a-dcb27847b59e | 4061cba4-cb52-3ef2-85a6-55942ed24d37 | 20aadc24-a391-41cf-b340-3e4529f44bde | 93a60a56-a3c8-11da-a746-0800200b9a66
1,2-Butanediol | 584-03-2 | 584032 | 584032 | C4H10O2 |  | Mass | kg | emission | air | https://ofmpub.epa.gov/sor_internet/registry/substreg/searchandretrieve/substancesearch/search.do?details=displayDetails&selectedSubstanceId=45197 | 1 | Chemicals | cd3af42d-cfb2-3c2c-bcb7-8b649479f52b | 4061cba4-cb52-3ef2-85a6-55942ed24d37 | 20aadc24-a391-41cf-b340-3e4529f44bde | 93a60a56-a3c8-11da-a746-0800200b9a66
2,3-Dimethylhexane | 584-94-1 | 584941 | 584941 | - |  | Mass | kg | emission | air | https://ofmpub.epa.gov/sor_internet/registry/substreg/searchandretrieve/substancesearch/search.do?details=displayDetails&selectedSubstanceId=89072 | 1 | Chemicals | de144be4-b8ec-369c-9b15-5df84b8edb9f | 4061cba4-cb52-3ef2-85a6-55942ed24d37 | 20aadc24-a391-41cf-b340-3e4529f44bde | 93a60a56-a3c8-11da-a746-0800200b9a66
Terpinolene | 586-62-9 | 586629 | 586629 | C10H16 |  | Mass | kg | emission | air | https://ofmpub.epa.gov/sor_internet/registry/substreg/searchandretrieve/substancesearch/search.do?details=displayDetails&selectedSubstanceId=89045 | 1 | Chemicals | cbd2ec38-8b46-3bf9-a437-8a0025ef6351 | 4061cba4-cb52-3ef2-85a6-55942ed24d37 | 20aadc24-a391-41cf-b340-3e4529f44bde | 93a60a56-a3c8-11da-a746-0800200b9a66
2-Propanone, 1-methoxy- | 5878-19-3 | 5878193 | 5878193 | C4H8O2 |  | Mass | kg | emission | air | https://ofmpub.epa.gov/sor_internet/registry/substreg/searchandretrieve/substancesearch/search.do?details=displayDetails&selectedSubstanceId=38088 | 1 | Chemicals | 29ced547-614e-3e9b-a479-b2d0b29e7913 | 4061cba4-cb52-3ef2-85a6-55942ed24d37 | 20aadc24-a391-41cf-b340-3e4529f44bde | 93a60a56-a3c8-11da-a746-0800200b9a66
2,4-Dimethylhexane | 589-43-5 | 589435 | 589435 | C8H18 |  | Mass | kg | emission | air | https://ofmpub.epa.gov/sor_internet/registry/substreg/searchandretrieve/substancesearch/search.do?details=displayDetails&selectedSubstanceId=82042 | 1 | Chemicals | f2160dab-b7f5-3226-abe7-af6140d6335a | 4061cba4-cb52-3ef2-85a6-55942ed24d37 | 20aadc24-a391-41cf-b340-3e4529f44bde | 93a60a56-a3c8-11da-a746-0800200b9a66
4-Methylheptane | 589-53-7 | 589537 | 589537 | C8H18 |  | Mass | kg | emission | air | https://ofmpub.epa.gov/sor_internet/registry/substreg/searchandretrieve/substancesearch/search.do?details=displayDetails&selectedSubstanceId=45157 | 1 | Chemicals | 315aee4c-0fb5-37a7-9552-96ddeb5ab5cc | 4061cba4-cb52-3ef2-85a6-55942ed24d37 | 20aadc24-a391-41cf-b340-3e4529f44bde | 93a60a56-a3c8-11da-a746-0800200b9a66
3-Methylheptane | 589-81-1 | 589811 | 589811 | C8H18 |  | Mass | kg | emission | air | https://ofmpub.epa.gov/sor_internet/registry/substreg/searchandretrieve/substancesearch/search.do?details=displayDetails&selectedSubstanceId=45153 | 1 | Chemicals | 2f3d7c51-f5e7-3357-8c90-bf874ddf92cf | 4061cba4-cb52-3ef2-85a6-55942ed24d37 | 20aadc24-a391-41cf-b340-3e4529f44bde | 93a60a56-a3c8-11da-a746-0800200b9a66
3-Octanol | 589-98-0 | 589980 | 589980 | C8H18O |  | Mass | kg | emission | air | https://ofmpub.epa.gov/sor_internet/registry/substreg/searchandretrieve/substancesearch/search.do?details=displayDetails&selectedSubstanceId=45148 | 1 | Chemicals | e823910d-4b7a-3f69-ae1f-671e1ffb3e59 | 4061cba4-cb52-3ef2-85a6-55942ed24d37 | 20aadc24-a391-41cf-b340-3e4529f44bde | 93a60a56-a3c8-11da-a746-0800200b9a66
cis-2-Butene | 590-18-1 | 590181 | 590181 | C4H8 |  | Mass | kg | emission | air | https://ofmpub.epa.gov/sor_internet/registry/substreg/searchandretrieve/substancesearch/search.do?details=displayDetails&selectedSubstanceId=45143 | 1 | Chemicals | 95230875-ecf3-3b5c-a471-70de4692fb89 | 4061cba4-cb52-3ef2-85a6-55942ed24d37 | 20aadc24-a391-41cf-b340-3e4529f44bde | 93a60a56-a3c8-11da-a746-0800200b9a66
1,2-Butadiene | 590-19-2 | 590192 | 590192 | C4H6 |  | Mass | kg | emission | air | https://ofmpub.epa.gov/sor_internet/registry/substreg/searchandretrieve/substancesearch/search.do?details=displayDetails&selectedSubstanceId=45142 | 1 | Chemicals | b9b1dc72-a665-3e17-94ee-1a81dc2c358b | 4061cba4-cb52-3ef2-85a6-55942ed24d37 | 20aadc24-a391-41cf-b340-3e4529f44bde | 93a60a56-a3c8-11da-a746-0800200b9a66
Pentane, 2,2-dimethyl- | 590-35-2 | 590352 | 590352 | C7H16 |  | Mass | kg | emission | air | https://ofmpub.epa.gov/sor_internet/registry/substreg/searchandretrieve/substancesearch/search.do?details=displayDetails&selectedSubstanceId=45138 | 1 | Chemicals | da6f6b26-a187-3549-b3fd-e0c63b4c0901 | 4061cba4-cb52-3ef2-85a6-55942ed24d37 | 20aadc24-a391-41cf-b340-3e4529f44bde | 93a60a56-a3c8-11da-a746-0800200b9a66
Hexane, 2,2-dimethyl- | 590-73-8 | 590738 | 590738 | C8H18 |  | Mass | kg | emission | air | https://ofmpub.epa.gov/sor_internet/registry/substreg/searchandretrieve/substancesearch/search.do?details=displayDetails&selectedSubstanceId=82041 | 1 | Chemicals | ca93fd55-8bb0-34e1-8335-c005da489879 | 4061cba4-cb52-3ef2-85a6-55942ed24d37 | 20aadc24-a391-41cf-b340-3e4529f44bde | 93a60a56-a3c8-11da-a746-0800200b9a66
Cyclohexene, 4-methyl- | 591-47-9 | 591479 | 591479 | C7H12 |  | Mass | kg | emission | air | https://ofmpub.epa.gov/sor_internet/registry/substreg/searchandretrieve/substancesearch/search.do?details=displayDetails&selectedSubstanceId=88852 | 1 | Chemicals | 03ed9da5-4ab7-3dfc-8dad-a55fc61652ef | 4061cba4-cb52-3ef2-85a6-55942ed24d37 | 20aadc24-a391-41cf-b340-3e4529f44bde | 93a60a56-a3c8-11da-a746-0800200b9a66
Cyclohexene, 1-methyl- | 591-49-1 | 591491 | 591491 | C7H12 |  | Mass | kg | emission | air | https://ofmpub.epa.gov/sor_internet/registry/substreg/searchandretrieve/substancesearch/search.do?details=displayDetails&selectedSubstanceId=45116 | 1 | Chemicals | 76304001-f886-38ad-aac0-ed1a2e121859 | 4061cba4-cb52-3ef2-85a6-55942ed24d37 | 20aadc24-a391-41cf-b340-3e4529f44bde | 93a60a56-a3c8-11da-a746-0800200b9a66
2-Methylhexane | 591-76-4 | 591764 | 591764 | C7H16 |  | Mass | kg | emission | air | https://ofmpub.epa.gov/sor_internet/registry/substreg/searchandretrieve/substancesearch/search.do?details=displayDetails&selectedSubstanceId=45111 | 1 | Chemicals | e8025a1c-9201-3d28-b4a6-301593ac5766 | 4061cba4-cb52-3ef2-85a6-55942ed24d37 | 20aadc24-a391-41cf-b340-3e4529f44bde | 93a60a56-a3c8-11da-a746-0800200b9a66
2,5-Dimethylhexane | 592-13-2 | 592132 | 592132 | C8H18 |  | Mass | kg | emission | air | https://ofmpub.epa.gov/sor_internet/registry/substreg/searchandretrieve/substancesearch/search.do?details=displayDetails&selectedSubstanceId=88704 | 1 | Chemicals | 25974e90-a557-3270-bcde-749aa2c53c22 | 4061cba4-cb52-3ef2-85a6-55942ed24d37 | 20aadc24-a391-41cf-b340-3e4529f44bde | 93a60a56-a3c8-11da-a746-0800200b9a66
2-Methylheptane | 592-27-8 | 592278 | 592278 | C8H18 |  | Mass | kg | emission | air | https://ofmpub.epa.gov/sor_internet/registry/substreg/searchandretrieve/substancesearch/search.do?details=displayDetails&selectedSubstanceId=45103 | 1 | Chemicals | c400bce1-0df5-33f4-8471-9e01579af2d7 | 4061cba4-cb52-3ef2-85a6-55942ed24d37 | 20aadc24-a391-41cf-b340-3e4529f44bde | 93a60a56-a3c8-11da-a746-0800200b9a66
2-Hexene | 592-43-8 | 592438 | 592438 | C6H12 |  | Mass | kg | emission | air | https://ofmpub.epa.gov/sor_internet/registry/substreg/searchandretrieve/substancesearch/search.do?details=displayDetails&selectedSubstanceId=45098 | 1 | Chemicals | 1599790d-57e7-3dc0-9f11-50d467ae42dd | 4061cba4-cb52-3ef2-85a6-55942ed24d37 | 20aadc24-a391-41cf-b340-3e4529f44bde | 93a60a56-a3c8-11da-a746-0800200b9a66
HFC-41 | 593-53-3 | 593533 | 593533 | CH3F |  | Mass | kg | emission | air | https://ofmpub.epa.gov/sor_internet/registry/substreg/searchandretrieve/substancesearch/search.do?details=displayDetails&selectedSubstanceId=45079 | 1 | Chemicals | 0a51f30e-bfd7-3253-bb25-37e6967c3e24 | 4061cba4-cb52-3ef2-85a6-55942ed24d37 | 20aadc24-a391-41cf-b340-3e4529f44bde | 93a60a56-a3c8-11da-a746-0800200b9a66
Vinylamine | 593-67-9 | 593679 | 593679 | C2H5N |  | Mass | kg | emission | air | https://ofmpub.epa.gov/sor_internet/registry/substreg/searchandretrieve/substancesearch/search.do?details=displayDetails&selectedSubstanceId=96171 | 1 | Chemicals | f43d5704-dd47-3db7-9b6e-2a4271c4f28f | 4061cba4-cb52-3ef2-85a6-55942ed24d37 | 20aadc24-a391-41cf-b340-3e4529f44bde | 93a60a56-a3c8-11da-a746-0800200b9a66
Dimethylmercury | 593-74-8 | 593748 | 593748 | C2H6Hg |  | Mass | kg | emission | air | https://ofmpub.epa.gov/sor_internet/registry/substreg/searchandretrieve/substancesearch/search.do?details=displayDetails&selectedSubstanceId=45073 | 1 | Chemicals | 34283210-e04a-3a7d-b932-8ada3542f68e | 4061cba4-cb52-3ef2-85a6-55942ed24d37 | 20aadc24-a391-41cf-b340-3e4529f44bde | 93a60a56-a3c8-11da-a746-0800200b9a66
Butane, 2,2,3,3-tetramethyl- | 594-82-1 | 594821 | 594821 | C8H18 |  | Mass | kg | emission | air | https://ofmpub.epa.gov/sor_internet/registry/substreg/searchandretrieve/substancesearch/search.do?details=displayDetails&selectedSubstanceId=82038 | 1 | Chemicals | 1c5264c7-cc9d-314d-bf2b-b84400b8328f | 4061cba4-cb52-3ef2-85a6-55942ed24d37 | 20aadc24-a391-41cf-b340-3e4529f44bde | 93a60a56-a3c8-11da-a746-0800200b9a66
Lead(II) carbonate | 598-63-0 | 598630 | 598630 | CH2O3Pb |  | Mass | kg | emission | air | https://ofmpub.epa.gov/sor_internet/registry/substreg/searchandretrieve/substancesearch/search.do?details=displayDetails&selectedSubstanceId=91353 | 1 | Chemicals | ef2c3129-8ba1-3da9-9f76-16b479824c13 | 4061cba4-cb52-3ef2-85a6-55942ed24d37 | 20aadc24-a391-41cf-b340-3e4529f44bde | 93a60a56-a3c8-11da-a746-0800200b9a66
Methyl pivalate | 598-98-1 | 598981 | 598981 | C6H12O2 |  | Mass | kg | emission | air | https://ofmpub.epa.gov/sor_internet/registry/substreg/searchandretrieve/substancesearch/search.do?details=displayDetails&selectedSubstanceId=45017 | 1 | Chemicals | d5e87ebc-6691-3498-94ae-e08c79ab07f8 | 4061cba4-cb52-3ef2-85a6-55942ed24d37 | 20aadc24-a391-41cf-b340-3e4529f44bde | 93a60a56-a3c8-11da-a746-0800200b9a66
Nickel diacetate tetrahydrate | 6018-89-9 | 6018899 | 6018899 | C4H14NiO8 |  | Mass | kg | emission | air | https://ofmpub.epa.gov/sor_internet/registry/substreg/searchandretrieve/substancesearch/search.do?details=displayDetails&selectedSubstanceId=78856 | 1 | Chemicals | 79b6e14e-9915-3b6e-8f88-528adea0cdf6 | 4061cba4-cb52-3ef2-85a6-55942ed24d37 | 20aadc24-a391-41cf-b340-3e4529f44bde | 93a60a56-a3c8-11da-a746-0800200b9a66
2-Pentanol | 6032-29-7 | 6032297 | 6032297 | C5H12O |  | Mass | kg | emission | air | https://ofmpub.epa.gov/sor_internet/registry/substreg/searchandretrieve/substancesearch/search.do?details=displayDetails&selectedSubstanceId=37812 | 1 | Chemicals | 618f21ac-95ab-38c7-8ed0-0ca8d56b22c3 | 4061cba4-cb52-3ef2-85a6-55942ed24d37 | 20aadc24-a391-41cf-b340-3e4529f44bde | 93a60a56-a3c8-11da-a746-0800200b9a66
2-Nitrofluorene | 607-57-8 | 607578 | 607578 | C13H9NO2 |  | Mass | kg | emission | air | https://ofmpub.epa.gov/sor_internet/registry/substreg/searchandretrieve/substancesearch/search.do?details=displayDetails&selectedSubstanceId=44962 | 1 | Chemicals | e70e407d-91e3-3821-999d-a462617eb799 | 4061cba4-cb52-3ef2-85a6-55942ed24d37 | 20aadc24-a391-41cf-b340-3e4529f44bde | 93a60a56-a3c8-11da-a746-0800200b9a66
o-Ethyltoluene | 611-14-3 | 611143 | 611143 | C9H12 |  | Mass | kg | emission | air | https://ofmpub.epa.gov/sor_internet/registry/substreg/searchandretrieve/substancesearch/search.do?details=displayDetails&selectedSubstanceId=45288 | 1 | Chemicals | 82072de7-7013-3219-90f0-5ad8fd85734c | 4061cba4-cb52-3ef2-85a6-55942ed24d37 | 20aadc24-a391-41cf-b340-3e4529f44bde | 93a60a56-a3c8-11da-a746-0800200b9a66
Benzonaphthothiophene | 61523-34-0 | 61523340 | 61523340 | - |  | Mass | kg | emission | air | https://ofmpub.epa.gov/sor_internet/registry/substreg/searchandretrieve/substancesearch/search.do?details=displayDetails&selectedSubstanceId=95886 | 1 | Chemicals | 9da989e6-46be-35f0-a954-3ce331533b8d | 4061cba4-cb52-3ef2-85a6-55942ed24d37 | 20aadc24-a391-41cf-b340-3e4529f44bde | 93a60a56-a3c8-11da-a746-0800200b9a66
Carbonic acid, dimethyl ester | 616-38-6 | 616386 | 616386 | C3H6O3 |  | Mass | kg | emission | air | https://ofmpub.epa.gov/sor_internet/registry/substreg/searchandretrieve/substancesearch/search.do?details=displayDetails&selectedSubstanceId=44481 | 1 | Chemicals | 0a25eebe-24bb-34fc-95d7-9f9cfff1f3d3 | 4061cba4-cb52-3ef2-85a6-55942ed24d37 | 20aadc24-a391-41cf-b340-3e4529f44bde | 93a60a56-a3c8-11da-a746-0800200b9a66
Pentane, 3-ethyl- | 617-78-7 | 617787 | 617787 | C7H16 |  | Mass | kg | emission | air | https://ofmpub.epa.gov/sor_internet/registry/substreg/searchandretrieve/substancesearch/search.do?details=displayDetails&selectedSubstanceId=82031 | 1 | Chemicals | 08b81a6b-3203-35ba-a3aa-7ff70306b934 | 4061cba4-cb52-3ef2-85a6-55942ed24d37 | 20aadc24-a391-41cf-b340-3e4529f44bde | 93a60a56-a3c8-11da-a746-0800200b9a66
Cobalt naphthenate | 61789-51-3 | 61789513 | 61789513 | - |  | Mass | kg | emission | air | https://ofmpub.epa.gov/sor_internet/registry/substreg/searchandretrieve/substancesearch/search.do?details=displayDetails&selectedSubstanceId=15917 | 1 | Chemicals | 44512197-1511-3a99-b15e-024bf60abcb1 | 4061cba4-cb52-3ef2-85a6-55942ed24d37 | 20aadc24-a391-41cf-b340-3e4529f44bde | 93a60a56-a3c8-11da-a746-0800200b9a66
Lead naphthenate | 61790-14-5 | 61790145 | 61790145 | - |  | Mass | kg | emission | air | https://ofmpub.epa.gov/sor_internet/registry/substreg/searchandretrieve/substancesearch/search.do?details=displayDetails&selectedSubstanceId=15876 | 1 | Chemicals | 013c8dda-836e-3ccc-b9df-057722c521dc | 4061cba4-cb52-3ef2-85a6-55942ed24d37 | 20aadc24-a391-41cf-b340-3e4529f44bde | 93a60a56-a3c8-11da-a746-0800200b9a66
m-Ethyltoluene | 620-14-4 | 620144 | 620144 | C9H12 |  | Mass | kg | emission | air | https://ofmpub.epa.gov/sor_internet/registry/substreg/searchandretrieve/substancesearch/search.do?details=displayDetails&selectedSubstanceId=44866 | 1 | Chemicals | 9d94a04a-759d-37dc-bc20-f8326c84e24b | 4061cba4-cb52-3ef2-85a6-55942ed24d37 | 20aadc24-a391-41cf-b340-3e4529f44bde | 93a60a56-a3c8-11da-a746-0800200b9a66
Ethanol, 2-(phenylmethoxy)- | 622-08-2 | 622082 | 622082 | C9H12O2 |  | Mass | kg | emission | air | https://ofmpub.epa.gov/sor_internet/registry/substreg/searchandretrieve/substancesearch/search.do?details=displayDetails&selectedSubstanceId=44772 | 1 | Chemicals | 706833bd-12ee-3ad9-9689-a7321e7abee6 | 4061cba4-cb52-3ef2-85a6-55942ed24d37 | 20aadc24-a391-41cf-b340-3e4529f44bde | 93a60a56-a3c8-11da-a746-0800200b9a66
p-Tolyl isocyanate | 622-58-2 | 622582 | 622582 | C8H7NO |  | Mass | kg | emission | air | https://ofmpub.epa.gov/sor_internet/registry/substreg/searchandretrieve/substancesearch/search.do?details=displayDetails&selectedSubstanceId=44762 | 1 | Chemicals | 70defe16-1aba-31dd-be04-f5e5a062a6a8 | 4061cba4-cb52-3ef2-85a6-55942ed24d37 | 20aadc24-a391-41cf-b340-3e4529f44bde | 93a60a56-a3c8-11da-a746-0800200b9a66
Methyl butyrate | 623-42-7 | 623427 | 623427 | C5H10O2 |  | Mass | kg | emission | air | https://ofmpub.epa.gov/sor_internet/registry/substreg/searchandretrieve/substancesearch/search.do?details=displayDetails&selectedSubstanceId=44741 | 1 | Chemicals | 75b957db-d00b-3dbe-b872-b02e283eacbc | 4061cba4-cb52-3ef2-85a6-55942ed24d37 | 20aadc24-a391-41cf-b340-3e4529f44bde | 93a60a56-a3c8-11da-a746-0800200b9a66
1,2-Propanediol, diacetate | 623-84-7 | 623847 | 623847 | C7H12O4 |  | Mass | kg | emission | air | https://ofmpub.epa.gov/sor_internet/registry/substreg/searchandretrieve/substancesearch/search.do?details=displayDetails&selectedSubstanceId=44729 | 1 | Chemicals | 21c39cb8-561b-338d-a0e1-bad48f7a88b3 | 4061cba4-cb52-3ef2-85a6-55942ed24d37 | 20aadc24-a391-41cf-b340-3e4529f44bde | 93a60a56-a3c8-11da-a746-0800200b9a66
Methyl valerate | 624-24-8 | 624248 | 624248 | C6H12O2 |  | Mass | kg | emission | air | https://ofmpub.epa.gov/sor_internet/registry/substreg/searchandretrieve/substancesearch/search.do?details=displayDetails&selectedSubstanceId=44716 | 1 | Chemicals | 3b7196c4-3075-308e-b89c-e6a246ca829f | 4061cba4-cb52-3ef2-85a6-55942ed24d37 | 20aadc24-a391-41cf-b340-3e4529f44bde | 93a60a56-a3c8-11da-a746-0800200b9a66
1-Butanol, 2-methyl-, acetate | 624-41-9 | 624419 | 624419 | C7H14O2 |  | Mass | kg | emission | air | https://ofmpub.epa.gov/sor_internet/registry/substreg/searchandretrieve/substancesearch/search.do?details=displayDetails&selectedSubstanceId=44713 | 1 | Chemicals | 85ae4ea6-77a6-303a-88de-5c4e989794ab | 4061cba4-cb52-3ef2-85a6-55942ed24d37 | 20aadc24-a391-41cf-b340-3e4529f44bde | 93a60a56-a3c8-11da-a746-0800200b9a66
Amyl propionate | 624-54-4 | 624544 | 624544 | C8H16O2 |  | Mass | kg | emission | air | https://ofmpub.epa.gov/sor_internet/registry/substreg/searchandretrieve/substancesearch/search.do?details=displayDetails&selectedSubstanceId=89546 | 1 | Chemicals | ec1bcd54-30d7-340d-b318-8bc0a892981e | 4061cba4-cb52-3ef2-85a6-55942ed24d37 | 20aadc24-a391-41cf-b340-3e4529f44bde | 93a60a56-a3c8-11da-a746-0800200b9a66
trans-2-Butene | 624-64-6 | 624646 | 624646 | C4H8 |  | Mass | kg | emission | air | https://ofmpub.epa.gov/sor_internet/registry/substreg/searchandretrieve/substancesearch/search.do?details=displayDetails&selectedSubstanceId=44707 | 1 | Chemicals | 50a6fe05-ea18-3459-889d-f40e0b7cd3ab | 4061cba4-cb52-3ef2-85a6-55942ed24d37 | 20aadc24-a391-41cf-b340-3e4529f44bde | 93a60a56-a3c8-11da-a746-0800200b9a66
HFC-152 | 624-72-6 | 624726 | 624726 | C2H4F2 |  | Mass | kg | emission | air | https://ofmpub.epa.gov/sor_internet/registry/substreg/searchandretrieve/substancesearch/search.do?details=displayDetails&selectedSubstanceId=82029 | 1 | Chemicals | a514fe9a-bea9-3034-a54d-4876473f0d17 | 4061cba4-cb52-3ef2-85a6-55942ed24d37 | 20aadc24-a391-41cf-b340-3e4529f44bde | 93a60a56-a3c8-11da-a746-0800200b9a66
Methyl isocyanate | 624-83-9 | 624839 | 624839 | C2H3NO |  | Mass | kg | emission | air | https://ofmpub.epa.gov/sor_internet/registry/substreg/searchandretrieve/substancesearch/search.do?details=displayDetails&selectedSubstanceId=44702 | 1 | Chemicals | 832510a1-4524-3459-b398-83a1f1b84243 | 4061cba4-cb52-3ef2-85a6-55942ed24d37 | 20aadc24-a391-41cf-b340-3e4529f44bde | 93a60a56-a3c8-11da-a746-0800200b9a66
Methyl nitrite | 624-91-9 | 624919 | 624919 | CH3NO2 |  | Mass | kg | emission | air | https://ofmpub.epa.gov/sor_internet/registry/substreg/searchandretrieve/substancesearch/search.do?details=displayDetails&selectedSubstanceId=44700 | 1 | Chemicals | c42c8c54-2213-3f33-b2c8-caa330bdd2d6 | 4061cba4-cb52-3ef2-85a6-55942ed24d37 | 20aadc24-a391-41cf-b340-3e4529f44bde | 93a60a56-a3c8-11da-a746-0800200b9a66
2-Methyl-2-pentene | 625-27-4 | 625274 | 625274 | C6H12 |  | Mass | kg | emission | air | https://ofmpub.epa.gov/sor_internet/registry/substreg/searchandretrieve/substancesearch/search.do?details=displayDetails&selectedSubstanceId=82027 | 1 | Chemicals | dbb9d73c-2721-30eb-9b46-406af4270b4a | 4061cba4-cb52-3ef2-85a6-55942ed24d37 | 20aadc24-a391-41cf-b340-3e4529f44bde | 93a60a56-a3c8-11da-a746-0800200b9a66
Propane, 2-ethoxy- | 625-54-7 | 625547 | 625547 | C5H12O |  | Mass | kg | emission | air | https://ofmpub.epa.gov/sor_internet/registry/substreg/searchandretrieve/substancesearch/search.do?details=displayDetails&selectedSubstanceId=44688 | 1 | Chemicals | c3e96d39-5f9c-3d37-9ea4-b6558b88b6a2 | 4061cba4-cb52-3ef2-85a6-55942ed24d37 | 20aadc24-a391-41cf-b340-3e4529f44bde | 93a60a56-a3c8-11da-a746-0800200b9a66
Isopropyl formate | 625-55-8 | 625558 | 625558 | C4H8O2 |  | Mass | kg | emission | air | https://ofmpub.epa.gov/sor_internet/registry/substreg/searchandretrieve/substancesearch/search.do?details=displayDetails&selectedSubstanceId=89394 | 1 | Chemicals | 0edb1e55-a0d3-30a9-b0c2-94756b711591 | 4061cba4-cb52-3ef2-85a6-55942ed24d37 | 20aadc24-a391-41cf-b340-3e4529f44bde | 93a60a56-a3c8-11da-a746-0800200b9a66
cis-2-Pentene | 627-20-3 | 627203 | 627203 | C5H10 |  | Mass | kg | emission | air | https://ofmpub.epa.gov/sor_internet/registry/substreg/searchandretrieve/substancesearch/search.do?details=displayDetails&selectedSubstanceId=44645 | 1 | Chemicals | afe8970a-5a22-37f4-bd36-7fee9ace8bc6 | 4061cba4-cb52-3ef2-85a6-55942ed24d37 | 20aadc24-a391-41cf-b340-3e4529f44bde | 93a60a56-a3c8-11da-a746-0800200b9a66
Sodium fluoroacetate | 62-74-8 | 62748 | 62748 | C2H2FNaO2 |  | Mass | kg | emission | air | https://ofmpub.epa.gov/sor_internet/registry/substreg/searchandretrieve/substancesearch/search.do?details=displayDetails&selectedSubstanceId=49063 | 1 | Chemicals | 3cf59719-abba-3141-8af5-dfbff048dec9 | 4061cba4-cb52-3ef2-85a6-55942ed24d37 | 20aadc24-a391-41cf-b340-3e4529f44bde | 93a60a56-a3c8-11da-a746-0800200b9a66
Dimethyl adipate | 627-93-0 | 627930 | 627930 | C8H14O4 |  | Mass | kg | emission | air | https://ofmpub.epa.gov/sor_internet/registry/substreg/searchandretrieve/substancesearch/search.do?details=displayDetails&selectedSubstanceId=44633 | 1 | Chemicals | 4372fd5b-f8ee-3bbb-bc75-ecbc07421092 | 4061cba4-cb52-3ef2-85a6-55942ed24d37 | 20aadc24-a391-41cf-b340-3e4529f44bde | 93a60a56-a3c8-11da-a746-0800200b9a66
Propane, 1,1'-oxybis[2-methyl- | 628-55-7 | 628557 | 628557 | C8H18O |  | Mass | kg | emission | air | https://ofmpub.epa.gov/sor_internet/registry/substreg/searchandretrieve/substancesearch/search.do?details=displayDetails&selectedSubstanceId=44622 | 1 | Chemicals | 8bf84aeb-a7bb-30f9-b964-5119b68b101b | 4061cba4-cb52-3ef2-85a6-55942ed24d37 | 20aadc24-a391-41cf-b340-3e4529f44bde | 93a60a56-a3c8-11da-a746-0800200b9a66
Ethylene glycol diethyl ether | 629-14-1 | 629141 | 629141 | C6H14O2 |  | Mass | kg | emission | air | https://ofmpub.epa.gov/sor_internet/registry/substreg/searchandretrieve/substancesearch/search.do?details=displayDetails&selectedSubstanceId=44603 | 1 | Chemicals | a4338d25-36b6-3fb5-ad77-a01088831965 | 4061cba4-cb52-3ef2-85a6-55942ed24d37 | 20aadc24-a391-41cf-b340-3e4529f44bde | 93a60a56-a3c8-11da-a746-0800200b9a66
Tridecane | 629-50-5 | 629505 | 629505 | C13H28 |  | Mass | kg | emission | air | https://ofmpub.epa.gov/sor_internet/registry/substreg/searchandretrieve/substancesearch/search.do?details=displayDetails&selectedSubstanceId=44588 | 1 | Chemicals | c550d6e0-8f88-3b45-bd29-3e6543f657c5 | 4061cba4-cb52-3ef2-85a6-55942ed24d37 | 20aadc24-a391-41cf-b340-3e4529f44bde | 93a60a56-a3c8-11da-a746-0800200b9a66
Pentadecane | 629-62-9 | 629629 | 629629 | C15H32 |  | Mass | kg | emission | air | https://ofmpub.epa.gov/sor_internet/registry/substreg/searchandretrieve/substancesearch/search.do?details=displayDetails&selectedSubstanceId=44584 | 1 | Chemicals | 34b009cf-eb1d-38e2-84ac-f89ef7c99fa9 | 4061cba4-cb52-3ef2-85a6-55942ed24d37 | 20aadc24-a391-41cf-b340-3e4529f44bde | 93a60a56-a3c8-11da-a746-0800200b9a66
Nonadecane | 629-92-5 | 629925 | 629925 | C19H40 |  | Mass | kg | emission | air | https://ofmpub.epa.gov/sor_internet/registry/substreg/searchandretrieve/substancesearch/search.do?details=displayDetails&selectedSubstanceId=44575 | 1 | Chemicals | f8f638fc-bded-318e-9160-f6d7423ddb34 | 4061cba4-cb52-3ef2-85a6-55942ed24d37 | 20aadc24-a391-41cf-b340-3e4529f44bde | 93a60a56-a3c8-11da-a746-0800200b9a66
Heneicosane | 629-94-7 | 629947 | 629947 | C21H44 |  | Mass | kg | emission | air | https://ofmpub.epa.gov/sor_internet/registry/substreg/searchandretrieve/substancesearch/search.do?details=displayDetails&selectedSubstanceId=44574 | 1 | Chemicals | 82ab154b-8586-3f0c-b8d3-3e39f378bb01 | 4061cba4-cb52-3ef2-85a6-55942ed24d37 | 20aadc24-a391-41cf-b340-3e4529f44bde | 93a60a56-a3c8-11da-a746-0800200b9a66
Carbon monoxide | 630-08-0 | 630080 | 630080 | CO |  | Mass | kg | emission | air | https://ofmpub.epa.gov/sor_internet/registry/substreg/searchandretrieve/substancesearch/search.do?details=displayDetails&selectedSubstanceId=44569 | 1 | Chemicals | 893e8043-79ec-3efd-8516-43782f168b20 | 4061cba4-cb52-3ef2-85a6-55942ed24d37 | 20aadc24-a391-41cf-b340-3e4529f44bde | 93a60a56-a3c8-11da-a746-0800200b9a66
Propanal, 2,2-dimethyl- | 630-19-3 | 630193 | 630193 | C5H10O |  | Mass | kg | emission | air | https://ofmpub.epa.gov/sor_internet/registry/substreg/searchandretrieve/substancesearch/search.do?details=displayDetails&selectedSubstanceId=44566 | 1 | Chemicals | 4b77cdaf-6c91-336c-94a9-af8b7080a44a | 4061cba4-cb52-3ef2-85a6-55942ed24d37 | 20aadc24-a391-41cf-b340-3e4529f44bde | 93a60a56-a3c8-11da-a746-0800200b9a66
Propenylbenzene | 637-50-3 | 637503 | 637503 | C9H10 |  | Mass | kg | emission | air | https://ofmpub.epa.gov/sor_internet/registry/substreg/searchandretrieve/substancesearch/search.do?details=displayDetails&selectedSubstanceId=90423 | 1 | Chemicals | d1ce28ff-5edb-346c-b45a-122738a55511 | 4061cba4-cb52-3ef2-85a6-55942ed24d37 | 20aadc24-a391-41cf-b340-3e4529f44bde | 93a60a56-a3c8-11da-a746-0800200b9a66
Ethyl tert-butyl ether | 637-92-3 | 637923 | 637923 | C6H14O |  | Mass | kg | emission | air | https://ofmpub.epa.gov/sor_internet/registry/substreg/searchandretrieve/substancesearch/search.do?details=displayDetails&selectedSubstanceId=90416 | 1 | Chemicals | a59ba3b7-77d2-3f75-a562-89219d479946 | 4061cba4-cb52-3ef2-85a6-55942ed24d37 | 20aadc24-a391-41cf-b340-3e4529f44bde | 93a60a56-a3c8-11da-a746-0800200b9a66
trans-2-Pentene | 646-04-8 | 646048 | 646048 | C5H10 |  | Mass | kg | emission | air | https://ofmpub.epa.gov/sor_internet/registry/substreg/searchandretrieve/substancesearch/search.do?details=displayDetails&selectedSubstanceId=44399 | 1 | Chemicals | 9478de4e-8a90-365e-bcbd-c8fbf4601392 | 4061cba4-cb52-3ef2-85a6-55942ed24d37 | 20aadc24-a391-41cf-b340-3e4529f44bde | 93a60a56-a3c8-11da-a746-0800200b9a66
Nonadecanoic acid | 646-30-0 | 646300 | 646300 | C19H38O2 |  | Mass | kg | emission | air | https://ofmpub.epa.gov/sor_internet/registry/substreg/searchandretrieve/substancesearch/search.do?details=displayDetails&selectedSubstanceId=44395 | 1 | Chemicals | 2d0ede66-fd9d-3db8-a4f5-770b819b793f | 4061cba4-cb52-3ef2-85a6-55942ed24d37 | 20aadc24-a391-41cf-b340-3e4529f44bde | 93a60a56-a3c8-11da-a746-0800200b9a66
Diethyl sulfate | 64-67-5 | 64675 | 64675 | C4H10O4S |  | Mass | kg | emission | air | https://ofmpub.epa.gov/sor_internet/registry/substreg/searchandretrieve/substancesearch/search.do?details=displayDetails&selectedSubstanceId=49050 | 1 | Chemicals | 1cf85c10-1e75-3630-b18f-1200613e0ac1 | 4061cba4-cb52-3ef2-85a6-55942ed24d37 | 20aadc24-a391-41cf-b340-3e4529f44bde | 93a60a56-a3c8-11da-a746-0800200b9a66
Methylbenzopyrene | 65357-69-9 | 65357699 | 65357699 | - |  | Mass | kg | emission | air | https://ofmpub.epa.gov/sor_internet/registry/substreg/searchandretrieve/substancesearch/search.do?details=displayDetails&selectedSubstanceId=78853 | 1 | Chemicals | a397f44c-ac10-3f33-b55f-2d04851d6550 | 4061cba4-cb52-3ef2-85a6-55942ed24d37 | 20aadc24-a391-41cf-b340-3e4529f44bde | 93a60a56-a3c8-11da-a746-0800200b9a66
CFC-216ba | 661-97-2 | 661972 | 661972 | C3Cl2F6 |  | Mass | kg | emission | air | https://ofmpub.epa.gov/sor_internet/registry/substreg/searchandretrieve/substancesearch/search.do?details=displayDetails&selectedSubstanceId=44377 | 1 | Chemicals | 8c9270f2-0637-33a2-808c-9e5a45e52dd9 | 4061cba4-cb52-3ef2-85a6-55942ed24d37 | 20aadc24-a391-41cf-b340-3e4529f44bde | 93a60a56-a3c8-11da-a746-0800200b9a66
HCFC-241db | 666-27-3 | 666273 | 666273 | - |  | Mass | kg | emission | air | https://ofmpub.epa.gov/sor_internet/registry/substreg/searchandretrieve/substancesearch/search.do?details=displayDetails&selectedSubstanceId=102292 | 1 | Chemicals | 9f3f4066-c690-3d5b-b5f0-7a0d1af036ab | 4061cba4-cb52-3ef2-85a6-55942ed24d37 | 20aadc24-a391-41cf-b340-3e4529f44bde | 93a60a56-a3c8-11da-a746-0800200b9a66
Ethylenebis(oxyethylenenitrilo)tetraacetic acid | 67-42-5 | 67425 | 67425 | C14H24N2O10 |  | Mass | kg | emission | air | https://ofmpub.epa.gov/sor_internet/registry/substreg/searchandretrieve/substancesearch/search.do?details=displayDetails&selectedSubstanceId=49030 | 1 | Chemicals | eb8c4c40-14e2-3e8b-a6bc-4ae006a89921 | 4061cba4-cb52-3ef2-85a6-55942ed24d37 | 20aadc24-a391-41cf-b340-3e4529f44bde | 93a60a56-a3c8-11da-a746-0800200b9a66
HFC-236cb | 677-56-5 | 677565 | 677565 | - |  | Mass | kg | emission | air | https://ofmpub.epa.gov/sor_internet/registry/substreg/searchandretrieve/substancesearch/search.do?details=displayDetails&selectedSubstanceId=99078 | 1 | Chemicals | 87ff3cab-7c7f-38e4-9c1f-5bc99b18bc1b | 4061cba4-cb52-3ef2-85a6-55942ed24d37 | 20aadc24-a391-41cf-b340-3e4529f44bde | 93a60a56-a3c8-11da-a746-0800200b9a66
Perfluoropentane | 678-26-2 | 678262 | 678262 | C5F12 |  | Mass | kg | emission | air | https://ofmpub.epa.gov/sor_internet/registry/substreg/searchandretrieve/substancesearch/search.do?details=displayDetails&selectedSubstanceId=44347 | 1 | Chemicals | 49d0078f-8f5f-3aa7-a67b-a04f6d76db84 | 4061cba4-cb52-3ef2-85a6-55942ed24d37 | 20aadc24-a391-41cf-b340-3e4529f44bde | 93a60a56-a3c8-11da-a746-0800200b9a66
HFC-245ca | 679-86-7 | 679867 | 679867 | C3H3F5 |  | Mass | kg | emission | air | https://ofmpub.epa.gov/sor_internet/registry/substreg/searchandretrieve/substancesearch/search.do?details=displayDetails&selectedSubstanceId=82713 | 1 | Chemicals | 6b1f2c8c-e2ea-39e5-a479-b21326a6851a | 4061cba4-cb52-3ef2-85a6-55942ed24d37 | 20aadc24-a391-41cf-b340-3e4529f44bde | 93a60a56-a3c8-11da-a746-0800200b9a66
2,2,4-Trimethyl-1,3-pentanediol diisobutyrate | 6846-50-0 | 6846500 | 6846500 | C16H30O4 |  | Mass | kg | emission | air | https://ofmpub.epa.gov/sor_internet/registry/substreg/searchandretrieve/substancesearch/search.do?details=displayDetails&selectedSubstanceId=38182 | 1 | Chemicals | 2e8e3a7f-a5e0-3c87-96b2-f697e62be0d7 | 4061cba4-cb52-3ef2-85a6-55942ed24d37 | 20aadc24-a391-41cf-b340-3e4529f44bde | 93a60a56-a3c8-11da-a746-0800200b9a66
Ethanol, 2-(2-propoxyethoxy)- | 6881-94-3 | 6881943 | 6881943 | C7H16O3 |  | Mass | kg | emission | air | https://ofmpub.epa.gov/sor_internet/registry/substreg/searchandretrieve/substancesearch/search.do?details=displayDetails&selectedSubstanceId=38025 | 1 | Chemicals | f51c76e5-a10e-3f4d-bf6c-d65ae8ea70cf | 4061cba4-cb52-3ef2-85a6-55942ed24d37 | 20aadc24-a391-41cf-b340-3e4529f44bde | 93a60a56-a3c8-11da-a746-0800200b9a66
Vinyl acetylene | 689-97-4 | 689974 | 689974 | C4H4 |  | Mass | kg | emission | air | https://ofmpub.epa.gov/sor_internet/registry/substreg/searchandretrieve/substancesearch/search.do?details=displayDetails&selectedSubstanceId=44320 | 1 | Chemicals | fda4491c-b7a3-3653-9441-aa0a9f89ed0b | 4061cba4-cb52-3ef2-85a6-55942ed24d37 | 20aadc24-a391-41cf-b340-3e4529f44bde | 93a60a56-a3c8-11da-a746-0800200b9a66
2-Pentene, 4,4-dimethyl-, (E)- | 690-08-4 | 690084 | 690084 | - |  | Mass | kg | emission | air | https://ofmpub.epa.gov/sor_internet/registry/substreg/searchandretrieve/substancesearch/search.do?details=displayDetails&selectedSubstanceId=82712 | 1 | Chemicals | c7d55ca9-94cc-377d-aee1-bcb17121cd03 | 4061cba4-cb52-3ef2-85a6-55942ed24d37 | 20aadc24-a391-41cf-b340-3e4529f44bde | 93a60a56-a3c8-11da-a746-0800200b9a66
HFC-236fa | 690-39-1 | 690391 | 690391 | C3H2F6 |  | Mass | kg | emission | air | https://ofmpub.epa.gov/sor_internet/registry/substreg/searchandretrieve/substancesearch/search.do?details=displayDetails&selectedSubstanceId=87519 | 1 | Chemicals | c07f89d8-dac2-35ab-ba49-d71b1667ff7c | 4061cba4-cb52-3ef2-85a6-55942ed24d37 | 20aadc24-a391-41cf-b340-3e4529f44bde | 93a60a56-a3c8-11da-a746-0800200b9a66
4-Methyl-1-pentene | 691-37-2 | 691372 | 691372 | C6H12 |  | Mass | kg | emission | air | https://ofmpub.epa.gov/sor_internet/registry/substreg/searchandretrieve/substancesearch/search.do?details=displayDetails&selectedSubstanceId=44318 | 1 | Chemicals | 9eab19a3-57be-33fa-9e01-12d04ffd260d | 4061cba4-cb52-3ef2-85a6-55942ed24d37 | 20aadc24-a391-41cf-b340-3e4529f44bde | 93a60a56-a3c8-11da-a746-0800200b9a66
Malic acid | 6915-15-7 | 6915157 | 6915157 | C4H6O5 |  | Mass | kg | emission | air | https://ofmpub.epa.gov/sor_internet/registry/substreg/searchandretrieve/substancesearch/search.do?details=displayDetails&selectedSubstanceId=38015 | 1 | Chemicals | 4f09c97c-9b86-3c11-8099-84f8788532f5 | 4061cba4-cb52-3ef2-85a6-55942ed24d37 | 20aadc24-a391-41cf-b340-3e4529f44bde | 93a60a56-a3c8-11da-a746-0800200b9a66
1,2-Hexanediol | 6920-22-5 | 6920225 | 6920225 | C6H14O2 |  | Mass | kg | emission | air | https://ofmpub.epa.gov/sor_internet/registry/substreg/searchandretrieve/substancesearch/search.do?details=displayDetails&selectedSubstanceId=38013 | 1 | Chemicals | 9c440aba-a791-3f27-9ff0-f485b7e44741 | 4061cba4-cb52-3ef2-85a6-55942ed24d37 | 20aadc24-a391-41cf-b340-3e4529f44bde | 93a60a56-a3c8-11da-a746-0800200b9a66
Cyclopentene, 1-methyl- | 693-89-0 | 693890 | 693890 | - |  | Mass | kg | emission | air | https://ofmpub.epa.gov/sor_internet/registry/substreg/searchandretrieve/substancesearch/search.do?details=displayDetails&selectedSubstanceId=82018 | 1 | Chemicals | 0cb5605c-b932-366b-a7b8-84d5447044c0 | 4061cba4-cb52-3ef2-85a6-55942ed24d37 | 20aadc24-a391-41cf-b340-3e4529f44bde | 93a60a56-a3c8-11da-a746-0800200b9a66
Diisopropyl adipate | 6938-94-9 | 6938949 | 6938949 | C12H22O4 |  | Mass | kg | emission | air | https://ofmpub.epa.gov/sor_internet/registry/substreg/searchandretrieve/substancesearch/search.do?details=displayDetails&selectedSubstanceId=38000 | 1 | Chemicals | 2c88518e-6b95-332c-a96e-9410ff146f73 | 4061cba4-cb52-3ef2-85a6-55942ed24d37 | 20aadc24-a391-41cf-b340-3e4529f44bde | 93a60a56-a3c8-11da-a746-0800200b9a66
2(3H)-Furanone, 5-ethyldihydro- | 695-06-7 | 695067 | 695067 | C6H10O2 |  | Mass | kg | emission | air | https://ofmpub.epa.gov/sor_internet/registry/substreg/searchandretrieve/substancesearch/search.do?details=displayDetails&selectedSubstanceId=44290 | 1 | Chemicals | bdb6cf1b-6b2b-367b-af07-7279d43c2991 | 4061cba4-cb52-3ef2-85a6-55942ed24d37 | 20aadc24-a391-41cf-b340-3e4529f44bde | 93a60a56-a3c8-11da-a746-0800200b9a66
Benzene, pentamethyl- | 700-12-9 | 700129 | 700129 | C11H16 |  | Mass | kg | emission | air | https://ofmpub.epa.gov/sor_internet/registry/substreg/searchandretrieve/substancesearch/search.do?details=displayDetails&selectedSubstanceId=44273 | 1 | Chemicals | 2ccda1ce-5b3d-379d-a0e6-ae07cb595609 | 4061cba4-cb52-3ef2-85a6-55942ed24d37 | 20aadc24-a391-41cf-b340-3e4529f44bde | 93a60a56-a3c8-11da-a746-0800200b9a66
2,4,4'-Trichlorobiphenyl | 7012-37-5 | 7012375 | 7012375 | C12H7Cl3 |  | Mass | kg | emission | air | https://ofmpub.epa.gov/sor_internet/registry/substreg/searchandretrieve/substancesearch/search.do?details=displayDetails&selectedSubstanceId=87338 | 1 | Chemicals | e3191fe0-3eee-3a6c-8933-bd571535477c | 4061cba4-cb52-3ef2-85a6-55942ed24d37 | 20aadc24-a391-41cf-b340-3e4529f44bde | 93a60a56-a3c8-11da-a746-0800200b9a66
2-Methoxy-1-propyl acetate | 70657-70-4 | 70657704 | 70657704 | C6H12O3 |  | Mass | kg | emission | air | https://ofmpub.epa.gov/sor_internet/registry/substreg/searchandretrieve/substancesearch/search.do?details=displayDetails&selectedSubstanceId=82135 | 1 | Chemicals | a032be98-7fe7-3e4a-b8f2-04cdd6f41711 | 4061cba4-cb52-3ef2-85a6-55942ed24d37 | 20aadc24-a391-41cf-b340-3e4529f44bde | 93a60a56-a3c8-11da-a746-0800200b9a66
HCFC-233fb | 7125-84-0 | 7125840 | 7125840 | - |  | Mass | kg | emission | air | https://ofmpub.epa.gov/sor_internet/registry/substreg/searchandretrieve/substancesearch/search.do?details=displayDetails&selectedSubstanceId=102309 | 1 | Chemicals | fa523b8b-d1ca-3742-99e1-9750c1790e41 | 4061cba4-cb52-3ef2-85a6-55942ed24d37 | 20aadc24-a391-41cf-b340-3e4529f44bde | 93a60a56-a3c8-11da-a746-0800200b9a66
Pentadecanoic acid, methyl ester | 7132-64-1 | 7132641 | 7132641 | C16H32O2 |  | Mass | kg | emission | air | https://ofmpub.epa.gov/sor_internet/registry/substreg/searchandretrieve/substancesearch/search.do?details=displayDetails&selectedSubstanceId=37567 | 1 | Chemicals | 10e5fd2e-ac2e-361e-998a-5d442d5f7e89 | 4061cba4-cb52-3ef2-85a6-55942ed24d37 | 20aadc24-a391-41cf-b340-3e4529f44bde | 93a60a56-a3c8-11da-a746-0800200b9a66
2,3 Dimethyloctane | 7146-60-3 | 7146603 | 7146603 | - |  | Mass | kg | emission | air | https://ofmpub.epa.gov/sor_internet/registry/substreg/searchandretrieve/substancesearch/search.do?details=displayDetails&selectedSubstanceId=83571 | 1 | Chemicals | 9580f342-9eeb-324e-a02d-7356e0a048da | 4061cba4-cb52-3ef2-85a6-55942ed24d37 | 20aadc24-a391-41cf-b340-3e4529f44bde | 93a60a56-a3c8-11da-a746-0800200b9a66
Trypan blue | 72-57-1 | 72571 | 72571 | C34H24N6Na4O14S4 |  | Mass | kg | emission | air | https://ofmpub.epa.gov/sor_internet/registry/substreg/searchandretrieve/substancesearch/search.do?details=displayDetails&selectedSubstanceId=48556 | 1 | Chemicals | d4d26c18-988e-3058-84d0-86f053b69f76 | 4061cba4-cb52-3ef2-85a6-55942ed24d37 | 20aadc24-a391-41cf-b340-3e4529f44bde | 93a60a56-a3c8-11da-a746-0800200b9a66
Lead stearate | 7428-48-0 | 7428480 | 7428480 | - |  | Mass | kg | emission | air | https://ofmpub.epa.gov/sor_internet/registry/substreg/searchandretrieve/substancesearch/search.do?details=displayDetails&selectedSubstanceId=88028 | 1 | Chemicals | 12ea34c0-ef96-3622-a5b1-3d2f2c440d4d | 4061cba4-cb52-3ef2-85a6-55942ed24d37 | 20aadc24-a391-41cf-b340-3e4529f44bde | 93a60a56-a3c8-11da-a746-0800200b9a66
Zinc | 7440-66-6 | 7440666 | 7440666 | Zn |  | Mass | kg | emission | air | https://ofmpub.epa.gov/sor_internet/registry/substreg/searchandretrieve/substancesearch/search.do?details=displayDetails&selectedSubstanceId=36815 | 1 | Chemicals | a41c4bcb-dfcf-3656-b8d8-27e04181b768 | 4061cba4-cb52-3ef2-85a6-55942ed24d37 | 20aadc24-a391-41cf-b340-3e4529f44bde | 93a60a56-a3c8-11da-a746-0800200b9a66
Lead(II) sulfate | 7446-14-2 | 7446142 | 7446142 | H2O4PbS |  | Mass | kg | emission | air | https://ofmpub.epa.gov/sor_internet/registry/substreg/searchandretrieve/substancesearch/search.do?details=displayDetails&selectedSubstanceId=36800 | 1 | Chemicals | 4eb71922-abff-3f10-888c-75d12c8bb12a | 4061cba4-cb52-3ef2-85a6-55942ed24d37 | 20aadc24-a391-41cf-b340-3e4529f44bde | 93a60a56-a3c8-11da-a746-0800200b9a66
Lead(II) phosphate | 7446-27-7 | 7446277 | 7446277 | O8P2Pb3 |  | Mass | kg | emission | air | https://ofmpub.epa.gov/sor_internet/registry/substreg/searchandretrieve/substancesearch/search.do?details=displayDetails&selectedSubstanceId=36793 | 1 | Chemicals | 114feb9b-72c8-3998-abf0-c5d5315d52d9 | 4061cba4-cb52-3ef2-85a6-55942ed24d37 | 20aadc24-a391-41cf-b340-3e4529f44bde | 93a60a56-a3c8-11da-a746-0800200b9a66
Selenium monosulfide | 7446-34-6 | 7446346 | 7446346 | SSe |  | Mass | kg | emission | air | https://ofmpub.epa.gov/sor_internet/registry/substreg/searchandretrieve/substancesearch/search.do?details=displayDetails&selectedSubstanceId=36791 | 1 | Chemicals | 4b394f88-1238-3f68-b0da-42f5632cf991 | 4061cba4-cb52-3ef2-85a6-55942ed24d37 | 20aadc24-a391-41cf-b340-3e4529f44bde | 93a60a56-a3c8-11da-a746-0800200b9a66
Ethane | 74-84-0 | 74840 | 74840 | C2H6 |  | Mass | kg | emission | air | https://ofmpub.epa.gov/sor_internet/registry/substreg/searchandretrieve/substancesearch/search.do?details=displayDetails&selectedSubstanceId=48546 | 1 | Chemicals | f91c0034-31f2-3046-8665-67ea3dcc7951 | 4061cba4-cb52-3ef2-85a6-55942ed24d37 | 20aadc24-a391-41cf-b340-3e4529f44bde | 93a60a56-a3c8-11da-a746-0800200b9a66
Acetylene | 74-86-2 | 74862 | 74862 | C2H2 |  | Mass | kg | emission | air | https://ofmpub.epa.gov/sor_internet/registry/substreg/searchandretrieve/substancesearch/search.do?details=displayDetails&selectedSubstanceId=48544 | 1 | Chemicals | 51171211-3abc-33ec-8975-a0dfdec300aa | 4061cba4-cb52-3ef2-85a6-55942ed24d37 | 20aadc24-a391-41cf-b340-3e4529f44bde | 93a60a56-a3c8-11da-a746-0800200b9a66
Mercuric chloride | 7487-94-7 | 7487947 | 7487947 | Cl2Hg |  | Mass | kg | emission | air | https://ofmpub.epa.gov/sor_internet/registry/substreg/searchandretrieve/substancesearch/search.do?details=displayDetails&selectedSubstanceId=36646 | 1 | Chemicals | 36308fb1-7f0b-35f9-b219-21e4d2663ca1 | 4061cba4-cb52-3ef2-85a6-55942ed24d37 | 20aadc24-a391-41cf-b340-3e4529f44bde | 93a60a56-a3c8-11da-a746-0800200b9a66
Selenium disulfide | 7488-56-4 | 7488564 | 7488564 | S2Se |  | Mass | kg | emission | air | https://ofmpub.epa.gov/sor_internet/registry/substreg/searchandretrieve/substancesearch/search.do?details=displayDetails&selectedSubstanceId=36642 | 1 | Chemicals | 07bce03b-5d65-3223-98ae-e182de0d50a2 | 4061cba4-cb52-3ef2-85a6-55942ed24d37 | 20aadc24-a391-41cf-b340-3e4529f44bde | 93a60a56-a3c8-11da-a746-0800200b9a66
Propyne | 74-99-7 | 74997 | 74997 | C3H4 |  | Mass | kg | emission | air | https://ofmpub.epa.gov/sor_internet/registry/substreg/searchandretrieve/substancesearch/search.do?details=displayDetails&selectedSubstanceId=48533 | 1 | Chemicals | 915d788e-adab-3d2f-9f76-a97a6bc1b716 | 4061cba4-cb52-3ef2-85a6-55942ed24d37 | 20aadc24-a391-41cf-b340-3e4529f44bde | 93a60a56-a3c8-11da-a746-0800200b9a66
Cyclopropane | 75-19-4 | 75194 | 75194 | C3H6 |  | Mass | kg | emission | air | https://ofmpub.epa.gov/sor_internet/registry/substreg/searchandretrieve/substancesearch/search.do?details=displayDetails&selectedSubstanceId=48518 | 1 | Chemicals | 7c98624a-5b08-3988-a5dd-3bca2f8d492d | 4061cba4-cb52-3ef2-85a6-55942ed24d37 | 20aadc24-a391-41cf-b340-3e4529f44bde | 93a60a56-a3c8-11da-a746-0800200b9a66
Isobutane | 75-28-5 | 75285 | 75285 | C4H10 |  | Mass | kg | emission | air | https://ofmpub.epa.gov/sor_internet/registry/substreg/searchandretrieve/substancesearch/search.do?details=displayDetails&selectedSubstanceId=87896 | 1 | Chemicals | 3bdb7d77-d5ef-33b2-859f-a3b84508cce2 | 4061cba4-cb52-3ef2-85a6-55942ed24d37 | 20aadc24-a391-41cf-b340-3e4529f44bde | 93a60a56-a3c8-11da-a746-0800200b9a66
Ethylene glycol diallyl ether | 7529-27-3 | 7529273 | 7529273 | C8H14O2 |  | Mass | kg | emission | air | https://ofmpub.epa.gov/sor_internet/registry/substreg/searchandretrieve/substancesearch/search.do?details=displayDetails&selectedSubstanceId=36616 | 1 | Chemicals | 065cdfa5-d680-31cc-af4b-6c4aa27a94ff | 4061cba4-cb52-3ef2-85a6-55942ed24d37 | 20aadc24-a391-41cf-b340-3e4529f44bde | 93a60a56-a3c8-11da-a746-0800200b9a66
Isobornyl methacrylate | 7534-94-3 | 7534943 | 7534943 | C14H22O2 |  | Mass | kg | emission | air | https://ofmpub.epa.gov/sor_internet/registry/substreg/searchandretrieve/substancesearch/search.do?details=displayDetails&selectedSubstanceId=36612 | 1 | Chemicals | 4e9c9d67-4153-3c5f-8537-c82bf4970deb | 4061cba4-cb52-3ef2-85a6-55942ed24d37 | 20aadc24-a391-41cf-b340-3e4529f44bde | 93a60a56-a3c8-11da-a746-0800200b9a66
Phosgene | 75-44-5 | 75445 | 75445 | CCl2O |  | Mass | kg | emission | air | https://ofmpub.epa.gov/sor_internet/registry/substreg/searchandretrieve/substancesearch/search.do?details=displayDetails&selectedSubstanceId=87890 | 1 | Chemicals | 063ec1b0-7eca-3a48-b29f-22a952fd1267 | 4061cba4-cb52-3ef2-85a6-55942ed24d37 | 20aadc24-a391-41cf-b340-3e4529f44bde | 93a60a56-a3c8-11da-a746-0800200b9a66
HFC-23 | 75-46-7 | 75467 | 75467 | CHF3 |  | Mass | kg | emission | air | https://ofmpub.epa.gov/sor_internet/registry/substreg/searchandretrieve/substancesearch/search.do?details=displayDetails&selectedSubstanceId=48926 | 1 | Chemicals | f6400ceb-1040-3128-bc62-20a527098435 | 4061cba4-cb52-3ef2-85a6-55942ed24d37 | 20aadc24-a391-41cf-b340-3e4529f44bde | 93a60a56-a3c8-11da-a746-0800200b9a66
Titanium tetrachloride | 7550-45-0 | 7550450 | 7550450 | Cl4Ti |  | Mass | kg | emission | air | https://ofmpub.epa.gov/sor_internet/registry/substreg/searchandretrieve/substancesearch/search.do?details=displayDetails&selectedSubstanceId=39509 | 1 | Chemicals | 2c14e1bd-b784-30f5-9d80-bee01d57741e | 4061cba4-cb52-3ef2-85a6-55942ed24d37 | 20aadc24-a391-41cf-b340-3e4529f44bde | 93a60a56-a3c8-11da-a746-0800200b9a66
Propyleneimine | 75-55-8 | 75558 | 75558 | C3H7N |  | Mass | kg | emission | air | https://ofmpub.epa.gov/sor_internet/registry/substreg/searchandretrieve/substancesearch/search.do?details=displayDetails&selectedSubstanceId=87885 | 1 | Chemicals | fdfdac98-4be3-31c8-a1e6-eacb9fd8832c | 4061cba4-cb52-3ef2-85a6-55942ed24d37 | 20aadc24-a391-41cf-b340-3e4529f44bde | 93a60a56-a3c8-11da-a746-0800200b9a66
Halon 1301 | 75-63-8 | 75638 | 75638 | CBrF3 |  | Mass | kg | emission | air | https://ofmpub.epa.gov/sor_internet/registry/substreg/searchandretrieve/substancesearch/search.do?details=displayDetails&selectedSubstanceId=48917 | 1 | Chemicals | 277538bc-2dac-3e7f-8e9c-0c22b97b3e79 | 4061cba4-cb52-3ef2-85a6-55942ed24d37 | 20aadc24-a391-41cf-b340-3e4529f44bde | 93a60a56-a3c8-11da-a746-0800200b9a66
CFC-13 | 75-72-9 | 75729 | 75729 | CClF3 |  | Mass | kg | emission | air | https://ofmpub.epa.gov/sor_internet/registry/substreg/searchandretrieve/substancesearch/search.do?details=displayDetails&selectedSubstanceId=48911 | 1 | Chemicals | 5cda14c9-7c9b-3cb4-835f-2b34c03af561 | 4061cba4-cb52-3ef2-85a6-55942ed24d37 | 20aadc24-a391-41cf-b340-3e4529f44bde | 93a60a56-a3c8-11da-a746-0800200b9a66
Carbon tetrafluoride | 75-73-0 | 75730 | 75730 | CF4 |  | Mass | kg | emission | air | https://ofmpub.epa.gov/sor_internet/registry/substreg/searchandretrieve/substancesearch/search.do?details=displayDetails&selectedSubstanceId=48910 | 1 | Chemicals | 99025cc9-1ada-377f-9010-56584ebe5384 | 4061cba4-cb52-3ef2-85a6-55942ed24d37 | 20aadc24-a391-41cf-b340-3e4529f44bde | 93a60a56-a3c8-11da-a746-0800200b9a66
2,2-Dimethylbutane | 75-83-2 | 75832 | 75832 | C6H14 |  | Mass | kg | emission | air | https://ofmpub.epa.gov/sor_internet/registry/substreg/searchandretrieve/substancesearch/search.do?details=displayDetails&selectedSubstanceId=48901 | 1 | Chemicals | 0856687c-b75b-349f-9a59-092794bb0e7c | 4061cba4-cb52-3ef2-85a6-55942ed24d37 | 20aadc24-a391-41cf-b340-3e4529f44bde | 93a60a56-a3c8-11da-a746-0800200b9a66
1-Pentene, 3-methyl- | 760-20-3 | 760203 | 760203 | - |  | Mass | kg | emission | air | https://ofmpub.epa.gov/sor_internet/registry/substreg/searchandretrieve/substancesearch/search.do?details=displayDetails&selectedSubstanceId=87863 | 1 | Chemicals | 1001c740-8d1c-3d65-8384-9eee689a05d2 | 4061cba4-cb52-3ef2-85a6-55942ed24d37 | 20aadc24-a391-41cf-b340-3e4529f44bde | 93a60a56-a3c8-11da-a746-0800200b9a66
3-Methylenepentane | 760-21-4 | 760214 | 760214 | C6H12 |  | Mass | kg | emission | air | https://ofmpub.epa.gov/sor_internet/registry/substreg/searchandretrieve/substancesearch/search.do?details=displayDetails&selectedSubstanceId=44203 | 1 | Chemicals | bcc12ae5-430d-39a8-a911-590f9754f8a1 | 4061cba4-cb52-3ef2-85a6-55942ed24d37 | 20aadc24-a391-41cf-b340-3e4529f44bde | 93a60a56-a3c8-11da-a746-0800200b9a66
Trichloroacetyl chloride | 76-02-8 | 76028 | 76028 | C2Cl4O |  | Mass | kg | emission | air | https://ofmpub.epa.gov/sor_internet/registry/substreg/searchandretrieve/substancesearch/search.do?details=displayDetails&selectedSubstanceId=48887 | 1 | Chemicals | b42d6d69-ed89-3d43-a1ef-5a30e3a7b90f | 4061cba4-cb52-3ef2-85a6-55942ed24d37 | 20aadc24-a391-41cf-b340-3e4529f44bde | 93a60a56-a3c8-11da-a746-0800200b9a66
CFC-112 | 76-12-0 | 76120 | 76120 | C2Cl4F2 |  | Mass | kg | emission | air | https://ofmpub.epa.gov/sor_internet/registry/substreg/searchandretrieve/substancesearch/search.do?details=displayDetails&selectedSubstanceId=87760 | 1 | Chemicals | bcb14cbb-baa3-3445-9036-18e98b26fc6f | 4061cba4-cb52-3ef2-85a6-55942ed24d37 | 20aadc24-a391-41cf-b340-3e4529f44bde | 93a60a56-a3c8-11da-a746-0800200b9a66
CFC-114 | 76-14-2 | 76142 | 76142 | C2Cl2F4 |  | Mass | kg | emission | air | https://ofmpub.epa.gov/sor_internet/registry/substreg/searchandretrieve/substancesearch/search.do?details=displayDetails&selectedSubstanceId=48831 | 1 | Chemicals | a5f34787-d8f8-37b9-8b1e-cfffc6ffcf05 | 4061cba4-cb52-3ef2-85a6-55942ed24d37 | 20aadc24-a391-41cf-b340-3e4529f44bde | 93a60a56-a3c8-11da-a746-0800200b9a66
Hexafluoroethane | 76-16-4 | 76164 | 76164 | C2F6 |  | Mass | kg | emission | air | https://ofmpub.epa.gov/sor_internet/registry/substreg/searchandretrieve/substancesearch/search.do?details=displayDetails&selectedSubstanceId=48830 | 1 | Chemicals | de11accc-f646-351b-ba0f-0250534eab6a | 4061cba4-cb52-3ef2-85a6-55942ed24d37 | 20aadc24-a391-41cf-b340-3e4529f44bde | 93a60a56-a3c8-11da-a746-0800200b9a66
Perfluoropropane | 76-19-7 | 76197 | 76197 | C3F8 |  | Mass | kg | emission | air | https://ofmpub.epa.gov/sor_internet/registry/substreg/searchandretrieve/substancesearch/search.do?details=displayDetails&selectedSubstanceId=87754 | 1 | Chemicals | 4c5ffbe3-e6f9-38ee-a8b3-1c4e782c478f | 4061cba4-cb52-3ef2-85a6-55942ed24d37 | 20aadc24-a391-41cf-b340-3e4529f44bde | 93a60a56-a3c8-11da-a746-0800200b9a66
Ethane, 1-bromo-2-fluoro- | 762-49-2 | 762492 | 762492 | C2H4BrF |  | Mass | kg | emission | air | https://ofmpub.epa.gov/sor_internet/registry/substreg/searchandretrieve/substancesearch/search.do?details=displayDetails&selectedSubstanceId=82012 | 1 | Chemicals | 1341f467-97d2-373b-8e74-739989de74cb | 4061cba4-cb52-3ef2-85a6-55942ed24d37 | 20aadc24-a391-41cf-b340-3e4529f44bde | 93a60a56-a3c8-11da-a746-0800200b9a66
1-Pentene, 4,4-dimethyl- | 762-62-9 | 762629 | 762629 | C7H14 |  | Mass | kg | emission | air | https://ofmpub.epa.gov/sor_internet/registry/substreg/searchandretrieve/substancesearch/search.do?details=displayDetails&selectedSubstanceId=82010 | 1 | Chemicals | 1df9e93f-f679-3093-87f2-22a130f4f156 | 4061cba4-cb52-3ef2-85a6-55942ed24d37 | 20aadc24-a391-41cf-b340-3e4529f44bde | 93a60a56-a3c8-11da-a746-0800200b9a66
2-Methyl-1-pentene | 763-29-1 | 763291 | 763291 | C7H14 |  | Mass | kg | emission | air | https://ofmpub.epa.gov/sor_internet/registry/substreg/searchandretrieve/substancesearch/search.do?details=displayDetails&selectedSubstanceId=44188 | 1 | Chemicals | 56c23e3e-ec38-36a0-a1ee-9b8a3a4e785f | 4061cba4-cb52-3ef2-85a6-55942ed24d37 | 20aadc24-a391-41cf-b340-3e4529f44bde | 93a60a56-a3c8-11da-a746-0800200b9a66
Ethyl 3-ethoxypropionate | 763-69-9 | 763699 | 763699 | C7H14O3 |  | Mass | kg | emission | air | https://ofmpub.epa.gov/sor_internet/registry/substreg/searchandretrieve/substancesearch/search.do?details=displayDetails&selectedSubstanceId=44185 | 1 | Chemicals | 97d8fd45-9ec4-3779-83ea-4186e727a181 | 4061cba4-cb52-3ef2-85a6-55942ed24d37 | 20aadc24-a391-41cf-b340-3e4529f44bde | 93a60a56-a3c8-11da-a746-0800200b9a66
Ethylene glycol monovinyl ether | 764-48-7 | 764487 | 764487 | C4H8O2 |  | Mass | kg | emission | air | https://ofmpub.epa.gov/sor_internet/registry/substreg/searchandretrieve/substancesearch/search.do?details=displayDetails&selectedSubstanceId=78932 | 1 | Chemicals | ab62db58-c779-35da-b345-a1d51b7b22e7 | 4061cba4-cb52-3ef2-85a6-55942ed24d37 | 20aadc24-a391-41cf-b340-3e4529f44bde | 93a60a56-a3c8-11da-a746-0800200b9a66
Ethene, 1,1'-[oxybis(2,1-ethanediyloxy)]bis- | 764-99-8 | 764998 | 764998 | C8H14O3 |  | Mass | kg | emission | air | https://ofmpub.epa.gov/sor_internet/registry/substreg/searchandretrieve/substancesearch/search.do?details=displayDetails&selectedSubstanceId=44174 | 1 | Chemicals | fafce90f-61bb-36f4-8f59-a66ac6668817 | 4061cba4-cb52-3ef2-85a6-55942ed24d37 | 20aadc24-a391-41cf-b340-3e4529f44bde | 93a60a56-a3c8-11da-a746-0800200b9a66
cis-2-Hexene | 7688-21-3 | 7688213 | 7688213 | - |  | Mass | kg | emission | air | https://ofmpub.epa.gov/sor_internet/registry/substreg/searchandretrieve/substancesearch/search.do?details=displayDetails&selectedSubstanceId=38628 | 1 | Chemicals | 1417cdf3-a8a1-3d5f-abf0-d785be43010e | 4061cba4-cb52-3ef2-85a6-55942ed24d37 | 20aadc24-a391-41cf-b340-3e4529f44bde | 93a60a56-a3c8-11da-a746-0800200b9a66
1-Phenoxy-2-propanol | 770-35-4 | 770354 | 770354 | C9H12O2 |  | Mass | kg | emission | air | https://ofmpub.epa.gov/sor_internet/registry/substreg/searchandretrieve/substancesearch/search.do?details=displayDetails&selectedSubstanceId=44143 | 1 | Chemicals | 25260a49-8e0d-3d5c-819a-ed317054a7a5 | 4061cba4-cb52-3ef2-85a6-55942ed24d37 | 20aadc24-a391-41cf-b340-3e4529f44bde | 93a60a56-a3c8-11da-a746-0800200b9a66
Nickel(II) chloride | 7718-54-9 | 7718549 | 7718549 | Cl2Ni |  | Mass | kg | emission | air | https://ofmpub.epa.gov/sor_internet/registry/substreg/searchandretrieve/substancesearch/search.do?details=displayDetails&selectedSubstanceId=38495 | 1 | Chemicals | bfd06f39-6d32-3237-8610-f33f52daef62 | 4061cba4-cb52-3ef2-85a6-55942ed24d37 | 20aadc24-a391-41cf-b340-3e4529f44bde | 93a60a56-a3c8-11da-a746-0800200b9a66
Chromic(VI) acid | 7738-94-5 | 7738945 | 7738945 | CrH2O4 |  | Mass | kg | emission | air | https://ofmpub.epa.gov/sor_internet/registry/substreg/searchandretrieve/substancesearch/search.do?details=displayDetails&selectedSubstanceId=38465 | 1 | Chemicals | ca4283b8-5ab5-3c12-81fa-f8dd552fdb80 | 4061cba4-cb52-3ef2-85a6-55942ed24d37 | 20aadc24-a391-41cf-b340-3e4529f44bde | 93a60a56-a3c8-11da-a746-0800200b9a66
Lead(II) chromate | 7758-97-6 | 7758976 | 7758976 | CrO4Pb |  | Mass | kg | emission | air | https://ofmpub.epa.gov/sor_internet/registry/substreg/searchandretrieve/substancesearch/search.do?details=displayDetails&selectedSubstanceId=38330 | 1 | Chemicals | ed8707aa-ae3a-3b55-a6a8-07983aa1b33f | 4061cba4-cb52-3ef2-85a6-55942ed24d37 | 20aadc24-a391-41cf-b340-3e4529f44bde | 93a60a56-a3c8-11da-a746-0800200b9a66
Propanoic acid, 2-methyl-, 3-hydroxy-2,2,4-trimethylpentyl ester | 77-68-9 | 77689 | 77689 | C12H24O3 |  | Mass | kg | emission | air | https://ofmpub.epa.gov/sor_internet/registry/substreg/searchandretrieve/substancesearch/search.do?details=displayDetails&selectedSubstanceId=48805 | 1 | Chemicals | f7231971-3331-336f-8b16-352a21f19627 | 4061cba4-cb52-3ef2-85a6-55942ed24d37 | 20aadc24-a391-41cf-b340-3e4529f44bde | 93a60a56-a3c8-11da-a746-0800200b9a66
Arsenic acid | 7778-39-4 | 7778394 | 7778394 | AsH3O4 |  | Mass | kg | emission | air | https://ofmpub.epa.gov/sor_internet/registry/substreg/searchandretrieve/substancesearch/search.do?details=displayDetails&selectedSubstanceId=38299 | 1 | Chemicals | 278ddb33-495e-3f4d-9e5a-59243cbd3ff3 | 4061cba4-cb52-3ef2-85a6-55942ed24d37 | 20aadc24-a391-41cf-b340-3e4529f44bde | 93a60a56-a3c8-11da-a746-0800200b9a66
Potassium dichromate | 7778-50-9 | 7778509 | 7778509 | Cr2K2O7 |  | Mass | kg | emission | air | https://ofmpub.epa.gov/sor_internet/registry/substreg/searchandretrieve/substancesearch/search.do?details=displayDetails&selectedSubstanceId=87582 | 1 | Chemicals | 344d22a0-0b23-3aa4-a490-81963130964d | 4061cba4-cb52-3ef2-85a6-55942ed24d37 | 20aadc24-a391-41cf-b340-3e4529f44bde | 93a60a56-a3c8-11da-a746-0800200b9a66
Trizinc phosphate | 7779-90-0 | 7779900 | 7779900 | O8P2Zn3 |  | Mass | kg | emission | air | https://ofmpub.epa.gov/sor_internet/registry/substreg/searchandretrieve/substancesearch/search.do?details=displayDetails&selectedSubstanceId=38156 | 1 | Chemicals | c0eddf80-b818-3552-9178-776b8c266d18 | 4061cba4-cb52-3ef2-85a6-55942ed24d37 | 20aadc24-a391-41cf-b340-3e4529f44bde | 93a60a56-a3c8-11da-a746-0800200b9a66
Selenious acid | 7783-00-8 | 7783008 | 7783008 | H2O3Se |  | Mass | kg | emission | air | https://ofmpub.epa.gov/sor_internet/registry/substreg/searchandretrieve/substancesearch/search.do?details=displayDetails&selectedSubstanceId=87574 | 1 | Chemicals | d160adc5-4ff7-3793-90c3-20f675d805c1 | 4061cba4-cb52-3ef2-85a6-55942ed24d37 | 20aadc24-a391-41cf-b340-3e4529f44bde | 93a60a56-a3c8-11da-a746-0800200b9a66
Manganese(II) hypophosphite monohydrate | 7783-16-6 | 7783166 | 7783166 | - |  | Mass | kg | emission | air | https://ofmpub.epa.gov/sor_internet/registry/substreg/searchandretrieve/substancesearch/search.do?details=displayDetails&selectedSubstanceId=78927 | 1 | Chemicals | 6954d091-5dff-3151-8ff6-3e8fe81617c7 | 4061cba4-cb52-3ef2-85a6-55942ed24d37 | 20aadc24-a391-41cf-b340-3e4529f44bde | 93a60a56-a3c8-11da-a746-0800200b9a66
Nitrogen trifluoride | 7783-54-2 | 7783542 | 7783542 | F3N |  | Mass | kg | emission | air | https://ofmpub.epa.gov/sor_internet/registry/substreg/searchandretrieve/substancesearch/search.do?details=displayDetails&selectedSubstanceId=37972 | 1 | Chemicals | 8a8fa5ac-339b-3b38-86fc-2779ebc902e9 | 4061cba4-cb52-3ef2-85a6-55942ed24d37 | 20aadc24-a391-41cf-b340-3e4529f44bde | 93a60a56-a3c8-11da-a746-0800200b9a66
Antimony pentafluoride | 7783-70-2 | 7783702 | 7783702 | F5Sb |  | Mass | kg | emission | air | https://ofmpub.epa.gov/sor_internet/registry/substreg/searchandretrieve/substancesearch/search.do?details=displayDetails&selectedSubstanceId=37963 | 1 | Chemicals | 41e4e985-3450-3bae-a371-b224c6420a3c | 4061cba4-cb52-3ef2-85a6-55942ed24d37 | 20aadc24-a391-41cf-b340-3e4529f44bde | 93a60a56-a3c8-11da-a746-0800200b9a66
Selenium hexafluoride | 7783-79-1 | 7783791 | 7783791 | - |  | Mass | kg | emission | air | https://ofmpub.epa.gov/sor_internet/registry/substreg/searchandretrieve/substancesearch/search.do?details=displayDetails&selectedSubstanceId=83557 | 1 | Chemicals | 57992e97-63eb-392d-8d5c-bf09ff4c7912 | 4061cba4-cb52-3ef2-85a6-55942ed24d37 | 20aadc24-a391-41cf-b340-3e4529f44bde | 93a60a56-a3c8-11da-a746-0800200b9a66
Lead(II) arsenate(1:1) | 7784-40-9 | 7784409 | 7784409 | AsH3O4Pb |  | Mass | kg | emission | air | https://ofmpub.epa.gov/sor_internet/registry/substreg/searchandretrieve/substancesearch/search.do?details=displayDetails&selectedSubstanceId=37940 | 1 | Chemicals | 8968d982-d3e3-387a-8a73-4d7dd28c8c4e | 4061cba4-cb52-3ef2-85a6-55942ed24d37 | 20aadc24-a391-41cf-b340-3e4529f44bde | 93a60a56-a3c8-11da-a746-0800200b9a66
Arsine | 7784-42-1 | 7784421 | 7784421 | AsH3 |  | Mass | kg | emission | air | https://ofmpub.epa.gov/sor_internet/registry/substreg/searchandretrieve/substancesearch/search.do?details=displayDetails&selectedSubstanceId=37938 | 1 | Chemicals | 4abbd9d1-4ca5-3af8-bf72-5a37cf61c33f | 4061cba4-cb52-3ef2-85a6-55942ed24d37 | 20aadc24-a391-41cf-b340-3e4529f44bde | 93a60a56-a3c8-11da-a746-0800200b9a66
Manganese(II) sulfate | 7785-87-7 | 7785877 | 7785877 | MnO4S |  | Mass | kg | emission | air | https://ofmpub.epa.gov/sor_internet/registry/substreg/searchandretrieve/substancesearch/search.do?details=displayDetails&selectedSubstanceId=37921 | 1 | Chemicals | 7579a6b0-d883-3015-a89f-334b6e15ab8a | 4061cba4-cb52-3ef2-85a6-55942ed24d37 | 20aadc24-a391-41cf-b340-3e4529f44bde | 93a60a56-a3c8-11da-a746-0800200b9a66
Nickel sulfate | 7786-81-4 | 7786814 | 7786814 | NiO4S |  | Mass | kg | emission | air | https://ofmpub.epa.gov/sor_internet/registry/substreg/searchandretrieve/substancesearch/search.do?details=displayDetails&selectedSubstanceId=37744 | 1 | Chemicals | 4ae4992b-22cc-3d45-8d2f-59997d976555 | 4061cba4-cb52-3ef2-85a6-55942ed24d37 | 20aadc24-a391-41cf-b340-3e4529f44bde | 93a60a56-a3c8-11da-a746-0800200b9a66
Beryllium chloride | 7787-47-5 | 7787475 | 7787475 | BeCl2 |  | Mass | kg | emission | air | https://ofmpub.epa.gov/sor_internet/registry/substreg/searchandretrieve/substancesearch/search.do?details=displayDetails&selectedSubstanceId=37737 | 1 | Chemicals | abc627db-c231-33cf-8dde-603fee11c148 | 4061cba4-cb52-3ef2-85a6-55942ed24d37 | 20aadc24-a391-41cf-b340-3e4529f44bde | 93a60a56-a3c8-11da-a746-0800200b9a66
Beryllium difluoride | 7787-49-7 | 7787497 | 7787497 | BeF2 |  | Mass | kg | emission | air | https://ofmpub.epa.gov/sor_internet/registry/substreg/searchandretrieve/substancesearch/search.do?details=displayDetails&selectedSubstanceId=37736 | 1 | Chemicals | e75b4284-6db4-3902-a388-75259da39a36 | 4061cba4-cb52-3ef2-85a6-55942ed24d37 | 20aadc24-a391-41cf-b340-3e4529f44bde | 93a60a56-a3c8-11da-a746-0800200b9a66
Chromium difluoride dioxide | 7788-96-7 | 7788967 | 7788967 | - |  | Mass | kg | emission | air | https://ofmpub.epa.gov/sor_internet/registry/substreg/searchandretrieve/substancesearch/search.do?details=displayDetails&selectedSubstanceId=78941 | 1 | Chemicals | 9509d109-f0b2-3847-b9cc-0c5cf96741d2 | 4061cba4-cb52-3ef2-85a6-55942ed24d37 | 20aadc24-a391-41cf-b340-3e4529f44bde | 93a60a56-a3c8-11da-a746-0800200b9a66
Ammonium chromate | 7788-98-9 | 7788989 | 7788989 | CrH8N2O4 |  | Mass | kg | emission | air | https://ofmpub.epa.gov/sor_internet/registry/substreg/searchandretrieve/substancesearch/search.do?details=displayDetails&selectedSubstanceId=37721 | 1 | Chemicals | 09495610-c4aa-3d1a-99f3-698f497c6a75 | 4061cba4-cb52-3ef2-85a6-55942ed24d37 | 20aadc24-a391-41cf-b340-3e4529f44bde | 93a60a56-a3c8-11da-a746-0800200b9a66
Potassium chromate(VI) | 7789-00-6 | 7789006 | 7789006 | CrK2O4 |  | Mass | kg | emission | air | https://ofmpub.epa.gov/sor_internet/registry/substreg/searchandretrieve/substancesearch/search.do?details=displayDetails&selectedSubstanceId=37720 | 1 | Chemicals | 282405cb-5c03-3311-bd4c-4c2bbe7a5a65 | 4061cba4-cb52-3ef2-85a6-55942ed24d37 | 20aadc24-a391-41cf-b340-3e4529f44bde | 93a60a56-a3c8-11da-a746-0800200b9a66
Disodium dichromate dihydrate | 7789-12-0 | 7789120 | 7789120 | Cr2H4Na2O9 |  | Mass | kg | emission | air | https://ofmpub.epa.gov/sor_internet/registry/substreg/searchandretrieve/substancesearch/search.do?details=displayDetails&selectedSubstanceId=82618 | 1 | Chemicals | 3794c412-da31-3260-86be-5ff86e1b930c | 4061cba4-cb52-3ef2-85a6-55942ed24d37 | 20aadc24-a391-41cf-b340-3e4529f44bde | 93a60a56-a3c8-11da-a746-0800200b9a66
Cadmium bromide | 7789-42-6 | 7789426 | 7789426 | - |  | Mass | kg | emission | air | https://ofmpub.epa.gov/sor_internet/registry/substreg/searchandretrieve/substancesearch/search.do?details=displayDetails&selectedSubstanceId=37699 | 1 | Chemicals | 23158e2f-9b3e-3026-9002-53e2505e58bf | 4061cba4-cb52-3ef2-85a6-55942ed24d37 | 20aadc24-a391-41cf-b340-3e4529f44bde | 93a60a56-a3c8-11da-a746-0800200b9a66
1-Pentanol, 2-methyl-, acetate | 7789-99-3 | 7789993 | 7789993 | C8H16O2 |  | Mass | kg | emission | air | https://ofmpub.epa.gov/sor_internet/registry/substreg/searchandretrieve/substancesearch/search.do?details=displayDetails&selectedSubstanceId=37507 | 1 | Chemicals | a6c29030-16a6-3cc1-8cc7-fb2fdd28fe09 | 4061cba4-cb52-3ef2-85a6-55942ed24d37 | 20aadc24-a391-41cf-b340-3e4529f44bde | 93a60a56-a3c8-11da-a746-0800200b9a66
Cadmium iodide | 7790-80-9 | 7790809 | 7790809 | - |  | Mass | kg | emission | air | https://ofmpub.epa.gov/sor_internet/registry/substreg/searchandretrieve/substancesearch/search.do?details=displayDetails&selectedSubstanceId=37484 | 1 | Chemicals | e6f5ad19-e450-3de7-b29e-5c7dc0be1708 | 4061cba4-cb52-3ef2-85a6-55942ed24d37 | 20aadc24-a391-41cf-b340-3e4529f44bde | 93a60a56-a3c8-11da-a746-0800200b9a66
Triethyl citrate | 77-93-0 | 77930 | 77930 | C12H20O7 |  | Mass | kg | emission | air | https://ofmpub.epa.gov/sor_internet/registry/substreg/searchandretrieve/substancesearch/search.do?details=displayDetails&selectedSubstanceId=48789 | 1 | Chemicals | 6e93f737-fa0c-3dbb-8238-8250d3fdf1be | 4061cba4-cb52-3ef2-85a6-55942ed24d37 | 20aadc24-a391-41cf-b340-3e4529f44bde | 93a60a56-a3c8-11da-a746-0800200b9a66
Ethylene glycol mono-sec-butyl ether | 7795-91-7 | 7795917 | 7795917 | - |  | Mass | kg | emission | air | https://ofmpub.epa.gov/sor_internet/registry/substreg/searchandretrieve/substancesearch/search.do?details=displayDetails&selectedSubstanceId=78933 | 1 | Chemicals | 2eabf54a-8bb5-300b-b37f-78a59f3d57c0 | 4061cba4-cb52-3ef2-85a6-55942ed24d37 | 20aadc24-a391-41cf-b340-3e4529f44bde | 93a60a56-a3c8-11da-a746-0800200b9a66
2-Methylbutane | 78-78-4 | 78784 | 78784 | C5H12 |  | Mass | kg | emission | air | https://ofmpub.epa.gov/sor_internet/registry/substreg/searchandretrieve/substancesearch/search.do?details=displayDetails&selectedSubstanceId=48756 | 1 | Chemicals | e0506fe6-742b-3475-87f2-db84c2a73c90 | 4061cba4-cb52-3ef2-85a6-55942ed24d37 | 20aadc24-a391-41cf-b340-3e4529f44bde | 93a60a56-a3c8-11da-a746-0800200b9a66
Isobutyronitrile | 78-82-0 | 78820 | 78820 | C4H7N |  | Mass | kg | emission | air | https://ofmpub.epa.gov/sor_internet/registry/substreg/searchandretrieve/substancesearch/search.do?details=displayDetails&selectedSubstanceId=87426 | 1 | Chemicals | 28fe59dd-cf8a-30cc-9747-360c0d2bdf78 | 4061cba4-cb52-3ef2-85a6-55942ed24d37 | 20aadc24-a391-41cf-b340-3e4529f44bde | 93a60a56-a3c8-11da-a746-0800200b9a66
Methacrolein | 78-85-3 | 78853 | 78853 | C4H6O |  | Mass | kg | emission | air | https://ofmpub.epa.gov/sor_internet/registry/substreg/searchandretrieve/substancesearch/search.do?details=displayDetails&selectedSubstanceId=48751 | 1 | Chemicals | 0da9a7bb-81ff-3294-a3b6-e278ea731d58 | 4061cba4-cb52-3ef2-85a6-55942ed24d37 | 20aadc24-a391-41cf-b340-3e4529f44bde | 93a60a56-a3c8-11da-a746-0800200b9a66
Chloroacetone | 78-95-5 | 78955 | 78955 | C3H5ClO |  | Mass | kg | emission | air | https://ofmpub.epa.gov/sor_internet/registry/substreg/searchandretrieve/substancesearch/search.do?details=displayDetails&selectedSubstanceId=48744 | 1 | Chemicals | f65943ad-9934-3894-864c-da724a9b93d0 | 4061cba4-cb52-3ef2-85a6-55942ed24d37 | 20aadc24-a391-41cf-b340-3e4529f44bde | 93a60a56-a3c8-11da-a746-0800200b9a66
Methylglyoxal | 78-98-8 | 78988 | 78988 | C3H4O2 |  | Mass | kg | emission | air | https://ofmpub.epa.gov/sor_internet/registry/substreg/searchandretrieve/substancesearch/search.do?details=displayDetails&selectedSubstanceId=48741 | 1 | Chemicals | 949918fd-5a54-3a51-b869-a9e50a9f8d46 | 4061cba4-cb52-3ef2-85a6-55942ed24d37 | 20aadc24-a391-41cf-b340-3e4529f44bde | 93a60a56-a3c8-11da-a746-0800200b9a66
Glycolic acid | 79-14-1 | 79141 | 79141 | C2H4O3 |  | Mass | kg | emission | air | https://ofmpub.epa.gov/sor_internet/registry/substreg/searchandretrieve/substancesearch/search.do?details=displayDetails&selectedSubstanceId=48727 | 1 | Chemicals | 02ca68fe-7fad-367d-b8d1-384e5e7dfee7 | 4061cba4-cb52-3ef2-85a6-55942ed24d37 | 20aadc24-a391-41cf-b340-3e4529f44bde | 93a60a56-a3c8-11da-a746-0800200b9a66
Methyl chlorocarbonate | 79-22-1 | 79221 | 79221 | C2H3ClO2 |  | Mass | kg | emission | air | https://ofmpub.epa.gov/sor_internet/registry/substreg/searchandretrieve/substancesearch/search.do?details=displayDetails&selectedSubstanceId=48721 | 1 | Chemicals | e0acdc47-4881-3a7f-967b-9389acd6c8a5 | 4061cba4-cb52-3ef2-85a6-55942ed24d37 | 20aadc24-a391-41cf-b340-3e4529f44bde | 93a60a56-a3c8-11da-a746-0800200b9a66
Nitroethane | 79-24-3 | 79243 | 79243 | C2H5NO2 |  | Mass | kg | emission | air | https://ofmpub.epa.gov/sor_internet/registry/substreg/searchandretrieve/substancesearch/search.do?details=displayDetails&selectedSubstanceId=48720 | 1 | Chemicals | 69cc90d4-3581-303b-986f-7f0f9356c7cd | 4061cba4-cb52-3ef2-85a6-55942ed24d37 | 20aadc24-a391-41cf-b340-3e4529f44bde | 93a60a56-a3c8-11da-a746-0800200b9a66
2,3-Dimethylbutane | 79-29-8 | 79298 | 79298 | C6H14 |  | Mass | kg | emission | air | https://ofmpub.epa.gov/sor_internet/registry/substreg/searchandretrieve/substancesearch/search.do?details=displayDetails&selectedSubstanceId=48718 | 1 | Chemicals | f15ce486-8fe7-331d-b1e9-73a230f98fc0 | 4061cba4-cb52-3ef2-85a6-55942ed24d37 | 20aadc24-a391-41cf-b340-3e4529f44bde | 93a60a56-a3c8-11da-a746-0800200b9a66
Manganese tallate | 8030-70-4 | 8030704 | 8030704 | - |  | Mass | kg | emission | air | https://ofmpub.epa.gov/sor_internet/registry/substreg/searchandretrieve/substancesearch/search.do?details=displayDetails&selectedSubstanceId=16238 | 1 | Chemicals | 5146cbc0-7974-39eb-a78a-f26564779cb2 | 4061cba4-cb52-3ef2-85a6-55942ed24d37 | 20aadc24-a391-41cf-b340-3e4529f44bde | 93a60a56-a3c8-11da-a746-0800200b9a66
2-Pentene, 3-ethyl- | 816-79-5 | 816795 | 816795 | C7H14 |  | Mass | kg | emission | air | https://ofmpub.epa.gov/sor_internet/registry/substreg/searchandretrieve/substancesearch/search.do?details=displayDetails&selectedSubstanceId=44461 | 1 | Chemicals | 314a666e-7be5-3bb3-b91a-20545875d6bd | 4061cba4-cb52-3ef2-85a6-55942ed24d37 | 20aadc24-a391-41cf-b340-3e4529f44bde | 93a60a56-a3c8-11da-a746-0800200b9a66
HCFC-252fc | 819-00-1 | 819001 | 819001 | C3H4Cl2F2 |  | Mass | kg | emission | air | https://ofmpub.epa.gov/sor_internet/registry/substreg/searchandretrieve/substancesearch/search.do?details=displayDetails&selectedSubstanceId=102328 | 1 | Chemicals | 313af71d-0d55-3122-8b78-7529776d8853 | 4061cba4-cb52-3ef2-85a6-55942ed24d37 | 20aadc24-a391-41cf-b340-3e4529f44bde | 93a60a56-a3c8-11da-a746-0800200b9a66
1-Undecene | 821-95-4 | 821954 | 821954 | C11H22 |  | Mass | kg | emission | air | https://ofmpub.epa.gov/sor_internet/registry/substreg/searchandretrieve/substancesearch/search.do?details=displayDetails&selectedSubstanceId=44443 | 1 | Chemicals | 8816c1d8-7f4d-3ca6-a424-423557b39076 | 4061cba4-cb52-3ef2-85a6-55942ed24d37 | 20aadc24-a391-41cf-b340-3e4529f44bde | 93a60a56-a3c8-11da-a746-0800200b9a66
Hexamethylene-1,6-diisocyanate | 822-06-0 | 822060 | 822060 | C8H12N2O2 |  | Mass | kg | emission | air | https://ofmpub.epa.gov/sor_internet/registry/substreg/searchandretrieve/substancesearch/search.do?details=displayDetails&selectedSubstanceId=44441 | 1 | Chemicals | cef40477-f0c0-364a-b4ac-6d5f4917b9b7 | 4061cba4-cb52-3ef2-85a6-55942ed24d37 | 20aadc24-a391-41cf-b340-3e4529f44bde | 93a60a56-a3c8-11da-a746-0800200b9a66
1-Methylphenanthrene | 832-69-9 | 832699 | 832699 | C15H12 |  | Mass | kg | emission | air | https://ofmpub.epa.gov/sor_internet/registry/substreg/searchandretrieve/substancesearch/search.do?details=displayDetails&selectedSubstanceId=43687 | 1 | Chemicals | 4eb6d09b-ab79-34a4-9c61-31e44f8dde28 | 4061cba4-cb52-3ef2-85a6-55942ed24d37 | 20aadc24-a391-41cf-b340-3e4529f44bde | 93a60a56-a3c8-11da-a746-0800200b9a66
Propylene glycol monomethyl ether acetate | 84540-57-8 | 84540578 | 84540578 | - |  | Mass | kg | emission | air | https://ofmpub.epa.gov/sor_internet/registry/substreg/searchandretrieve/substancesearch/search.do?details=displayDetails&selectedSubstanceId=98172 | 1 | Chemicals | 02c5b58d-d360-3de6-b645-84b08bf67cc5 | 4061cba4-cb52-3ef2-85a6-55942ed24d37 | 20aadc24-a391-41cf-b340-3e4529f44bde | 93a60a56-a3c8-11da-a746-0800200b9a66
1-Decene | 872-05-9 | 872059 | 872059 | C10H20 |  | Mass | kg | emission | air | https://ofmpub.epa.gov/sor_internet/registry/substreg/searchandretrieve/substancesearch/search.do?details=displayDetails&selectedSubstanceId=44055 | 1 | Chemicals | 4ab49dcf-5fb5-3b2a-a59c-86ba08f0f9e9 | 4061cba4-cb52-3ef2-85a6-55942ed24d37 | 20aadc24-a391-41cf-b340-3e4529f44bde | 93a60a56-a3c8-11da-a746-0800200b9a66
1,3-Dimethyl-4-ethylbenzene | 874-41-9 | 874419 | 874419 | C10H14 |  | Mass | kg | emission | air | https://ofmpub.epa.gov/sor_internet/registry/substreg/searchandretrieve/substancesearch/search.do?details=displayDetails&selectedSubstanceId=88269 | 1 | Chemicals | de9a7e58-d3fa-3009-b8af-87e2b475b813 | 4061cba4-cb52-3ef2-85a6-55942ed24d37 | 20aadc24-a391-41cf-b340-3e4529f44bde | 93a60a56-a3c8-11da-a746-0800200b9a66
Propane, 2-methoxy-1-(2-methoxy-1-methylethoxy)- | 89399-28-0 | 89399280 | 89399280 | C8H18O3 |  | Mass | kg | emission | air | https://ofmpub.epa.gov/sor_internet/registry/substreg/searchandretrieve/substancesearch/search.do?details=displayDetails&selectedSubstanceId=81578 | 1 | Chemicals | 54aa43f5-e3e4-34cf-a2d7-c8048649a7b1 | 4061cba4-cb52-3ef2-85a6-55942ed24d37 | 20aadc24-a391-41cf-b340-3e4529f44bde | 93a60a56-a3c8-11da-a746-0800200b9a66
(1R,2S,5R)-Menthol | 89-78-1 | 89781 | 89781 | C10H20O |  | Mass | kg | emission | air | https://ofmpub.epa.gov/sor_internet/registry/substreg/searchandretrieve/substancesearch/search.do?details=displayDetails&selectedSubstanceId=88099 | 1 | Chemicals | 08d30468-2250-3360-80ae-b97613e60fb1 | 4061cba4-cb52-3ef2-85a6-55942ed24d37 | 20aadc24-a391-41cf-b340-3e4529f44bde | 93a60a56-a3c8-11da-a746-0800200b9a66
Butane, 2-ethoxy-2-methyl- | 919-94-8 | 919948 | 919948 | C7H16O |  | Mass | kg | emission | air | https://ofmpub.epa.gov/sor_internet/registry/substreg/searchandretrieve/substancesearch/search.do?details=displayDetails&selectedSubstanceId=43938 | 1 | Chemicals | a636f413-0dd2-3538-99b9-1988c1e00ffa | 4061cba4-cb52-3ef2-85a6-55942ed24d37 | 20aadc24-a391-41cf-b340-3e4529f44bde | 93a60a56-a3c8-11da-a746-0800200b9a66
2-Pentene, 3-methyl-, (2Z)- | 922-62-3 | 922623 | 922623 | C6H12 |  | Mass | kg | emission | air | https://ofmpub.epa.gov/sor_internet/registry/substreg/searchandretrieve/substancesearch/search.do?details=displayDetails&selectedSubstanceId=43931 | 1 | Chemicals | 996ae1ac-bb02-3caf-b21b-eb347a39efc6 | 4061cba4-cb52-3ef2-85a6-55942ed24d37 | 20aadc24-a391-41cf-b340-3e4529f44bde | 93a60a56-a3c8-11da-a746-0800200b9a66
Heptane, 3,5-dimethyl- | 926-82-9 | 926829 | 926829 | C9H20 |  | Mass | kg | emission | air | https://ofmpub.epa.gov/sor_internet/registry/substreg/searchandretrieve/substancesearch/search.do?details=displayDetails&selectedSubstanceId=43909 | 1 | Chemicals | a03a83b7-3131-31bd-a40f-b11179085976 | 4061cba4-cb52-3ef2-85a6-55942ed24d37 | 20aadc24-a391-41cf-b340-3e4529f44bde | 93a60a56-a3c8-11da-a746-0800200b9a66
Phenothiazine | 92-84-2 | 92842 | 92842 | C12H9NS |  | Mass | kg | emission | air | https://ofmpub.epa.gov/sor_internet/registry/substreg/searchandretrieve/substancesearch/search.do?details=displayDetails&selectedSubstanceId=48197 | 1 | Chemicals | b436a065-5745-3e62-8303-820508547754 | 4061cba4-cb52-3ef2-85a6-55942ed24d37 | 20aadc24-a391-41cf-b340-3e4529f44bde | 93a60a56-a3c8-11da-a746-0800200b9a66
4-Nitrobiphenyl | 92-93-3 | 92933 | 92933 | C12H9NO2 |  | Mass | kg | emission | air | https://ofmpub.epa.gov/sor_internet/registry/substreg/searchandretrieve/substancesearch/search.do?details=displayDetails&selectedSubstanceId=87812 | 1 | Chemicals | 38037e9c-030c-3aab-aeb6-ffcc0f98e066 | 4061cba4-cb52-3ef2-85a6-55942ed24d37 | 20aadc24-a391-41cf-b340-3e4529f44bde | 93a60a56-a3c8-11da-a746-0800200b9a66
Diethylene glycol monovinyl ether | 929-37-3 | 929373 | 929373 | C6H12O3 |  | Mass | kg | emission | air | https://ofmpub.epa.gov/sor_internet/registry/substreg/searchandretrieve/substancesearch/search.do?details=displayDetails&selectedSubstanceId=78936 | 1 | Chemicals | f8942c43-d01c-3cab-a8e5-ef93d8b86087 | 4061cba4-cb52-3ef2-85a6-55942ed24d37 | 20aadc24-a391-41cf-b340-3e4529f44bde | 93a60a56-a3c8-11da-a746-0800200b9a66
1,2-Dimethyl-3-ethylbenzene | 933-98-2 | 933982 | 933982 | C10H14 |  | Mass | kg | emission | air | https://ofmpub.epa.gov/sor_internet/registry/substreg/searchandretrieve/substancesearch/search.do?details=displayDetails&selectedSubstanceId=43861 | 1 | Chemicals | 6722a53c-f980-3876-aee4-5f744b878d18 | 4061cba4-cb52-3ef2-85a6-55942ed24d37 | 20aadc24-a391-41cf-b340-3e4529f44bde | 93a60a56-a3c8-11da-a746-0800200b9a66
1,3-Dimethyl-5-ethylbenzene | 934-74-7 | 934747 | 934747 | C10H14 |  | Mass | kg | emission | air | https://ofmpub.epa.gov/sor_internet/registry/substreg/searchandretrieve/substancesearch/search.do?details=displayDetails&selectedSubstanceId=87703 | 1 | Chemicals | 43a4cd88-4a92-36c5-8d8e-d4af7f6b63ba | 4061cba4-cb52-3ef2-85a6-55942ed24d37 | 20aadc24-a391-41cf-b340-3e4529f44bde | 93a60a56-a3c8-11da-a746-0800200b9a66
1,2-Dimethyl-4-ethylbenzene | 934-80-5 | 934805 | 934805 | C10H14 |  | Mass | kg | emission | air | https://ofmpub.epa.gov/sor_internet/registry/substreg/searchandretrieve/substancesearch/search.do?details=displayDetails&selectedSubstanceId=43857 | 1 | Chemicals | 9f4b3231-e4f1-3af1-839b-270290055ff3 | 4061cba4-cb52-3ef2-85a6-55942ed24d37 | 20aadc24-a391-41cf-b340-3e4529f44bde | 93a60a56-a3c8-11da-a746-0800200b9a66
C8 Hydrocarbons | 93924-38-0 | 93924380 | 93924380 | - |  | Mass | kg | emission | air | https://ofmpub.epa.gov/sor_internet/registry/substreg/searchandretrieve/substancesearch/search.do?details=displayDetails&selectedSubstanceId=80813 | 1 | Chemicals | f88d1652-800c-3bcd-af74-8fb79706438c | 4061cba4-cb52-3ef2-85a6-55942ed24d37 | 20aadc24-a391-41cf-b340-3e4529f44bde | 93a60a56-a3c8-11da-a746-0800200b9a66
Propylparaben | 94-13-3 | 94133 | 94133 | C10H12O3 |  | Mass | kg | emission | air | https://ofmpub.epa.gov/sor_internet/registry/substreg/searchandretrieve/substancesearch/search.do?details=displayDetails&selectedSubstanceId=48503 | 1 | Chemicals | a93a1fb6-31c3-3c81-a0b5-a697638da4b7 | 4061cba4-cb52-3ef2-85a6-55942ed24d37 | 20aadc24-a391-41cf-b340-3e4529f44bde | 93a60a56-a3c8-11da-a746-0800200b9a66
Citrus extract | 94266-47-4 | 94266474 | 94266474 | - |  | Mass | kg | emission | air | https://ofmpub.epa.gov/sor_internet/registry/substreg/searchandretrieve/substancesearch/search.do?details=displayDetails&selectedSubstanceId=96371 | 1 | Chemicals | 3a8d56f0-420a-3964-8009-c7baa3537d2b | 4061cba4-cb52-3ef2-85a6-55942ed24d37 | 20aadc24-a391-41cf-b340-3e4529f44bde | 93a60a56-a3c8-11da-a746-0800200b9a66
Cyclohexanone, 2-propyl- | 94-65-5 | 94655 | 94655 | C9H16O |  | Mass | kg | emission | air | https://ofmpub.epa.gov/sor_internet/registry/substreg/searchandretrieve/substancesearch/search.do?details=displayDetails&selectedSubstanceId=48483 | 1 | Chemicals | ede9fe57-16c0-3a09-b181-b222b951d518 | 4061cba4-cb52-3ef2-85a6-55942ed24d37 | 20aadc24-a391-41cf-b340-3e4529f44bde | 93a60a56-a3c8-11da-a746-0800200b9a66
1-Butanol, 2-amino- | 96-20-8 | 96208 | 96208 | C4H11NO |  | Mass | kg | emission | air | https://ofmpub.epa.gov/sor_internet/registry/substreg/searchandretrieve/substancesearch/search.do?details=displayDetails&selectedSubstanceId=87414 | 1 | Chemicals | 7f49c163-234b-3e5e-9c7c-7228bcf76cf6 | 4061cba4-cb52-3ef2-85a6-55942ed24d37 | 20aadc24-a391-41cf-b340-3e4529f44bde | 93a60a56-a3c8-11da-a746-0800200b9a66
2-Propanone, 1,3-dihydroxy- | 96-26-4 | 96264 | 96264 | C3H6O3 |  | Mass | kg | emission | air | https://ofmpub.epa.gov/sor_internet/registry/substreg/searchandretrieve/substancesearch/search.do?details=displayDetails&selectedSubstanceId=48137 | 1 | Chemicals | 8fa0d8b0-cec9-328a-b5aa-57a49ccf54e7 | 4061cba4-cb52-3ef2-85a6-55942ed24d37 | 20aadc24-a391-41cf-b340-3e4529f44bde | 93a60a56-a3c8-11da-a746-0800200b9a66
Isobutyl isobutyrate | 97-85-8 | 97858 | 97858 | C8H16O2 |  | Mass | kg | emission | air | https://ofmpub.epa.gov/sor_internet/registry/substreg/searchandretrieve/substancesearch/search.do?details=displayDetails&selectedSubstanceId=48023 | 1 | Chemicals | 305ae715-11bc-3ee3-b460-db911a8436af | 4061cba4-cb52-3ef2-85a6-55942ed24d37 | 20aadc24-a391-41cf-b340-3e4529f44bde | 93a60a56-a3c8-11da-a746-0800200b9a66
5-tert-Butyl-m-xylene | 98-19-1 | 98191 | 98191 | C12H18 |  | Mass | kg | emission | air | https://ofmpub.epa.gov/sor_internet/registry/substreg/searchandretrieve/substancesearch/search.do?details=displayDetails&selectedSubstanceId=87286 | 1 | Chemicals | 3b49d84e-c547-3baa-9a3e-f3be2d219ee3 | 4061cba4-cb52-3ef2-85a6-55942ed24d37 | 20aadc24-a391-41cf-b340-3e4529f44bde | 93a60a56-a3c8-11da-a746-0800200b9a66
Benzal chloride | 98-87-3 | 98873 | 98873 | C7H6Cl2 |  | Mass | kg | emission | air | https://ofmpub.epa.gov/sor_internet/registry/substreg/searchandretrieve/substancesearch/search.do?details=displayDetails&selectedSubstanceId=87272 | 1 | Chemicals | d2029e21-d721-38d5-9618-e91861c76e84 | 4061cba4-cb52-3ef2-85a6-55942ed24d37 | 20aadc24-a391-41cf-b340-3e4529f44bde | 93a60a56-a3c8-11da-a746-0800200b9a66
m-Diisopropylbenzene | 99-62-7 | 99627 | 99627 | C12H18 |  | Mass | kg | emission | air | https://ofmpub.epa.gov/sor_internet/registry/substreg/searchandretrieve/substancesearch/search.do?details=displayDetails&selectedSubstanceId=47937 | 1 | Chemicals | c85b29ca-b7c3-3ec0-8be4-e5f5809e16f8 | 4061cba4-cb52-3ef2-85a6-55942ed24d37 | 20aadc24-a391-41cf-b340-3e4529f44bde | 93a60a56-a3c8-11da-a746-0800200b9a66
Methylparaben | 99-76-3 | 99763 | 99763 | C8H8O3 |  | Mass | kg | emission | air | https://ofmpub.epa.gov/sor_internet/registry/substreg/searchandretrieve/substancesearch/search.do?details=displayDetails&selectedSubstanceId=87149 | 1 | Chemicals | cdb6e80f-6561-33ca-95a6-90f066fc59c7 | 4061cba4-cb52-3ef2-85a6-55942ed24d37 | 20aadc24-a391-41cf-b340-3e4529f44bde | 93a60a56-a3c8-11da-a746-0800200b9a66
Cyclohexane, 1-ethyl-2,3-dimethyl- | 1884043 | 1884043 | 1884043 | - |  | Mass | kg | emission | air | https://ofmpub.epa.gov/sor_internet/registry/substreg/searchandretrieve/substancesearch/search.do?details=displayDetails&selectedSubstanceId=95952 | 1 | Chemicals | 76ccf4bb-2d6c-30f5-89bb-98002af6fe85 | 4061cba4-cb52-3ef2-85a6-55942ed24d37 | 20aadc24-a391-41cf-b340-3e4529f44bde | 93a60a56-a3c8-11da-a746-0800200b9a66
3-Heptene, (3Z)- | 2097503 | 2097503 | 2097503 | - |  | Mass | kg | emission | air | https://ofmpub.epa.gov/sor_internet/registry/substreg/searchandretrieve/substancesearch/search.do?details=displayDetails&selectedSubstanceId=78692 | 1 | Chemicals | 342a2f3d-3c95-32a7-b74d-a138b5338031 | 4061cba4-cb52-3ef2-85a6-55942ed24d37 | 20aadc24-a391-41cf-b340-3e4529f44bde | 93a60a56-a3c8-11da-a746-0800200b9a66
Undecane, 3-methyl- | 1002-43-3 | 1002433 | 1002433 | - |  | Mass | kg | emission | air | https://ofmpub.epa.gov/sor_internet/registry/substreg/searchandretrieve/substancesearch/search.do?details=displayDetails&selectedSubstanceId=100683 | 1 | Chemicals | 02f7ed17-9d01-3166-af09-435c5b8a3cde | 4061cba4-cb52-3ef2-85a6-55942ed24d37 | 20aadc24-a391-41cf-b340-3e4529f44bde | 93a60a56-a3c8-11da-a746-0800200b9a66
Benzenediol, ethenyl- | 104618-88-4 | 104618884 | 104618884 | - |  | Mass | kg | emission | air | https://ofmpub.epa.gov/sor_internet/registry/substreg/searchandretrieve/substancesearch/search.do?details=displayDetails&selectedSubstanceId=95679 | 1 | Chemicals | a7a964e7-b6ed-38ec-b487-b6e78ad234c1 | 4061cba4-cb52-3ef2-85a6-55942ed24d37 | 20aadc24-a391-41cf-b340-3e4529f44bde | 93a60a56-a3c8-11da-a746-0800200b9a66
Stigmast-4-en-3-one | 1058-61-3 | 1058613 | 1058613 | - |  | Mass | kg | emission | air | https://ofmpub.epa.gov/sor_internet/registry/substreg/searchandretrieve/substancesearch/search.do?details=displayDetails&selectedSubstanceId=96166 | 1 | Chemicals | e0265ce8-7f21-3f0c-bbb6-79d13c829e8d | 4061cba4-cb52-3ef2-85a6-55942ed24d37 | 20aadc24-a391-41cf-b340-3e4529f44bde | 93a60a56-a3c8-11da-a746-0800200b9a66
A'-Neogammacerane, (21.beta.)- | 1176-44-9 | 1176449 | 1176449 | - |  | Mass | kg | emission | air | https://ofmpub.epa.gov/sor_internet/registry/substreg/searchandretrieve/substancesearch/search.do?details=displayDetails&selectedSubstanceId=96164 | 1 | Chemicals | 8c6329a9-d4d7-39f5-abe1-245394631407 | 4061cba4-cb52-3ef2-85a6-55942ed24d37 | 20aadc24-a391-41cf-b340-3e4529f44bde | 93a60a56-a3c8-11da-a746-0800200b9a66
Pentadecenal | 118624-11-6 | 118624116 | 118624116 | - |  | Mass | kg | emission | air | https://ofmpub.epa.gov/sor_internet/registry/substreg/searchandretrieve/substancesearch/search.do?details=displayDetails&selectedSubstanceId=95678 | 1 | Chemicals | 4fc1b181-30a1-3a6a-9ea6-2dbceb3f6081 | 4061cba4-cb52-3ef2-85a6-55942ed24d37 | 20aadc24-a391-41cf-b340-3e4529f44bde | 93a60a56-a3c8-11da-a746-0800200b9a66
A'-Neo-28,30-dinorgammacerane, 17-methyl-, (17.alpha.)- | 119613-71-7 | 119613717 | 119613717 | - |  | Mass | kg | emission | air | https://ofmpub.epa.gov/sor_internet/registry/substreg/searchandretrieve/substancesearch/search.do?details=displayDetails&selectedSubstanceId=95677 | 1 | Chemicals | 813f815d-07cc-37a6-a170-ef8f57a01f39 | 4061cba4-cb52-3ef2-85a6-55942ed24d37 | 20aadc24-a391-41cf-b340-3e4529f44bde | 93a60a56-a3c8-11da-a746-0800200b9a66
A'-Neogammacerane, (17.alpha.)- | 13849-96-2 | 13849962 | 13849962 | - |  | Mass | kg | emission | air | https://ofmpub.epa.gov/sor_internet/registry/substreg/searchandretrieve/substancesearch/search.do?details=displayDetails&selectedSubstanceId=95939 | 1 | Chemicals | 6fff13c5-9b41-381e-82a6-821d142af7cd | 4061cba4-cb52-3ef2-85a6-55942ed24d37 | 20aadc24-a391-41cf-b340-3e4529f44bde | 93a60a56-a3c8-11da-a746-0800200b9a66
Heptane, 2,2,4-trimethyl- | 14720-74-2 | 14720742 | 14720742 | - |  | Mass | kg | emission | air | https://ofmpub.epa.gov/sor_internet/registry/substreg/searchandretrieve/substancesearch/search.do?details=displayDetails&selectedSubstanceId=100698 | 1 | Chemicals | 93b9a192-9e9d-395c-9548-c170f4c5115b | 4061cba4-cb52-3ef2-85a6-55942ed24d37 | 20aadc24-a391-41cf-b340-3e4529f44bde | 93a60a56-a3c8-11da-a746-0800200b9a66
Phenol, 2,6-dimethoxy(2-propenyl)- | 148425-13-2 | 148425132 | 148425132 | - |  | Mass | kg | emission | air | https://ofmpub.epa.gov/sor_internet/registry/substreg/searchandretrieve/substancesearch/search.do?details=displayDetails&selectedSubstanceId=95676 | 1 | Chemicals | 6a634528-06ae-33e0-b0f7-ea8651a9f6cf | 4061cba4-cb52-3ef2-85a6-55942ed24d37 | 20aadc24-a391-41cf-b340-3e4529f44bde | 93a60a56-a3c8-11da-a746-0800200b9a66
Cyclopentane, 1,2,3-trimethyl-, (1.alpha.,2.alpha.,3.beta.)- | 15890-40-1 | 15890401 | 15890401 | - |  | Mass | kg | emission | air | https://ofmpub.epa.gov/sor_internet/registry/substreg/searchandretrieve/substancesearch/search.do?details=displayDetails&selectedSubstanceId=95937 | 1 | Chemicals | ce99f76b-b084-361c-97b7-2e2129caac49 | 4061cba4-cb52-3ef2-85a6-55942ed24d37 | 20aadc24-a391-41cf-b340-3e4529f44bde | 93a60a56-a3c8-11da-a746-0800200b9a66
Benzene, 1-methyl-4-pentyl- | 1595-09-1 | 1595091 | 1595091 | - |  | Mass | kg | emission | air | https://ofmpub.epa.gov/sor_internet/registry/substreg/searchandretrieve/substancesearch/search.do?details=displayDetails&selectedSubstanceId=96163 | 1 | Chemicals | 3d22fd47-524d-3147-8220-8d46f1ebd6c1 | 4061cba4-cb52-3ef2-85a6-55942ed24d37 | 20aadc24-a391-41cf-b340-3e4529f44bde | 93a60a56-a3c8-11da-a746-0800200b9a66
Pentene, 3-ethyl- | 162071-36-5 | 162071365 | 162071365 | - |  | Mass | kg | emission | air | https://ofmpub.epa.gov/sor_internet/registry/substreg/searchandretrieve/substancesearch/search.do?details=displayDetails&selectedSubstanceId=95674 | 1 | Chemicals | bc5f843a-0f9c-3b21-b2fa-28e10df43934 | 4061cba4-cb52-3ef2-85a6-55942ed24d37 | 20aadc24-a391-41cf-b340-3e4529f44bde | 93a60a56-a3c8-11da-a746-0800200b9a66
Undecane, 5-methyl- | 1632-70-8 | 1632708 | 1632708 | - |  | Mass | kg | emission | air | https://ofmpub.epa.gov/sor_internet/registry/substreg/searchandretrieve/substancesearch/search.do?details=displayDetails&selectedSubstanceId=100706 | 1 | Chemicals | ad7cb47b-90c3-3a04-be44-06ea8e886111 | 4061cba4-cb52-3ef2-85a6-55942ed24d37 | 20aadc24-a391-41cf-b340-3e4529f44bde | 93a60a56-a3c8-11da-a746-0800200b9a66
Decane, 4-ethyl- | 1636-44-8 | 1636448 | 1636448 | - |  | Mass | kg | emission | air | https://ofmpub.epa.gov/sor_internet/registry/substreg/searchandretrieve/substancesearch/search.do?details=displayDetails&selectedSubstanceId=96161 | 1 | Chemicals | 92b3ec3a-226f-3b11-a23b-1ba9b048ba99 | 4061cba4-cb52-3ef2-85a6-55942ed24d37 | 20aadc24-a391-41cf-b340-3e4529f44bde | 93a60a56-a3c8-11da-a746-0800200b9a66
Cyclohexane, 1-methyl-2-(1-methylethyl)- | 16580-23-7 | 16580237 | 16580237 | - |  | Mass | kg | emission | air | https://ofmpub.epa.gov/sor_internet/registry/substreg/searchandretrieve/substancesearch/search.do?details=displayDetails&selectedSubstanceId=95936 | 1 | Chemicals | e93c9016-4d64-3236-8b45-1e4a90022cca | 4061cba4-cb52-3ef2-85a6-55942ed24d37 | 20aadc24-a391-41cf-b340-3e4529f44bde | 93a60a56-a3c8-11da-a746-0800200b9a66
Cyclohexane, 1-methyl-3-(1-methylethyl)- | 16580-24-8 | 16580248 | 16580248 | - |  | Mass | kg | emission | air | https://ofmpub.epa.gov/sor_internet/registry/substreg/searchandretrieve/substancesearch/search.do?details=displayDetails&selectedSubstanceId=95935 | 1 | Chemicals | c8b2fa64-9393-3447-9024-08aab72eef94 | 4061cba4-cb52-3ef2-85a6-55942ed24d37 | 20aadc24-a391-41cf-b340-3e4529f44bde | 93a60a56-a3c8-11da-a746-0800200b9a66
1,3-Benzenediol, 4-(2-pyridinylazo)-, monosodium salt, monohydrate | 16593-81-0 | 16593810 | 16593810 | - |  | Mass | kg | emission | air | https://ofmpub.epa.gov/sor_internet/registry/substreg/searchandretrieve/substancesearch/search.do?details=displayDetails&selectedSubstanceId=95934 | 1 | Chemicals | bf126f26-3058-388b-b80c-6c04f91fff3c | 4061cba4-cb52-3ef2-85a6-55942ed24d37 | 20aadc24-a391-41cf-b340-3e4529f44bde | 93a60a56-a3c8-11da-a746-0800200b9a66
Cyclohexane, 1,2,4-trimethyl-, (1.alpha.,2.alpha.,4.alpha.)- | 1678-80-4 | 1678804 | 1678804 | - |  | Mass | kg | emission | air | https://ofmpub.epa.gov/sor_internet/registry/substreg/searchandretrieve/substancesearch/search.do?details=displayDetails&selectedSubstanceId=96160 | 1 | Chemicals | fd9b97b9-91fd-3cb3-bc92-f15b4c46edf7 | 4061cba4-cb52-3ef2-85a6-55942ed24d37 | 20aadc24-a391-41cf-b340-3e4529f44bde | 93a60a56-a3c8-11da-a746-0800200b9a66
Cyclopentane, 1,2,4-trimethyl-, (1.alpha.,2.beta.,4.alpha.)- | 16883-48-0 | 16883480 | 16883480 | - |  | Mass | kg | emission | air | https://ofmpub.epa.gov/sor_internet/registry/substreg/searchandretrieve/substancesearch/search.do?details=displayDetails&selectedSubstanceId=82274 | 1 | Chemicals | eef072e0-36f3-356b-b6fc-8d18cda7e99d | 4061cba4-cb52-3ef2-85a6-55942ed24d37 | 20aadc24-a391-41cf-b340-3e4529f44bde | 93a60a56-a3c8-11da-a746-0800200b9a66
Naphthalene, 1-ethyl-2-methyl- | 17057-93-1 | 17057931 | 17057931 | - |  | Mass | kg | emission | air | https://ofmpub.epa.gov/sor_internet/registry/substreg/searchandretrieve/substancesearch/search.do?details=displayDetails&selectedSubstanceId=95932 | 1 | Chemicals | 3508baae-72d9-33b5-868f-347833b2ae12 | 4061cba4-cb52-3ef2-85a6-55942ed24d37 | 20aadc24-a391-41cf-b340-3e4529f44bde | 93a60a56-a3c8-11da-a746-0800200b9a66
Benzene, 1,3-dipropyl- | 17171-72-1 | 17171721 | 17171721 | - |  | Mass | kg | emission | air | https://ofmpub.epa.gov/sor_internet/registry/substreg/searchandretrieve/substancesearch/search.do?details=displayDetails&selectedSubstanceId=95931 | 1 | Chemicals | 5e329999-29fb-3f2e-8bb3-00a189d90470 | 4061cba4-cb52-3ef2-85a6-55942ed24d37 | 20aadc24-a391-41cf-b340-3e4529f44bde | 93a60a56-a3c8-11da-a746-0800200b9a66
Nonane, 3-ethyl- | 17302-11-3 | 17302113 | 17302113 | - |  | Mass | kg | emission | air | https://ofmpub.epa.gov/sor_internet/registry/substreg/searchandretrieve/substancesearch/search.do?details=displayDetails&selectedSubstanceId=95930 | 1 | Chemicals | 46014e14-7245-3b63-969f-cead19cdd387 | 4061cba4-cb52-3ef2-85a6-55942ed24d37 | 20aadc24-a391-41cf-b340-3e4529f44bde | 93a60a56-a3c8-11da-a746-0800200b9a66
Octane, 3-ethyl-3-methyl- | 17302-16-8 | 17302168 | 17302168 | - |  | Mass | kg | emission | air | https://ofmpub.epa.gov/sor_internet/registry/substreg/searchandretrieve/substancesearch/search.do?details=displayDetails&selectedSubstanceId=95929 | 1 | Chemicals | 3cf32a91-9587-3a62-9a32-be07331480c8 | 4061cba4-cb52-3ef2-85a6-55942ed24d37 | 20aadc24-a391-41cf-b340-3e4529f44bde | 93a60a56-a3c8-11da-a746-0800200b9a66
Nonane, 3,5-dimethyl- | 17302-25-9 | 17302259 | 17302259 | - |  | Mass | kg | emission | air | https://ofmpub.epa.gov/sor_internet/registry/substreg/searchandretrieve/substancesearch/search.do?details=displayDetails&selectedSubstanceId=95928 | 1 | Chemicals | ced6fc0d-cfc9-3188-8621-a2709e131d90 | 4061cba4-cb52-3ef2-85a6-55942ed24d37 | 20aadc24-a391-41cf-b340-3e4529f44bde | 93a60a56-a3c8-11da-a746-0800200b9a66
Nonane, 2,6-dimethyl- | 17302-28-2 | 17302282 | 17302282 | - |  | Mass | kg | emission | air | https://ofmpub.epa.gov/sor_internet/registry/substreg/searchandretrieve/substancesearch/search.do?details=displayDetails&selectedSubstanceId=100720 | 1 | Chemicals | 688a3297-d3b5-383f-861d-1a83536fafe7 | 4061cba4-cb52-3ef2-85a6-55942ed24d37 | 20aadc24-a391-41cf-b340-3e4529f44bde | 93a60a56-a3c8-11da-a746-0800200b9a66
Decane, 4,5-dimethyl- | 17312-46-8 | 17312468 | 17312468 | - |  | Mass | kg | emission | air | https://ofmpub.epa.gov/sor_internet/registry/substreg/searchandretrieve/substancesearch/search.do?details=displayDetails&selectedSubstanceId=95926 | 1 | Chemicals | a7fa3456-a917-3f31-91c3-39f028d96e6d | 4061cba4-cb52-3ef2-85a6-55942ed24d37 | 20aadc24-a391-41cf-b340-3e4529f44bde | 93a60a56-a3c8-11da-a746-0800200b9a66
Decane, 2,7-dimethyl- | 17312-51-5 | 17312515 | 17312515 | - |  | Mass | kg | emission | air | https://ofmpub.epa.gov/sor_internet/registry/substreg/searchandretrieve/substancesearch/search.do?details=displayDetails&selectedSubstanceId=95925 | 1 | Chemicals | 4b5c701b-e3d3-3a3f-9730-e23577858098 | 4061cba4-cb52-3ef2-85a6-55942ed24d37 | 20aadc24-a391-41cf-b340-3e4529f44bde | 93a60a56-a3c8-11da-a746-0800200b9a66
Cyclohexane, 1,3,5-trimethyl-, (1.alpha.,3.alpha.,5.beta.)- | 1795-26-2 | 1795262 | 1795262 | - |  | Mass | kg | emission | air | https://ofmpub.epa.gov/sor_internet/registry/substreg/searchandretrieve/substancesearch/search.do?details=displayDetails&selectedSubstanceId=96159 | 1 | Chemicals | b839e00b-afc6-37b0-9bb0-03995b5d51f9 | 4061cba4-cb52-3ef2-85a6-55942ed24d37 | 20aadc24-a391-41cf-b340-3e4529f44bde | 93a60a56-a3c8-11da-a746-0800200b9a66
6,8-Nonadien-2-one, 8-methyl-5-(1-methylethyl)-, (5S,6E)- | 1937-54-8 | 1937548 | 1937548 | - |  | Mass | kg | emission | air | https://ofmpub.epa.gov/sor_internet/registry/substreg/searchandretrieve/substancesearch/search.do?details=displayDetails&selectedSubstanceId=96157 | 1 | Chemicals | 47eac272-67d2-3182-9a1f-2c0281953c56 | 4061cba4-cb52-3ef2-85a6-55942ed24d37 | 20aadc24-a391-41cf-b340-3e4529f44bde | 93a60a56-a3c8-11da-a746-0800200b9a66
Heptane, 2,2,5-trimethyl- | 20291-95-6 | 20291956 | 20291956 | - |  | Mass | kg | emission | air | https://ofmpub.epa.gov/sor_internet/registry/substreg/searchandretrieve/substancesearch/search.do?details=displayDetails&selectedSubstanceId=95919 | 1 | Chemicals | 0463dd1f-8ff4-314b-a788-4a09f6110529 | 4061cba4-cb52-3ef2-85a6-55942ed24d37 | 20aadc24-a391-41cf-b340-3e4529f44bde | 93a60a56-a3c8-11da-a746-0800200b9a66
Octane, ethyl- | 208038-45-3 | 208038453 | 208038453 | - |  | Mass | kg | emission | air | https://ofmpub.epa.gov/sor_internet/registry/substreg/searchandretrieve/substancesearch/search.do?details=displayDetails&selectedSubstanceId=95673 | 1 | Chemicals | 4f544a73-9928-36ed-a853-bfcbda0a0beb | 4061cba4-cb52-3ef2-85a6-55942ed24d37 | 20aadc24-a391-41cf-b340-3e4529f44bde | 93a60a56-a3c8-11da-a746-0800200b9a66
Cyclohexane, ethylpropyl- | 211180-47-1 | 211180471 | 211180471 | - |  | Mass | kg | emission | air | https://ofmpub.epa.gov/sor_internet/registry/substreg/searchandretrieve/substancesearch/search.do?details=displayDetails&selectedSubstanceId=95672 | 1 | Chemicals | 77576e42-7b1c-3968-9445-f9bd9d466acf | 4061cba4-cb52-3ef2-85a6-55942ed24d37 | 20aadc24-a391-41cf-b340-3e4529f44bde | 93a60a56-a3c8-11da-a746-0800200b9a66
Ethane, 1,1,1,2,2-pentafluoro-2-methoxy- | 22410-44-2 | 22410442 | 22410442 | - |  | Mass | kg | emission | air | https://ofmpub.epa.gov/sor_internet/registry/substreg/searchandretrieve/substancesearch/search.do?details=displayDetails&selectedSubstanceId=99086 | 1 | Chemicals | 03ac54e9-ad73-3f23-96cb-61af65ad9a73 | 4061cba4-cb52-3ef2-85a6-55942ed24d37 | 20aadc24-a391-41cf-b340-3e4529f44bde | 93a60a56-a3c8-11da-a746-0800200b9a66
Propane, 1-bromo-1,1,2,3,3,3-hexafluoro- | 2252-78-0 | 2252780 | 2252780 | - |  | Mass | kg | emission | air | https://ofmpub.epa.gov/sor_internet/registry/substreg/searchandretrieve/substancesearch/search.do?details=displayDetails&selectedSubstanceId=100535 | 1 | Chemicals | 03d226a8-e47d-3b2d-94f4-d46ad5583774 | 4061cba4-cb52-3ef2-85a6-55942ed24d37 | 20aadc24-a391-41cf-b340-3e4529f44bde | 93a60a56-a3c8-11da-a746-0800200b9a66
Ethane, 1,1,1,2-tetrafluoro-2-(trifluoromethoxy)- | 2356-62-9 | 2356629 | 2356629 | - |  | Mass | kg | emission | air | https://ofmpub.epa.gov/sor_internet/registry/substreg/searchandretrieve/substancesearch/search.do?details=displayDetails&selectedSubstanceId=99083 | 1 | Chemicals | 3b8d0f2f-24a4-3093-bf8f-e5ad40cae426 | 4061cba4-cb52-3ef2-85a6-55942ed24d37 | 20aadc24-a391-41cf-b340-3e4529f44bde | 93a60a56-a3c8-11da-a746-0800200b9a66
Cyclohexane, 1,1,3,4-tetramethyl- | 24612-75-7 | 24612757 | 24612757 | - |  | Mass | kg | emission | air | https://ofmpub.epa.gov/sor_internet/registry/substreg/searchandretrieve/substancesearch/search.do?details=displayDetails&selectedSubstanceId=95918 | 1 | Chemicals | 1bcd2c8f-4d9d-3eed-80ec-686a36dc91d0 | 4061cba4-cb52-3ef2-85a6-55942ed24d37 | 20aadc24-a391-41cf-b340-3e4529f44bde | 93a60a56-a3c8-11da-a746-0800200b9a66
Ergostane | 25318-39-2 | 25318392 | 25318392 | - |  | Mass | kg | emission | air | https://ofmpub.epa.gov/sor_internet/registry/substreg/searchandretrieve/substancesearch/search.do?details=displayDetails&selectedSubstanceId=95917 | 1 | Chemicals | 0fb72641-8634-3c05-ad01-e159b0b10841 | 4061cba4-cb52-3ef2-85a6-55942ed24d37 | 20aadc24-a391-41cf-b340-3e4529f44bde | 93a60a56-a3c8-11da-a746-0800200b9a66
2-Furancarboxaldehyde, (hydroxymethyl)- | 25376-49-2 | 25376492 | 25376492 | - |  | Mass | kg | emission | air | https://ofmpub.epa.gov/sor_internet/registry/substreg/searchandretrieve/substancesearch/search.do?details=displayDetails&selectedSubstanceId=95916 | 1 | Chemicals | 3af514e6-faf7-302d-862f-7bf69e9c1a3d | 4061cba4-cb52-3ef2-85a6-55942ed24d37 | 20aadc24-a391-41cf-b340-3e4529f44bde | 93a60a56-a3c8-11da-a746-0800200b9a66
Naphthalene, 2-ethyl-1-methyl- | 25607-16-3 | 25607163 | 25607163 | - |  | Mass | kg | emission | air | https://ofmpub.epa.gov/sor_internet/registry/substreg/searchandretrieve/substancesearch/search.do?details=displayDetails&selectedSubstanceId=95915 | 1 | Chemicals | fba701a3-db70-3c21-9572-3daea1e2bc9e | 4061cba4-cb52-3ef2-85a6-55942ed24d37 | 20aadc24-a391-41cf-b340-3e4529f44bde | 93a60a56-a3c8-11da-a746-0800200b9a66
Cyclohexane, heneicosyl- | 26718-82-1 | 26718821 | 26718821 | - |  | Mass | kg | emission | air | https://ofmpub.epa.gov/sor_internet/registry/substreg/searchandretrieve/substancesearch/search.do?details=displayDetails&selectedSubstanceId=95913 | 1 | Chemicals | b04ff9eb-f1eb-3c3e-9f2a-c5fbe40310f8 | 4061cba4-cb52-3ef2-85a6-55942ed24d37 | 20aadc24-a391-41cf-b340-3e4529f44bde | 93a60a56-a3c8-11da-a746-0800200b9a66
2(3H)-Furanone, 5-decyldihydro- | 2721-23-5 | 2721235 | 2721235 | - |  | Mass | kg | emission | air | https://ofmpub.epa.gov/sor_internet/registry/substreg/searchandretrieve/substancesearch/search.do?details=displayDetails&selectedSubstanceId=96152 | 1 | Chemicals | 1fc8f74e-a756-34a0-b61e-2419fa4d0838 | 4061cba4-cb52-3ef2-85a6-55942ed24d37 | 20aadc24-a391-41cf-b340-3e4529f44bde | 93a60a56-a3c8-11da-a746-0800200b9a66
Pyridinol | 27341-45-3 | 27341453 | 27341453 | - |  | Mass | kg | emission | air | https://ofmpub.epa.gov/sor_internet/registry/substreg/searchandretrieve/substancesearch/search.do?details=displayDetails&selectedSubstanceId=95912 | 1 | Chemicals | d359bbbe-4807-36d5-910c-6a55ce37fb54 | 4061cba4-cb52-3ef2-85a6-55942ed24d37 | 20aadc24-a391-41cf-b340-3e4529f44bde | 93a60a56-a3c8-11da-a746-0800200b9a66
Pyrene, methyl- | 27577-90-8 | 27577908 | 27577908 | - |  | Mass | kg | emission | air | https://ofmpub.epa.gov/sor_internet/registry/substreg/searchandretrieve/substancesearch/search.do?details=displayDetails&selectedSubstanceId=76816 | 1 | Chemicals | 93942dcb-4b9d-32ae-b6a4-3602e36b7b28 | 4061cba4-cb52-3ef2-85a6-55942ed24d37 | 20aadc24-a391-41cf-b340-3e4529f44bde | 93a60a56-a3c8-11da-a746-0800200b9a66
Naphthalene, decahydromethyl- | 28258-89-1 | 28258891 | 28258891 | - |  | Mass | kg | emission | air | https://ofmpub.epa.gov/sor_internet/registry/substreg/searchandretrieve/substancesearch/search.do?details=displayDetails&selectedSubstanceId=95911 | 1 | Chemicals | 50e88e33-fd12-35bd-a349-6a4d38f78a1c | 4061cba4-cb52-3ef2-85a6-55942ed24d37 | 20aadc24-a391-41cf-b340-3e4529f44bde | 93a60a56-a3c8-11da-a746-0800200b9a66
Benzaldehyde, hydroxy- | 28777-87-9 | 28777879 | 28777879 | - |  | Mass | kg | emission | air | https://ofmpub.epa.gov/sor_internet/registry/substreg/searchandretrieve/substancesearch/search.do?details=displayDetails&selectedSubstanceId=82102 | 1 | Chemicals | d5b516e6-6c45-3061-8de9-03875f666dc8 | 4061cba4-cb52-3ef2-85a6-55942ed24d37 | 20aadc24-a391-41cf-b340-3e4529f44bde | 93a60a56-a3c8-11da-a746-0800200b9a66
Phenol, 2-methoxymethyl- | 29034-41-1 | 29034411 | 29034411 | - |  | Mass | kg | emission | air | https://ofmpub.epa.gov/sor_internet/registry/substreg/searchandretrieve/substancesearch/search.do?details=displayDetails&selectedSubstanceId=95910 | 1 | Chemicals | 65ff8adb-c1b6-337f-a0bd-d0ae9c184c1f | 4061cba4-cb52-3ef2-85a6-55942ed24d37 | 20aadc24-a391-41cf-b340-3e4529f44bde | 93a60a56-a3c8-11da-a746-0800200b9a66
Phenol, ethyl-2-methoxy- | 29760-89-2 | 29760892 | 29760892 | - |  | Mass | kg | emission | air | https://ofmpub.epa.gov/sor_internet/registry/substreg/searchandretrieve/substancesearch/search.do?details=displayDetails&selectedSubstanceId=95908 | 1 | Chemicals | ff983da7-7e58-3c61-b65e-084bab6b763f | 4061cba4-cb52-3ef2-85a6-55942ed24d37 | 20aadc24-a391-41cf-b340-3e4529f44bde | 93a60a56-a3c8-11da-a746-0800200b9a66
Naphthalene, dihydro- | 29828-28-2 | 29828282 | 29828282 | - |  | Mass | kg | emission | air | https://ofmpub.epa.gov/sor_internet/registry/substreg/searchandretrieve/substancesearch/search.do?details=displayDetails&selectedSubstanceId=95907 | 1 | Chemicals | 71017f83-b202-3da7-bcaa-5761058e6500 | 4061cba4-cb52-3ef2-85a6-55942ed24d37 | 20aadc24-a391-41cf-b340-3e4529f44bde | 93a60a56-a3c8-11da-a746-0800200b9a66
Heptane, dimethyl- | 30498-66-9 | 30498669 | 30498669 | - |  | Mass | kg | emission | air | https://ofmpub.epa.gov/sor_internet/registry/substreg/searchandretrieve/substancesearch/search.do?details=displayDetails&selectedSubstanceId=95906 | 1 | Chemicals | 52db2388-5315-3817-8b77-39be6661526c | 4061cba4-cb52-3ef2-85a6-55942ed24d37 | 20aadc24-a391-41cf-b340-3e4529f44bde | 93a60a56-a3c8-11da-a746-0800200b9a66
Fluoranthene, methyl- | 30997-39-8 | 30997398 | 30997398 | - |  | Mass | kg | emission | air | https://ofmpub.epa.gov/sor_internet/registry/substreg/searchandretrieve/substancesearch/search.do?details=displayDetails&selectedSubstanceId=76814 | 1 | Chemicals | 95ea10d6-8912-3a98-87c3-cf05a3f9540d | 4061cba4-cb52-3ef2-85a6-55942ed24d37 | 20aadc24-a391-41cf-b340-3e4529f44bde | 93a60a56-a3c8-11da-a746-0800200b9a66
Cyclohexane, ethyldimethyl- | 31902-94-0 | 31902940 | 31902940 | - |  | Mass | kg | emission | air | https://ofmpub.epa.gov/sor_internet/registry/substreg/searchandretrieve/substancesearch/search.do?details=displayDetails&selectedSubstanceId=95904 | 1 | Chemicals | 461a943e-c9fa-3482-9bb4-66e0ebe3b435 | 4061cba4-cb52-3ef2-85a6-55942ed24d37 | 20aadc24-a391-41cf-b340-3e4529f44bde | 93a60a56-a3c8-11da-a746-0800200b9a66
A'-Neo-30-norgammacerane, (21.beta.)- | 3258-87-5 | 3258875 | 3258875 | - |  | Mass | kg | emission | air | https://ofmpub.epa.gov/sor_internet/registry/substreg/searchandretrieve/substancesearch/search.do?details=displayDetails&selectedSubstanceId=96148 | 1 | Chemicals | 68ae5b97-d8d2-3510-ae6e-f53c9d566b2f | 4061cba4-cb52-3ef2-85a6-55942ed24d37 | 20aadc24-a391-41cf-b340-3e4529f44bde | 93a60a56-a3c8-11da-a746-0800200b9a66
Decane, dimethyl- | 36473-07-1 | 36473071 | 36473071 | - |  | Mass | kg | emission | air | https://ofmpub.epa.gov/sor_internet/registry/substreg/searchandretrieve/substancesearch/search.do?details=displayDetails&selectedSubstanceId=95902 | 1 | Chemicals | 38658a4b-5027-306a-a721-975d8d315b27 | 4061cba4-cb52-3ef2-85a6-55942ed24d37 | 20aadc24-a391-41cf-b340-3e4529f44bde | 93a60a56-a3c8-11da-a746-0800200b9a66
Cyclopentane, 1-ethyl-3-methyl- | 3726-47-4 | 3726474 | 3726474 | - |  | Mass | kg | emission | air | https://ofmpub.epa.gov/sor_internet/registry/substreg/searchandretrieve/substancesearch/search.do?details=displayDetails&selectedSubstanceId=96146 | 1 | Chemicals | d0f68b46-faf3-339f-9e0f-e84aaddd2e63 | 4061cba4-cb52-3ef2-85a6-55942ed24d37 | 20aadc24-a391-41cf-b340-3e4529f44bde | 93a60a56-a3c8-11da-a746-0800200b9a66
Tridecane, 2,6,10-trimethyl- | 3891-99-4 | 3891994 | 3891994 | - |  | Mass | kg | emission | air | https://ofmpub.epa.gov/sor_internet/registry/substreg/searchandretrieve/substancesearch/search.do?details=displayDetails&selectedSubstanceId=96144 | 1 | Chemicals | bfa0fbc2-2d28-31ba-a32a-bfdbd3d958da | 4061cba4-cb52-3ef2-85a6-55942ed24d37 | 20aadc24-a391-41cf-b340-3e4529f44bde | 93a60a56-a3c8-11da-a746-0800200b9a66
Cyclohexane, pentylidene- | 39546-79-7 | 39546797 | 39546797 | - |  | Mass | kg | emission | air | https://ofmpub.epa.gov/sor_internet/registry/substreg/searchandretrieve/substancesearch/search.do?details=displayDetails&selectedSubstanceId=95900 | 1 | Chemicals | b25cb77a-62b6-338d-8644-79a5202f7b30 | 4061cba4-cb52-3ef2-85a6-55942ed24d37 | 20aadc24-a391-41cf-b340-3e4529f44bde | 93a60a56-a3c8-11da-a746-0800200b9a66
2-Propenal, 3-(4-hydroxy-3,5-dimethoxyphenyl)-, (2E)- | 4206-58-0 | 4206580 | 4206580 | - |  | Mass | kg | emission | air | https://ofmpub.epa.gov/sor_internet/registry/substreg/searchandretrieve/substancesearch/search.do?details=displayDetails&selectedSubstanceId=96142 | 1 | Chemicals | 326bce1e-3b6f-3b2c-a928-28b598f0c48d | 4061cba4-cb52-3ef2-85a6-55942ed24d37 | 20aadc24-a391-41cf-b340-3e4529f44bde | 93a60a56-a3c8-11da-a746-0800200b9a66
A'-Neogammacerane | 471-62-5 | 471625 | 471625 | - |  | Mass | kg | emission | air | https://ofmpub.epa.gov/sor_internet/registry/substreg/searchandretrieve/substancesearch/search.do?details=displayDetails&selectedSubstanceId=96180 | 1 | Chemicals | 3e31ce1d-f272-3f00-8dc8-cf6f6da681c4 | 4061cba4-cb52-3ef2-85a6-55942ed24d37 | 20aadc24-a391-41cf-b340-3e4529f44bde | 93a60a56-a3c8-11da-a746-0800200b9a66
Pyridine, 3-[(2S)-1-methyl-1-oxido-2-pyrrolidinyl]- | 491-26-9 | 491269 | 491269 | - |  | Mass | kg | emission | air | https://ofmpub.epa.gov/sor_internet/registry/substreg/searchandretrieve/substancesearch/search.do?details=displayDetails&selectedSubstanceId=96178 | 1 | Chemicals | 9429d1dd-51ee-38ae-b689-8b3fc4f59b4a | 4061cba4-cb52-3ef2-85a6-55942ed24d37 | 20aadc24-a391-41cf-b340-3e4529f44bde | 93a60a56-a3c8-11da-a746-0800200b9a66
Cyclohexane, 1-ethyl-3-methyl-, (1R,3R)-rel- | 4926-76-5 | 4926765 | 4926765 | - |  | Mass | kg | emission | air | https://ofmpub.epa.gov/sor_internet/registry/substreg/searchandretrieve/substancesearch/search.do?details=displayDetails&selectedSubstanceId=95962 | 1 | Chemicals | f961db1c-df84-3483-ac08-497c54fe84fb | 4061cba4-cb52-3ef2-85a6-55942ed24d37 | 20aadc24-a391-41cf-b340-3e4529f44bde | 93a60a56-a3c8-11da-a746-0800200b9a66
1H-Indene, octahydro- | 496-10-6 | 496106 | 496106 | - |  | Mass | kg | emission | air | https://ofmpub.epa.gov/sor_internet/registry/substreg/searchandretrieve/substancesearch/search.do?details=displayDetails&selectedSubstanceId=96177 | 1 | Chemicals | fb6b1013-ec5b-3807-a9b8-ee0aa0a8f562 | 4061cba4-cb52-3ef2-85a6-55942ed24d37 | 20aadc24-a391-41cf-b340-3e4529f44bde | 93a60a56-a3c8-11da-a746-0800200b9a66
1-Hexadecene, 7,11,15-trimethyl-3-methylene- | 504-96-1 | 504961 | 504961 | - |  | Mass | kg | emission | air | https://ofmpub.epa.gov/sor_internet/registry/substreg/searchandretrieve/substancesearch/search.do?details=displayDetails&selectedSubstanceId=96176 | 1 | Chemicals | a139cda8-13c5-3285-90ae-b2f4da155356 | 4061cba4-cb52-3ef2-85a6-55942ed24d37 | 20aadc24-a391-41cf-b340-3e4529f44bde | 93a60a56-a3c8-11da-a746-0800200b9a66
Pyridine, phenyl- | 52642-16-7 | 52642167 | 52642167 | - |  | Mass | kg | emission | air | https://ofmpub.epa.gov/sor_internet/registry/substreg/searchandretrieve/substancesearch/search.do?details=displayDetails&selectedSubstanceId=95898 | 1 | Chemicals | 9a714dec-26e4-31a7-82eb-91af03cf547a | 4061cba4-cb52-3ef2-85a6-55942ed24d37 | 20aadc24-a391-41cf-b340-3e4529f44bde | 93a60a56-a3c8-11da-a746-0800200b9a66
Cyclohexane, methyl(1-methylethyl)- | 52993-54-1 | 52993541 | 52993541 | - |  | Mass | kg | emission | air | https://ofmpub.epa.gov/sor_internet/registry/substreg/searchandretrieve/substancesearch/search.do?details=displayDetails&selectedSubstanceId=95896 | 1 | Chemicals | 1234bd94-f298-3810-adef-cd71f99054a3 | 4061cba4-cb52-3ef2-85a6-55942ed24d37 | 20aadc24-a391-41cf-b340-3e4529f44bde | 93a60a56-a3c8-11da-a746-0800200b9a66
1H-Indene, 2,3-dihydrodimethyl- | 53563-67-0 | 53563670 | 53563670 | - |  | Mass | kg | emission | air | https://ofmpub.epa.gov/sor_internet/registry/substreg/searchandretrieve/substancesearch/search.do?details=displayDetails&selectedSubstanceId=82563 | 1 | Chemicals | f8bf6044-6065-3c37-a9df-eb58b9a38f11 | 4061cba4-cb52-3ef2-85a6-55942ed24d37 | 20aadc24-a391-41cf-b340-3e4529f44bde | 93a60a56-a3c8-11da-a746-0800200b9a66
A'-Neo-22,29,30-trinorgammacerane, (17.alpha.)- | 53584-59-1 | 53584591 | 53584591 | - |  | Mass | kg | emission | air | https://ofmpub.epa.gov/sor_internet/registry/substreg/searchandretrieve/substancesearch/search.do?details=displayDetails&selectedSubstanceId=95895 | 1 | Chemicals | 4e6b0787-1f2b-3e13-aa8a-563a37d61238 | 4061cba4-cb52-3ef2-85a6-55942ed24d37 | 20aadc24-a391-41cf-b340-3e4529f44bde | 93a60a56-a3c8-11da-a746-0800200b9a66
A'-Neo-30-norgammacerane, (17.alpha.)- | 53584-60-4 | 53584604 | 53584604 | - |  | Mass | kg | emission | air | https://ofmpub.epa.gov/sor_internet/registry/substreg/searchandretrieve/substancesearch/search.do?details=displayDetails&selectedSubstanceId=95894 | 1 | Chemicals | 0774f12c-1c3f-3c57-8d0f-07eefb36efc3 | 4061cba4-cb52-3ef2-85a6-55942ed24d37 | 20aadc24-a391-41cf-b340-3e4529f44bde | 93a60a56-a3c8-11da-a746-0800200b9a66
Cyclohexane, 1-propenyl- | 5364-83-0 | 5364830 | 5364830 | - |  | Mass | kg | emission | air | https://ofmpub.epa.gov/sor_internet/registry/substreg/searchandretrieve/substancesearch/search.do?details=displayDetails&selectedSubstanceId=95961 | 1 | Chemicals | fd94e06c-f752-3abe-a694-7a535a6a72fb | 4061cba4-cb52-3ef2-85a6-55942ed24d37 | 20aadc24-a391-41cf-b340-3e4529f44bde | 93a60a56-a3c8-11da-a746-0800200b9a66
20,29,30-Trinorlupane, (17.alpha.)- | 55199-72-9 | 55199729 | 55199729 | - |  | Mass | kg | emission | air | https://ofmpub.epa.gov/sor_internet/registry/substreg/searchandretrieve/substancesearch/search.do?details=displayDetails&selectedSubstanceId=95892 | 1 | Chemicals | 0d8b319d-bf65-3274-b6ac-1503fe656b2a | 4061cba4-cb52-3ef2-85a6-55942ed24d37 | 20aadc24-a391-41cf-b340-3e4529f44bde | 93a60a56-a3c8-11da-a746-0800200b9a66
18,19-Dinorcholestane, 5,14-dimethyl-, (5.beta.,8.alpha.,9.beta.,10.alpha.,14.beta.,20S)- | 56975-84-9 | 56975849 | 56975849 | - |  | Mass | kg | emission | air | https://ofmpub.epa.gov/sor_internet/registry/substreg/searchandretrieve/substancesearch/search.do?details=displayDetails&selectedSubstanceId=95891 | 1 | Chemicals | 0ad371ef-e6e6-391a-92d5-a2374c043e1c | 4061cba4-cb52-3ef2-85a6-55942ed24d37 | 20aadc24-a391-41cf-b340-3e4529f44bde | 93a60a56-a3c8-11da-a746-0800200b9a66
Ethane, 2-(difluoromethoxy)-1,1,1,2-tetrafluoro-, (+-)- | 57041-67-5 | 57041675 | 57041675 | - |  | Mass | kg | emission | air | https://ofmpub.epa.gov/sor_internet/registry/substreg/searchandretrieve/substancesearch/search.do?details=displayDetails&selectedSubstanceId=99084 | 1 | Chemicals | 1af836b1-dbb0-3ae6-8021-5fd59c32d837 | 4061cba4-cb52-3ef2-85a6-55942ed24d37 | 20aadc24-a391-41cf-b340-3e4529f44bde | 93a60a56-a3c8-11da-a746-0800200b9a66
1,2-Pentadiene | 591-95-7 | 591957 | 591957 | - |  | Mass | kg | emission | air | https://ofmpub.epa.gov/sor_internet/registry/substreg/searchandretrieve/substancesearch/search.do?details=displayDetails&selectedSubstanceId=100803 | 1 | Chemicals | f528f2a2-ea22-38dc-ae83-9998fbec7178 | 4061cba4-cb52-3ef2-85a6-55942ed24d37 | 20aadc24-a391-41cf-b340-3e4529f44bde | 93a60a56-a3c8-11da-a746-0800200b9a66
Cyclohexane, 1,2-diethyl-1-methyl- | 61141-79-5 | 61141795 | 61141795 | - |  | Mass | kg | emission | air | https://ofmpub.epa.gov/sor_internet/registry/substreg/searchandretrieve/substancesearch/search.do?details=displayDetails&selectedSubstanceId=95888 | 1 | Chemicals | 01292869-8b38-3426-a5f2-871326928a57 | 4061cba4-cb52-3ef2-85a6-55942ed24d37 | 20aadc24-a391-41cf-b340-3e4529f44bde | 93a60a56-a3c8-11da-a746-0800200b9a66
Cyclohexane, 1-ethyl-2,4-dimethyl- | 61142-69-6 | 61142696 | 61142696 | - |  | Mass | kg | emission | air | https://ofmpub.epa.gov/sor_internet/registry/substreg/searchandretrieve/substancesearch/search.do?details=displayDetails&selectedSubstanceId=95887 | 1 | Chemicals | 841a6897-1dd4-3802-9fd1-cb3f5b1209fe | 4061cba4-cb52-3ef2-85a6-55942ed24d37 | 20aadc24-a391-41cf-b340-3e4529f44bde | 93a60a56-a3c8-11da-a746-0800200b9a66
Benzene, 1-ethyl-2,3,4-trimethyl- | 61827-86-9 | 61827869 | 61827869 | - |  | Mass | kg | emission | air | https://ofmpub.epa.gov/sor_internet/registry/substreg/searchandretrieve/substancesearch/search.do?details=displayDetails&selectedSubstanceId=95885 | 1 | Chemicals | 57970abd-a31b-316a-85e5-dbd6a61e9a3b | 4061cba4-cb52-3ef2-85a6-55942ed24d37 | 20aadc24-a391-41cf-b340-3e4529f44bde | 93a60a56-a3c8-11da-a746-0800200b9a66
Nonane, 5-(1-methylethyl)- | 62184-72-9 | 62184729 | 62184729 | - |  | Mass | kg | emission | air | https://ofmpub.epa.gov/sor_internet/registry/substreg/searchandretrieve/substancesearch/search.do?details=displayDetails&selectedSubstanceId=95711 | 1 | Chemicals | e0c60a77-0768-327c-9fac-347ad60e0698 | 4061cba4-cb52-3ef2-85a6-55942ed24d37 | 20aadc24-a391-41cf-b340-3e4529f44bde | 93a60a56-a3c8-11da-a746-0800200b9a66
Nonadecanedioic acid | 6250-70-0 | 6250700 | 6250700 | - |  | Mass | kg | emission | air | https://ofmpub.epa.gov/sor_internet/registry/substreg/searchandretrieve/substancesearch/search.do?details=displayDetails&selectedSubstanceId=95959 | 1 | Chemicals | 40bca3b8-3093-32e2-b2fe-07a751db740d | 4061cba4-cb52-3ef2-85a6-55942ed24d37 | 20aadc24-a391-41cf-b340-3e4529f44bde | 93a60a56-a3c8-11da-a746-0800200b9a66
Pyrene, nitro- | 63021-86-3 | 63021863 | 63021863 | - |  | Mass | kg | emission | air | https://ofmpub.epa.gov/sor_internet/registry/substreg/searchandretrieve/substancesearch/search.do?details=displayDetails&selectedSubstanceId=95710 | 1 | Chemicals | 580689f0-4c8a-344a-8ed1-a4785326a268 | 4061cba4-cb52-3ef2-85a6-55942ed24d37 | 20aadc24-a391-41cf-b340-3e4529f44bde | 93a60a56-a3c8-11da-a746-0800200b9a66
Octane, dimethyl- | 63335-88-6 | 63335886 | 63335886 | - |  | Mass | kg | emission | air | https://ofmpub.epa.gov/sor_internet/registry/substreg/searchandretrieve/substancesearch/search.do?details=displayDetails&selectedSubstanceId=95707 | 1 | Chemicals | c34efeae-b2d8-3abd-b0e9-5c432c88383f | 4061cba4-cb52-3ef2-85a6-55942ed24d37 | 20aadc24-a391-41cf-b340-3e4529f44bde | 93a60a56-a3c8-11da-a746-0800200b9a66
20,29,30-Trinorlup-13(18)-ene, (17.alpha.)- | 63543-60-2 | 63543602 | 63543602 | - |  | Mass | kg | emission | air | https://ofmpub.epa.gov/sor_internet/registry/substreg/searchandretrieve/substancesearch/search.do?details=displayDetails&selectedSubstanceId=95706 | 1 | Chemicals | 9f21da80-016a-3c6e-94ca-356302782fd0 | 4061cba4-cb52-3ef2-85a6-55942ed24d37 | 20aadc24-a391-41cf-b340-3e4529f44bde | 93a60a56-a3c8-11da-a746-0800200b9a66
A'-Neo-28,30-dinorgammacerane, (17.alpha.)- | 65636-26-2 | 65636262 | 65636262 | - |  | Mass | kg | emission | air | https://ofmpub.epa.gov/sor_internet/registry/substreg/searchandretrieve/substancesearch/search.do?details=displayDetails&selectedSubstanceId=95704 | 1 | Chemicals | aca07959-aca6-3b7b-8a6e-11a60a1fec5d | 4061cba4-cb52-3ef2-85a6-55942ed24d37 | 20aadc24-a391-41cf-b340-3e4529f44bde | 93a60a56-a3c8-11da-a746-0800200b9a66
2-Pentene, 4-methyl-, (E)- | 674-76-0 | 674760 | 674760 | - |  | Mass | kg | emission | air | https://ofmpub.epa.gov/sor_internet/registry/substreg/searchandretrieve/substancesearch/search.do?details=displayDetails&selectedSubstanceId=78605 | 1 | Chemicals | 2ada9150-e5ba-3592-a089-27ab7e2ce826 | 4061cba4-cb52-3ef2-85a6-55942ed24d37 | 20aadc24-a391-41cf-b340-3e4529f44bde | 93a60a56-a3c8-11da-a746-0800200b9a66
Cyclopentane, tetramethyl- | 67784-41-2 | 67784412 | 67784412 | - |  | Mass | kg | emission | air | https://ofmpub.epa.gov/sor_internet/registry/substreg/searchandretrieve/substancesearch/search.do?details=displayDetails&selectedSubstanceId=95702 | 1 | Chemicals | fd201790-6c02-3b7b-81a1-6fb85ed2af00 | 4061cba4-cb52-3ef2-85a6-55942ed24d37 | 20aadc24-a391-41cf-b340-3e4529f44bde | 93a60a56-a3c8-11da-a746-0800200b9a66
1-Butanone, 1-(4-hydroxy-3,5-dimethoxyphenyl)- | 69271-91-6 | 69271916 | 69271916 | - |  | Mass | kg | emission | air | https://ofmpub.epa.gov/sor_internet/registry/substreg/searchandretrieve/substancesearch/search.do?details=displayDetails&selectedSubstanceId=95701 | 1 | Chemicals | 9ba204c3-e173-34ce-908a-3fa05c48b763 | 4061cba4-cb52-3ef2-85a6-55942ed24d37 | 20aadc24-a391-41cf-b340-3e4529f44bde | 93a60a56-a3c8-11da-a746-0800200b9a66
Cholestane, (5.alpha.,14.beta.,20S)- | 69483-48-3 | 69483483 | 69483483 | - |  | Mass | kg | emission | air | https://ofmpub.epa.gov/sor_internet/registry/substreg/searchandretrieve/substancesearch/search.do?details=displayDetails&selectedSubstanceId=95700 | 1 | Chemicals | 6596a16e-fe02-3b4b-a5fe-f80d67d6dfc5 | 4061cba4-cb52-3ef2-85a6-55942ed24d37 | 20aadc24-a391-41cf-b340-3e4529f44bde | 93a60a56-a3c8-11da-a746-0800200b9a66
Nonadiene | 71030-52-9 | 71030529 | 71030529 | - |  | Mass | kg | emission | air | https://ofmpub.epa.gov/sor_internet/registry/substreg/searchandretrieve/substancesearch/search.do?details=displayDetails&selectedSubstanceId=95698 | 1 | Chemicals | 3179e0dc-8a22-3f32-8fe9-c05e22108602 | 4061cba4-cb52-3ef2-85a6-55942ed24d37 | 20aadc24-a391-41cf-b340-3e4529f44bde | 93a60a56-a3c8-11da-a746-0800200b9a66
2(3H)-Furanone, 5-dodecyldihydro- | 730-46-1 | 730461 | 730461 | - |  | Mass | kg | emission | air | https://ofmpub.epa.gov/sor_internet/registry/substreg/searchandretrieve/substancesearch/search.do?details=displayDetails&selectedSubstanceId=96169 | 1 | Chemicals | 564c1acf-fcba-38c1-b119-b3ace01858f8 | 4061cba4-cb52-3ef2-85a6-55942ed24d37 | 20aadc24-a391-41cf-b340-3e4529f44bde | 93a60a56-a3c8-11da-a746-0800200b9a66
2(3H)-Furanone, dihydro-5-nonyl- | 7370-36-7 | 7370367 | 7370367 | - |  | Mass | kg | emission | air | https://ofmpub.epa.gov/sor_internet/registry/substreg/searchandretrieve/substancesearch/search.do?details=displayDetails&selectedSubstanceId=95950 | 1 | Chemicals | 829d9c05-6808-38b3-b7dd-f76b21b0cade | 4061cba4-cb52-3ef2-85a6-55942ed24d37 | 20aadc24-a391-41cf-b340-3e4529f44bde | 93a60a56-a3c8-11da-a746-0800200b9a66
2(3H)-Furanone, dihydro-5-undecyl- | 7370-42-5 | 7370425 | 7370425 | - |  | Mass | kg | emission | air | https://ofmpub.epa.gov/sor_internet/registry/substreg/searchandretrieve/substancesearch/search.do?details=displayDetails&selectedSubstanceId=95949 | 1 | Chemicals | 2121d77f-b1ff-31d8-b1e8-340d5e018ef5 | 4061cba4-cb52-3ef2-85a6-55942ed24d37 | 20aadc24-a391-41cf-b340-3e4529f44bde | 93a60a56-a3c8-11da-a746-0800200b9a66
Decene, methyl- | 73752-14-4 | 73752144 | 73752144 | - |  | Mass | kg | emission | air | https://ofmpub.epa.gov/sor_internet/registry/substreg/searchandretrieve/substancesearch/search.do?details=displayDetails&selectedSubstanceId=95697 | 1 | Chemicals | 0a6d5080-92da-3d4a-8a3b-24af2b3d5b05 | 4061cba4-cb52-3ef2-85a6-55942ed24d37 | 20aadc24-a391-41cf-b340-3e4529f44bde | 93a60a56-a3c8-11da-a746-0800200b9a66
1-Pentene, 3,4-dimethyl- | 7385-78-6 | 7385786 | 7385786 | - |  | Mass | kg | emission | air | https://ofmpub.epa.gov/sor_internet/registry/substreg/searchandretrieve/substancesearch/search.do?details=displayDetails&selectedSubstanceId=78696 | 1 | Chemicals | 448c3213-735c-354d-a287-e87dfb93315d | 4061cba4-cb52-3ef2-85a6-55942ed24d37 | 20aadc24-a391-41cf-b340-3e4529f44bde | 93a60a56-a3c8-11da-a746-0800200b9a66
Cyclohexane, 1,2,4-trimethyl-, (1R,2S,4R)-rel- | 7667-58-5 | 7667585 | 7667585 | - |  | Mass | kg | emission | air | https://ofmpub.epa.gov/sor_internet/registry/substreg/searchandretrieve/substancesearch/search.do?details=displayDetails&selectedSubstanceId=95948 | 1 | Chemicals | cc50c5d2-8c42-3f52-8092-1b17df9dd01b | 4061cba4-cb52-3ef2-85a6-55942ed24d37 | 20aadc24-a391-41cf-b340-3e4529f44bde | 93a60a56-a3c8-11da-a746-0800200b9a66
Cyclohexane, 1,2,4-trimethyl-, (1R,2R,4R)-rel- | 7667-60-9 | 7667609 | 7667609 | - |  | Mass | kg | emission | air | https://ofmpub.epa.gov/sor_internet/registry/substreg/searchandretrieve/substancesearch/search.do?details=displayDetails&selectedSubstanceId=95947 | 1 | Chemicals | 442660ce-c510-3f48-990c-c413ba130bcc | 4061cba4-cb52-3ef2-85a6-55942ed24d37 | 20aadc24-a391-41cf-b340-3e4529f44bde | 93a60a56-a3c8-11da-a746-0800200b9a66
1-Phenanthrenecarboxylic acid, 7-ethenyl-1,2,3,4,4a,5,6,7,8,9,10,10a-dodecahydro-1,4a,7-trimethyl-, (1R,4aS,7R,10aR)- | 7715-76-6 | 7715766 | 7715766 | - |  | Mass | kg | emission | air | https://ofmpub.epa.gov/sor_internet/registry/substreg/searchandretrieve/substancesearch/search.do?details=displayDetails&selectedSubstanceId=95946 | 1 | Chemicals | 3e7ef7c4-ff80-3c9a-a24f-05869a76cbb0 | 4061cba4-cb52-3ef2-85a6-55942ed24d37 | 20aadc24-a391-41cf-b340-3e4529f44bde | 93a60a56-a3c8-11da-a746-0800200b9a66
Methane, bis(difluoromethoxy)difluoro- | 78522-47-1 | 78522471 | 78522471 | - |  | Mass | kg | emission | air | https://ofmpub.epa.gov/sor_internet/registry/substreg/searchandretrieve/substancesearch/search.do?details=displayDetails&selectedSubstanceId=99085 | 1 | Chemicals | cbf8f1b1-4b4c-38da-a565-1fc9b1f58169 | 4061cba4-cb52-3ef2-85a6-55942ed24d37 | 20aadc24-a391-41cf-b340-3e4529f44bde | 93a60a56-a3c8-11da-a746-0800200b9a66
Hexane, ethylmethyl- | 79004-87-8 | 79004878 | 79004878 | - |  | Mass | kg | emission | air | https://ofmpub.epa.gov/sor_internet/registry/substreg/searchandretrieve/substancesearch/search.do?details=displayDetails&selectedSubstanceId=95696 | 1 | Chemicals | 90a3e04c-07e1-3928-885e-3c29fb5eb84b | 4061cba4-cb52-3ef2-85a6-55942ed24d37 | 20aadc24-a391-41cf-b340-3e4529f44bde | 93a60a56-a3c8-11da-a746-0800200b9a66
Benzenediol, methyl- | 80934-44-7 | 80934447 | 80934447 | - |  | Mass | kg | emission | air | https://ofmpub.epa.gov/sor_internet/registry/substreg/searchandretrieve/substancesearch/search.do?details=displayDetails&selectedSubstanceId=95695 | 1 | Chemicals | 045067b1-352c-3238-af63-6a27b8c31ab9 | 4061cba4-cb52-3ef2-85a6-55942ed24d37 | 20aadc24-a391-41cf-b340-3e4529f44bde | 93a60a56-a3c8-11da-a746-0800200b9a66
Dodecenal | 82107-89-9 | 82107899 | 82107899 | - |  | Mass | kg | emission | air | https://ofmpub.epa.gov/sor_internet/registry/substreg/searchandretrieve/substancesearch/search.do?details=displayDetails&selectedSubstanceId=95694 | 1 | Chemicals | de4041ce-e7a4-328d-a881-25bde99332de | 4061cba4-cb52-3ef2-85a6-55942ed24d37 | 20aadc24-a391-41cf-b340-3e4529f44bde | 93a60a56-a3c8-11da-a746-0800200b9a66
Cyclohexane, diethylmethyl- | 82162-00-3 | 82162003 | 82162003 | - |  | Mass | kg | emission | air | https://ofmpub.epa.gov/sor_internet/registry/substreg/searchandretrieve/substancesearch/search.do?details=displayDetails&selectedSubstanceId=95693 | 1 | Chemicals | 800b020d-1727-3fe3-84b0-ce045d66f802 | 4061cba4-cb52-3ef2-85a6-55942ed24d37 | 20aadc24-a391-41cf-b340-3e4529f44bde | 93a60a56-a3c8-11da-a746-0800200b9a66
1-Phenanthrenecarboxylic acid, 1,2,3,4,4a,9,10,10a-octahydro-1,4a-dimethyl-7-(1-methylethenyl)-, (1R,4aS,10aR)- | 82276-84-4 | 82276844 | 82276844 | - |  | Mass | kg | emission | air | https://ofmpub.epa.gov/sor_internet/registry/substreg/searchandretrieve/substancesearch/search.do?details=displayDetails&selectedSubstanceId=95691 | 1 | Chemicals | a497b78c-9781-39d7-af4f-dfd82317b248 | 4061cba4-cb52-3ef2-85a6-55942ed24d37 | 20aadc24-a391-41cf-b340-3e4529f44bde | 93a60a56-a3c8-11da-a746-0800200b9a66
Cyclohexane, 1-ethyl-1,2-dimethyl- | 824-01-1 | 824011 | 824011 | - |  | Mass | kg | emission | air | https://ofmpub.epa.gov/sor_internet/registry/substreg/searchandretrieve/substancesearch/search.do?details=displayDetails&selectedSubstanceId=96168 | 1 | Chemicals | 381cab40-051d-3115-8336-a37a84162e21 | 4061cba4-cb52-3ef2-85a6-55942ed24d37 | 20aadc24-a391-41cf-b340-3e4529f44bde | 93a60a56-a3c8-11da-a746-0800200b9a66
Ethane, 1,1-difluoro-2-(trifluoromethoxy)- | 84011-15-4 | 84011154 | 84011154 | - |  | Mass | kg | emission | air | https://ofmpub.epa.gov/sor_internet/registry/substreg/searchandretrieve/substancesearch/search.do?details=displayDetails&selectedSubstanceId=99137 | 1 | Chemicals | fbdfee80-1097-37e0-9109-5d59cc0b41b9 | 4061cba4-cb52-3ef2-85a6-55942ed24d37 | 20aadc24-a391-41cf-b340-3e4529f44bde | 93a60a56-a3c8-11da-a746-0800200b9a66
Cyclopentenone, trimethyl- | 86368-24-3 | 86368243 | 86368243 | - |  | Mass | kg | emission | air | https://ofmpub.epa.gov/sor_internet/registry/substreg/searchandretrieve/substancesearch/search.do?details=displayDetails&selectedSubstanceId=95690 | 1 | Chemicals | defa6390-01ca-3256-8fc0-d43048c83e51 | 4061cba4-cb52-3ef2-85a6-55942ed24d37 | 20aadc24-a391-41cf-b340-3e4529f44bde | 93a60a56-a3c8-11da-a746-0800200b9a66
2-Propenal, 3-(4-hydroxy-3,5-dimethoxyphenyl)- | 87345-53-7 | 87345537 | 87345537 | - |  | Mass | kg | emission | air | https://ofmpub.epa.gov/sor_internet/registry/substreg/searchandretrieve/substancesearch/search.do?details=displayDetails&selectedSubstanceId=95689 | 1 | Chemicals | 4718368f-1c91-3ae5-8a93-d1255bf41bfc | 4061cba4-cb52-3ef2-85a6-55942ed24d37 | 20aadc24-a391-41cf-b340-3e4529f44bde | 93a60a56-a3c8-11da-a746-0800200b9a66
Cyclohexane, dimethyl(methylpropyl)- | 88456-07-9 | 88456079 | 88456079 | - |  | Mass | kg | emission | air | https://ofmpub.epa.gov/sor_internet/registry/substreg/searchandretrieve/substancesearch/search.do?details=displayDetails&selectedSubstanceId=95688 | 1 | Chemicals | f2eae7c5-be9d-39db-80a7-790b6bdaaba8 | 4061cba4-cb52-3ef2-85a6-55942ed24d37 | 20aadc24-a391-41cf-b340-3e4529f44bde | 93a60a56-a3c8-11da-a746-0800200b9a66
A'-Neo-25,28,30-trinorgammacerane, (17.alpha.,21.beta.)- | 89675-51-4 | 89675514 | 89675514 | - |  | Mass | kg | emission | air | https://ofmpub.epa.gov/sor_internet/registry/substreg/searchandretrieve/substancesearch/search.do?details=displayDetails&selectedSubstanceId=95687 | 1 | Chemicals | 9d83d12b-07f1-30c9-8668-ec0bb2269b9f | 4061cba4-cb52-3ef2-85a6-55942ed24d37 | 20aadc24-a391-41cf-b340-3e4529f44bde | 93a60a56-a3c8-11da-a746-0800200b9a66
Hexene, trimethyl- | 95461-54-4 | 95461544 | 95461544 | - |  | Mass | kg | emission | air | https://ofmpub.epa.gov/sor_internet/registry/substreg/searchandretrieve/substancesearch/search.do?details=displayDetails&selectedSubstanceId=95681 | 1 | Chemicals | 06372bb9-af8c-3a2b-9498-c7d5e18e070f | 4061cba4-cb52-3ef2-85a6-55942ed24d37 | 20aadc24-a391-41cf-b340-3e4529f44bde | 93a60a56-a3c8-11da-a746-0800200b9a66
Dithiobiuret | 541-53-7 | 541537 | 541537 | C2H5N3S2 |  | Mass | kg | emission | air | https://ofmpub.epa.gov/sor_internet/registry/substreg/searchandretrieve/substancesearch/search.do?details=displayDetails&selectedSubstanceId=45519 | 1 | Chemicals | 71dff257-444b-3ce3-9091-ffe2bfbaae15 | 4061cba4-cb52-3ef2-85a6-55942ed24d37 | 20aadc24-a391-41cf-b340-3e4529f44bde | 93a60a56-a3c8-11da-a746-0800200b9a66
HCFC-121a | 354-11-0 | 354110 | 354110 | C2HCl4F |  | Mass | kg | emission | air | https://ofmpub.epa.gov/sor_internet/registry/substreg/searchandretrieve/substancesearch/search.do?details=displayDetails&selectedSubstanceId=92334 | 1 | Chemicals | b02c0401-f3e9-3c6c-8eb3-0ab5b843fade | 4061cba4-cb52-3ef2-85a6-55942ed24d37 | 20aadc24-a391-41cf-b340-3e4529f44bde | 93a60a56-a3c8-11da-a746-0800200b9a66
HCFC-123a | 354-23-4 | 354234 | 354234 | C2HCl2F3 |  | Mass | kg | emission | air | https://ofmpub.epa.gov/sor_internet/registry/substreg/searchandretrieve/substancesearch/search.do?details=displayDetails&selectedSubstanceId=46471 | 1 | Chemicals | 1ef6fb68-65ee-33e2-82ef-1c5d5f732594 | 4061cba4-cb52-3ef2-85a6-55942ed24d37 | 20aadc24-a391-41cf-b340-3e4529f44bde | 93a60a56-a3c8-11da-a746-0800200b9a66
HCFC-124a | 354-25-6 | 354256 | 354256 | C2HClF4 |  | Mass | kg | emission | air | https://ofmpub.epa.gov/sor_internet/registry/substreg/searchandretrieve/substancesearch/search.do?details=displayDetails&selectedSubstanceId=46470 | 1 | Chemicals | d867e6cd-10b5-3f80-bde7-d179e85bccf3 | 4061cba4-cb52-3ef2-85a6-55942ed24d37 | 20aadc24-a391-41cf-b340-3e4529f44bde | 93a60a56-a3c8-11da-a746-0800200b9a66
Energy, heat | [5 empty] | Energy | MJ | emission | air |  | 1 | Energy | ae2867f5-08ef-3c5d-9e22-b37ec9840fa7 | 4061cba4-cb52-3ef2-85a6-55942ed24d37 | 52765a6c-3896-43c2-b2f4-c679acf13efe | f6811440-ee37-11de-8a39-0800200c9a66
Acetates, branched alkyl C7-9 C-8-rich | 108419-32-5 | 108419325 | 108419325 | - |  | Mass | kg | emission | air | https://ofmpub.epa.gov/sor_internet/registry/substreg/searchandretrieve/substancesearch/search.do?details=displayDetails&selectedSubstanceId=27220 | 1 | Groups | b7ca3e87-f4d5-365b-8200-2ba99d4c9c14 | 4061cba4-cb52-3ef2-85a6-55942ed24d37 | 20aadc24-a391-41cf-b340-3e4529f44bde | 93a60a56-a3c8-11da-a746-0800200b9a66
Aroclor 1260 | 11096-82-5 | 11096825 | 11096825 | - |  | Mass | kg | emission | air | https://ofmpub.epa.gov/sor_internet/registry/substreg/searchandretrieve/substancesearch/search.do?details=displayDetails&selectedSubstanceId=38820 | 1 | Groups | 730222d8-21be-38de-93ed-6dc72ed7cb1e | 4061cba4-cb52-3ef2-85a6-55942ed24d37 | 20aadc24-a391-41cf-b340-3e4529f44bde | 93a60a56-a3c8-11da-a746-0800200b9a66
Aroclor 1254 | 11097-69-1 | 11097691 | 11097691 | - |  | Mass | kg | emission | air | https://ofmpub.epa.gov/sor_internet/registry/substreg/searchandretrieve/substancesearch/search.do?details=displayDetails&selectedSubstanceId=38818 | 1 | Groups | 1f15cf5d-8a3f-3fa1-a8c6-686551eb402d | 4061cba4-cb52-3ef2-85a6-55942ed24d37 | 20aadc24-a391-41cf-b340-3e4529f44bde | 93a60a56-a3c8-11da-a746-0800200b9a66
Nitrogen oxides | 11104-93-1 | 11104931 | 11104931 | - |  | Mass | kg | emission | air | https://ofmpub.epa.gov/sor_internet/registry/substreg/searchandretrieve/substancesearch/search.do?details=displayDetails&selectedSubstanceId=38802 | 1 | Groups | ff916e13-2e0e-3853-94f8-d7bd94f88f59 | 4061cba4-cb52-3ef2-85a6-55942ed24d37 | 20aadc24-a391-41cf-b340-3e4529f44bde | 93a60a56-a3c8-11da-a746-0800200b9a66
Aroclor 1016 | 12674-11-2 | 12674112 | 12674112 | - |  | Mass | kg | emission | air | https://ofmpub.epa.gov/sor_internet/registry/substreg/searchandretrieve/substancesearch/search.do?details=displayDetails&selectedSubstanceId=61981 | 1 | Groups | d3fc810b-3493-3ac6-863b-5203931d6840 | 4061cba4-cb52-3ef2-85a6-55942ed24d37 | 20aadc24-a391-41cf-b340-3e4529f44bde | 93a60a56-a3c8-11da-a746-0800200b9a66
Dichloroethane | 1300-21-6 | 1300216 | 1300216 | - |  | Mass | kg | emission | air | https://ofmpub.epa.gov/sor_internet/registry/substreg/searchandretrieve/substancesearch/search.do?details=displayDetails&selectedSubstanceId=43278 | 1 | Groups | 3b5ca3b1-10d8-360f-82c2-fd469b061f29 | 4061cba4-cb52-3ef2-85a6-55942ed24d37 | 20aadc24-a391-41cf-b340-3e4529f44bde | 93a60a56-a3c8-11da-a746-0800200b9a66
Polycyclic aromatic hydrocarbons | 130498-29-2 | 130498292 | 130498292 | - |  | Mass | kg | emission | air | https://ofmpub.epa.gov/sor_internet/registry/substreg/searchandretrieve/substancesearch/search.do?details=displayDetails&selectedSubstanceId=84476 | 1 | Groups | 4a2c52a3-fc11-3af9-8264-2eb03bc77dc8 | 4061cba4-cb52-3ef2-85a6-55942ed24d37 | 20aadc24-a391-41cf-b340-3e4529f44bde | 93a60a56-a3c8-11da-a746-0800200b9a66
Antimony oxide | 1327-33-9 | 1327339 | 1327339 | - |  | Mass | kg | emission | air | https://ofmpub.epa.gov/sor_internet/registry/substreg/searchandretrieve/substancesearch/search.do?details=displayDetails&selectedSubstanceId=43076 | 1 | Groups | dc4b3599-96dd-3c8a-a8ca-5af3ecf87135 | 4061cba4-cb52-3ef2-85a6-55942ed24d37 | 20aadc24-a391-41cf-b340-3e4529f44bde | 93a60a56-a3c8-11da-a746-0800200b9a66
Polychlorinated biphenyls | 1336-36-3 | 1336363 | 1336363 | C12 |  | Mass | kg | emission | air | https://ofmpub.epa.gov/sor_internet/registry/substreg/searchandretrieve/substancesearch/search.do?details=displayDetails&selectedSubstanceId=16366 | 1 | Groups | 710822e4-c724-386d-830b-b8ecf12bb9ed | 4061cba4-cb52-3ef2-85a6-55942ed24d37 | 20aadc24-a391-41cf-b340-3e4529f44bde | 93a60a56-a3c8-11da-a746-0800200b9a66
Chlorinated dibenzo-p-dioxins | 136677-09-3 | 136677093 | 136677093 | - |  | Mass | kg | emission | air | https://ofmpub.epa.gov/sor_internet/registry/substreg/searchandretrieve/substancesearch/search.do?details=displayDetails&selectedSubstanceId=85485 | 1 | Groups | 908cf186-57cc-36c0-add5-b64a6169a203 | 4061cba4-cb52-3ef2-85a6-55942ed24d37 | 20aadc24-a391-41cf-b340-3e4529f44bde | 93a60a56-a3c8-11da-a746-0800200b9a66
Chlorinated dibenzofurans | 136677-10-6 | 136677106 | 136677106 | - |  | Mass | kg | emission | air | https://ofmpub.epa.gov/sor_internet/registry/substreg/searchandretrieve/substancesearch/search.do?details=displayDetails&selectedSubstanceId=36001 | 1 | Groups | 2f84bca2-ebd8-352d-af7e-fef27c06f2d6 | 4061cba4-cb52-3ef2-85a6-55942ed24d37 | 20aadc24-a391-41cf-b340-3e4529f44bde | 93a60a56-a3c8-11da-a746-0800200b9a66
Aflatoxins | 1402-68-2 | 1402682 | 1402682 | - |  | Mass | kg | emission | air | https://ofmpub.epa.gov/sor_internet/registry/substreg/searchandretrieve/substancesearch/search.do?details=displayDetails&selectedSubstanceId=81225 | 1 | Groups | 4272d18f-f482-394c-87df-87f8990778d1 | 4061cba4-cb52-3ef2-85a6-55942ed24d37 | 20aadc24-a391-41cf-b340-3e4529f44bde | 93a60a56-a3c8-11da-a746-0800200b9a66
T-2 toxin | 21259-20-1 | 21259201 | 21259201 | C24H34O9 |  | Mass | kg | emission | air | https://comptox.epa.gov/dashboard/dsstoxdb/results?utf8=%E2%9C%93&search=DTXSID6021298 | 1 | Groups | 58d823f5-02ef-3772-a92a-7aab37850b9d | 4061cba4-cb52-3ef2-85a6-55942ed24d37 | 20aadc24-a391-41cf-b340-3e4529f44bde | 93a60a56-a3c8-11da-a746-0800200b9a66
Tetrachlorodibenzofuran | 30402-14-3 | 30402143 | 30402143 | C12H4Cl4O |  | Mass | kg | emission | air | https://ofmpub.epa.gov/sor_internet/registry/substreg/searchandretrieve/substancesearch/search.do?details=displayDetails&selectedSubstanceId=58786 | 1 | Groups | e957cc69-a934-3d77-aacd-9f15e2a1adec | 4061cba4-cb52-3ef2-85a6-55942ed24d37 | 20aadc24-a391-41cf-b340-3e4529f44bde | 93a60a56-a3c8-11da-a746-0800200b9a66
Pentachlorodibenzofuran | 30402-15-4 | 30402154 | 30402154 | - |  | Mass | kg | emission | air | https://ofmpub.epa.gov/sor_internet/registry/substreg/searchandretrieve/substancesearch/search.do?details=displayDetails&selectedSubstanceId=58785 | 1 | Groups | 4d3b3db6-8cca-304d-a932-774fa4c80ecc | 4061cba4-cb52-3ef2-85a6-55942ed24d37 | 20aadc24-a391-41cf-b340-3e4529f44bde | 93a60a56-a3c8-11da-a746-0800200b9a66
Perfluorocarbons | 308069-13-8 | 308069138 | 308069138 | - |  | Mass | kg | emission | air | https://comptox.epa.gov/dashboard/dsstoxdb/results?utf8=%E2%9C%93&search=DTXSID60109225 | 1 | Groups | 4ad8e697-3ba6-3434-baba-f59d08e362cd | 4061cba4-cb52-3ef2-85a6-55942ed24d37 | 20aadc24-a391-41cf-b340-3e4529f44bde | 93a60a56-a3c8-11da-a746-0800200b9a66
Bilanafos | 35597-43-4 | 35597434 | 35597434 | C11H22N3O6P |  | Mass | kg | emission | air | https://comptox.epa.gov/dashboard/dsstoxdb/results?utf8=%E2%9C%93&search=DTXSID5058066 | 1 | Groups | d801df7f-0961-3852-9c51-756b7b088224 | 4061cba4-cb52-3ef2-85a6-55942ed24d37 | 20aadc24-a391-41cf-b340-3e4529f44bde | 93a60a56-a3c8-11da-a746-0800200b9a66
Pentachlorodibenzo-p-dioxin | 36088-22-9 | 36088229 | 36088229 | - |  | Mass | kg | emission | air | https://ofmpub.epa.gov/sor_internet/registry/substreg/searchandretrieve/substancesearch/search.do?details=displayDetails&selectedSubstanceId=53363 | 1 | Groups | 93743a34-4417-3696-ab37-94c6d30f3f0a | 4061cba4-cb52-3ef2-85a6-55942ed24d37 | 20aadc24-a391-41cf-b340-3e4529f44bde | 93a60a56-a3c8-11da-a746-0800200b9a66
Heptachlorodibenzo-p-dioxin | 37871-00-4 | 37871004 | 37871004 | - |  | Mass | kg | emission | air | https://ofmpub.epa.gov/sor_internet/registry/substreg/searchandretrieve/substancesearch/search.do?details=displayDetails&selectedSubstanceId=94201 | 1 | Groups | fb0f420d-f2a0-338b-9bf6-e0df2e252204 | 4061cba4-cb52-3ef2-85a6-55942ed24d37 | 20aadc24-a391-41cf-b340-3e4529f44bde | 93a60a56-a3c8-11da-a746-0800200b9a66
Heptachlorodibenzofuran | 38998-75-3 | 38998753 | 38998753 | - |  | Mass | kg | emission | air | https://ofmpub.epa.gov/sor_internet/registry/substreg/searchandretrieve/substancesearch/search.do?details=displayDetails&selectedSubstanceId=53526 | 1 | Groups | eac96e57-6761-3358-95e0-40575765bf41 | 4061cba4-cb52-3ef2-85a6-55942ed24d37 | 20aadc24-a391-41cf-b340-3e4529f44bde | 93a60a56-a3c8-11da-a746-0800200b9a66
Tetrachlorodibenzo-p-dioxin | 41903-57-5 | 41903575 | 41903575 | - |  | Mass | kg | emission | air | https://ofmpub.epa.gov/sor_internet/registry/substreg/searchandretrieve/substancesearch/search.do?details=displayDetails&selectedSubstanceId=54307 | 1 | Groups | 167ef1d3-a915-3c16-9914-cc7735f8f346 | 4061cba4-cb52-3ef2-85a6-55942ed24d37 | 20aadc24-a391-41cf-b340-3e4529f44bde | 93a60a56-a3c8-11da-a746-0800200b9a66
Hexachlorodibenzofuran | 55684-94-1 | 55684941 | 55684941 | - |  | Mass | kg | emission | air | https://ofmpub.epa.gov/sor_internet/registry/substreg/searchandretrieve/substancesearch/search.do?details=displayDetails&selectedSubstanceId=49568 | 1 | Groups | c19d3f07-572d-3767-8a2b-d7335eafe7a1 | 4061cba4-cb52-3ef2-85a6-55942ed24d37 | 20aadc24-a391-41cf-b340-3e4529f44bde | 93a60a56-a3c8-11da-a746-0800200b9a66
Naphthalenesulfonic acids | 68153-01-5 | 68153015 | 68153015 | - |  | Mass | kg | emission | air | https://ofmpub.epa.gov/sor_internet/registry/substreg/searchandretrieve/substancesearch/search.do?details=displayDetails&selectedSubstanceId=14941 | 1 | Groups | a58695d8-2f1c-336f-877f-81dc63dc57be | 4061cba4-cb52-3ef2-85a6-55942ed24d37 | 20aadc24-a391-41cf-b340-3e4529f44bde | 93a60a56-a3c8-11da-a746-0800200b9a66
Benzenesulfonic acid, alkyl derivs. C10-13, sodium salts | 68411-30-3 | 68411303 | 68411303 | - |  | Mass | kg | emission | air | https://ofmpub.epa.gov/sor_internet/registry/substreg/searchandretrieve/substancesearch/search.do?details=displayDetails&selectedSubstanceId=69707 | 1 | Groups | 399ce8cb-f3be-322a-8d20-3955a57dd0dc | 4061cba4-cb52-3ef2-85a6-55942ed24d37 | 20aadc24-a391-41cf-b340-3e4529f44bde | 93a60a56-a3c8-11da-a746-0800200b9a66
Alcohols, ethoxylated C12-14 | 68439-50-9 | 68439509 | 68439509 | - |  | Mass | kg | emission | air | https://ofmpub.epa.gov/sor_internet/registry/substreg/searchandretrieve/substancesearch/search.do?details=displayDetails&selectedSubstanceId=12603 | 1 | Groups | 38c6c455-79a5-31dc-9748-f62a6ab5be18 | 4061cba4-cb52-3ef2-85a6-55942ed24d37 | 20aadc24-a391-41cf-b340-3e4529f44bde | 93a60a56-a3c8-11da-a746-0800200b9a66
Phthalates, branched and linear dialkyl C7-11 | 68515-42-4 | 68515424 | 68515424 | - |  | Mass | kg | emission | air | https://ofmpub.epa.gov/sor_internet/registry/substreg/searchandretrieve/substancesearch/search.do?details=displayDetails&selectedSubstanceId=82153 | 1 | Groups | 164c2680-7208-334c-b9ac-fe3fd37faaa4 | 4061cba4-cb52-3ef2-85a6-55942ed24d37 | 20aadc24-a391-41cf-b340-3e4529f44bde | 93a60a56-a3c8-11da-a746-0800200b9a66
Phthalates, branched and linear dialkyl C9-11 | 68515-43-5 | 68515435 | 68515435 | - |  | Mass | kg | emission | air | https://ofmpub.epa.gov/sor_internet/registry/substreg/searchandretrieve/substancesearch/search.do?details=displayDetails&selectedSubstanceId=11221 | 1 | Groups | 832d1b20-8e87-304f-8838-90775fe969ba | 4061cba4-cb52-3ef2-85a6-55942ed24d37 | 20aadc24-a391-41cf-b340-3e4529f44bde | 93a60a56-a3c8-11da-a746-0800200b9a66
Phthalates, branched dialkyl C11-14, C13-rich | 68515-47-9 | 68515479 | 68515479 | - |  | Mass | kg | emission | air | https://ofmpub.epa.gov/sor_internet/registry/substreg/searchandretrieve/substancesearch/search.do?details=displayDetails&selectedSubstanceId=11217 | 1 | Groups | e442afb3-82bb-310d-87c3-f1f932d8707c | 4061cba4-cb52-3ef2-85a6-55942ed24d37 | 20aadc24-a391-41cf-b340-3e4529f44bde | 93a60a56-a3c8-11da-a746-0800200b9a66
Phthalates, branched dialkyl C8-10, C9-rich | 68515-48-0 | 68515480 | 68515480 | - |  | Mass | kg | emission | air | https://ofmpub.epa.gov/sor_internet/registry/substreg/searchandretrieve/substancesearch/search.do?details=displayDetails&selectedSubstanceId=11216 | 1 | Groups | 415f6537-994b-332f-9f9d-fc870eb8d7dc | 4061cba4-cb52-3ef2-85a6-55942ed24d37 | 20aadc24-a391-41cf-b340-3e4529f44bde | 93a60a56-a3c8-11da-a746-0800200b9a66
Phthalates, branched dialkyl C9-11, C10-rich | 68515-49-1 | 68515491 | 68515491 | - |  | Mass | kg | emission | air | https://ofmpub.epa.gov/sor_internet/registry/substreg/searchandretrieve/substancesearch/search.do?details=displayDetails&selectedSubstanceId=11215 | 1 | Groups | a2fa532c-b2bd-3d31-8d80-423eebed407f | 4061cba4-cb52-3ef2-85a6-55942ed24d37 | 20aadc24-a391-41cf-b340-3e4529f44bde | 93a60a56-a3c8-11da-a746-0800200b9a66
Phthalates, dialkyl C6-10 | 68515-51-5 | 68515515 | 68515515 | - |  | Mass | kg | emission | air | https://ofmpub.epa.gov/sor_internet/registry/substreg/searchandretrieve/substancesearch/search.do?details=displayDetails&selectedSubstanceId=11213 | 1 | Groups | 8953fba0-cc07-3e8f-8de5-4ab19ce1cd98 | 4061cba4-cb52-3ef2-85a6-55942ed24d37 | 20aadc24-a391-41cf-b340-3e4529f44bde | 93a60a56-a3c8-11da-a746-0800200b9a66
Alcohols, C11-14-iso-, C13-rich | 68526-86-3 | 68526863 | 68526863 | - |  | Mass | kg | emission | air | https://ofmpub.epa.gov/sor_internet/registry/substreg/searchandretrieve/substancesearch/search.do?details=displayDetails&selectedSubstanceId=10402 | 1 | Groups | 2e65ac62-ad97-3c59-a4c5-8f4aaf7eed76 | 4061cba4-cb52-3ef2-85a6-55942ed24d37 | 20aadc24-a391-41cf-b340-3e4529f44bde | 93a60a56-a3c8-11da-a746-0800200b9a66
Alcohols, C6-12 | 68603-15-6 | 68603156 | 68603156 | - |  | Mass | kg | emission | air | https://ofmpub.epa.gov/sor_internet/registry/substreg/searchandretrieve/substancesearch/search.do?details=displayDetails&selectedSubstanceId=11156 | 1 | Groups | 8bf1f6f2-f640-3107-822c-8b7ccad64606 | 4061cba4-cb52-3ef2-85a6-55942ed24d37 | 20aadc24-a391-41cf-b340-3e4529f44bde | 93a60a56-a3c8-11da-a746-0800200b9a66
Carboxylic acids, di-, C4-6 | 68603-87-2 | 68603872 | 68603872 | - |  | Mass | kg | emission | air | https://ofmpub.epa.gov/sor_internet/registry/substreg/searchandretrieve/substancesearch/search.do?details=displayDetails&selectedSubstanceId=10964 | 1 | Groups | b4e731bb-9f48-3afd-85c9-65c56d8399dd | 4061cba4-cb52-3ef2-85a6-55942ed24d37 | 20aadc24-a391-41cf-b340-3e4529f44bde | 93a60a56-a3c8-11da-a746-0800200b9a66
Alkane sulfonic acids sodium salts | 68608-15-1 | 68608151 | 68608151 | - |  | Mass | kg | emission | air | https://ofmpub.epa.gov/sor_internet/registry/substreg/searchandretrieve/substancesearch/search.do?details=displayDetails&selectedSubstanceId=9967 | 1 | Groups | e42d96c1-d8e3-3007-8fec-8970256d1928 | 4061cba4-cb52-3ef2-85a6-55942ed24d37 | 20aadc24-a391-41cf-b340-3e4529f44bde | 93a60a56-a3c8-11da-a746-0800200b9a66
Benzene, alkyl derivs. C10-16 | 68648-87-3 | 68648873 | 68648873 | - |  | Mass | kg | emission | air | https://ofmpub.epa.gov/sor_internet/registry/substreg/searchandretrieve/substancesearch/search.do?details=displayDetails&selectedSubstanceId=11457 | 1 | Groups | 58123625-b3ce-3838-9401-862ef2e7e359 | 4061cba4-cb52-3ef2-85a6-55942ed24d37 | 20aadc24-a391-41cf-b340-3e4529f44bde | 93a60a56-a3c8-11da-a746-0800200b9a66
Fatty acids, C9-13-neo- | 68938-07-8 | 68938078 | 68938078 | - |  | Mass | kg | emission | air | https://ofmpub.epa.gov/sor_internet/registry/substreg/searchandretrieve/substancesearch/search.do?details=displayDetails&selectedSubstanceId=8552 | 1 | Groups | 1d018f61-bcec-3c8f-9e6a-d856db82a235 | 4061cba4-cb52-3ef2-85a6-55942ed24d37 | 20aadc24-a391-41cf-b340-3e4529f44bde | 93a60a56-a3c8-11da-a746-0800200b9a66
Phthalic acid mixed decyl and lauryl and octyl diesters | 70693-30-0 | 70693300 | 70693300 | - |  | Mass | kg | emission | air | https://ofmpub.epa.gov/sor_internet/registry/substreg/searchandretrieve/substancesearch/search.do?details=displayDetails&selectedSubstanceId=29084 | 1 | Groups | fbf56cc0-822b-3329-bc8e-7bdd97e5b147 | 4061cba4-cb52-3ef2-85a6-55942ed24d37 | 20aadc24-a391-41cf-b340-3e4529f44bde | 93a60a56-a3c8-11da-a746-0800200b9a66
Phthalates, dialkyl C8-10 | 71662-46-9 | 71662469 | 71662469 | - |  | Mass | kg | emission | air | https://ofmpub.epa.gov/sor_internet/registry/substreg/searchandretrieve/substancesearch/search.do?details=displayDetails&selectedSubstanceId=27834 | 1 | Groups | 142e63e0-88d5-3eb8-8ae1-839dcda1f3d0 | 4061cba4-cb52-3ef2-85a6-55942ed24d37 | 20aadc24-a391-41cf-b340-3e4529f44bde | 93a60a56-a3c8-11da-a746-0800200b9a66
Bulan mixt. with 2-nitro-1,1-bis(p-chlorophenyl)propane | 8027-00-7 | 8027007 | 8027007 | - |  | Mass | kg | emission | air | https://ofmpub.epa.gov/sor_internet/registry/substreg/searchandretrieve/substancesearch/search.do?details=displayDetails&selectedSubstanceId=87185 | 1 | Groups | fd23192f-2fb8-3052-acdf-ab2dbd7ef960 | 4061cba4-cb52-3ef2-85a6-55942ed24d37 | 20aadc24-a391-41cf-b340-3e4529f44bde | 93a60a56-a3c8-11da-a746-0800200b9a66
Gibberellin A4 mixture with Gibberellin A7 | 8030-53-3 | 8030533 | 8030533 | - |  | Mass | kg | emission | air | https://ofmpub.epa.gov/sor_internet/registry/substreg/searchandretrieve/substancesearch/search.do?details=displayDetails&selectedSubstanceId=38286 | 1 | Groups | b4728ec2-db51-39b7-958f-7efecd04c269 | 4061cba4-cb52-3ef2-85a6-55942ed24d37 | 20aadc24-a391-41cf-b340-3e4529f44bde | 93a60a56-a3c8-11da-a746-0800200b9a66
Alkenes, C15-18 | 93762-80-2 | 93762802 | 93762802 | - |  | Mass | kg | emission | air | https://ofmpub.epa.gov/sor_internet/registry/substreg/searchandretrieve/substancesearch/search.do?details=displayDetails&selectedSubstanceId=26190 | 1 | Groups | 5d03840b-85ef-30bd-b032-2ff9b24310c5 | 4061cba4-cb52-3ef2-85a6-55942ed24d37 | 20aadc24-a391-41cf-b340-3e4529f44bde | 93a60a56-a3c8-11da-a746-0800200b9a66
Hydrocarbons, C7 | 93924-37-9 | 93924379 | 93924379 | - |  | Mass | kg | emission | air | https://comptox.epa.gov/dashboard/dsstoxdb/results?utf8=%E2%9C%93&search=DTXSID20109221 | 1 | Groups | 45816dbf-bef9-332c-a931-3d2ac7065ec6 | 4061cba4-cb52-3ef2-85a6-55942ed24d37 | 20aadc24-a391-41cf-b340-3e4529f44bde | 93a60a56-a3c8-11da-a746-0800200b9a66
Hydrocarbons, C9 | 93924-40-4 | 93924404 | 93924404 | - |  | Mass | kg | emission | air | https://comptox.epa.gov/dashboard/dsstoxdb/results?utf8=%E2%9C%93&search=DTXSID80109222 | 1 | Groups | 75a93c45-0f20-30e4-a4c8-5c28641cd5de | 4061cba4-cb52-3ef2-85a6-55942ed24d37 | 20aadc24-a391-41cf-b340-3e4529f44bde | 93a60a56-a3c8-11da-a746-0800200b9a66
Hydrocarbons, C10 | 93924-41-5 | 93924415 | 93924415 | - |  | Mass | kg | emission | air | https://ofmpub.epa.gov/sor_internet/registry/substreg/searchandretrieve/substancesearch/search.do?details=displayDetails&selectedSubstanceId=80812 | 1 | Groups | 0a228d38-73b8-3a60-b6e1-96df128473b3 | 4061cba4-cb52-3ef2-85a6-55942ed24d37 | 20aadc24-a391-41cf-b340-3e4529f44bde | 93a60a56-a3c8-11da-a746-0800200b9a66
Hydrocarbons, C11 | 93924-43-7 | 93924437 | 93924437 | - |  | Mass | kg | emission | air | https://comptox.epa.gov/dashboard/dsstoxdb/results?utf8=%E2%9C%93&search=DTXSID40109223 | 1 | Groups | 4e71ebc5-1f14-322c-9c6e-5b734ee75c12 | 4061cba4-cb52-3ef2-85a6-55942ed24d37 | 20aadc24-a391-41cf-b340-3e4529f44bde | 93a60a56-a3c8-11da-a746-0800200b9a66
Hydrocarbons, C12 | 93924-44-8 | 93924448 | 93924448 | - |  | Mass | kg | emission | air | https://ofmpub.epa.gov/sor_internet/registry/substreg/searchandretrieve/substancesearch/search.do?details=displayDetails&selectedSubstanceId=80811 | 1 | Groups | bee50679-356b-3397-89eb-80f1eb4473e6 | 4061cba4-cb52-3ef2-85a6-55942ed24d37 | 20aadc24-a391-41cf-b340-3e4529f44bde | 93a60a56-a3c8-11da-a746-0800200b9a66
Hydrocarbons, C13 | 93924-46-0 | 93924460 | 93924460 | - |  | Mass | kg | emission | air | https://comptox.epa.gov/dashboard/dsstoxdb/results?utf8=%E2%9C%93&search=DTXSID00109224 | 1 | Groups | 3360d24f-fc30-3d4f-b6f5-1331d1a53345 | 4061cba4-cb52-3ef2-85a6-55942ed24d37 | 20aadc24-a391-41cf-b340-3e4529f44bde | 93a60a56-a3c8-11da-a746-0800200b9a66
Hydrocarbons, C14 | 93924-47-1 | 93924471 | 93924471 | - |  | Mass | kg | emission | air | https://ofmpub.epa.gov/sor_internet/registry/substreg/searchandretrieve/substancesearch/search.do?details=displayDetails&selectedSubstanceId=80810 | 1 | Groups | de7e0c13-a20f-3be7-adea-b665029d7689 | 4061cba4-cb52-3ef2-85a6-55942ed24d37 | 20aadc24-a391-41cf-b340-3e4529f44bde | 93a60a56-a3c8-11da-a746-0800200b9a66
Tetrachlorvinphos (mixed isomers) | 961-11-5 | 961115 | 961115 | C10H9Cl4O4P |  | Mass | kg | emission | air | https://ofmpub.epa.gov/sor_internet/registry/substreg/searchandretrieve/substancesearch/search.do?details=displayDetails&selectedSubstanceId=87419 | 1 | Groups | 2797b684-b9c5-35c5-b81f-0ce29b84fdf8 | 4061cba4-cb52-3ef2-85a6-55942ed24d37 | 20aadc24-a391-41cf-b340-3e4529f44bde | 93a60a56-a3c8-11da-a746-0800200b9a66
Sitosterols | 12002-39-0 | 12002390 | 12002390 | - |  | Mass | kg | emission | air |  | 1 | Groups | 404954b4-bc09-3e2a-8f94-3429012eeb7c | 4061cba4-cb52-3ef2-85a6-55942ed24d37 | 20aadc24-a391-41cf-b340-3e4529f44bde | 93a60a56-a3c8-11da-a746-0800200b9a66
Phosphoric acid, reaction products with aluminum hydroxide and chromium oxide | 92203-02-6 | 92203026 | 92203026 | - |  | Mass | kg | emission | air | https://ofmpub.epa.gov/sor_internet/registry/substreg/searchandretrieve/substancesearch/search.do?details=displayDetails&selectedSubstanceId=26267 | 1 | Groups | 046beb17-2d6b-33dc-8edd-76f03f02b018 | 4061cba4-cb52-3ef2-85a6-55942ed24d37 | 20aadc24-a391-41cf-b340-3e4529f44bde | 93a60a56-a3c8-11da-a746-0800200b9a66
1-Butene, mixt with isobutene | n.a. | n.a. | n.a. | - |  | Mass | kg | emission | air |  | 1 | Groups | 9887b936-4526-3981-8aab-dfe69e59e933 | 4061cba4-cb52-3ef2-85a6-55942ed24d37 | 20aadc24-a391-41cf-b340-3e4529f44bde | 93a60a56-a3c8-11da-a746-0800200b9a66
Acid compounds | n.a. | n.a. | n.a. | - |  | Mass | kg | emission | air |  | 1 | Groups | 65852415-3a75-3e6d-a84e-24f0a64a5ae1 | 4061cba4-cb52-3ef2-85a6-55942ed24d37 | 20aadc24-a391-41cf-b340-3e4529f44bde | 93a60a56-a3c8-11da-a746-0800200b9a66
Aggregated compounds, exempt | n.a. | n.a. | n.a. | - |  | Mass | kg | emission | air |  | 1 | Groups | 2f267c36-ce5a-32fe-a8c6-7dd9a145657e | 4061cba4-cb52-3ef2-85a6-55942ed24d37 | 20aadc24-a391-41cf-b340-3e4529f44bde | 93a60a56-a3c8-11da-a746-0800200b9a66
Alcohols | n.a. | n.a. | n.a. | - |  | Mass | kg | emission | air |  | 1 | Groups | e856d9f1-ca33-35c4-8db5-077e9a17966d | 4061cba4-cb52-3ef2-85a6-55942ed24d37 | 20aadc24-a391-41cf-b340-3e4529f44bde | 93a60a56-a3c8-11da-a746-0800200b9a66
Aliphatics | n.a. | n.a. | n.a. | - |  | Mass | kg | emission | air |  | 1 | Groups | 9fe69897-79c8-3f4a-b8f7-ec6159d30522 | 4061cba4-cb52-3ef2-85a6-55942ed24d37 | 20aadc24-a391-41cf-b340-3e4529f44bde | 93a60a56-a3c8-11da-a746-0800200b9a66
Amines | n.a. | n.a. | n.a. | - |  | Mass | kg | emission | air |  | 1 | Groups | d3742b6f-2cae-3423-8066-43ca55fe1af6 | 4061cba4-cb52-3ef2-85a6-55942ed24d37 | 20aadc24-a391-41cf-b340-3e4529f44bde | 93a60a56-a3c8-11da-a746-0800200b9a66
Antimony compounds | n.a. | n.a. | n.a. | - |  | Mass | kg | emission | air |  | 1 | Groups | b18e7221-90fc-3b38-87f3-fa62531ad33e | 4061cba4-cb52-3ef2-85a6-55942ed24d37 | 20aadc24-a391-41cf-b340-3e4529f44bde | 93a60a56-a3c8-11da-a746-0800200b9a66
Arsenic compounds, inorganic | n.a. | n.a. | n.a. | - |  | Mass | kg | emission | air | https://ofmpub.epa.gov/sor_internet/registry/substreg/searchandretrieve/substancesearch/search.do?details=displayDetails&selectedSubstanceId=78874 | 1 | Groups | 9ab6b6b4-e30d-3231-b99b-662217979135 | 4061cba4-cb52-3ef2-85a6-55942ed24d37 | 20aadc24-a391-41cf-b340-3e4529f44bde | 93a60a56-a3c8-11da-a746-0800200b9a66
Arsenic compounds | n.a. | n.a. | n.a. | - |  | Mass | kg | emission | air |  | 1 | Groups | e01ef66b-f28d-3f12-8918-2b868c8d1e57 | 4061cba4-cb52-3ef2-85a6-55942ed24d37 | 20aadc24-a391-41cf-b340-3e4529f44bde | 93a60a56-a3c8-11da-a746-0800200b9a66
Barium compounds | n.a. | n.a. | n.a. | - |  | Mass | kg | emission | air |  | 1 | Groups | 17a392da-dff6-3b81-aabd-d796f124ac20 | 4061cba4-cb52-3ef2-85a6-55942ed24d37 | 20aadc24-a391-41cf-b340-3e4529f44bde | 93a60a56-a3c8-11da-a746-0800200b9a66
Benz[a]anthracene mixt. with chrysene | n.a. | n.a. | n.a. | - |  | Mass | kg | emission | air | https://ofmpub.epa.gov/sor_internet/registry/substreg/searchandretrieve/substancesearch/search.do?details=displayDetails&selectedSubstanceId=96233 | 1 | Groups | adfe34ac-e6e7-3c75-965f-ef41847f6052 | 4061cba4-cb52-3ef2-85a6-55942ed24d37 | 20aadc24-a391-41cf-b340-3e4529f44bde | 93a60a56-a3c8-11da-a746-0800200b9a66
Benzene soluble organics | n.a. | n.a. | n.a. | - |  | Mass | kg | emission | air |  | 1 | Groups | bf10c8fd-d82c-3c93-bd60-3178f3888108 | 4061cba4-cb52-3ef2-85a6-55942ed24d37 | 20aadc24-a391-41cf-b340-3e4529f44bde | 93a60a56-a3c8-11da-a746-0800200b9a66
Benzene, 1,2,4-trimethyl-, mixt with tert-butylbenzene | n.a. | n.a. | n.a. | - |  | Mass | kg | emission | air |  | 1 | Groups | 8f95de6f-73ea-3db8-b352-cd5be4e1fb45 | 4061cba4-cb52-3ef2-85a6-55942ed24d37 | 20aadc24-a391-41cf-b340-3e4529f44bde | 93a60a56-a3c8-11da-a746-0800200b9a66
Benzene, 1,4-diethyl-, mixt with n-butylbenzene | n.a. | n.a. | n.a. | - |  | Mass | kg | emission | air |  | 1 | Groups | c12e64c4-33a0-3203-978d-29973643cf13 | 4061cba4-cb52-3ef2-85a6-55942ed24d37 | 20aadc24-a391-41cf-b340-3e4529f44bde | 93a60a56-a3c8-11da-a746-0800200b9a66
Benzene, 1-methyl-4-propyl-, mixt with 1,4-diethylbenzene | n.a. | n.a. | n.a. | - |  | Mass | kg | emission | air |  | 1 | Groups | d3f97001-2484-3563-802d-ac3c6f6f4a24 | 4061cba4-cb52-3ef2-85a6-55942ed24d37 | 20aadc24-a391-41cf-b340-3e4529f44bde | 93a60a56-a3c8-11da-a746-0800200b9a66
Benzo[b}fluoranthene, mixt with benzo[j]fluoranthene and benzo[k]fluoranthene | n.a. | n.a. | n.a. | - |  | Mass | kg | emission | air |  | 1 | Groups | 0ce14b46-c752-39e3-9880-8c7754c694ef | 4061cba4-cb52-3ef2-85a6-55942ed24d37 | 20aadc24-a391-41cf-b340-3e4529f44bde | 93a60a56-a3c8-11da-a746-0800200b9a66
Beryllium compounds | n.a. | n.a. | n.a. | - |  | Mass | kg | emission | air |  | 1 | Groups | 8fbfcf47-2560-3826-978f-ce8e238c5b2a | 4061cba4-cb52-3ef2-85a6-55942ed24d37 | 20aadc24-a391-41cf-b340-3e4529f44bde | 93a60a56-a3c8-11da-a746-0800200b9a66
Fluorenes, C2 | n.a. | n.a. | n.a. | - |  | Mass | kg | emission | air |  | 1 | Groups | c919ff15-a42c-3cba-bf18-35ac6b654fd2 | 4061cba4-cb52-3ef2-85a6-55942ed24d37 | 20aadc24-a391-41cf-b340-3e4529f44bde | 93a60a56-a3c8-11da-a746-0800200b9a66
Naphthalenes, C2 | n.a. | n.a. | n.a. | - |  | Mass | kg | emission | air |  | 1 | Groups | 391ac71d-59f7-31bd-982a-7f5e8bc6f9ba | 4061cba4-cb52-3ef2-85a6-55942ed24d37 | 20aadc24-a391-41cf-b340-3e4529f44bde | 93a60a56-a3c8-11da-a746-0800200b9a66
Naphthalenes, C3 | n.a. | n.a. | n.a. | - |  | Mass | kg | emission | air |  | 1 | Groups | 90559f69-9291-350d-9dcc-26f808c1132a | 4061cba4-cb52-3ef2-85a6-55942ed24d37 | 20aadc24-a391-41cf-b340-3e4529f44bde | 93a60a56-a3c8-11da-a746-0800200b9a66
Benzene, C4 | n.a. | n.a. | n.a. | - |  | Mass | kg | emission | air |  | 1 | Groups | 25c39eb4-9ae2-303c-aa09-d22fa852130c | 4061cba4-cb52-3ef2-85a6-55942ed24d37 | 20aadc24-a391-41cf-b340-3e4529f44bde | 93a60a56-a3c8-11da-a746-0800200b9a66
Naphthalenes, C4 | n.a. | n.a. | n.a. | - |  | Mass | kg | emission | air |  | 1 | Groups | fecd47ef-c67d-3b01-8706-8dcda5094f5b | 4061cba4-cb52-3ef2-85a6-55942ed24d37 | 20aadc24-a391-41cf-b340-3e4529f44bde | 93a60a56-a3c8-11da-a746-0800200b9a66
Cadmium compounds | n.a. | n.a. | n.a. | - |  | Mass | kg | emission | air |  | 1 | Groups | 86e3430f-829b-3d5e-bbce-f2a4de18aff5 | 4061cba4-cb52-3ef2-85a6-55942ed24d37 | 20aadc24-a391-41cf-b340-3e4529f44bde | 93a60a56-a3c8-11da-a746-0800200b9a66
Chlorinated dioxins and furans -- 2,3,7,8 congeners only | n.a. | n.a. | n.a. | - |  | Mass | kg | emission | air | https://ofmpub.epa.gov/sor_internet/registry/substreg/searchandretrieve/substancesearch/search.do?details=displayDetails&selectedSubstanceId=78458 | 1 | Groups | 87c2abbf-8fc2-3743-b1d8-322c2c867a84 | 4061cba4-cb52-3ef2-85a6-55942ed24d37 | 20aadc24-a391-41cf-b340-3e4529f44bde | 93a60a56-a3c8-11da-a746-0800200b9a66
Chlorinated dioxins and furans -- excluding 2,3,7,8 congeners | n.a. | n.a. | n.a. | - |  | Mass | kg | emission | air | https://ofmpub.epa.gov/sor_internet/registry/substreg/searchandretrieve/substancesearch/search.do?details=displayDetails&selectedSubstanceId=78459 | 1 | Groups | e7609df6-07d8-38d8-8475-72d2626bcbab | 4061cba4-cb52-3ef2-85a6-55942ed24d37 | 20aadc24-a391-41cf-b340-3e4529f44bde | 93a60a56-a3c8-11da-a746-0800200b9a66
Chromic acid, mixt. with sulfuric acid | n.a. | n.a. | n.a. | - |  | Mass | kg | emission | air | https://ofmpub.epa.gov/sor_internet/registry/substreg/searchandretrieve/substancesearch/search.do?details=displayDetails&selectedSubstanceId=78456 | 1 | Groups | 76179635-b01b-3cc7-b018-37e7a5bbcea2 | 4061cba4-cb52-3ef2-85a6-55942ed24d37 | 20aadc24-a391-41cf-b340-3e4529f44bde | 93a60a56-a3c8-11da-a746-0800200b9a66
Chromium compounds | n.a. | n.a. | n.a. | - |  | Mass | kg | emission | air |  | 1 | Groups | 7247544d-93ee-3203-92f3-d6aa2092741c | 4061cba4-cb52-3ef2-85a6-55942ed24d37 | 20aadc24-a391-41cf-b340-3e4529f44bde | 93a60a56-a3c8-11da-a746-0800200b9a66
Cobalt compounds | n.a. | n.a. | n.a. | - |  | Mass | kg | emission | air |  | 1 | Groups | 9dddb1d8-9eea-3f2e-b1eb-9602dae72d1e | 4061cba4-cb52-3ef2-85a6-55942ed24d37 | 20aadc24-a391-41cf-b340-3e4529f44bde | 93a60a56-a3c8-11da-a746-0800200b9a66
Copper compounds | n.a. | n.a. | n.a. | - |  | Mass | kg | emission | air |  | 1 | Groups | 6b14b545-b6d7-31d5-bb10-e4ee0a56cda6 | 4061cba4-cb52-3ef2-85a6-55942ed24d37 | 20aadc24-a391-41cf-b340-3e4529f44bde | 93a60a56-a3c8-11da-a746-0800200b9a66
Cyanide compounds | n.a. | n.a. | n.a. | - |  | Mass | kg | emission | air |  | 1 | Groups | 506b5d89-c20f-3f3a-8cd3-f35264b11bef | 4061cba4-cb52-3ef2-85a6-55942ed24d37 | 20aadc24-a391-41cf-b340-3e4529f44bde | 93a60a56-a3c8-11da-a746-0800200b9a66
Cyclonaphthenes | n.a. | n.a. | n.a. | - |  | Mass | kg | emission | air | https://ofmpub.epa.gov/sor_internet/registry/substreg/searchandretrieve/substancesearch/search.do?details=displayDetails&selectedSubstanceId=96234 | 1 | Groups | d7d79327-336a-3922-b6d6-e9f1f668f6a0 | 4061cba4-cb52-3ef2-85a6-55942ed24d37 | 20aadc24-a391-41cf-b340-3e4529f44bde | 93a60a56-a3c8-11da-a746-0800200b9a66
Cycloparaffins, C8 | n.a. | n.a. | n.a. | - |  | Mass | kg | emission | air |  | 1 | Groups | 38761013-5d23-3805-9c86-38064ff7f13e | 4061cba4-cb52-3ef2-85a6-55942ed24d37 | 20aadc24-a391-41cf-b340-3e4529f44bde | 93a60a56-a3c8-11da-a746-0800200b9a66
Decane isomers | n.a. | n.a. | n.a. | - |  | Mass | kg | emission | air |  | 1 | Groups | 38d01a29-539e-3a81-9415-f2b10e1487d8 | 4061cba4-cb52-3ef2-85a6-55942ed24d37 | 20aadc24-a391-41cf-b340-3e4529f44bde | 93a60a56-a3c8-11da-a746-0800200b9a66
Decyne isomers | n.a. | n.a. | n.a. | - |  | Mass | kg | emission | air |  | 1 | Groups | 323458b7-159d-3540-9e80-b412f74f76ab | 4061cba4-cb52-3ef2-85a6-55942ed24d37 | 20aadc24-a391-41cf-b340-3e4529f44bde | 93a60a56-a3c8-11da-a746-0800200b9a66
Dibenz[a,h]anthracene, mixt with dibenz[a,c]anthracene | n.a. | n.a. | n.a. | - |  | Mass | kg | emission | air |  | 1 | Groups | b9351043-a97c-3250-8f87-6ea54358b96c | 4061cba4-cb52-3ef2-85a6-55942ed24d37 | 20aadc24-a391-41cf-b340-3e4529f44bde | 93a60a56-a3c8-11da-a746-0800200b9a66
Diethylbenzene isomers | n.a. | n.a. | n.a. | - |  | Mass | kg | emission | air |  | 1 | Groups | 9fe86c8f-35ce-3588-bb7f-617ee59795f1 | 4061cba4-cb52-3ef2-85a6-55942ed24d37 | 20aadc24-a391-41cf-b340-3e4529f44bde | 93a60a56-a3c8-11da-a746-0800200b9a66
Diisocyanates | n.a. | n.a. | n.a. | - |  | Mass | kg | emission | air |  | 1 | Groups | 8ec8ed60-237c-36b8-939e-08de1f00778e | 4061cba4-cb52-3ef2-85a6-55942ed24d37 | 20aadc24-a391-41cf-b340-3e4529f44bde | 93a60a56-a3c8-11da-a746-0800200b9a66
Dioxins | n.a. | n.a. | n.a. | - |  | Mass | kg | emission | air | https://ofmpub.epa.gov/sor_internet/registry/substreg/searchandretrieve/substancesearch/search.do?details=displayDetails&selectedSubstanceId=96405 | 1 | Groups | 55927741-1965-3a67-9479-fe30540f1ef5 | 4061cba4-cb52-3ef2-85a6-55942ed24d37 | 20aadc24-a391-41cf-b340-3e4529f44bde | 93a60a56-a3c8-11da-a746-0800200b9a66
Distillates, low vapor pressure volatile organic compounds | n.a. | n.a. | n.a. | - |  | Mass | kg | emission | air |  | 1 | Groups | 4fbdabc1-c084-3b84-a08b-e65772df2ed3 | 4061cba4-cb52-3ef2-85a6-55942ed24d37 | 20aadc24-a391-41cf-b340-3e4529f44bde | 93a60a56-a3c8-11da-a746-0800200b9a66
Dodecane isomers | n.a. | n.a. | n.a. | - |  | Mass | kg | emission | air |  | 1 | Groups | 776776cb-148a-3aa2-93fa-5769626638a9 | 4061cba4-cb52-3ef2-85a6-55942ed24d37 | 20aadc24-a391-41cf-b340-3e4529f44bde | 93a60a56-a3c8-11da-a746-0800200b9a66
Esters | n.a. | n.a. | n.a. | - |  | Mass | kg | emission | air |  | 1 | Groups | e79eea91-d931-3d37-8a4b-e8bad78b7f31 | 4061cba4-cb52-3ef2-85a6-55942ed24d37 | 20aadc24-a391-41cf-b340-3e4529f44bde | 93a60a56-a3c8-11da-a746-0800200b9a66
Ethylenebisdithiocarbamic acid, salts and esters | n.a. | n.a. | n.a. | - |  | Mass | kg | emission | air | https://ofmpub.epa.gov/sor_internet/registry/substreg/searchandretrieve/substancesearch/search.do?details=displayDetails&selectedSubstanceId=35868 | 1 | Groups | e6691505-35e0-3e1a-8ef9-37204a080251 | 4061cba4-cb52-3ef2-85a6-55942ed24d37 | 20aadc24-a391-41cf-b340-3e4529f44bde | 93a60a56-a3c8-11da-a746-0800200b9a66
Extractable organic matter (EOM) | n.a. | n.a. | n.a. | - |  | Mass | kg | emission | air |  | 1 | Groups | 21ae1cd7-ccf8-31f9-96a5-53e771eb290d | 4061cba4-cb52-3ef2-85a6-55942ed24d37 | 20aadc24-a391-41cf-b340-3e4529f44bde | 93a60a56-a3c8-11da-a746-0800200b9a66
Glycol ethers | n.a. | n.a. | n.a. | - |  | Mass | kg | emission | air | https://ofmpub.epa.gov/sor_internet/registry/substreg/searchandretrieve/substancesearch/search.do?details=displayDetails&selectedSubstanceId=35858 | 1 | Groups | 78804a7c-f748-326a-b6ac-490aa019a45b | 4061cba4-cb52-3ef2-85a6-55942ed24d37 | 20aadc24-a391-41cf-b340-3e4529f44bde | 93a60a56-a3c8-11da-a746-0800200b9a66
Ethers, glycol and acetates | n.a. | n.a. | n.a. | - |  | Mass | kg | emission | air |  | 1 | Groups | 4db389f6-3913-30a6-ad06-f8c1640f6fc2 | 4061cba4-cb52-3ef2-85a6-55942ed24d37 | 20aadc24-a391-41cf-b340-3e4529f44bde | 93a60a56-a3c8-11da-a746-0800200b9a66
Glycol ethers, subset | n.a. | n.a. | n.a. | - |  | Mass | kg | emission | air |  | 1 | Groups | 353b08e9-4bec-3b55-95a3-0e8357c9c327 | 4061cba4-cb52-3ef2-85a6-55942ed24d37 | 20aadc24-a391-41cf-b340-3e4529f44bde | 93a60a56-a3c8-11da-a746-0800200b9a66
Glycols | n.a. | n.a. | n.a. | - |  | Mass | kg | emission | air |  | 1 | Groups | 256ece90-ad6d-36d0-a7c1-33ff695758c9 | 4061cba4-cb52-3ef2-85a6-55942ed24d37 | 20aadc24-a391-41cf-b340-3e4529f44bde | 93a60a56-a3c8-11da-a746-0800200b9a66
Hydrocarbons, propellants | n.a. | n.a. | n.a. | - |  | Mass | kg | emission | air |  | 1 | Groups | 99c21da8-6f88-3ef3-8c77-b7b030eb3c03 | 4061cba4-cb52-3ef2-85a6-55942ed24d37 | 20aadc24-a391-41cf-b340-3e4529f44bde | 93a60a56-a3c8-11da-a746-0800200b9a66
Hydrochlorofluorocarbons | n.a. | n.a. | n.a. | - |  | Mass | kg | emission | air |  | 1 | Groups | 1a782079-9ac0-3e94-a804-4a211aa34ac7 | 4061cba4-cb52-3ef2-85a6-55942ed24d37 | 20aadc24-a391-41cf-b340-3e4529f44bde | 93a60a56-a3c8-11da-a746-0800200b9a66
Hydrofluorocarbons | n.a. | n.a. | n.a. | - |  | Mass | kg | emission | air |  | 1 | Groups | 12b95dd4-fee5-3d85-8e80-38a0dd05dc0e | 4061cba4-cb52-3ef2-85a6-55942ed24d37 | 20aadc24-a391-41cf-b340-3e4529f44bde | 93a60a56-a3c8-11da-a746-0800200b9a66
Lead compounds | n.a. | n.a. | n.a. | - |  | Mass | kg | emission | air |  | 1 | Groups | d13bc6ac-a3b4-3dc8-a265-438200dccef8 | 4061cba4-cb52-3ef2-85a6-55942ed24d37 | 20aadc24-a391-41cf-b340-3e4529f44bde | 93a60a56-a3c8-11da-a746-0800200b9a66
Lead compounds, organic | n.a. | n.a. | n.a. | - |  | Mass | kg | emission | air | https://ofmpub.epa.gov/sor_internet/registry/substreg/searchandretrieve/substancesearch/search.do?details=displayDetails&selectedSubstanceId=96402 | 1 | Groups | 0034367f-0d04-3356-a9e3-e0f9f39fdf39 | 4061cba4-cb52-3ef2-85a6-55942ed24d37 | 20aadc24-a391-41cf-b340-3e4529f44bde | 93a60a56-a3c8-11da-a746-0800200b9a66
Lead compounds, inorganic | n.a. | n.a. | n.a. | - |  | Mass | kg | emission | air |  | 1 | Groups | 668a338b-6c67-3712-a2ae-c263c52231a6 | 4061cba4-cb52-3ef2-85a6-55942ed24d37 | 20aadc24-a391-41cf-b340-3e4529f44bde | 93a60a56-a3c8-11da-a746-0800200b9a66
Manganese compounds | n.a. | n.a. | n.a. | - |  | Mass | kg | emission | air |  | 1 | Groups | 72926103-0ca1-32ab-865c-345480210209 | 4061cba4-cb52-3ef2-85a6-55942ed24d37 | 20aadc24-a391-41cf-b340-3e4529f44bde | 93a60a56-a3c8-11da-a746-0800200b9a66
Mercury compounds | n.a. | n.a. | n.a. | - |  | Mass | kg | emission | air |  | 1 | Groups | b74923f9-90c8-37de-b4d7-08c2228adf98 | 4061cba4-cb52-3ef2-85a6-55942ed24d37 | 20aadc24-a391-41cf-b340-3e4529f44bde | 93a60a56-a3c8-11da-a746-0800200b9a66
Organics, methylene chloride soluble | n.a. | n.a. | n.a. | - |  | Mass | kg | emission | air |  | 1 | Groups | f48e9937-fa72-3847-b1af-555121ac51f4 | 4061cba4-cb52-3ef2-85a6-55942ed24d37 | 20aadc24-a391-41cf-b340-3e4529f44bde | 93a60a56-a3c8-11da-a746-0800200b9a66
Nickel compounds | n.a. | n.a. | n.a. | - |  | Mass | kg | emission | air |  | 1 | Groups | e92d61e8-d88b-3988-acf2-dc551a583816 | 4061cba4-cb52-3ef2-85a6-55942ed24d37 | 20aadc24-a391-41cf-b340-3e4529f44bde | 93a60a56-a3c8-11da-a746-0800200b9a66
Nitrate compounds | n.a. | n.a. | n.a. | - |  | Mass | kg | emission | air |  | 1 | Groups | 806dd9c5-f40b-3253-9379-91fdcf2e9969 | 4061cba4-cb52-3ef2-85a6-55942ed24d37 | 20aadc24-a391-41cf-b340-3e4529f44bde | 93a60a56-a3c8-11da-a746-0800200b9a66
Organic carbon | n.a. | n.a. | n.a. | - |  | Mass | kg | emission | air | https://ofmpub.epa.gov/sor_internet/registry/substreg/searchandretrieve/substancesearch/search.do?details=displayDetails&selectedSubstanceId=35872 | 1 | Groups | dcad5f71-2aab-30ca-8b6a-50530da8d427 | 4061cba4-cb52-3ef2-85a6-55942ed24d37 | 20aadc24-a391-41cf-b340-3e4529f44bde | 93a60a56-a3c8-11da-a746-0800200b9a66
Organic ingredients | n.a. | n.a. | n.a. | - |  | Mass | kg | emission | air |  | 1 | Groups | 5202ddd1-ebb1-328e-a739-1047d0d49951 | 4061cba4-cb52-3ef2-85a6-55942ed24d37 | 20aadc24-a391-41cf-b340-3e4529f44bde | 93a60a56-a3c8-11da-a746-0800200b9a66
Oxygenated compounds | n.a. | n.a. | n.a. | - |  | Mass | kg | emission | air |  | 1 | Groups | 92828b44-40bf-35de-ac15-619825440bb7 | 4061cba4-cb52-3ef2-85a6-55942ed24d37 | 20aadc24-a391-41cf-b340-3e4529f44bde | 93a60a56-a3c8-11da-a746-0800200b9a66
PAH/POM, unspecified | n.a. | n.a. | n.a. | - |  | Mass | kg | emission | air |  | 1 | Groups | 1875c6d6-92f4-3a03-9368-82b8dc808152 | 4061cba4-cb52-3ef2-85a6-55942ed24d37 | 20aadc24-a391-41cf-b340-3e4529f44bde | 93a60a56-a3c8-11da-a746-0800200b9a66
Paraffin, C10 | n.a. | n.a. | n.a. | - |  | Mass | kg | emission | air |  | 1 | Groups | cb1f72a4-09fe-3496-8291-e24e517b335c | 4061cba4-cb52-3ef2-85a6-55942ed24d37 | 20aadc24-a391-41cf-b340-3e4529f44bde | 93a60a56-a3c8-11da-a746-0800200b9a66
Paraffin, C11 | n.a. | n.a. | n.a. | - |  | Mass | kg | emission | air |  | 1 | Groups | 3d51c65d-f3c0-3d9d-b098-e1b04f6d711e | 4061cba4-cb52-3ef2-85a6-55942ed24d37 | 20aadc24-a391-41cf-b340-3e4529f44bde | 93a60a56-a3c8-11da-a746-0800200b9a66
Paraffin, C12 | n.a. | n.a. | n.a. | - |  | Mass | kg | emission | air |  | 1 | Groups | 042328a3-399e-33fe-9d3a-51935724c1e4 | 4061cba4-cb52-3ef2-85a6-55942ed24d37 | 20aadc24-a391-41cf-b340-3e4529f44bde | 93a60a56-a3c8-11da-a746-0800200b9a66
Paraffin, C13 | n.a. | n.a. | n.a. | - |  | Mass | kg | emission | air |  | 1 | Groups | 154a5e16-56fa-3f91-9810-897ecd0a6d92 | 4061cba4-cb52-3ef2-85a6-55942ed24d37 | 20aadc24-a391-41cf-b340-3e4529f44bde | 93a60a56-a3c8-11da-a746-0800200b9a66
Paraffin, C7 | n.a. | n.a. | n.a. | - |  | Mass | kg | emission | air |  | 1 | Groups | cd0181f8-c135-357d-baa2-53b9e5880283 | 4061cba4-cb52-3ef2-85a6-55942ed24d37 | 20aadc24-a391-41cf-b340-3e4529f44bde | 93a60a56-a3c8-11da-a746-0800200b9a66
Paraffin, C8 | n.a. | n.a. | n.a. | - |  | Mass | kg | emission | air |  | 1 | Groups | e13bf58d-71a7-35f4-bdc8-b71b10d3af12 | 4061cba4-cb52-3ef2-85a6-55942ed24d37 | 20aadc24-a391-41cf-b340-3e4529f44bde | 93a60a56-a3c8-11da-a746-0800200b9a66
Paraffin, C9 | n.a. | n.a. | n.a. | - |  | Mass | kg | emission | air |  | 1 | Groups | c5df3734-4259-3054-bb3d-4bcb46b5338b | 4061cba4-cb52-3ef2-85a6-55942ed24d37 | 20aadc24-a391-41cf-b340-3e4529f44bde | 93a60a56-a3c8-11da-a746-0800200b9a66
Pentane, perfluoro-, mixt with perfluorohexane | n.a. | n.a. | n.a. | - |  | Mass | kg | emission | air |  | 1 | Groups | c0f48af3-534b-3be5-8929-07953b8c862e | 4061cba4-cb52-3ef2-85a6-55942ed24d37 | 20aadc24-a391-41cf-b340-3e4529f44bde | 93a60a56-a3c8-11da-a746-0800200b9a66
Polycyclic aromatic compounds | n.a. | n.a. | n.a. | - |  | Mass | kg | emission | air |  | 1 | Groups | cf7c4e49-5273-37b6-8cdd-325bfac827c1 | 4061cba4-cb52-3ef2-85a6-55942ed24d37 | 20aadc24-a391-41cf-b340-3e4529f44bde | 93a60a56-a3c8-11da-a746-0800200b9a66
Polycyclic aromatic hydrocarbons, PAH15 | n.a. | n.a. | n.a. | - |  | Mass | kg | emission | air | https://ofmpub.epa.gov/sor_internet/registry/substreg/searchandretrieve/substancesearch/search.do?details=displayDetails&selectedSubstanceId=78457 | 1 | Groups | 1855ae6e-978a-3dbc-ab7f-e48274a4234a | 4061cba4-cb52-3ef2-85a6-55942ed24d37 | 20aadc24-a391-41cf-b340-3e4529f44bde | 93a60a56-a3c8-11da-a746-0800200b9a66
Polycyclic aromatic hydrocarbons, PAH16 | n.a. | n.a. | n.a. | - |  | Mass | kg | emission | air | https://ofmpub.epa.gov/sor_internet/registry/substreg/searchandretrieve/substancesearch/search.do?details=displayDetails&selectedSubstanceId=6012 | 1 | Groups | a0971791-0415-3ad4-935f-fe73a2faf18b | 4061cba4-cb52-3ef2-85a6-55942ed24d37 | 20aadc24-a391-41cf-b340-3e4529f44bde | 93a60a56-a3c8-11da-a746-0800200b9a66
Polycyclic aromatic hydrocarbons, PAH7 | n.a. | n.a. | n.a. | - |  | Mass | kg | emission | air | https://ofmpub.epa.gov/sor_internet/registry/substreg/searchandretrieve/substancesearch/search.do?details=displayDetails&selectedSubstanceId=6011 | 1 | Groups | 7770c4fe-649f-39c9-a73d-b71eb2685f45 | 4061cba4-cb52-3ef2-85a6-55942ed24d37 | 20aadc24-a391-41cf-b340-3e4529f44bde | 93a60a56-a3c8-11da-a746-0800200b9a66
Polycyclic organic matter | n.a. | n.a. | n.a. | - |  | Mass | kg | emission | air | https://ofmpub.epa.gov/sor_internet/registry/substreg/searchandretrieve/substancesearch/search.do?details=displayDetails&selectedSubstanceId=35886 | 1 | Groups | f27daed0-9ff5-3f2d-8deb-f9cecffd53e8 | 4061cba4-cb52-3ef2-85a6-55942ed24d37 | 20aadc24-a391-41cf-b340-3e4529f44bde | 93a60a56-a3c8-11da-a746-0800200b9a66
Selenium compounds | n.a. | n.a. | n.a. | - |  | Mass | kg | emission | air |  | 1 | Groups | 5fc5f681-52e7-35d1-8262-97b6cc899ca0 | 4061cba4-cb52-3ef2-85a6-55942ed24d37 | 20aadc24-a391-41cf-b340-3e4529f44bde | 93a60a56-a3c8-11da-a746-0800200b9a66
Silanes | n.a. | n.a. | n.a. | - |  | Mass | kg | emission | air |  | 1 | Groups | 8343a156-ba03-3809-874e-a425244acaae | 4061cba4-cb52-3ef2-85a6-55942ed24d37 | 20aadc24-a391-41cf-b340-3e4529f44bde | 93a60a56-a3c8-11da-a746-0800200b9a66
Siloxanes, methyl-, volatile | n.a. | n.a. | n.a. | - |  | Mass | kg | emission | air |  | 1 | Groups | 5dc21956-6799-367d-91b4-4919dd3921e4 | 4061cba4-cb52-3ef2-85a6-55942ed24d37 | 20aadc24-a391-41cf-b340-3e4529f44bde | 93a60a56-a3c8-11da-a746-0800200b9a66
Silver compounds | n.a. | n.a. | n.a. | - |  | Mass | kg | emission | air |  | 1 | Groups | 1f890d53-47a2-3a38-8e3d-4f7e260ac01d | 4061cba4-cb52-3ef2-85a6-55942ed24d37 | 20aadc24-a391-41cf-b340-3e4529f44bde | 93a60a56-a3c8-11da-a746-0800200b9a66
Thallium compounds | n.a. | n.a. | n.a. | - |  | Mass | kg | emission | air |  | 1 | Groups | a9df4edb-c5a8-35df-a9a2-b3d26475d573 | 4061cba4-cb52-3ef2-85a6-55942ed24d37 | 20aadc24-a391-41cf-b340-3e4529f44bde | 93a60a56-a3c8-11da-a746-0800200b9a66
Total organic gases, acetates and esters | n.a. | n.a. | n.a. | - |  | Mass | kg | emission | air |  | 1 | Groups | 51f916b3-347f-38d9-8bf8-30e8a8405afa | 4061cba4-cb52-3ef2-85a6-55942ed24d37 | 20aadc24-a391-41cf-b340-3e4529f44bde | 93a60a56-a3c8-11da-a746-0800200b9a66
Total organic gases, alkyd, acrylic and related resins | n.a. | n.a. | n.a. | - |  | Mass | kg | emission | air |  | 1 | Groups | 37c8615b-cc4b-396a-b925-f25e61eb9141 | 4061cba4-cb52-3ef2-85a6-55942ed24d37 | 20aadc24-a391-41cf-b340-3e4529f44bde | 93a60a56-a3c8-11da-a746-0800200b9a66
Total organic gases, asphalt mixtures | n.a. | n.a. | n.a. | - |  | Mass | kg | emission | air |  | 1 | Groups | 498d492d-3956-3556-9651-7a16cc913d20 | 4061cba4-cb52-3ef2-85a6-55942ed24d37 | 20aadc24-a391-41cf-b340-3e4529f44bde | 93a60a56-a3c8-11da-a746-0800200b9a66
Total organic gases, copolymers, surfactants, resins | n.a. | n.a. | n.a. | - |  | Mass | kg | emission | air |  | 1 | Groups | 0ea2f4dc-4acb-38fa-b13f-d4e3b52bfc88 | 4061cba4-cb52-3ef2-85a6-55942ed24d37 | 20aadc24-a391-41cf-b340-3e4529f44bde | 93a60a56-a3c8-11da-a746-0800200b9a66
Total organic gases, hydrocarbon resins | n.a. | n.a. | n.a. | - |  | Mass | kg | emission | air |  | 1 | Groups | 13ae1c9b-8b3e-3de4-a119-9630a98a91f4 | 4061cba4-cb52-3ef2-85a6-55942ed24d37 | 20aadc24-a391-41cf-b340-3e4529f44bde | 93a60a56-a3c8-11da-a746-0800200b9a66
Total organic gases, linseed, tung, soy, and other oils | n.a. | n.a. | n.a. | - |  | Mass | kg | emission | air |  | 1 | Groups | 3ca6a3b3-9441-3bda-b475-00c145e8fe0b | 4061cba4-cb52-3ef2-85a6-55942ed24d37 | 20aadc24-a391-41cf-b340-3e4529f44bde | 93a60a56-a3c8-11da-a746-0800200b9a66
Total organic gases, styrene-containing material | n.a. | n.a. | n.a. | - |  | Mass | kg | emission | air |  | 1 | Groups | 4e79f697-bf17-3962-8878-a18f5ea8ff25 | 4061cba4-cb52-3ef2-85a6-55942ed24d37 | 20aadc24-a391-41cf-b340-3e4529f44bde | 93a60a56-a3c8-11da-a746-0800200b9a66
Total organic gases, urethane-containing material | n.a. | n.a. | n.a. | - |  | Mass | kg | emission | air |  | 1 | Groups | f5304553-7dc7-3c07-a19c-d7d1f2c3a4b6 | 4061cba4-cb52-3ef2-85a6-55942ed24d37 | 20aadc24-a391-41cf-b340-3e4529f44bde | 93a60a56-a3c8-11da-a746-0800200b9a66
Total organic gases, vinyl/acrylic and other copolymers | n.a. | n.a. | n.a. | - |  | Mass | kg | emission | air |  | 1 | Groups | 043546df-d492-311d-9898-9a448057bf0f | 4061cba4-cb52-3ef2-85a6-55942ed24d37 | 20aadc24-a391-41cf-b340-3e4529f44bde | 93a60a56-a3c8-11da-a746-0800200b9a66
Tridecane isomers | n.a. | n.a. | n.a. | - |  | Mass | kg | emission | air |  | 1 | Groups | aff50bfa-abc8-3835-9718-c2324898d1e1 | 4061cba4-cb52-3ef2-85a6-55942ed24d37 | 20aadc24-a391-41cf-b340-3e4529f44bde | 93a60a56-a3c8-11da-a746-0800200b9a66
Undecane isomers | n.a. | n.a. | n.a. | - |  | Mass | kg | emission | air |  | 1 | Groups | b3015b91-cfe4-3aae-b49c-4b4dc7822195 | 4061cba4-cb52-3ef2-85a6-55942ed24d37 | 20aadc24-a391-41cf-b340-3e4529f44bde | 93a60a56-a3c8-11da-a746-0800200b9a66
Undecyne isomers | n.a. | n.a. | n.a. | - |  | Mass | kg | emission | air |  | 1 | Groups | 372476e9-9f53-3f4c-89e6-8f511364813c | 4061cba4-cb52-3ef2-85a6-55942ed24d37 | 20aadc24-a391-41cf-b340-3e4529f44bde | 93a60a56-a3c8-11da-a746-0800200b9a66
Vanadium compounds | n.a. | n.a. | n.a. | - |  | Mass | kg | emission | air |  | 1 | Groups | 1aae32e6-47f4-3a6f-a519-9cbddb85b314 | 4061cba4-cb52-3ef2-85a6-55942ed24d37 | 20aadc24-a391-41cf-b340-3e4529f44bde | 93a60a56-a3c8-11da-a746-0800200b9a66
VOC ingredients | n.a. | n.a. | n.a. | - |  | Mass | kg | emission | air |  | 1 | Groups | f1177b5e-495a-37da-a9f4-859276bfe609 | 4061cba4-cb52-3ef2-85a6-55942ed24d37 | 20aadc24-a391-41cf-b340-3e4529f44bde | 93a60a56-a3c8-11da-a746-0800200b9a66
Warfarin and salts | n.a. | n.a. | n.a. | - |  | Mass | kg | emission | air | https://ofmpub.epa.gov/sor_internet/registry/substreg/searchandretrieve/substancesearch/search.do?details=displayDetails&selectedSubstanceId=35888 | 1 | Groups | fb5bfbcb-99da-32b2-8f17-b3971c006a52 | 4061cba4-cb52-3ef2-85a6-55942ed24d37 | 20aadc24-a391-41cf-b340-3e4529f44bde | 93a60a56-a3c8-11da-a746-0800200b9a66
Zinc compounds | n.a. | n.a. | n.a. | - |  | Mass | kg | emission | air |  | 1 | Groups | 172f47fd-1b6e-3ce8-be53-0a2be004fdf4 | 4061cba4-cb52-3ef2-85a6-55942ed24d37 | 20aadc24-a391-41cf-b340-3e4529f44bde | 93a60a56-a3c8-11da-a746-0800200b9a66
2,4-D, salts and esters | n.a. | n.a. | n.a. |  |  | Mass | kg | emission | air | https://ofmpub.epa.gov/sor_internet/registry/substreg/searchandretrieve/substancesearch/search.do?details=displayDetails&selectedSubstanceId=35853 | 1 | Groups | 429e5f24-28bc-38c6-8ec6-31440934cc80 | 4061cba4-cb52-3ef2-85a6-55942ed24d37 | 20aadc24-a391-41cf-b340-3e4529f44bde | 93a60a56-a3c8-11da-a746-0800200b9a66
Aldehydes, C5 | n.a. | n.a. | n.a. |  |  | Mass | kg | emission | air |  | 1 | Groups | 81992c81-891d-3991-b125-7dd31f04b782 | 4061cba4-cb52-3ef2-85a6-55942ed24d37 | 20aadc24-a391-41cf-b340-3e4529f44bde | 93a60a56-a3c8-11da-a746-0800200b9a66
Aldehydes, C6 | n.a. | n.a. | n.a. |  |  | Mass | kg | emission | air |  | 1 | Groups | c0cc2bd4-9968-3334-8b5b-768cd2a0b80a | 4061cba4-cb52-3ef2-85a6-55942ed24d37 | 20aadc24-a391-41cf-b340-3e4529f44bde | 93a60a56-a3c8-11da-a746-0800200b9a66
Alkenes, C10 internal- | n.a. | n.a. | n.a. |  |  | Mass | kg | emission | air |  | 1 | Groups | 41fd7ebb-c556-3b89-87c5-9e2059fd6d99 | 4061cba4-cb52-3ef2-85a6-55942ed24d37 | 20aadc24-a391-41cf-b340-3e4529f44bde | 93a60a56-a3c8-11da-a746-0800200b9a66
Alkenes, C11 internal- | n.a. | n.a. | n.a. |  |  | Mass | kg | emission | air |  | 1 | Groups | 779d4ccc-0d5d-3388-a9e3-c65795e4f422 | 4061cba4-cb52-3ef2-85a6-55942ed24d37 | 20aadc24-a391-41cf-b340-3e4529f44bde | 93a60a56-a3c8-11da-a746-0800200b9a66
Alkenes, C12 internal- | n.a. | n.a. | n.a. |  |  | Mass | kg | emission | air |  | 1 | Groups | 74182971-1213-3b1c-bbb6-ac2bc524cc40 | 4061cba4-cb52-3ef2-85a6-55942ed24d37 | 20aadc24-a391-41cf-b340-3e4529f44bde | 93a60a56-a3c8-11da-a746-0800200b9a66
Aromatics, C10 | n.a. | n.a. | n.a. |  |  | Mass | kg | emission | air |  | 1 | Groups | 4b97c6cf-03ad-3db1-9b24-099d9a6ee8b4 | 4061cba4-cb52-3ef2-85a6-55942ed24d37 | 20aadc24-a391-41cf-b340-3e4529f44bde | 93a60a56-a3c8-11da-a746-0800200b9a66
Aromatics, C11 | n.a. | n.a. | n.a. |  |  | Mass | kg | emission | air |  | 1 | Groups | 5c672c1e-5ef0-37ef-87aa-a3b9e4cd2d79 | 4061cba4-cb52-3ef2-85a6-55942ed24d37 | 20aadc24-a391-41cf-b340-3e4529f44bde | 93a60a56-a3c8-11da-a746-0800200b9a66
Aromatics, C12 | n.a. | n.a. | n.a. |  |  | Mass | kg | emission | air |  | 1 | Groups | 58dc4aa1-5a6f-3799-b5b4-2e2a9b6bed26 | 4061cba4-cb52-3ef2-85a6-55942ed24d37 | 20aadc24-a391-41cf-b340-3e4529f44bde | 93a60a56-a3c8-11da-a746-0800200b9a66
Aromatics, C9 | n.a. | n.a. | n.a. |  |  | Mass | kg | emission | air |  | 1 | Groups | 857f2c88-c20c-3aaa-8613-1f5eaa84b411 | 4061cba4-cb52-3ef2-85a6-55942ed24d37 | 20aadc24-a391-41cf-b340-3e4529f44bde | 93a60a56-a3c8-11da-a746-0800200b9a66
Benzene, dialkyl derivs. C11 | n.a. | n.a. | n.a. |  |  | Mass | kg | emission | air |  | 1 | Groups | 0e8cec82-74d8-3333-859a-5b02c4ec3685 | 4061cba4-cb52-3ef2-85a6-55942ed24d37 | 20aadc24-a391-41cf-b340-3e4529f44bde | 93a60a56-a3c8-11da-a746-0800200b9a66
Benzene, dialkyl derivs. C12 | n.a. | n.a. | n.a. |  |  | Mass | kg | emission | air |  | 1 | Groups | 93b75c4a-ec83-34a4-9d01-1def5fced60d | 4061cba4-cb52-3ef2-85a6-55942ed24d37 | 20aadc24-a391-41cf-b340-3e4529f44bde | 93a60a56-a3c8-11da-a746-0800200b9a66
Butylbenzene isomers | n.a. | n.a. | n.a. |  |  | Mass | kg | emission | air |  | 1 | Groups | af7bec3d-4c70-3a02-bdb7-d1b23648b355 | 4061cba4-cb52-3ef2-85a6-55942ed24d37 | 20aadc24-a391-41cf-b340-3e4529f44bde | 93a60a56-a3c8-11da-a746-0800200b9a66
Phenol, alkyl derivs. C10 | n.a. | n.a. | n.a. |  |  | Mass | kg | emission | air |  | 1 | Groups | 087abf09-0f3c-3069-95b6-ed029f7831d8 | 4061cba4-cb52-3ef2-85a6-55942ed24d37 | 20aadc24-a391-41cf-b340-3e4529f44bde | 93a60a56-a3c8-11da-a746-0800200b9a66
Phenol, alkyl derivs. C11 | n.a. | n.a. | n.a. |  |  | Mass | kg | emission | air |  | 1 | Groups | f21ef14d-17ec-3dfa-aae9-2f78126704f9 | 4061cba4-cb52-3ef2-85a6-55942ed24d37 | 20aadc24-a391-41cf-b340-3e4529f44bde | 93a60a56-a3c8-11da-a746-0800200b9a66
Radionuclides | n.a. | n.a. | n.a. |  |  | Mass | kg | emission | air | https://ofmpub.epa.gov/sor_internet/registry/substreg/searchandretrieve/substancesearch/search.do?details=displayDetails&selectedSubstanceId=35890 | 1 | Groups | 2b8881f0-fbd6-3216-bb30-eb6578288e57 | 4061cba4-cb52-3ef2-85a6-55942ed24d37 | 20aadc24-a391-41cf-b340-3e4529f44bde | 93a60a56-a3c8-11da-a746-0800200b9a66
Strychnidin-10-one, and salts | n.a. | n.a. | n.a. |  |  | Mass | kg | emission | air |  | 1 | Groups | 3a2f7c3f-4ced-31c6-84cd-d15f2bfa4842 | 4061cba4-cb52-3ef2-85a6-55942ed24d37 | 20aadc24-a391-41cf-b340-3e4529f44bde | 93a60a56-a3c8-11da-a746-0800200b9a66
Sulfur oxides | n.a. | n.a. | n.a. |  |  | Mass | kg | emission | air |  | 1 | Groups | e356f537-b84f-3ee5-a3e9-bba98c14dbc1 | 4061cba4-cb52-3ef2-85a6-55942ed24d37 | 20aadc24-a391-41cf-b340-3e4529f44bde | 93a60a56-a3c8-11da-a746-0800200b9a66
Particulate matter - PM10 | n.a. | n.a. | n.a. |  |  | Mass | kg | emission | air |  | 1 | Groups | 1af991f0-463a-378a-8940-528b452df526 | 4061cba4-cb52-3ef2-85a6-55942ed24d37 | 20aadc24-a391-41cf-b340-3e4529f44bde | 93a60a56-a3c8-11da-a746-0800200b9a66
Particulate matter - PM2.5 | n.a. | n.a. | n.a. |  |  | Mass | kg | emission | air |  | 1 | Groups | fd022642-c10e-3aa4-b62c-c47cd4fb302c | 4061cba4-cb52-3ef2-85a6-55942ed24d37 | 20aadc24-a391-41cf-b340-3e4529f44bde | 93a60a56-a3c8-11da-a746-0800200b9a66
Phosphorus compounds | n.a. | n.a. | n.a. | - |  | Mass | kg | emission | air | https://ofmpub.epa.gov/sor_internet/registry/substreg/searchandretrieve/substancesearch/search.do?details=displayDetails&selectedSubstanceId=96404 | 1 | Groups | 6e87d655-1bd8-3c83-84be-52695d9bdba9 | 4061cba4-cb52-3ef2-85a6-55942ed24d37 | 20aadc24-a391-41cf-b340-3e4529f44bde | 93a60a56-a3c8-11da-a746-0800200b9a66
Asbestos | 1332-21-4 | 1332214 | 1332214 | - |  | Mass | kg | emission | air | https://ofmpub.epa.gov/sor_internet/registry/substreg/searchandretrieve/substancesearch/search.do?details=displayDetails&selectedSubstanceId=16369 | 1 | Groups | beb5f96f-b455-3488-9795-0d79607c8f0c | 4061cba4-cb52-3ef2-85a6-55942ed24d37 | 20aadc24-a391-41cf-b340-3e4529f44bde | 93a60a56-a3c8-11da-a746-0800200b9a66
Nicotine and salts | n.a. | n.a. | n.a. | - |  | Mass | kg | emission | air |  | 1 | Groups | a0e6c94b-0075-3180-9530-a15e1cce7ed3 | 4061cba4-cb52-3ef2-85a6-55942ed24d37 | 20aadc24-a391-41cf-b340-3e4529f44bde | 93a60a56-a3c8-11da-a746-0800200b9a66
Chlorinated phenols | 1336-35-2 | 1336352 | 1336352 | - |  | Mass | kg | emission | air | https://ofmpub.epa.gov/sor_internet/registry/substreg/searchandretrieve/substancesearch/search.do?details=displayDetails&selectedSubstanceId=82789 | 1 | Groups | 38060f22-1b5f-3171-a81e-4f60d773ad78 | 4061cba4-cb52-3ef2-85a6-55942ed24d37 | 20aadc24-a391-41cf-b340-3e4529f44bde | 93a60a56-a3c8-11da-a746-0800200b9a66
Water | 7732190 | 7732190 | 7732190 | H2O |  | Mass | kg | emission | air |  | 0 | Water | f4d9f62b-902c-33fb-9b85-496633467acb | 4061cba4-cb52-3ef2-85a6-55942ed24d37 | 20aadc24-a391-41cf-b340-3e4529f44bde | 93a60a56-a3c8-11da-a746-0800200b9a66
Water, fresh | 7732203 | 7732203 | 7732203 | H2O |  | Mass | kg | emission | air |  | 1 | Water | 74ffbd9b-871b-3422-8334-a705b18352e2 | 4061cba4-cb52-3ef2-85a6-55942ed24d37 | 20aadc24-a391-41cf-b340-3e4529f44bde | 93a60a56-a3c8-11da-a746-0800200b9a66
(Z)-1,2-Dimethylcyclohexane | 112134 | 112134 | 112134 | C8H16 |  | Mass | kg | emission | water | https://ofmpub.epa.gov/sor_internet/registry/substreg/searchandretrieve/substancesearch/search.do?details=displayDetails&selectedSubstanceId=41735 | 1 | Chemicals | 9eff4eea-8a0d-3a89-82df-3ee3ba3c468c | 68a5ef8e-68b8-384c-8097-5c940b8436e8 | 20aadc24-a391-41cf-b340-3e4529f44bde | 93a60a56-a3c8-11da-a746-0800200b9a66
Cyclohexanemethylamine | 481430 | 481430 | 481430 | C7H15N |  | Mass | kg | emission | water | https://comptox.epa.gov/dashboard/dsstoxdb/results?utf8=%E2%9C%93&search=DTXSID10185958 | 1 | Chemicals | f9647b5e-8a73-3025-8910-4a80c77210de | 68a5ef8e-68b8-384c-8097-5c940b8436e8 | 20aadc24-a391-41cf-b340-3e4529f44bde | 93a60a56-a3c8-11da-a746-0800200b9a66
Benzene, 1,1'-ethylidenebis(4-chloro- | 601649 | 601649 | 601649 | C14H12Cl2 |  | Mass | kg | emission | water | https://ofmpub.epa.gov/sor_internet/registry/substreg/searchandretrieve/substancesearch/search.do?details=displayDetails&selectedSubstanceId=41848 | 1 | Chemicals | b89f6cca-3c26-36a3-934d-ebd8fffcf439 | 68a5ef8e-68b8-384c-8097-5c940b8436e8 | 20aadc24-a391-41cf-b340-3e4529f44bde | 93a60a56-a3c8-11da-a746-0800200b9a66
Aminoparathion | 670222 | 670222 | 670222 | C10H16NO3PS |  | Mass | kg | emission | water | https://comptox.epa.gov/dashboard/dsstoxdb/results?utf8=%E2%9C%93&search=DTXSID00190793 | 1 | Chemicals | df769f63-f876-3d2a-b5aa-5bca46acf29b | 68a5ef8e-68b8-384c-8097-5c940b8436e8 | 20aadc24-a391-41cf-b340-3e4529f44bde | 93a60a56-a3c8-11da-a746-0800200b9a66
Ethoxychlor | 887241 | 887241 | 887241 | C18H19Cl3O2 |  | Mass | kg | emission | water | https://comptox.epa.gov/dashboard/dsstoxdb/results?utf8=%E2%9C%93&search=DTXSID80195807 | 1 | Chemicals | a88a1e46-0820-31f2-85d8-c09c5e322441 | 68a5ef8e-68b8-384c-8097-5c940b8436e8 | 20aadc24-a391-41cf-b340-3e4529f44bde | 93a60a56-a3c8-11da-a746-0800200b9a66
Ethyl 1-naphthyl ether | 1252060 | 1252060 | 1252060 | C12H12O |  | Mass | kg | emission | water | https://comptox.epa.gov/dashboard/dsstoxdb/results?utf8=%E2%9C%93&search=DTXSID30201402 | 1 | Chemicals | f9785612-1eef-3f06-ac6f-ac6802add28b | 68a5ef8e-68b8-384c-8097-5c940b8436e8 | 20aadc24-a391-41cf-b340-3e4529f44bde | 93a60a56-a3c8-11da-a746-0800200b9a66
2,6-Dimethoxytoluene | 1378247 | 1378247 | 1378247 | C9H12O2 |  | Mass | kg | emission | water | https://ofmpub.epa.gov/sor_internet/registry/substreg/searchandretrieve/substancesearch/search.do?details=displayDetails&selectedSubstanceId=84075 | 1 | Chemicals | 27945cb8-77b9-3156-b366-8253bfdaf0a8 | 68a5ef8e-68b8-384c-8097-5c940b8436e8 | 20aadc24-a391-41cf-b340-3e4529f44bde | 93a60a56-a3c8-11da-a746-0800200b9a66
IPSP | 1434432 | 1434432 | 1434432 | C9H21O3PS3 |  | Mass | kg | emission | water | https://comptox.epa.gov/dashboard/dsstoxdb/results?utf8=%E2%9C%93&search=DTXSID1058135 | 1 | Chemicals | e881d683-5b04-3609-b0d0-80b8ed078986 | 68a5ef8e-68b8-384c-8097-5c940b8436e8 | 20aadc24-a391-41cf-b340-3e4529f44bde | 93a60a56-a3c8-11da-a746-0800200b9a66
4-Pentynoic acid | 1530250 | 1530250 | 1530250 | C5H6O2 |  | Mass | kg | emission | water | https://comptox.epa.gov/dashboard/dsstoxdb/results?utf8=%E2%9C%93&search=DTXSID20209730 | 1 | Chemicals | 225f1340-0dc6-313a-a10b-1d7c60d12ccc | 68a5ef8e-68b8-384c-8097-5c940b8436e8 | 20aadc24-a391-41cf-b340-3e4529f44bde | 93a60a56-a3c8-11da-a746-0800200b9a66
Octanamide, N-hydroxy- | 2000503 | 2000503 | 2000503 | C8H17NO2 |  | Mass | kg | emission | water | https://ofmpub.epa.gov/sor_internet/registry/substreg/searchandretrieve/substancesearch/search.do?details=displayDetails&selectedSubstanceId=99833 | 1 | Chemicals | 95898769-f387-3e38-b5c9-c1813bd85e8b | 68a5ef8e-68b8-384c-8097-5c940b8436e8 | 20aadc24-a391-41cf-b340-3e4529f44bde | 93a60a56-a3c8-11da-a746-0800200b9a66
Solketal | 100-79-8 | 100798 | 100798 | C6H12O3 |  | Mass | kg | emission | water | https://ofmpub.epa.gov/sor_internet/registry/substreg/searchandretrieve/substancesearch/search.do?details=displayDetails&selectedSubstanceId=47864 | 1 | Chemicals | b41767ff-05ee-3b51-bf86-a4382beaa7b0 | 68a5ef8e-68b8-384c-8097-5c940b8436e8 | 20aadc24-a391-41cf-b340-3e4529f44bde | 93a60a56-a3c8-11da-a746-0800200b9a66
Pyridine, 2-phenyl- | 1008-89-5 | 1008895 | 1008895 | C11H9N |  | Mass | kg | emission | water | https://ofmpub.epa.gov/sor_internet/registry/substreg/searchandretrieve/substancesearch/search.do?details=displayDetails&selectedSubstanceId=94643 | 1 | Chemicals | 0367e175-ff50-36ea-8808-18e6568d571b | 68a5ef8e-68b8-384c-8097-5c940b8436e8 | 20aadc24-a391-41cf-b340-3e4529f44bde | 93a60a56-a3c8-11da-a746-0800200b9a66
Cycloxydim | 101205-02-1 | 101205021 | 101205021 | C17H27NO3S |  | Mass | kg | emission | water | https://comptox.epa.gov/dashboard/dsstoxdb/results?utf8=%E2%9C%93&search=DTXSID0057918 | 1 | Chemicals | c68ba763-9ab2-3f2d-b177-d9207e31bc0c | 68a5ef8e-68b8-384c-8097-5c940b8436e8 | 20aadc24-a391-41cf-b340-3e4529f44bde | 93a60a56-a3c8-11da-a746-0800200b9a66
MCPB ethyl | 10443-70-6 | 10443706 | 10443706 | C13H17ClO3 |  | Mass | kg | emission | water | https://ofmpub.epa.gov/sor_internet/registry/substreg/searchandretrieve/substancesearch/search.do?details=displayDetails&selectedSubstanceId=94417 | 1 | Chemicals | c6dd1918-eed1-3e25-ad7e-ad0e411e4889 | 68a5ef8e-68b8-384c-8097-5c940b8436e8 | 20aadc24-a391-41cf-b340-3e4529f44bde | 93a60a56-a3c8-11da-a746-0800200b9a66
1-(4-Chlorophenyl)-1-phenyl-2-propynyl carbamate | 10473-70-8 | 10473708 | 10473708 | C16H12ClNO2 |  | Mass | kg | emission | water | https://comptox.epa.gov/dashboard/dsstoxdb/results?utf8=%E2%9C%93&search=DTXSID0020313 | 1 | Chemicals | 201d9448-644c-3b5d-bb4c-4ff2443b1789 | 68a5ef8e-68b8-384c-8097-5c940b8436e8 | 20aadc24-a391-41cf-b340-3e4529f44bde | 93a60a56-a3c8-11da-a746-0800200b9a66
Clodinafop-propargyl | 105512-06-9 | 105512069 | 105512069 | C17H13ClFNO4 |  | Mass | kg | emission | water | https://ofmpub.epa.gov/sor_internet/registry/substreg/searchandretrieve/substancesearch/search.do?details=displayDetails&selectedSubstanceId=78390 | 1 | Chemicals | 6fa7cb71-35e0-35f2-917d-67c75bd15889 | 68a5ef8e-68b8-384c-8097-5c940b8436e8 | 20aadc24-a391-41cf-b340-3e4529f44bde | 93a60a56-a3c8-11da-a746-0800200b9a66
Nitrothal-isopropyl | 10552-74-6 | 10552746 | 10552746 | C14H17NO6 |  | Mass | kg | emission | water | https://comptox.epa.gov/dashboard/dsstoxdb/results?utf8=%E2%9C%93&search=DTXSID5037579 | 1 | Chemicals | 9736e5c1-db6b-3f08-9526-23c607333964 | 68a5ef8e-68b8-384c-8097-5c940b8436e8 | 20aadc24-a391-41cf-b340-3e4529f44bde | 93a60a56-a3c8-11da-a746-0800200b9a66
Dibutyl (2E)-but-2-enedioate | 105-75-9 | 105759 | 105759 | C12H20O4 |  | Mass | kg | emission | water | https://ofmpub.epa.gov/sor_internet/registry/substreg/searchandretrieve/substancesearch/search.do?details=displayDetails&selectedSubstanceId=96967 | 1 | Chemicals | 9b1d47d9-c024-331c-9e16-3b5f57ad60e5 | 68a5ef8e-68b8-384c-8097-5c940b8436e8 | 20aadc24-a391-41cf-b340-3e4529f44bde | 93a60a56-a3c8-11da-a746-0800200b9a66
1-Amyl-1-nitrosourea | 10589-74-9 | 10589749 | 10589749 | C6H13N3O2 |  | Mass | kg | emission | water | https://comptox.epa.gov/dashboard/dsstoxdb/results?utf8=%E2%9C%93&search=DTXSID4020084 | 1 | Chemicals | 30cabafc-81ba-3e2b-8946-071db368a770 | 68a5ef8e-68b8-384c-8097-5c940b8436e8 | 20aadc24-a391-41cf-b340-3e4529f44bde | 93a60a56-a3c8-11da-a746-0800200b9a66
Stannane, tributylhydroxy- | 1067-97-6 | 1067976 | 1067976 | C12H28OSn |  | Mass | kg | emission | water | https://ofmpub.epa.gov/sor_internet/registry/substreg/searchandretrieve/substancesearch/search.do?details=displayDetails&selectedSubstanceId=94396 | 1 | Chemicals | 66d47c59-f15a-3c7b-84fb-fbb35b01df6c | 68a5ef8e-68b8-384c-8097-5c940b8436e8 | 20aadc24-a391-41cf-b340-3e4529f44bde | 93a60a56-a3c8-11da-a746-0800200b9a66
1-Bromopropane | 106-94-5 | 106945 | 106945 | C3H7Br |  | Mass | kg | emission | water | https://ofmpub.epa.gov/sor_internet/registry/substreg/searchandretrieve/substancesearch/search.do?details=displayDetails&selectedSubstanceId=47494 | 1 | Chemicals | 2a266ed4-410b-3bf0-8d6c-0efddecb1d20 | 68a5ef8e-68b8-384c-8097-5c940b8436e8 | 20aadc24-a391-41cf-b340-3e4529f44bde | 93a60a56-a3c8-11da-a746-0800200b9a66
Chloroethylmercury | 107-27-7 | 107277 | 107277 | C2H5ClHg |  | Mass | kg | emission | water | https://ofmpub.epa.gov/sor_internet/registry/substreg/searchandretrieve/substancesearch/search.do?details=displayDetails&selectedSubstanceId=76753 | 1 | Chemicals | 2546f6f2-bc50-3fe4-b290-828f069d9774 | 68a5ef8e-68b8-384c-8097-5c940b8436e8 | 20aadc24-a391-41cf-b340-3e4529f44bde | 93a60a56-a3c8-11da-a746-0800200b9a66
Acetaldehyde oxime | 107-29-9 | 107299 | 107299 | C2H5NO |  | Mass | kg | emission | water | https://ofmpub.epa.gov/sor_internet/registry/substreg/searchandretrieve/substancesearch/search.do?details=displayDetails&selectedSubstanceId=47473 | 1 | Chemicals | 9837c025-7bd4-35dc-8f0d-fa92aca9f2be | 68a5ef8e-68b8-384c-8097-5c940b8436e8 | 20aadc24-a391-41cf-b340-3e4529f44bde | 93a60a56-a3c8-11da-a746-0800200b9a66
1-Acetyl-2-isonicotinoylhydrazine | 1078-38-2 | 1078382 | 1078382 | C8H9N3O2 |  | Mass | kg | emission | water | https://comptox.epa.gov/dashboard/dsstoxdb/results?utf8=%E2%9C%93&search=DTXSID1020013 | 1 | Chemicals | 67870287-9d86-331b-b487-2f5fb2da7383 | 68a5ef8e-68b8-384c-8097-5c940b8436e8 | 20aadc24-a391-41cf-b340-3e4529f44bde | 93a60a56-a3c8-11da-a746-0800200b9a66
(E)-Crotonic acid | 107-93-7 | 107937 | 107937 | C4H6O2 |  | Mass | kg | emission | water | https://ofmpub.epa.gov/sor_internet/registry/substreg/searchandretrieve/substancesearch/search.do?details=displayDetails&selectedSubstanceId=78264 | 1 | Chemicals | 17a025ac-5380-362c-a20a-53e574814f0c | 68a5ef8e-68b8-384c-8097-5c940b8436e8 | 20aadc24-a391-41cf-b340-3e4529f44bde | 93a60a56-a3c8-11da-a746-0800200b9a66
1,3-Dibromopropane | 109-64-8 | 109648 | 109648 | C3H6Br2 |  | Mass | kg | emission | water | https://ofmpub.epa.gov/sor_internet/registry/substreg/searchandretrieve/substancesearch/search.do?details=displayDetails&selectedSubstanceId=47342 | 1 | Chemicals | 79563893-a604-38bc-a677-fa8c93271f12 | 68a5ef8e-68b8-384c-8097-5c940b8436e8 | 20aadc24-a391-41cf-b340-3e4529f44bde | 93a60a56-a3c8-11da-a746-0800200b9a66
1-Bromo-3-chloropropane | 109-70-6 | 109706 | 109706 | C3H6BrCl |  | Mass | kg | emission | water | https://ofmpub.epa.gov/sor_internet/registry/substreg/searchandretrieve/substancesearch/search.do?details=displayDetails&selectedSubstanceId=47336 | 1 | Chemicals | 2bc39e17-f8b1-360c-a163-8452c39cd628 | 68a5ef8e-68b8-384c-8097-5c940b8436e8 | 20aadc24-a391-41cf-b340-3e4529f44bde | 93a60a56-a3c8-11da-a746-0800200b9a66
Pyrrole | 109-97-7 | 109977 | 109977 | C4H5N |  | Mass | kg | emission | water | https://ofmpub.epa.gov/sor_internet/registry/substreg/searchandretrieve/substancesearch/search.do?details=displayDetails&selectedSubstanceId=47714 | 1 | Chemicals | 3e3853b3-cd7d-307a-b269-f3c9cc51d0d6 | 68a5ef8e-68b8-384c-8097-5c940b8436e8 | 20aadc24-a391-41cf-b340-3e4529f44bde | 93a60a56-a3c8-11da-a746-0800200b9a66
2,2'-Thiobisethanol | 111-48-8 | 111488 | 111488 | C4H10O2S |  | Mass | kg | emission | water | https://ofmpub.epa.gov/sor_internet/registry/substreg/searchandretrieve/substancesearch/search.do?details=displayDetails&selectedSubstanceId=96244 | 1 | Chemicals | 47818f01-0184-3038-8cef-5bcd97608f12 | 68a5ef8e-68b8-384c-8097-5c940b8436e8 | 20aadc24-a391-41cf-b340-3e4529f44bde | 93a60a56-a3c8-11da-a746-0800200b9a66
Pentylhydrazine hydrochloride | 1119-68-2 | 1119682 | 1119682 | C5H15ClN2 |  | Mass | kg | emission | water | https://comptox.epa.gov/dashboard/dsstoxdb/results?utf8=%E2%9C%93&search=DTXSID1021112 | 1 | Chemicals | 0b8d59bb-eb38-3a99-838f-94e56d299bcb | 68a5ef8e-68b8-384c-8097-5c940b8436e8 | 20aadc24-a391-41cf-b340-3e4529f44bde | 93a60a56-a3c8-11da-a746-0800200b9a66
Pyridine, 4-nitro- | 1122-61-8 | 1122618 | 1122618 | C5H4N2O2 |  | Mass | kg | emission | water | https://ofmpub.epa.gov/sor_internet/registry/substreg/searchandretrieve/substancesearch/search.do?details=displayDetails&selectedSubstanceId=76725 | 1 | Chemicals | 2f68f52c-1fc2-3927-a843-9c5d4f1a21c5 | 68a5ef8e-68b8-384c-8097-5c940b8436e8 | 20aadc24-a391-41cf-b340-3e4529f44bde | 93a60a56-a3c8-11da-a746-0800200b9a66
Benzaldehyde, 4-bromo- | 1122-91-4 | 1122914 | 1122914 | C7H5BrO |  | Mass | kg | emission | water | https://ofmpub.epa.gov/sor_internet/registry/substreg/searchandretrieve/substancesearch/search.do?details=displayDetails&selectedSubstanceId=43461 | 1 | Chemicals | 6bdf03ff-9841-3dfb-a2f0-3d1cd0996c4b | 68a5ef8e-68b8-384c-8097-5c940b8436e8 | 20aadc24-a391-41cf-b340-3e4529f44bde | 93a60a56-a3c8-11da-a746-0800200b9a66
Stannane, trichlorophenyl- | 1124-19-2 | 1124192 | 1124192 | C6H5Cl3Sn |  | Mass | kg | emission | water | https://ofmpub.epa.gov/sor_internet/registry/substreg/searchandretrieve/substancesearch/search.do?details=displayDetails&selectedSubstanceId=76723 | 1 | Chemicals | 384d2869-2b8f-32f8-bb2d-954a263e72d0 | 68a5ef8e-68b8-384c-8097-5c940b8436e8 | 20aadc24-a391-41cf-b340-3e4529f44bde | 93a60a56-a3c8-11da-a746-0800200b9a66
1-Chlorododecane | 112-52-7 | 112527 | 112527 | C12H25Cl |  | Mass | kg | emission | water | https://ofmpub.epa.gov/sor_internet/registry/substreg/searchandretrieve/substancesearch/search.do?details=displayDetails&selectedSubstanceId=47263 | 1 | Chemicals | 0da03a54-e8a6-3b5d-a009-112fc3a10628 | 68a5ef8e-68b8-384c-8097-5c940b8436e8 | 20aadc24-a391-41cf-b340-3e4529f44bde | 93a60a56-a3c8-11da-a746-0800200b9a66
Nitrosoanabasine | 1133-64-8 | 1133648 | 1133648 | C10H13N3O |  | Mass | kg | emission | water | https://comptox.epa.gov/dashboard/dsstoxdb/results?utf8=%E2%9C%93&search=DTXSID3021019 | 1 | Chemicals | c5356cfe-df56-3b9a-b4f2-45a5ed6c6296 | 68a5ef8e-68b8-384c-8097-5c940b8436e8 | 20aadc24-a391-41cf-b340-3e4529f44bde | 93a60a56-a3c8-11da-a746-0800200b9a66
Stannane, dichlorodiphenyl- | 1135-99-5 | 1135995 | 1135995 | C12H10Cl2Sn |  | Mass | kg | emission | water | https://ofmpub.epa.gov/sor_internet/registry/substreg/searchandretrieve/substancesearch/search.do?details=displayDetails&selectedSubstanceId=76716 | 1 | Chemicals | b1c7be12-3f27-34fd-a6aa-4cff78115557 | 68a5ef8e-68b8-384c-8097-5c940b8436e8 | 20aadc24-a391-41cf-b340-3e4529f44bde | 93a60a56-a3c8-11da-a746-0800200b9a66
Picoxystrobin | 117428-22-5 | 117428225 | 117428225 | C18H16F3NO4 |  | Mass | kg | emission | water | https://ofmpub.epa.gov/sor_internet/registry/substreg/searchandretrieve/substancesearch/search.do?details=displayDetails&selectedSubstanceId=100488 | 1 | Chemicals | bfde80e8-262d-397b-8d98-9ee0d494f321 | 68a5ef8e-68b8-384c-8097-5c940b8436e8 | 20aadc24-a391-41cf-b340-3e4529f44bde | 93a60a56-a3c8-11da-a746-0800200b9a66
4-(Diethylamino)benzaldehyde | 120-21-8 | 120218 | 120218 | C11H15NO |  | Mass | kg | emission | water | https://ofmpub.epa.gov/sor_internet/registry/substreg/searchandretrieve/substancesearch/search.do?details=displayDetails&selectedSubstanceId=47031 | 1 | Chemicals | db348190-6d36-3b41-91a3-3de81caa63fd | 68a5ef8e-68b8-384c-8097-5c940b8436e8 | 20aadc24-a391-41cf-b340-3e4529f44bde | 93a60a56-a3c8-11da-a746-0800200b9a66
Imazosulfuron | 122548-33-8 | 122548338 | 122548338 | C14H13ClN6O5S |  | Mass | kg | emission | water | https://ofmpub.epa.gov/sor_internet/registry/substreg/searchandretrieve/substancesearch/search.do?details=displayDetails&selectedSubstanceId=100944 | 1 | Chemicals | fb64a2d6-e02f-32fa-80a9-7259e0bce484 | 68a5ef8e-68b8-384c-8097-5c940b8436e8 | 20aadc24-a391-41cf-b340-3e4529f44bde | 93a60a56-a3c8-11da-a746-0800200b9a66
Phenyl acetate | 122-79-2 | 122792 | 122792 | C8H8O2 |  | Mass | kg | emission | water | https://ofmpub.epa.gov/sor_internet/registry/substreg/searchandretrieve/substancesearch/search.do?details=displayDetails&selectedSubstanceId=47237 | 1 | Chemicals | 0fa2bfbd-5062-3dc9-8848-8525184cdf78 | 68a5ef8e-68b8-384c-8097-5c940b8436e8 | 20aadc24-a391-41cf-b340-3e4529f44bde | 93a60a56-a3c8-11da-a746-0800200b9a66
2-Methylpentanal | 123-15-9 | 123159 | 123159 | C6H12O |  | Mass | kg | emission | water | https://ofmpub.epa.gov/sor_internet/registry/substreg/searchandretrieve/substancesearch/search.do?details=displayDetails&selectedSubstanceId=94711 | 1 | Chemicals | 73af78c5-867b-36f5-938c-2d00d29892ee | 68a5ef8e-68b8-384c-8097-5c940b8436e8 | 20aadc24-a391-41cf-b340-3e4529f44bde | 93a60a56-a3c8-11da-a746-0800200b9a66
Diethyl butanedioate | 123-25-1 | 123251 | 123251 | C8H14O4 |  | Mass | kg | emission | water | https://ofmpub.epa.gov/sor_internet/registry/substreg/searchandretrieve/substancesearch/search.do?details=displayDetails&selectedSubstanceId=94709 | 1 | Chemicals | c6a5d11c-e962-302a-90bf-20e2141164a1 | 68a5ef8e-68b8-384c-8097-5c940b8436e8 | 20aadc24-a391-41cf-b340-3e4529f44bde | 93a60a56-a3c8-11da-a746-0800200b9a66
Cyclochlorotine | 12663-46-6 | 12663466 | 12663466 | C24H31Cl2N5O7 |  | Mass | kg | emission | water | https://comptox.epa.gov/dashboard/dsstoxdb/results?utf8=%E2%9C%93&search=DTXSID1020356 | 1 | Chemicals | 3fc83df6-6729-3c31-ab73-3d30a0648553 | 68a5ef8e-68b8-384c-8097-5c940b8436e8 | 20aadc24-a391-41cf-b340-3e4529f44bde | 93a60a56-a3c8-11da-a746-0800200b9a66
Tolfenpyrad | 129558-76-5 | 129558765 | 129558765 | C21H22ClN3O2 |  | Mass | kg | emission | water | https://ofmpub.epa.gov/sor_internet/registry/substreg/searchandretrieve/substancesearch/search.do?details=displayDetails&selectedSubstanceId=101003 | 1 | Chemicals | 3cf2508b-15bb-3f9a-b334-949c59f92ddb | 68a5ef8e-68b8-384c-8097-5c940b8436e8 | 20aadc24-a391-41cf-b340-3e4529f44bde | 93a60a56-a3c8-11da-a746-0800200b9a66
Nitroso-N-methyl-N-(2-phenyl)ethylamine | 13256-11-6 | 13256116 | 13256116 | C9H12N2O |  | Mass | kg | emission | water | https://comptox.epa.gov/dashboard/dsstoxdb/results?utf8=%E2%9C%93&search=DTXSID9021003 | 1 | Chemicals | 6abd4cca-5cba-3873-be3c-f68ed96c06e0 | 68a5ef8e-68b8-384c-8097-5c940b8436e8 | 20aadc24-a391-41cf-b340-3e4529f44bde | 93a60a56-a3c8-11da-a746-0800200b9a66
Halosulfuron | 135397-30-7 | 135397307 | 135397307 | C12H13ClN6O7S |  | Mass | kg | emission | water | https://ofmpub.epa.gov/sor_internet/registry/substreg/searchandretrieve/substancesearch/search.do?details=displayDetails&selectedSubstanceId=76801 | 1 | Chemicals | 7deb9f96-b7b7-348f-8415-bee3efdf946f | 68a5ef8e-68b8-384c-8097-5c940b8436e8 | 20aadc24-a391-41cf-b340-3e4529f44bde | 93a60a56-a3c8-11da-a746-0800200b9a66
1-(2-Hydroxyethyl)-1-nitrosourea | 13743-07-2 | 13743072 | 13743072 | C3H7N3O3 |  | Mass | kg | emission | water | https://comptox.epa.gov/dashboard/dsstoxdb/results?utf8=%E2%9C%93&search=DTXSID1020726 | 1 | Chemicals | 54a31e77-9fee-3dcb-8008-f7df936e093c | 68a5ef8e-68b8-384c-8097-5c940b8436e8 | 20aadc24-a391-41cf-b340-3e4529f44bde | 93a60a56-a3c8-11da-a746-0800200b9a66
R(-)-2-Methyl-N-nitrosopiperidine | 14026-03-0 | 14026030 | 14026030 | C6H12N2O |  | Mass | kg | emission | water | https://comptox.epa.gov/dashboard/dsstoxdb/results?utf8=%E2%9C%93&search=DTXSID6020852 | 1 | Chemicals | e51ca830-2f64-3444-8be1-3d7d49358a21 | 68a5ef8e-68b8-384c-8097-5c940b8436e8 | 20aadc24-a391-41cf-b340-3e4529f44bde | 93a60a56-a3c8-11da-a746-0800200b9a66
Diethyl chloromalonate | 14064-10-9 | 14064109 | 14064109 | C7H11ClO4 |  | Mass | kg | emission | water | https://ofmpub.epa.gov/sor_internet/registry/substreg/searchandretrieve/substancesearch/search.do?details=displayDetails&selectedSubstanceId=61209 | 1 | Chemicals | 56b22965-e511-3cbd-b330-1173e8632fea | 68a5ef8e-68b8-384c-8097-5c940b8436e8 | 20aadc24-a391-41cf-b340-3e4529f44bde | 93a60a56-a3c8-11da-a746-0800200b9a66
Sodium O-ethyl carbonodithioate | 140-90-9 | 140909 | 140909 | C3H5NaOS2 |  | Mass | kg | emission | water | https://ofmpub.epa.gov/sor_internet/registry/substreg/searchandretrieve/substancesearch/search.do?details=displayDetails&selectedSubstanceId=46854 | 1 | Chemicals | f0e880af-53ae-3078-94f4-55b703d64131 | 68a5ef8e-68b8-384c-8097-5c940b8436e8 | 20aadc24-a391-41cf-b340-3e4529f44bde | 93a60a56-a3c8-11da-a746-0800200b9a66
Diethyl maleate | 141-05-9 | 141059 | 141059 | C8H12O4 |  | Mass | kg | emission | water | https://ofmpub.epa.gov/sor_internet/registry/substreg/searchandretrieve/substancesearch/search.do?details=displayDetails&selectedSubstanceId=46846 | 1 | Chemicals | 02adb2b1-d1a8-3975-b502-9a9ce131b745 | 68a5ef8e-68b8-384c-8097-5c940b8436e8 | 20aadc24-a391-41cf-b340-3e4529f44bde | 93a60a56-a3c8-11da-a746-0800200b9a66
Propanedioic acid | 141-82-2 | 141822 | 141822 | C3H4O4 |  | Mass | kg | emission | water | https://ofmpub.epa.gov/sor_internet/registry/substreg/searchandretrieve/substancesearch/search.do?details=displayDetails&selectedSubstanceId=46134 | 1 | Chemicals | 5dfda88a-3fbf-3938-9b28-ebd8b0b9a557 | 68a5ef8e-68b8-384c-8097-5c940b8436e8 | 20aadc24-a391-41cf-b340-3e4529f44bde | 93a60a56-a3c8-11da-a746-0800200b9a66
Hexyl acetate | 142-92-7 | 142927 | 142927 | C8H16O2 |  | Mass | kg | emission | water | https://ofmpub.epa.gov/sor_internet/registry/substreg/searchandretrieve/substancesearch/search.do?details=displayDetails&selectedSubstanceId=46514 | 1 | Chemicals | 79c4a488-4382-38f1-bc74-9c27b1037ed7 | 68a5ef8e-68b8-384c-8097-5c940b8436e8 | 20aadc24-a391-41cf-b340-3e4529f44bde | 93a60a56-a3c8-11da-a746-0800200b9a66
Sodium barbital | 144-02-5 | 144025 | 144025 | C8H11N2NaO3 |  | Mass | kg | emission | water | https://comptox.epa.gov/dashboard/dsstoxdb/results?utf8=%E2%9C%93&search=DTXSID3020128 | 1 | Chemicals | 27d84c92-fd26-36d5-9807-76cc4b217e2b | 68a5ef8e-68b8-384c-8097-5c940b8436e8 | 20aadc24-a391-41cf-b340-3e4529f44bde | 93a60a56-a3c8-11da-a746-0800200b9a66
Metam | 144-54-7 | 144547 | 144547 | C2H5NS2 |  | Mass | kg | emission | water | https://comptox.epa.gov/dashboard/dsstoxdb/results?utf8=%E2%9C%93&search=DTXSID5043970 | 1 | Chemicals | ef1c41f3-a826-380c-abe3-944d8ddb0f77 | 68a5ef8e-68b8-384c-8097-5c940b8436e8 | 20aadc24-a391-41cf-b340-3e4529f44bde | 93a60a56-a3c8-11da-a746-0800200b9a66
Nitroso-2,6-dimethylmorpholine | 1456-28-6 | 1456286 | 1456286 | C6H12N2O2 |  | Mass | kg | emission | water | https://ofmpub.epa.gov/sor_internet/registry/substreg/searchandretrieve/substancesearch/search.do?details=displayDetails&selectedSubstanceId=96855 | 1 | Chemicals | fd980b3f-2350-34de-9ddb-c8ab96944c2c | 68a5ef8e-68b8-384c-8097-5c940b8436e8 | 20aadc24-a391-41cf-b340-3e4529f44bde | 93a60a56-a3c8-11da-a746-0800200b9a66
Florasulam | 145701-23-1 | 145701231 | 145701231 | C12H8F3N5O3S |  | Mass | kg | emission | water | https://ofmpub.epa.gov/sor_internet/registry/substreg/searchandretrieve/substancesearch/search.do?details=displayDetails&selectedSubstanceId=100929 | 1 | Chemicals | 7c21c1ab-b578-3b31-925e-9aee1b71c4ce | 68a5ef8e-68b8-384c-8097-5c940b8436e8 | 20aadc24-a391-41cf-b340-3e4529f44bde | 93a60a56-a3c8-11da-a746-0800200b9a66
2,2,5,5-Tetramethyltetrahydrofuran | 15045-43-9 | 15045439 | 15045439 | C8H16O |  | Mass | kg | emission | water | https://ofmpub.epa.gov/sor_internet/registry/substreg/searchandretrieve/substancesearch/search.do?details=displayDetails&selectedSubstanceId=96818 | 1 | Chemicals | 512771cf-7673-3ebf-be86-d71547224f53 | 68a5ef8e-68b8-384c-8097-5c940b8436e8 | 20aadc24-a391-41cf-b340-3e4529f44bde | 93a60a56-a3c8-11da-a746-0800200b9a66
Trimethyl lead chloride | 1520-78-1 | 1520781 | 1520781 | C3H9ClPb |  | Mass | kg | emission | water | https://ofmpub.epa.gov/sor_internet/registry/substreg/searchandretrieve/substancesearch/search.do?details=displayDetails&selectedSubstanceId=96624 | 1 | Chemicals | d35902ce-01b8-3c50-9283-c37d507ead75 | 68a5ef8e-68b8-384c-8097-5c940b8436e8 | 20aadc24-a391-41cf-b340-3e4529f44bde | 93a60a56-a3c8-11da-a746-0800200b9a66
Cartap hydrochloride | 15263-52-2 | 15263522 | 15263522 | C7H16ClN3O2S2 |  | Mass | kg | emission | water | https://ofmpub.epa.gov/sor_internet/registry/substreg/searchandretrieve/substancesearch/search.do?details=displayDetails&selectedSubstanceId=97550 | 1 | Chemicals | 8f524585-adaa-3bff-853c-8d5f78b1fdef | 68a5ef8e-68b8-384c-8097-5c940b8436e8 | 20aadc24-a391-41cf-b340-3e4529f44bde | 93a60a56-a3c8-11da-a746-0800200b9a66
Cartap | 15263-53-3 | 15263533 | 15263533 | C7H15N3O2S2 |  | Mass | kg | emission | water | https://ofmpub.epa.gov/sor_internet/registry/substreg/searchandretrieve/substancesearch/search.do?details=displayDetails&selectedSubstanceId=97549 | 1 | Chemicals | 0beec7df-5e00-3a06-8a9e-532ea77e718f | 68a5ef8e-68b8-384c-8097-5c940b8436e8 | 20aadc24-a391-41cf-b340-3e4529f44bde | 93a60a56-a3c8-11da-a746-0800200b9a66
Phenylethylhydrazine sulfate | 156-51-4 | 156514 | 156514 | C8H14N2O4S |  | Mass | kg | emission | water | https://comptox.epa.gov/dashboard/dsstoxdb/results?utf8=%E2%9C%93&search=DTXSID3021144 | 1 | Chemicals | e596bb25-2a6c-3d06-8b9c-9add27578b63 | 68a5ef8e-68b8-384c-8097-5c940b8436e8 | 20aadc24-a391-41cf-b340-3e4529f44bde | 93a60a56-a3c8-11da-a746-0800200b9a66
Molybdenum(VI) | 16065-87-5 | 16065875 | 16065875 | Mo |  | Mass | kg | emission | water | https://comptox.epa.gov/dashboard/dsstoxdb/results?utf8=%E2%9C%93&search=DTXSID00872441 | 1 | Chemicals | f64605d1-8df0-31af-9d82-80610f5df589 | 68a5ef8e-68b8-384c-8097-5c940b8436e8 | 20aadc24-a391-41cf-b340-3e4529f44bde | 93a60a56-a3c8-11da-a746-0800200b9a66
4,4'-Bis(2-morpholino-4-anilino-s-triazinyl-6-amino)stilbene-2,2'-disulfonic acid disodium salt | 16090-02-1 | 16090021 | 16090021 | C40H38N12Na2O8S2 |  | Mass | kg | emission | water | https://ofmpub.epa.gov/sor_internet/registry/substreg/searchandretrieve/substancesearch/search.do?details=displayDetails&selectedSubstanceId=93453 | 1 | Chemicals | 7df48f00-b243-39b0-bd39-1e77dbac0a9d | 68a5ef8e-68b8-384c-8097-5c940b8436e8 | 20aadc24-a391-41cf-b340-3e4529f44bde | 93a60a56-a3c8-11da-a746-0800200b9a66
Z-Ethyl-O,N,N-azoxyethane | 16301-26-1 | 16301261 | 16301261 | C4H10N2O |  | Mass | kg | emission | water | https://comptox.epa.gov/dashboard/dsstoxdb/results?utf8=%E2%9C%93&search=DTXSID4020585 | 1 | Chemicals | 61fb655a-e5d3-3f52-b94c-f7408df07d73 | 68a5ef8e-68b8-384c-8097-5c940b8436e8 | 20aadc24-a391-41cf-b340-3e4529f44bde | 93a60a56-a3c8-11da-a746-0800200b9a66
Diallylnitrosamine | 16338-97-9 | 16338979 | 16338979 | C6H10N2O |  | Mass | kg | emission | water | https://comptox.epa.gov/dashboard/dsstoxdb/results?utf8=%E2%9C%93&search=DTXSID2020395 | 1 | Chemicals | 1143c15f-bc77-3bf3-a053-0c5007a59649 | 68a5ef8e-68b8-384c-8097-5c940b8436e8 | 20aadc24-a391-41cf-b340-3e4529f44bde | 93a60a56-a3c8-11da-a746-0800200b9a66
Ferrate(1-), [N-[2-[bis[(carboxy-.kappa.O)methyl]amino-.kappa.N]ethyl]-N-[2-(hydroxy-.kappa.O)ethyl]glycinato(3-)-.kappa.N,.kappa.O]-, sodium | 16485-47-5 | 16485475 | 16485475 | C10H15FeN2NaO7 |  | Mass | kg | emission | water | https://ofmpub.epa.gov/sor_internet/registry/substreg/searchandretrieve/substancesearch/search.do?details=displayDetails&selectedSubstanceId=60450 | 1 | Chemicals | 2fa3909e-6ea7-3590-8b38-3b4b8199c1cd | 68a5ef8e-68b8-384c-8097-5c940b8436e8 | 20aadc24-a391-41cf-b340-3e4529f44bde | 93a60a56-a3c8-11da-a746-0800200b9a66
N-Methyl-N-nitroso-4-[2-(4-quinolinyl)ethenyl]benzenamine | 16699-10-8 | 16699108 | 16699108 | C18H15N3O |  | Mass | kg | emission | water | https://comptox.epa.gov/dashboard/dsstoxdb/results?utf8=%E2%9C%93&search=DTXSID7020849 | 1 | Chemicals | 12abf651-d707-3194-ac75-6ded81a53c14 | 68a5ef8e-68b8-384c-8097-5c940b8436e8 | 20aadc24-a391-41cf-b340-3e4529f44bde | 93a60a56-a3c8-11da-a746-0800200b9a66
1-Nitroso-5,6-dihydrouracil | 16813-36-8 | 16813368 | 16813368 | C4H5N3O3 |  | Mass | kg | emission | water | https://comptox.epa.gov/dashboard/dsstoxdb/results?utf8=%E2%9C%93&search=DTXSID6020989 | 1 | Chemicals | 15f57dc8-2b72-3538-b36e-d6aaded90bbe | 68a5ef8e-68b8-384c-8097-5c940b8436e8 | 20aadc24-a391-41cf-b340-3e4529f44bde | 93a60a56-a3c8-11da-a746-0800200b9a66
2-Phenyl-4,5-dichloro-3-pyridazinone | 1698-53-9 | 1698539 | 1698539 | C10H6Cl2N2O |  | Mass | kg | emission | water | https://comptox.epa.gov/dashboard/dsstoxdb/results?utf8=%E2%9C%93&search=DTXSID60168751 | 1 | Chemicals | 639b62b3-4f5d-3eee-839a-cf46b611f60f | 68a5ef8e-68b8-384c-8097-5c940b8436e8 | 20aadc24-a391-41cf-b340-3e4529f44bde | 93a60a56-a3c8-11da-a746-0800200b9a66
Bensultap | 17606-31-4 | 17606314 | 17606314 | C17H21NO4S4 |  | Mass | kg | emission | water | https://ofmpub.epa.gov/sor_internet/registry/substreg/searchandretrieve/substancesearch/search.do?details=displayDetails&selectedSubstanceId=94795 | 1 | Chemicals | d372d0d8-d8cb-3bbe-864c-3ba2d1347d8b | 68a5ef8e-68b8-384c-8097-5c940b8436e8 | 20aadc24-a391-41cf-b340-3e4529f44bde | 93a60a56-a3c8-11da-a746-0800200b9a66
N-Nitrosoephedrine | 17608-59-2 | 17608592 | 17608592 | C10H14N2O2 |  | Mass | kg | emission | water | https://comptox.epa.gov/dashboard/dsstoxdb/results?utf8=%E2%9C%93&search=DTXSID1021035 | 1 | Chemicals | 66452b3c-e4dc-35c5-9b60-3ccf365b1945 | 68a5ef8e-68b8-384c-8097-5c940b8436e8 | 20aadc24-a391-41cf-b340-3e4529f44bde | 93a60a56-a3c8-11da-a746-0800200b9a66
4-(Diethylamino)salicylaldehyde | 17754-90-4 | 17754904 | 17754904 | C11H15NO2 |  | Mass | kg | emission | water | https://ofmpub.epa.gov/sor_internet/registry/substreg/searchandretrieve/substancesearch/search.do?details=displayDetails&selectedSubstanceId=92510 | 1 | Chemicals | e202296f-46af-3dca-8831-f2fca90e7c8e | 68a5ef8e-68b8-384c-8097-5c940b8436e8 | 20aadc24-a391-41cf-b340-3e4529f44bde | 93a60a56-a3c8-11da-a746-0800200b9a66
Prothioconazole | 178928-70-6 | 178928706 | 178928706 | C14H15Cl2N3OS |  | Mass | kg | emission | water | https://ofmpub.epa.gov/sor_internet/registry/substreg/searchandretrieve/substancesearch/search.do?details=displayDetails&selectedSubstanceId=100972 | 1 | Chemicals | c58cab46-fbc1-395a-9d75-88170034fb58 | 68a5ef8e-68b8-384c-8097-5c940b8436e8 | 20aadc24-a391-41cf-b340-3e4529f44bde | 93a60a56-a3c8-11da-a746-0800200b9a66
Cyflufenamid | 180409-60-3 | 180409603 | 180409603 | C20H17F5N2O2 |  | Mass | kg | emission | water | https://ofmpub.epa.gov/sor_internet/registry/substreg/searchandretrieve/substancesearch/search.do?details=displayDetails&selectedSubstanceId=101089 | 1 | Chemicals | 5b3314e3-285b-3eb0-888f-c25924c1a885 | 68a5ef8e-68b8-384c-8097-5c940b8436e8 | 20aadc24-a391-41cf-b340-3e4529f44bde | 93a60a56-a3c8-11da-a746-0800200b9a66
Penthiopyrad | 183675-82-3 | 183675823 | 183675823 | C16H20F3N3OS |  | Mass | kg | emission | water | https://ofmpub.epa.gov/sor_internet/registry/substreg/searchandretrieve/substancesearch/search.do?details=displayDetails&selectedSubstanceId=100958 | 1 | Chemicals | 0dffd640-5838-3f37-9655-b0ac09174e05 | 68a5ef8e-68b8-384c-8097-5c940b8436e8 | 20aadc24-a391-41cf-b340-3e4529f44bde | 93a60a56-a3c8-11da-a746-0800200b9a66
6-Chloro-2-picoline | 18368-63-3 | 18368633 | 18368633 | C6H6ClN |  | Mass | kg | emission | water | https://ofmpub.epa.gov/sor_internet/registry/substreg/searchandretrieve/substancesearch/search.do?details=displayDetails&selectedSubstanceId=94575 | 1 | Chemicals | 42262f2e-f2b7-3327-8d4a-5612c16b2b7a | 68a5ef8e-68b8-384c-8097-5c940b8436e8 | 20aadc24-a391-41cf-b340-3e4529f44bde | 93a60a56-a3c8-11da-a746-0800200b9a66
2-Nonynoic acid | 1846-70-4 | 1846704 | 1846704 | C9H14O2 |  | Mass | kg | emission | water | https://ofmpub.epa.gov/sor_internet/registry/substreg/searchandretrieve/substancesearch/search.do?details=displayDetails&selectedSubstanceId=94568 | 1 | Chemicals | 28e9e15a-0a78-329b-990c-a68e8d4ab812 | 68a5ef8e-68b8-384c-8097-5c940b8436e8 | 20aadc24-a391-41cf-b340-3e4529f44bde | 93a60a56-a3c8-11da-a746-0800200b9a66
Acetone[4-(5-nitro-2-furyl)-2-thiazolyl] hydrazone | 18523-69-8 | 18523698 | 18523698 | C10H10N4O3S |  | Mass | kg | emission | water | https://comptox.epa.gov/dashboard/dsstoxdb/results?utf8=%E2%9C%93&search=DTXSID2020008 | 1 | Chemicals | 430774fd-4aa5-3a42-a607-6385dde1353b | 68a5ef8e-68b8-384c-8097-5c940b8436e8 | 20aadc24-a391-41cf-b340-3e4529f44bde | 93a60a56-a3c8-11da-a746-0800200b9a66
Albuterol | 18559-94-9 | 18559949 | 18559949 | C13H21NO3 |  | Mass | kg | emission | water | https://ofmpub.epa.gov/sor_internet/registry/substreg/searchandretrieve/substancesearch/search.do?details=displayDetails&selectedSubstanceId=101307 | 1 | Chemicals | c04be6f6-fb68-3b36-8789-dda078206b3c | 68a5ef8e-68b8-384c-8097-5c940b8436e8 | 20aadc24-a391-41cf-b340-3e4529f44bde | 93a60a56-a3c8-11da-a746-0800200b9a66
3-Chloro-2-chloromethyl-1-propene | 1871-57-4 | 1871574 | 1871574 | C4H6Cl2 |  | Mass | kg | emission | water | https://ofmpub.epa.gov/sor_internet/registry/substreg/searchandretrieve/substancesearch/search.do?details=displayDetails&selectedSubstanceId=94559 | 1 | Chemicals | 764ffc07-6b53-3462-bfc8-a32b3bfebb2e | 68a5ef8e-68b8-384c-8097-5c940b8436e8 | 20aadc24-a391-41cf-b340-3e4529f44bde | 93a60a56-a3c8-11da-a746-0800200b9a66
Spinetoram L | 187166-15-0 | 187166150 | 187166150 | C43H69NO10 |  | Mass | kg | emission | water | https://ofmpub.epa.gov/sor_internet/registry/substreg/searchandretrieve/substancesearch/search.do?details=displayDetails&selectedSubstanceId=100979 | 1 | Chemicals | 7b02af91-217c-3f08-b63f-454b8bfa045b | 68a5ef8e-68b8-384c-8097-5c940b8436e8 | 20aadc24-a391-41cf-b340-3e4529f44bde | 93a60a56-a3c8-11da-a746-0800200b9a66
Spinetoram J | 187166-40-1 | 187166401 | 187166401 | C42H69NO10 |  | Mass | kg | emission | water | https://ofmpub.epa.gov/sor_internet/registry/substreg/searchandretrieve/substancesearch/search.do?details=displayDetails&selectedSubstanceId=100978 | 1 | Chemicals | 91a4327d-1e09-38e4-9ce3-cf0255402bda | 68a5ef8e-68b8-384c-8097-5c940b8436e8 | 20aadc24-a391-41cf-b340-3e4529f44bde | 93a60a56-a3c8-11da-a746-0800200b9a66
Fluoxastrobin (E,Z isomer) | 193740-76-0 | 193740760 | 193740760 | C21H16ClFN4O5 |  | Mass | kg | emission | water | https://ofmpub.epa.gov/sor_internet/registry/substreg/searchandretrieve/substancesearch/search.do?details=displayDetails&selectedSubstanceId=126032 | 1 | Chemicals | 097cafab-b9f6-3502-ae75-a60c2590dbed | 68a5ef8e-68b8-384c-8097-5c940b8436e8 | 20aadc24-a391-41cf-b340-3e4529f44bde | 93a60a56-a3c8-11da-a746-0800200b9a66
7-Dodecen-1-ol,(7Z)- | 20056-92-2 | 20056922 | 20056922 | C12H24O |  | Mass | kg | emission | water | https://comptox.epa.gov/dashboard/dsstoxdb/results?utf8=%E2%9C%93&search=DTXSID20274160 | 1 | Chemicals | fa066274-b212-3dd2-aa66-2a122dcce2ff | 68a5ef8e-68b8-384c-8097-5c940b8436e8 | 20aadc24-a391-41cf-b340-3e4529f44bde | 93a60a56-a3c8-11da-a746-0800200b9a66
Phosphorodithioic acid, S-(2-(ethylsulfonyl)ethyl) O,O-dimethyl ester | 20301-63-7 | 20301637 | 20301637 | C6H15O4PS3 |  | Mass | kg | emission | water | https://comptox.epa.gov/dashboard/dsstoxdb/results?utf8=%E2%9C%93&search=DTXSID20174191 | 1 | Chemicals | bfd3ae46-b790-30f4-b727-4091e7ea5d26 | 68a5ef8e-68b8-384c-8097-5c940b8436e8 | 20aadc24-a391-41cf-b340-3e4529f44bde | 93a60a56-a3c8-11da-a746-0800200b9a66
Spirotetramat | 203313-25-1 | 203313251 | 203313251 | C21H27NO5 |  | Mass | kg | emission | water | https://ofmpub.epa.gov/sor_internet/registry/substreg/searchandretrieve/substancesearch/search.do?details=displayDetails&selectedSubstanceId=100981 | 1 | Chemicals | b1062c07-3ebc-3fc8-976b-a579c15f1450 | 68a5ef8e-68b8-384c-8097-5c940b8436e8 | 20aadc24-a391-41cf-b340-3e4529f44bde | 93a60a56-a3c8-11da-a746-0800200b9a66
2,4,5-Tribromoimidazole | 2034-22-2 | 2034222 | 2034222 | C3HBr3N2 |  | Mass | kg | emission | water | https://comptox.epa.gov/dashboard/dsstoxdb/results?utf8=%E2%9C%93&search=DTXSID2022173 | 1 | Chemicals | 30a32c42-aa5f-3f0c-8cba-de4789a46146 | 68a5ef8e-68b8-384c-8097-5c940b8436e8 | 20aadc24-a391-41cf-b340-3e4529f44bde | 93a60a56-a3c8-11da-a746-0800200b9a66
Propylcyclopentane | 2040-96-2 | 2040962 | 2040962 | C8H16 |  | Mass | kg | emission | water | https://comptox.epa.gov/dashboard/dsstoxdb/results?utf8=%E2%9C%93&search=DTXSID60174352 | 1 | Chemicals | e9370f0d-2b38-3145-a10a-da68e2225ca7 | 68a5ef8e-68b8-384c-8097-5c940b8436e8 | 20aadc24-a391-41cf-b340-3e4529f44bde | 93a60a56-a3c8-11da-a746-0800200b9a66
Nitrosoheptamethyleneimine | 20917-49-1 | 20917491 | 20917491 | C7H14N2O |  | Mass | kg | emission | water | https://comptox.epa.gov/dashboard/dsstoxdb/results?utf8=%E2%9C%93&search=DTXSID1021039 | 1 | Chemicals | 1a7c1a22-acaa-3cbe-8baa-3fbc7fa5e5ab | 68a5ef8e-68b8-384c-8097-5c940b8436e8 | 20aadc24-a391-41cf-b340-3e4529f44bde | 93a60a56-a3c8-11da-a746-0800200b9a66
Topramezone | 210631-68-8 | 210631688 | 210631688 | C16H17N3O5S |  | Mass | kg | emission | water | https://ofmpub.epa.gov/sor_internet/registry/substreg/searchandretrieve/substancesearch/search.do?details=displayDetails&selectedSubstanceId=101004 | 1 | Chemicals | 5bb43175-b3e2-3121-9471-1732162ca1bd | 68a5ef8e-68b8-384c-8097-5c940b8436e8 | 20aadc24-a391-41cf-b340-3e4529f44bde | 93a60a56-a3c8-11da-a746-0800200b9a66
5-(5-Nitro-2-furyl)-1,3,4-oxadiazole-2-ol | 2122-86-3 | 2122863 | 2122863 | C6H3N3O5 |  | Mass | kg | emission | water | https://comptox.epa.gov/dashboard/dsstoxdb/results?utf8=%E2%9C%93&search=DTXSID5020948 | 1 | Chemicals | 1df6cafd-6303-3f88-b565-6b702e6d27c6 | 68a5ef8e-68b8-384c-8097-5c940b8436e8 | 20aadc24-a391-41cf-b340-3e4529f44bde | 93a60a56-a3c8-11da-a746-0800200b9a66
(1S)-Abscisic acid | 21293-29-8 | 21293298 | 21293298 | C15H20O4 |  | Mass | kg | emission | water | https://ofmpub.epa.gov/sor_internet/registry/substreg/searchandretrieve/substancesearch/search.do?details=displayDetails&selectedSubstanceId=101049 | 1 | Chemicals | 636263ef-2b53-33bb-abc3-f058e9b1e52e | 68a5ef8e-68b8-384c-8097-5c940b8436e8 | 20aadc24-a391-41cf-b340-3e4529f44bde | 93a60a56-a3c8-11da-a746-0800200b9a66
Orthosulfamuron | 213464-77-8 | 213464778 | 213464778 | C16H20N6O6S |  | Mass | kg | emission | water | https://ofmpub.epa.gov/sor_internet/registry/substreg/searchandretrieve/substancesearch/search.do?details=displayDetails&selectedSubstanceId=101059 | 1 | Chemicals | ae6ae1d1-2bef-3802-8431-7a901b686f54 | 68a5ef8e-68b8-384c-8097-5c940b8436e8 | 20aadc24-a391-41cf-b340-3e4529f44bde | 93a60a56-a3c8-11da-a746-0800200b9a66
4-Chlorocatechol | 2138-22-9 | 2138229 | 2138229 | C6H5ClO2 |  | Mass | kg | emission | water | https://comptox.epa.gov/dashboard/dsstoxdb/results?utf8=%E2%9C%93&search=DTXSID7022176 | 1 | Chemicals | 5f3fc4f7-2e14-34e6-97f4-2fdfa4da122b | 68a5ef8e-68b8-384c-8097-5c940b8436e8 | 20aadc24-a391-41cf-b340-3e4529f44bde | 93a60a56-a3c8-11da-a746-0800200b9a66
2,4-Dimethylaniline hydrochloride | 21436-96-4 | 21436964 | 21436964 | C8H12ClN |  | Mass | kg | emission | water | https://ofmpub.epa.gov/sor_internet/registry/substreg/searchandretrieve/substancesearch/search.do?details=displayDetails&selectedSubstanceId=107643 | 1 | Chemicals | d6541bd9-b87b-33af-ac31-1fe31ced8af3 | 68a5ef8e-68b8-384c-8097-5c940b8436e8 | 20aadc24-a391-41cf-b340-3e4529f44bde | 93a60a56-a3c8-11da-a746-0800200b9a66
2,4,5-Trimethylaniline hydrochloride | 21436-97-5 | 21436975 | 21436975 | C9H14ClN |  | Mass | kg | emission | water | https://comptox.epa.gov/dashboard/dsstoxdb/results?utf8=%E2%9C%93&search=DTXSID4021399 | 1 | Chemicals | 0a499aeb-48dc-3e0d-b5e1-70e2bba6564a | 68a5ef8e-68b8-384c-8097-5c940b8436e8 | 20aadc24-a391-41cf-b340-3e4529f44bde | 93a60a56-a3c8-11da-a746-0800200b9a66
Diftalone | 21626-89-1 | 21626891 | 21626891 | C16H12N2O2 |  | Mass | kg | emission | water | https://comptox.epa.gov/dashboard/dsstoxdb/results?utf8=%E2%9C%93&search=DTXSID3020469 | 1 | Chemicals | 031a33b3-5707-3520-bb9b-c2a8e060c9ed | 68a5ef8e-68b8-384c-8097-5c940b8436e8 | 20aadc24-a391-41cf-b340-3e4529f44bde | 93a60a56-a3c8-11da-a746-0800200b9a66
4-Methyl-1-[(5-nitrofurfurylidene)amino]-2-imidazolidinone | 21638-36-8 | 21638368 | 21638368 | C9H10N4O4 |  | Mass | kg | emission | water | https://comptox.epa.gov/dashboard/dsstoxdb/results?utf8=%E2%9C%93&search=DTXSID2020848 | 1 | Chemicals | a619b7c5-5a37-373a-bb41-fc25fa1ae46a | 68a5ef8e-68b8-384c-8097-5c940b8436e8 | 20aadc24-a391-41cf-b340-3e4529f44bde | 93a60a56-a3c8-11da-a746-0800200b9a66
Stannane, tetrapropyl- | 2176-98-9 | 2176989 | 2176989 | C12H28Sn |  | Mass | kg | emission | water | https://comptox.epa.gov/dashboard/dsstoxdb/results?utf8=%E2%9C%93&search=DTXSID70176160 | 1 | Chemicals | 62707611-6b0a-3c88-ad0b-f5fa4ab21c1f | 68a5ef8e-68b8-384c-8097-5c940b8436e8 | 20aadc24-a391-41cf-b340-3e4529f44bde | 93a60a56-a3c8-11da-a746-0800200b9a66
Luteoskyrin | 21884-44-6 | 21884446 | 21884446 | C30H22O12 |  | Mass | kg | emission | water | https://comptox.epa.gov/dashboard/dsstoxdb/results?utf8=%E2%9C%93&search=DTXSID0020787 | 1 | Chemicals | ca8730e0-2be2-30c2-aeb5-7ad642cad056 | 68a5ef8e-68b8-384c-8097-5c940b8436e8 | 20aadc24-a391-41cf-b340-3e4529f44bde | 93a60a56-a3c8-11da-a746-0800200b9a66
Metrafenone | 220899-03-6 | 220899036 | 220899036 | C19H21BrO5 |  | Mass | kg | emission | water | https://ofmpub.epa.gov/sor_internet/registry/substreg/searchandretrieve/substancesearch/search.do?details=displayDetails&selectedSubstanceId=100939 | 1 | Chemicals | 3ec70d2a-9ab0-35c3-8af0-e38a7a619131 | 68a5ef8e-68b8-384c-8097-5c940b8436e8 | 20aadc24-a391-41cf-b340-3e4529f44bde | 93a60a56-a3c8-11da-a746-0800200b9a66
Clobuzarit | 22494-47-9 | 22494479 | 22494479 | C17H17ClO3 |  | Mass | kg | emission | water | https://comptox.epa.gov/dashboard/dsstoxdb/results?utf8=%E2%9C%93&search=DTXSID8020335 | 1 | Chemicals | e478d316-2136-372b-8f66-ecde22b99222 | 68a5ef8e-68b8-384c-8097-5c940b8436e8 | 20aadc24-a391-41cf-b340-3e4529f44bde | 93a60a56-a3c8-11da-a746-0800200b9a66
Antimony(V) | 22537-51-5 | 22537515 | 22537515 | Sb |  | Mass | kg | emission | water | https://comptox.epa.gov/dashboard/dsstoxdb/results?utf8=%E2%9C%93&search=DTXSID50872431 | 1 | Chemicals | f5a33281-fc42-38cb-90da-b15cc948ab2c | 68a5ef8e-68b8-384c-8097-5c940b8436e8 | 20aadc24-a391-41cf-b340-3e4529f44bde | 93a60a56-a3c8-11da-a746-0800200b9a66
Thallium(I) | 22537-56-0 | 22537560 | 22537560 | Tl |  | Mass | kg | emission | water | https://comptox.epa.gov/dashboard/dsstoxdb/results?utf8=%E2%9C%93&search=DTXSID80177062 | 1 | Chemicals | 84c94387-76d5-3296-80d8-623535979e92 | 68a5ef8e-68b8-384c-8097-5c940b8436e8 | 20aadc24-a391-41cf-b340-3e4529f44bde | 93a60a56-a3c8-11da-a746-0800200b9a66
Fenitrooxone | 2255-17-6 | 2255176 | 2255176 | C9H12NO6P |  | Mass | kg | emission | water | https://comptox.epa.gov/dashboard/dsstoxdb/results?utf8=%E2%9C%93&search=DTXSID00177084 | 1 | Chemicals | afbc5b50-ab06-3a5d-9ae3-3890ddd7abcd | 68a5ef8e-68b8-384c-8097-5c940b8436e8 | 20aadc24-a391-41cf-b340-3e4529f44bde | 93a60a56-a3c8-11da-a746-0800200b9a66
5-Phenylvaleric acid | 2270-20-4 | 2270204 | 2270204 | C11H14O2 |  | Mass | kg | emission | water | https://comptox.epa.gov/dashboard/dsstoxdb/results?utf8=%E2%9C%93&search=DTXSID80177229 | 1 | Chemicals | 74a207fc-f40c-35e1-a3e8-022846f109d8 | 68a5ef8e-68b8-384c-8097-5c940b8436e8 | 20aadc24-a391-41cf-b340-3e4529f44bde | 93a60a56-a3c8-11da-a746-0800200b9a66
3-Bromobenzamide | 22726-00-7 | 22726007 | 22726007 | C7H6BrNO |  | Mass | kg | emission | water | https://comptox.epa.gov/dashboard/dsstoxdb/results?utf8=%E2%9C%93&search=DTXSID5022277 | 1 | Chemicals | d1069fed-34c2-3476-acaa-50e35e32ec58 | 68a5ef8e-68b8-384c-8097-5c940b8436e8 | 20aadc24-a391-41cf-b340-3e4529f44bde | 93a60a56-a3c8-11da-a746-0800200b9a66
Dimethylvinphos | 2274-67-1 | 2274671 | 2274671 | C10H10Cl3O4P |  | Mass | kg | emission | water | https://comptox.epa.gov/dashboard/dsstoxdb/results?utf8=%E2%9C%93&search=DTXSID9058026 | 1 | Chemicals | 72299d5f-715f-35c9-8778-bdd6852707e9 | 68a5ef8e-68b8-384c-8097-5c940b8436e8 | 20aadc24-a391-41cf-b340-3e4529f44bde | 93a60a56-a3c8-11da-a746-0800200b9a66
Tripropyltin chloride | 2279-76-7 | 2279767 | 2279767 | C9H21ClSn |  | Mass | kg | emission | water | https://comptox.epa.gov/dashboard/dsstoxdb/results?utf8=%E2%9C%93&search=DTXSID00177327 | 1 | Chemicals | 27f2e32d-9f16-3801-be07-ba5743da5737 | 68a5ef8e-68b8-384c-8097-5c940b8436e8 | 20aadc24-a391-41cf-b340-3e4529f44bde | 93a60a56-a3c8-11da-a746-0800200b9a66
Terbutaline | 23031-25-6 | 23031256 | 23031256 | C12H19NO3 |  | Mass | kg | emission | water | https://comptox.epa.gov/dashboard/dsstoxdb/results?utf8=%E2%9C%93&search=DTXSID7021310 | 1 | Chemicals | 79d1849e-c5a0-356c-84c9-cd4e43ba8bae | 68a5ef8e-68b8-384c-8097-5c940b8436e8 | 20aadc24-a391-41cf-b340-3e4529f44bde | 93a60a56-a3c8-11da-a746-0800200b9a66
Benzene, 1-methyl-3-(4-nitrophenyl)- | 2303-25-5 | 2303255 | 2303255 | C13H11NO3 |  | Mass | kg | emission | water | https://comptox.epa.gov/dashboard/dsstoxdb/results?utf8=%E2%9C%93&search=DTXSID40177583 | 1 | Chemicals | 9961e420-38c1-3ccb-af74-d65501e014a2 | 68a5ef8e-68b8-384c-8097-5c940b8436e8 | 20aadc24-a391-41cf-b340-3e4529f44bde | 93a60a56-a3c8-11da-a746-0800200b9a66
Antimony(III) | 23713-48-6 | 23713486 | 23713486 | Sb |  | Mass | kg | emission | water | https://comptox.epa.gov/dashboard/dsstoxdb/results?utf8=%E2%9C%93&search=DTXSID10178380 | 1 | Chemicals | ffd78112-ab40-37b3-bced-122eb0616da1 | 68a5ef8e-68b8-384c-8097-5c940b8436e8 | 20aadc24-a391-41cf-b340-3e4529f44bde | 93a60a56-a3c8-11da-a746-0800200b9a66
Fluopicolide | 239110-15-7 | 239110157 | 239110157 | C14H8Cl3F3N2O |  | Mass | kg | emission | water | https://ofmpub.epa.gov/sor_internet/registry/substreg/searchandretrieve/substancesearch/search.do?details=displayDetails&selectedSubstanceId=100931 | 1 | Chemicals | 10e9519e-ad6e-3708-b5b8-8fc4463201cc | 68a5ef8e-68b8-384c-8097-5c940b8436e8 | 20aadc24-a391-41cf-b340-3e4529f44bde | 93a60a56-a3c8-11da-a746-0800200b9a66
N-(3,5-Dichlorophenyl)succinimide | 24096-53-5 | 24096535 | 24096535 | C10H7Cl2NO2 |  | Mass | kg | emission | water | https://comptox.epa.gov/dashboard/dsstoxdb/results?utf8=%E2%9C%93&search=DTXSID70178821 | 1 | Chemicals | da8b10c0-56af-30a5-8257-3d00874b858e | 68a5ef8e-68b8-384c-8097-5c940b8436e8 | 20aadc24-a391-41cf-b340-3e4529f44bde | 93a60a56-a3c8-11da-a746-0800200b9a66
Piperophos | 24151-93-7 | 24151937 | 24151937 | C14H28NO3PS2 |  | Mass | kg | emission | water | https://ofmpub.epa.gov/sor_internet/registry/substreg/searchandretrieve/substancesearch/search.do?details=displayDetails&selectedSubstanceId=83190 | 1 | Chemicals | 09f918ea-99a1-3a31-a3ef-da86b9e7f95f | 68a5ef8e-68b8-384c-8097-5c940b8436e8 | 20aadc24-a391-41cf-b340-3e4529f44bde | 93a60a56-a3c8-11da-a746-0800200b9a66
Pinoxaden | 243973-20-8 | 243973208 | 243973208 | C23H32N2O4 |  | Mass | kg | emission | water | https://ofmpub.epa.gov/sor_internet/registry/substreg/searchandretrieve/substancesearch/search.do?details=displayDetails&selectedSubstanceId=100975 | 1 | Chemicals | 248cafb3-85c4-389e-a102-cc0d62f5e054 | 68a5ef8e-68b8-384c-8097-5c940b8436e8 | 20aadc24-a391-41cf-b340-3e4529f44bde | 93a60a56-a3c8-11da-a746-0800200b9a66
Urbacid | 2445-07-0 | 2445070 | 2445070 | C7H15AsN2S4 |  | Mass | kg | emission | water | https://comptox.epa.gov/dashboard/dsstoxdb/results?utf8=%E2%9C%93&search=DTXSID50179210 | 1 | Chemicals | 726f4a0f-2e32-3e63-89dc-85a1f6a7807c | 68a5ef8e-68b8-384c-8097-5c940b8436e8 | 20aadc24-a391-41cf-b340-3e4529f44bde | 93a60a56-a3c8-11da-a746-0800200b9a66
N,N-Dimethylpiperidinium pentaborate | 245735-90-4 | 245735904 | 245735904 | C7H20B5NO10 |  | Mass | kg | emission | water | https://ofmpub.epa.gov/sor_internet/registry/substreg/searchandretrieve/substancesearch/search.do?details=displayDetails&selectedSubstanceId=100962 | 1 | Chemicals | a0edea4d-8ca8-3689-98dd-f8d6ea3723a7 | 68a5ef8e-68b8-384c-8097-5c940b8436e8 | 20aadc24-a391-41cf-b340-3e4529f44bde | 93a60a56-a3c8-11da-a746-0800200b9a66
Pyridine, 3,5-dichloro- | 2457-47-8 | 2457478 | 2457478 | C5H3Cl2N |  | Mass | kg | emission | water | https://comptox.epa.gov/dashboard/dsstoxdb/results?utf8=%E2%9C%93&search=DTXSID60179307 | 1 | Chemicals | 65646398-0dad-3b5e-92a9-60c4f1920cfa | 68a5ef8e-68b8-384c-8097-5c940b8436e8 | 20aadc24-a391-41cf-b340-3e4529f44bde | 93a60a56-a3c8-11da-a746-0800200b9a66
Fenfuram | 24691-80-3 | 24691803 | 24691803 | C12H11NO2 |  | Mass | kg | emission | water | https://comptox.epa.gov/dashboard/dsstoxdb/results?utf8=%E2%9C%93&search=DTXSID8058035 | 1 | Chemicals | 002d5c3a-1ba2-3d90-b56c-07c89b23b239 | 68a5ef8e-68b8-384c-8097-5c940b8436e8 | 20aadc24-a391-41cf-b340-3e4529f44bde | 93a60a56-a3c8-11da-a746-0800200b9a66
Benzyl methacrylate | 2495-37-6 | 2495376 | 2495376 | C11H12O2 |  | Mass | kg | emission | water | https://ofmpub.epa.gov/sor_internet/registry/substreg/searchandretrieve/substancesearch/search.do?details=displayDetails&selectedSubstanceId=40277 | 1 | Chemicals | 9552663c-e9fd-3469-9323-6d683706341b | 68a5ef8e-68b8-384c-8097-5c940b8436e8 | 20aadc24-a391-41cf-b340-3e4529f44bde | 93a60a56-a3c8-11da-a746-0800200b9a66
Carbonodithioic acid, O-(2-methylpropyl) ester, sodium salt (1:1) | 25306-75-6 | 25306756 | 25306756 | C5H9NaOS2 |  | Mass | kg | emission | water | https://ofmpub.epa.gov/sor_internet/registry/substreg/searchandretrieve/substancesearch/search.do?details=displayDetails&selectedSubstanceId=56406 | 1 | Chemicals | 1c6d9662-2b15-3f63-9ebb-c6bccfcaca68 | 68a5ef8e-68b8-384c-8097-5c940b8436e8 | 20aadc24-a391-41cf-b340-3e4529f44bde | 93a60a56-a3c8-11da-a746-0800200b9a66
Decene | 25339-53-1 | 25339531 | 25339531 | - |  | Mass | kg | emission | water | https://ofmpub.epa.gov/sor_internet/registry/substreg/searchandretrieve/substancesearch/search.do?details=displayDetails&selectedSubstanceId=96124 | 1 | Chemicals | 5a272ea8-2e3b-3223-af65-ced550f61c9b | 68a5ef8e-68b8-384c-8097-5c940b8436e8 | 20aadc24-a391-41cf-b340-3e4529f44bde | 93a60a56-a3c8-11da-a746-0800200b9a66
Thiazafluron [BSI:ISO] | 25366-23-8 | 25366238 | 25366238 | C6H7F3N4OS |  | Mass | kg | emission | water | https://comptox.epa.gov/dashboard/dsstoxdb/results?utf8=%E2%9C%93&search=DTXSID20180010 | 1 | Chemicals | ade947a7-747b-3354-9593-c42935bef2f9 | 68a5ef8e-68b8-384c-8097-5c940b8436e8 | 20aadc24-a391-41cf-b340-3e4529f44bde | 93a60a56-a3c8-11da-a746-0800200b9a66
Felbamate | 25451-15-4 | 25451154 | 25451154 | C11H14N2O4 |  | Mass | kg | emission | water | https://comptox.epa.gov/dashboard/dsstoxdb/results?utf8=%E2%9C%93&search=DTXSID9023041 | 1 | Chemicals | eab263e8-d19d-3ddc-a0d6-d291e55e0ef2 | 68a5ef8e-68b8-384c-8097-5c940b8436e8 | 20aadc24-a391-41cf-b340-3e4529f44bde | 93a60a56-a3c8-11da-a746-0800200b9a66
N-[5-(5-Nitro-2-furyl)-1,3,4-thiadiazol-2-yl]acetamide | 2578-75-8 | 2578758 | 2578758 | C8H6N4O4S |  | Mass | kg | emission | water | https://comptox.epa.gov/dashboard/dsstoxdb/results?utf8=%E2%9C%93&search=DTXSID9020950 | 1 | Chemicals | 8e1fd4d1-ace3-3694-afa2-36acb3823731 | 68a5ef8e-68b8-384c-8097-5c940b8436e8 | 20aadc24-a391-41cf-b340-3e4529f44bde | 93a60a56-a3c8-11da-a746-0800200b9a66
Gemfibrozil | 25812-30-0 | 25812300 | 25812300 | C15H22O3 |  | Mass | kg | emission | water | https://ofmpub.epa.gov/sor_internet/registry/substreg/searchandretrieve/substancesearch/search.do?details=displayDetails&selectedSubstanceId=101310 | 1 | Chemicals | 23e7ccff-b7b7-392e-9533-8855130b04be | 68a5ef8e-68b8-384c-8097-5c940b8436e8 | 20aadc24-a391-41cf-b340-3e4529f44bde | 93a60a56-a3c8-11da-a746-0800200b9a66
Robenidine | 25875-51-8 | 25875518 | 25875518 | C15H13Cl2N5 |  | Mass | kg | emission | water | https://comptox.epa.gov/dashboard/dsstoxdb/results?utf8=%E2%9C%93&search=DTXSID9046813 | 1 | Chemicals | 1656d6e7-3a53-3bcd-a6b7-10563c7b227c | 68a5ef8e-68b8-384c-8097-5c940b8436e8 | 20aadc24-a391-41cf-b340-3e4529f44bde | 93a60a56-a3c8-11da-a746-0800200b9a66
2-Hydrazino-4-(5-nitro-2-furyl)thiazole | 26049-68-3 | 26049683 | 26049683 | C7H6N4O3S |  | Mass | kg | emission | water | https://comptox.epa.gov/dashboard/dsstoxdb/results?utf8=%E2%9C%93&search=DTXSID8020705 | 1 | Chemicals | 55d95c31-f86e-3d19-9906-311d2a8ca2a9 | 68a5ef8e-68b8-384c-8097-5c940b8436e8 | 20aadc24-a391-41cf-b340-3e4529f44bde | 93a60a56-a3c8-11da-a746-0800200b9a66
2-(2,2-Dimethylhydrazino)-4-(5-nitro-2-furyl)thiazole | 26049-69-4 | 26049694 | 26049694 | C9H10N4O3S |  | Mass | kg | emission | water | https://comptox.epa.gov/dashboard/dsstoxdb/results?utf8=%E2%9C%93&search=DTXSID1020518 | 1 | Chemicals | 9559683d-a551-36ba-8291-159bc2638057 | 68a5ef8e-68b8-384c-8097-5c940b8436e8 | 20aadc24-a391-41cf-b340-3e4529f44bde | 93a60a56-a3c8-11da-a746-0800200b9a66
2-Hydrazino-4-(4-nitrophenyl)thiazole | 26049-70-7 | 26049707 | 26049707 | C9H8N4O2S |  | Mass | kg | emission | water | https://comptox.epa.gov/dashboard/dsstoxdb/results?utf8=%E2%9C%93&search=DTXSID3020706 | 1 | Chemicals | 411f64a9-1d94-3056-b9f1-b5da6c258a84 | 68a5ef8e-68b8-384c-8097-5c940b8436e8 | 20aadc24-a391-41cf-b340-3e4529f44bde | 93a60a56-a3c8-11da-a746-0800200b9a66
2-Hydrazino-4-(4-aminophenyl) thiazole | 26049-71-8 | 26049718 | 26049718 | C9H10N4S |  | Mass | kg | emission | water | https://comptox.epa.gov/dashboard/dsstoxdb/results?utf8=%E2%9C%93&search=DTXSID3020704 | 1 | Chemicals | 8dcf57e6-b6f6-3c74-ae28-ced534a5205f | 68a5ef8e-68b8-384c-8097-5c940b8436e8 | 20aadc24-a391-41cf-b340-3e4529f44bde | 93a60a56-a3c8-11da-a746-0800200b9a66
Iprobenfos | 26087-47-8 | 26087478 | 26087478 | C13H21O3PS |  | Mass | kg | emission | water | https://ofmpub.epa.gov/sor_internet/registry/substreg/searchandretrieve/substancesearch/search.do?details=displayDetails&selectedSubstanceId=100947 | 1 | Chemicals | decc4683-e5a7-3082-8184-a4c15b43f767 | 68a5ef8e-68b8-384c-8097-5c940b8436e8 | 20aadc24-a391-41cf-b340-3e4529f44bde | 93a60a56-a3c8-11da-a746-0800200b9a66
N-Nitrosothiomorpholine | 26541-51-5 | 26541515 | 26541515 | C4H8N2OS |  | Mass | kg | emission | water | https://comptox.epa.gov/dashboard/dsstoxdb/results?utf8=%E2%9C%93&search=DTXSID8021064 | 1 | Chemicals | f8ea0f20-7f33-340c-8078-84ef6d87fc54 | 68a5ef8e-68b8-384c-8097-5c940b8436e8 | 20aadc24-a391-41cf-b340-3e4529f44bde | 93a60a56-a3c8-11da-a746-0800200b9a66
Amoxicillin | 26787-78-0 | 26787780 | 26787780 | C16H19N3O5S |  | Mass | kg | emission | water | https://ofmpub.epa.gov/sor_internet/registry/substreg/searchandretrieve/substancesearch/search.do?details=displayDetails&selectedSubstanceId=125891 | 1 | Chemicals | 4912eeef-b92e-31fd-9895-eb07d16df3e0 | 68a5ef8e-68b8-384c-8097-5c940b8436e8 | 20aadc24-a391-41cf-b340-3e4529f44bde | 93a60a56-a3c8-11da-a746-0800200b9a66
3-Pyridinecarboxamide, N-[(phenylamino)carbonyl] | 26972-01-0 | 26972010 | 26972010 | C13H11N3O2 |  | Mass | kg | emission | water | https://comptox.epa.gov/dashboard/dsstoxdb/results?utf8=%E2%9C%93&search=DTXSID70877120 | 1 | Chemicals | 06ce5695-f7ec-3e15-a95b-e072e1520fec | 68a5ef8e-68b8-384c-8097-5c940b8436e8 | 20aadc24-a391-41cf-b340-3e4529f44bde | 93a60a56-a3c8-11da-a746-0800200b9a66
Potassium pentylxanthate | 2720-73-2 | 2720732 | 2720732 | C6H11KOS2 |  | Mass | kg | emission | water | https://ofmpub.epa.gov/sor_internet/registry/substreg/searchandretrieve/substancesearch/search.do?details=displayDetails&selectedSubstanceId=41938 | 1 | Chemicals | ad928173-dafd-3f7d-be15-85c5ef77a54e | 68a5ef8e-68b8-384c-8097-5c940b8436e8 | 20aadc24-a391-41cf-b340-3e4529f44bde | 93a60a56-a3c8-11da-a746-0800200b9a66
Flubendiamide | 272451-65-7 | 272451657 | 272451657 | C23H22F7IN2O4S |  | Mass | kg | emission | water | https://ofmpub.epa.gov/sor_internet/registry/substreg/searchandretrieve/substancesearch/search.do?details=displayDetails&selectedSubstanceId=100930 | 1 | Chemicals | 7e454e51-6a34-3613-9831-662141c2f9d9 | 68a5ef8e-68b8-384c-8097-5c940b8436e8 | 20aadc24-a391-41cf-b340-3e4529f44bde | 93a60a56-a3c8-11da-a746-0800200b9a66
Quinonamid | 27541-88-4 | 27541884 | 27541884 | C12H6Cl3NO3 |  | Mass | kg | emission | water | https://comptox.epa.gov/dashboard/dsstoxdb/results?utf8=%E2%9C%93&search=DTXSID2058047 | 1 | Chemicals | fcecdf0e-6924-3d94-b8e5-fc10f566d983 | 68a5ef8e-68b8-384c-8097-5c940b8436e8 | 20aadc24-a391-41cf-b340-3e4529f44bde | 93a60a56-a3c8-11da-a746-0800200b9a66
Triethyltin bromide | 2767-54-6 | 2767546 | 2767546 | C6H15BrSn |  | Mass | kg | emission | water | https://ofmpub.epa.gov/sor_internet/registry/substreg/searchandretrieve/substancesearch/search.do?details=displayDetails&selectedSubstanceId=92788 | 1 | Chemicals | 06a7574d-48e9-303c-98b8-5a5320b33569 | 68a5ef8e-68b8-384c-8097-5c940b8436e8 | 20aadc24-a391-41cf-b340-3e4529f44bde | 93a60a56-a3c8-11da-a746-0800200b9a66
Bicyclo[2.2.1]heptane | 279-23-2 | 279232 | 279232 | C7H12 |  | Mass | kg | emission | water | https://ofmpub.epa.gov/sor_internet/registry/substreg/searchandretrieve/substancesearch/search.do?details=displayDetails&selectedSubstanceId=98251 | 1 | Chemicals | 4160bb41-8830-34cf-8d10-292a65ee0e39 | 68a5ef8e-68b8-384c-8097-5c940b8436e8 | 20aadc24-a391-41cf-b340-3e4529f44bde | 93a60a56-a3c8-11da-a746-0800200b9a66
Spiromesifen | 283594-90-1 | 283594901 | 283594901 | C23H30O4 |  | Mass | kg | emission | water | https://ofmpub.epa.gov/sor_internet/registry/substreg/searchandretrieve/substancesearch/search.do?details=displayDetails&selectedSubstanceId=100980 | 1 | Chemicals | 34f3c16e-d029-3943-a669-0e5bdabd10a3 | 68a5ef8e-68b8-384c-8097-5c940b8436e8 | 20aadc24-a391-41cf-b340-3e4529f44bde | 93a60a56-a3c8-11da-a746-0800200b9a66
Prednimustine | 29069-24-7 | 29069247 | 29069247 | C35H45Cl2NO6 |  | Mass | kg | emission | water | https://comptox.epa.gov/dashboard/dsstoxdb/results?utf8=%E2%9C%93&search=DTXSID4021183 | 1 | Chemicals | 6e5e48ec-80e8-3ada-8037-6c8a797dfdf4 | 68a5ef8e-68b8-384c-8097-5c940b8436e8 | 20aadc24-a391-41cf-b340-3e4529f44bde | 93a60a56-a3c8-11da-a746-0800200b9a66
Cycloheptane | 291-64-5 | 291645 | 291645 | C7H14 |  | Mass | kg | emission | water | https://ofmpub.epa.gov/sor_internet/registry/substreg/searchandretrieve/substancesearch/search.do?details=displayDetails&selectedSubstanceId=84998 | 1 | Chemicals | 84419cc6-4cb2-389e-8ec2-2ac16d1de175 | 68a5ef8e-68b8-384c-8097-5c940b8436e8 | 20aadc24-a391-41cf-b340-3e4529f44bde | 93a60a56-a3c8-11da-a746-0800200b9a66
Cyclooctane | 292-64-8 | 292648 | 292648 | C8H16 |  | Mass | kg | emission | water | https://ofmpub.epa.gov/sor_internet/registry/substreg/searchandretrieve/substancesearch/search.do?details=displayDetails&selectedSubstanceId=98250 | 1 | Chemicals | 8ba5adf2-06e2-34d2-8b5a-9ff43d701358 | 68a5ef8e-68b8-384c-8097-5c940b8436e8 | 20aadc24-a391-41cf-b340-3e4529f44bde | 93a60a56-a3c8-11da-a746-0800200b9a66
O-Decylhydroxylamine | 29812-79-1 | 29812791 | 29812791 | C10H23NO |  | Mass | kg | emission | water | https://ofmpub.epa.gov/sor_internet/registry/substreg/searchandretrieve/substancesearch/search.do?details=displayDetails&selectedSubstanceId=100748 | 1 | Chemicals | 9a80dd6f-88d2-3482-86ea-ddfe55ba90b9 | 68a5ef8e-68b8-384c-8097-5c940b8436e8 | 20aadc24-a391-41cf-b340-3e4529f44bde | 93a60a56-a3c8-11da-a746-0800200b9a66
(S)-Furaltadone hydrochloride | 3031-51-4 | 3031514 | 3031514 | C13H17ClN4O6 |  | Mass | kg | emission | water | https://comptox.epa.gov/dashboard/dsstoxdb/results?utf8=%E2%9C%93&search=DTXSID4020909 | 1 | Chemicals | e81b5ac7-74d7-372e-858c-c700de8f429b | 68a5ef8e-68b8-384c-8097-5c940b8436e8 | 20aadc24-a391-41cf-b340-3e4529f44bde | 93a60a56-a3c8-11da-a746-0800200b9a66
Harmaline | 304-21-2 | 304212 | 304212 | C13H14N2O |  | Mass | kg | emission | water | https://ofmpub.epa.gov/sor_internet/registry/substreg/searchandretrieve/substancesearch/search.do?details=displayDetails&selectedSubstanceId=98242 | 1 | Chemicals | 506d9783-8572-34cb-8605-d391d24c9b6d | 68a5ef8e-68b8-384c-8097-5c940b8436e8 | 20aadc24-a391-41cf-b340-3e4529f44bde | 93a60a56-a3c8-11da-a746-0800200b9a66
3'-Azido-3'-deoxythymidine | 30516-87-1 | 30516871 | 30516871 | C10H13N5O4 |  | Mass | kg | emission | water | https://ofmpub.epa.gov/sor_internet/registry/substreg/searchandretrieve/substancesearch/search.do?details=displayDetails&selectedSubstanceId=96089 | 1 | Chemicals | 7db490c8-bb95-3863-b065-999dfc02473a | 68a5ef8e-68b8-384c-8097-5c940b8436e8 | 20aadc24-a391-41cf-b340-3e4529f44bde | 93a60a56-a3c8-11da-a746-0800200b9a66
1,1,3-Trimethylcyclohexane | 3073-66-3 | 3073663 | 3073663 | C9H18 |  | Mass | kg | emission | water | https://ofmpub.epa.gov/sor_internet/registry/substreg/searchandretrieve/substancesearch/search.do?details=displayDetails&selectedSubstanceId=100750 | 1 | Chemicals | 8f8e9603-a5d5-3e03-b4c0-3f0870f1d9ea | 68a5ef8e-68b8-384c-8097-5c940b8436e8 | 20aadc24-a391-41cf-b340-3e4529f44bde | 93a60a56-a3c8-11da-a746-0800200b9a66
Pentanol isomers | 30899-19-5 | 30899195 | 30899195 | - |  | Mass | kg | emission | water | https://comptox.epa.gov/dashboard/dsstoxdb/results?utf8=%E2%9C%93&search=DTXSID10872957 | 1 | Chemicals | b1c4d7f9-fa17-318c-bfda-e5cfa639c96e | 68a5ef8e-68b8-384c-8097-5c940b8436e8 | 20aadc24-a391-41cf-b340-3e4529f44bde | 93a60a56-a3c8-11da-a746-0800200b9a66
N-(9-Oxo-2-fluorenyl)acetamide | 3096-50-2 | 3096502 | 3096502 | C15H11NO2 |  | Mass | kg | emission | water | https://comptox.epa.gov/dashboard/dsstoxdb/results?utf8=%E2%9C%93&search=DTXSID6021088 | 1 | Chemicals | 49b94905-0841-3d97-bcf1-b0140f098847 | 68a5ef8e-68b8-384c-8097-5c940b8436e8 | 20aadc24-a391-41cf-b340-3e4529f44bde | 93a60a56-a3c8-11da-a746-0800200b9a66
Thiencarbazone-methyl | 317815-83-1 | 317815831 | 317815831 | C12H14N4O7S2 |  | Mass | kg | emission | water | https://ofmpub.epa.gov/sor_internet/registry/substreg/searchandretrieve/substancesearch/search.do?details=displayDetails&selectedSubstanceId=101000 | 1 | Chemicals | d86ace59-e49b-3f30-91b3-4398c42ffb3d | 68a5ef8e-68b8-384c-8097-5c940b8436e8 | 20aadc24-a391-41cf-b340-3e4529f44bde | 93a60a56-a3c8-11da-a746-0800200b9a66
4'-Fluoro-4-aminodiphenyl | 324-93-6 | 324936 | 324936 | C12H10FN |  | Mass | kg | emission | water | https://comptox.epa.gov/dashboard/dsstoxdb/results?utf8=%E2%9C%93&search=DTXSID7020631 | 1 | Chemicals | 66e2422b-0109-3b4d-92d1-18e742535ebc | 68a5ef8e-68b8-384c-8097-5c940b8436e8 | 20aadc24-a391-41cf-b340-3e4529f44bde | 93a60a56-a3c8-11da-a746-0800200b9a66
Diisopropyl paraoxon | 3254-66-8 | 3254668 | 3254668 | C12H18NO6P |  | Mass | kg | emission | water | https://comptox.epa.gov/dashboard/dsstoxdb/results?utf8=%E2%9C%93&search=DTXSID90186246 | 1 | Chemicals | e19e17b3-9bf1-33c5-8396-a95cf134212e | 68a5ef8e-68b8-384c-8097-5c940b8436e8 | 20aadc24-a391-41cf-b340-3e4529f44bde | 93a60a56-a3c8-11da-a746-0800200b9a66
3,6-Dihydro-2-nitroso-2H-1,2-oxazine | 3276-41-3 | 3276413 | 3276413 | C4H6N2O2 |  | Mass | kg | emission | water | https://comptox.epa.gov/dashboard/dsstoxdb/results?utf8=%E2%9C%93&search=DTXSID7020473 | 1 | Chemicals | ca66dbac-935d-39ae-a91b-b5556143e5af | 68a5ef8e-68b8-384c-8097-5c940b8436e8 | 20aadc24-a391-41cf-b340-3e4529f44bde | 93a60a56-a3c8-11da-a746-0800200b9a66
Formic acid 2-(4-methyl-2-thiazolyl)hydrazide | 32852-21-4 | 32852214 | 32852214 | C5H7N3OS |  | Mass | kg | emission | water | https://comptox.epa.gov/dashboard/dsstoxdb/results?utf8=%E2%9C%93&search=DTXSID7020639 | 1 | Chemicals | 3192109a-8b2c-3b5a-9cd8-d57cdb1ef647 | 68a5ef8e-68b8-384c-8097-5c940b8436e8 | 20aadc24-a391-41cf-b340-3e4529f44bde | 93a60a56-a3c8-11da-a746-0800200b9a66
trans-Octahydro-1H-indene | 3296-50-2 | 3296502 | 3296502 | C9H16 |  | Mass | kg | emission | water | https://comptox.epa.gov/dashboard/dsstoxdb/results?utf8=%E2%9C%93&search=DTXSID20858747 | 1 | Chemicals | 81e4c198-2c79-371a-9e4c-7eeb605cc17a | 68a5ef8e-68b8-384c-8097-5c940b8436e8 | 20aadc24-a391-41cf-b340-3e4529f44bde | 93a60a56-a3c8-11da-a746-0800200b9a66
Etomidate | 33125-97-2 | 33125972 | 33125972 | C14H16N2O2 |  | Mass | kg | emission | water | https://comptox.epa.gov/dashboard/dsstoxdb/results?utf8=%E2%9C%93&search=DTXSID5023033 | 1 | Chemicals | b0a8fad1-e290-34c4-874a-6e5a4c387c6e | 68a5ef8e-68b8-384c-8097-5c940b8436e8 | 20aadc24-a391-41cf-b340-3e4529f44bde | 93a60a56-a3c8-11da-a746-0800200b9a66
Caffeic acid | 331-39-5 | 331395 | 331395 | C9H8O4 |  | Mass | kg | emission | water | https://ofmpub.epa.gov/sor_internet/registry/substreg/searchandretrieve/substancesearch/search.do?details=displayDetails&selectedSubstanceId=96524 | 1 | Chemicals | cc44a793-9c02-3c9a-b645-7965884b6876 | 68a5ef8e-68b8-384c-8097-5c940b8436e8 | 20aadc24-a391-41cf-b340-3e4529f44bde | 93a60a56-a3c8-11da-a746-0800200b9a66
3,5-Dichloroanisole | 33719-74-3 | 33719743 | 33719743 | C7H6Cl2O |  | Mass | kg | emission | water | https://comptox.epa.gov/dashboard/dsstoxdb/results?utf8=%E2%9C%93&search=DTXSID80187404 | 1 | Chemicals | 30c7c2d0-321c-367e-9718-1d2fb02f5218 | 68a5ef8e-68b8-384c-8097-5c940b8436e8 | 20aadc24-a391-41cf-b340-3e4529f44bde | 93a60a56-a3c8-11da-a746-0800200b9a66
Orbencarb | 34622-58-7 | 34622587 | 34622587 | C12H16ClNOS |  | Mass | kg | emission | water | https://ofmpub.epa.gov/sor_internet/registry/substreg/searchandretrieve/substancesearch/search.do?details=displayDetails&selectedSubstanceId=92539 | 1 | Chemicals | 481411b4-f708-3d00-8ec9-9d2a77b0063a | 68a5ef8e-68b8-384c-8097-5c940b8436e8 | 20aadc24-a391-41cf-b340-3e4529f44bde | 93a60a56-a3c8-11da-a746-0800200b9a66
1'-Acetoxysafrole | 34627-78-6 | 34627786 | 34627786 | C12H12O4 |  | Mass | kg | emission | water | https://comptox.epa.gov/dashboard/dsstoxdb/results?utf8=%E2%9C%93&search=DTXSID5039226 | 1 | Chemicals | 2724cd9b-a687-386b-8f80-4436fa09f346 | 68a5ef8e-68b8-384c-8097-5c940b8436e8 | 20aadc24-a391-41cf-b340-3e4529f44bde | 93a60a56-a3c8-11da-a746-0800200b9a66
Butocarboxim | 34681-10-2 | 34681102 | 34681102 | C7H14N2O2S |  | Mass | kg | emission | water | https://ofmpub.epa.gov/sor_internet/registry/substreg/searchandretrieve/substancesearch/search.do?details=displayDetails&selectedSubstanceId=125832 | 1 | Chemicals | b5d1eba5-d403-3165-9b79-2071ae057d03 | 68a5ef8e-68b8-384c-8097-5c940b8436e8 | 20aadc24-a391-41cf-b340-3e4529f44bde | 93a60a56-a3c8-11da-a746-0800200b9a66
2,3,5,6-Tetrachloroaniline | 3481-20-7 | 3481207 | 3481207 | C6H3Cl4N |  | Mass | kg | emission | water | https://ofmpub.epa.gov/sor_internet/registry/substreg/searchandretrieve/substancesearch/search.do?details=displayDetails&selectedSubstanceId=107647 | 1 | Chemicals | 58cb54be-40e9-38c2-beba-022dadcb0af0 | 68a5ef8e-68b8-384c-8097-5c940b8436e8 | 20aadc24-a391-41cf-b340-3e4529f44bde | 93a60a56-a3c8-11da-a746-0800200b9a66
3-Methoxy-4-aminoazobenzene | 3544-23-8 | 3544238 | 3544238 | C13H13N3O |  | Mass | kg | emission | water | https://comptox.epa.gov/dashboard/dsstoxdb/results?utf8=%E2%9C%93&search=DTXSID4020824 | 1 | Chemicals | 502c35b2-a75c-31c0-8d9c-141ccf50f2ec | 68a5ef8e-68b8-384c-8097-5c940b8436e8 | 20aadc24-a391-41cf-b340-3e4529f44bde | 93a60a56-a3c8-11da-a746-0800200b9a66
2,6-Diphenylpyridine | 3558-69-8 | 3558698 | 3558698 | C17H13N |  | Mass | kg | emission | water | https://comptox.epa.gov/dashboard/dsstoxdb/results?utf8=%E2%9C%93&search=DTXSID7022209 | 1 | Chemicals | 6c32c41f-cf37-3835-ac67-cfd7b4d1efd3 | 68a5ef8e-68b8-384c-8097-5c940b8436e8 | 20aadc24-a391-41cf-b340-3e4529f44bde | 93a60a56-a3c8-11da-a746-0800200b9a66
6-Nitroquinolin-5-ylamine | 35975-00-9 | 35975009 | 35975009 | C9H7N3O2 |  | Mass | kg | emission | water | https://comptox.epa.gov/dashboard/dsstoxdb/results?utf8=%E2%9C%93&search=DTXSID40189525 | 1 | Chemicals | d4e07264-8544-3f8c-82cf-e9fb82507976 | 68a5ef8e-68b8-384c-8097-5c940b8436e8 | 20aadc24-a391-41cf-b340-3e4529f44bde | 93a60a56-a3c8-11da-a746-0800200b9a66
N-{[3-(5-Nitro-2-furyl)-1,2,4-oxadiazole-5-yl]-methyl}acetamide | 36133-88-7 | 36133887 | 36133887 | C9H8N4O5 |  | Mass | kg | emission | water | https://comptox.epa.gov/dashboard/dsstoxdb/results?utf8=%E2%9C%93&search=DTXSID0020949 | 1 | Chemicals | e73e05b3-5d6e-303f-bcca-872f6d43d4e0 | 68a5ef8e-68b8-384c-8097-5c940b8436e8 | 20aadc24-a391-41cf-b340-3e4529f44bde | 93a60a56-a3c8-11da-a746-0800200b9a66
N-(2-Fluorenyl)-2,2,2-trifluoroacetamide | 363-17-7 | 363177 | 363177 | C15H10F3NO |  | Mass | kg | emission | water | https://comptox.epa.gov/dashboard/dsstoxdb/results?utf8=%E2%9C%93&search=DTXSID3020629 | 1 | Chemicals | 99a2936b-1744-3382-8c60-8e3743c08990 | 68a5ef8e-68b8-384c-8097-5c940b8436e8 | 20aadc24-a391-41cf-b340-3e4529f44bde | 93a60a56-a3c8-11da-a746-0800200b9a66
Butamiphos | 36335-67-8 | 36335678 | 36335678 | C13H21N2O4PS |  | Mass | kg | emission | water | https://ofmpub.epa.gov/sor_internet/registry/substreg/searchandretrieve/substancesearch/search.do?details=displayDetails&selectedSubstanceId=96607 | 1 | Chemicals | 8acee2ea-0fb8-3271-bf61-17b2f56c47b2 | 68a5ef8e-68b8-384c-8097-5c940b8436e8 | 20aadc24-a391-41cf-b340-3e4529f44bde | 93a60a56-a3c8-11da-a746-0800200b9a66
Pyrasulfotole | 365400-11-9 | 365400119 | 365400119 | C14H13F3N2O4S |  | Mass | kg | emission | water | https://ofmpub.epa.gov/sor_internet/registry/substreg/searchandretrieve/substancesearch/search.do?details=displayDetails&selectedSubstanceId=100973 | 1 | Chemicals | 54b013b2-3d1f-3853-a400-857a2347012f | 68a5ef8e-68b8-384c-8097-5c940b8436e8 | 20aadc24-a391-41cf-b340-3e4529f44bde | 93a60a56-a3c8-11da-a746-0800200b9a66
Isothioate | 36614-38-7 | 36614387 | 36614387 | C7H17O2PS3 |  | Mass | kg | emission | water | https://comptox.epa.gov/dashboard/dsstoxdb/results?utf8=%E2%9C%93&search=DTXSID9058070 | 1 | Chemicals | 12e1c69e-932f-3f9c-ab13-45b5e27fe945 | 68a5ef8e-68b8-384c-8097-5c940b8436e8 | 20aadc24-a391-41cf-b340-3e4529f44bde | 93a60a56-a3c8-11da-a746-0800200b9a66
S(+)-2-Methyl-N-nitrosopiperidine | 36702-44-0 | 36702440 | 36702440 | C6H12N2O |  | Mass | kg | emission | water | https://comptox.epa.gov/dashboard/dsstoxdb/results?utf8=%E2%9C%93&search=DTXSID1020853 | 1 | Chemicals | 94f8857a-aef9-3f0e-b608-c4a47b74c866 | 68a5ef8e-68b8-384c-8097-5c940b8436e8 | 20aadc24-a391-41cf-b340-3e4529f44bde | 93a60a56-a3c8-11da-a746-0800200b9a66
2-Aminodiphenylene oxide | 3693-22-9 | 3693229 | 3693229 | C12H9NO |  | Mass | kg | emission | water | https://comptox.epa.gov/dashboard/dsstoxdb/results?utf8=%E2%9C%93&search=DTXSID4039239 | 1 | Chemicals | 11f1507e-9195-3f3e-9ca2-8ffaa9463f38 | 68a5ef8e-68b8-384c-8097-5c940b8436e8 | 20aadc24-a391-41cf-b340-3e4529f44bde | 93a60a56-a3c8-11da-a746-0800200b9a66
2-Chloro-5-(3,5-dimethylpiperidinosulphonyl)benzoic acid | 37087-94-8 | 37087948 | 37087948 | C14H18ClNO4S |  | Mass | kg | emission | water | https://comptox.epa.gov/dashboard/dsstoxdb/results?utf8=%E2%9C%93&search=DTXSID1020277 | 1 | Chemicals | d9fed2d3-a624-32af-bc61-969cf92bcb49 | 68a5ef8e-68b8-384c-8097-5c940b8436e8 | 20aadc24-a391-41cf-b340-3e4529f44bde | 93a60a56-a3c8-11da-a746-0800200b9a66
Saflufenacil | 372137-35-4 | 372137354 | 372137354 | C17H17ClF4N4O5S |  | Mass | kg | emission | water | https://ofmpub.epa.gov/sor_internet/registry/substreg/searchandretrieve/substancesearch/search.do?details=displayDetails&selectedSubstanceId=101072 | 1 | Chemicals | 0066c245-be07-3b04-80d4-8dc37f6bc630 | 68a5ef8e-68b8-384c-8097-5c940b8436e8 | 20aadc24-a391-41cf-b340-3e4529f44bde | 93a60a56-a3c8-11da-a746-0800200b9a66
Validamycin | 37248-47-8 | 37248478 | 37248478 | C20H35NO13 |  | Mass | kg | emission | water | https://comptox.epa.gov/dashboard/dsstoxdb/results?utf8=%E2%9C%93&search=DTXSID4058073 | 1 | Chemicals | 5f377c69-c610-345c-88ec-1f83d7b3eddb | 68a5ef8e-68b8-384c-8097-5c940b8436e8 | 20aadc24-a391-41cf-b340-3e4529f44bde | 93a60a56-a3c8-11da-a746-0800200b9a66
3-Phenoxybenzoic acid | 3739-38-6 | 3739386 | 3739386 | C13H10O3 |  | Mass | kg | emission | water | https://ofmpub.epa.gov/sor_internet/registry/substreg/searchandretrieve/substancesearch/search.do?details=displayDetails&selectedSubstanceId=125966 | 1 | Chemicals | 3d860825-365a-326d-8f93-411f3d38c720 | 68a5ef8e-68b8-384c-8097-5c940b8436e8 | 20aadc24-a391-41cf-b340-3e4529f44bde | 93a60a56-a3c8-11da-a746-0800200b9a66
Mandipropamid | 374726-62-2 | 374726622 | 374726622 | C23H22ClNO4 |  | Mass | kg | emission | water | https://ofmpub.epa.gov/sor_internet/registry/substreg/searchandretrieve/substancesearch/search.do?details=displayDetails&selectedSubstanceId=100940 | 1 | Chemicals | 2e3122c4-75dd-35d8-b435-769544d60a6d | 68a5ef8e-68b8-384c-8097-5c940b8436e8 | 20aadc24-a391-41cf-b340-3e4529f44bde | 93a60a56-a3c8-11da-a746-0800200b9a66
4-Decylaniline | 37529-30-9 | 37529309 | 37529309 | C16H27N |  | Mass | kg | emission | water | https://comptox.epa.gov/dashboard/dsstoxdb/results?utf8=%E2%9C%93&search=DTXSID9022287 | 1 | Chemicals | 0272920f-9937-3c8c-a593-7f4ad0f11a9a | 68a5ef8e-68b8-384c-8097-5c940b8436e8 | 20aadc24-a391-41cf-b340-3e4529f44bde | 93a60a56-a3c8-11da-a746-0800200b9a66
2-Amino-5-(5-nitro-2-furyl)-1,3,4-oxadiazole | 3775-55-1 | 3775551 | 3775551 | C6H4N4O4 |  | Mass | kg | emission | water | https://comptox.epa.gov/dashboard/dsstoxdb/results?utf8=%E2%9C%93&search=DTXSID2020058 | 1 | Chemicals | 5ae04a5f-8200-37d5-8e07-7ebebf9a303f | 68a5ef8e-68b8-384c-8097-5c940b8436e8 | 20aadc24-a391-41cf-b340-3e4529f44bde | 93a60a56-a3c8-11da-a746-0800200b9a66
Ethylnitrosocyanamide | 38434-77-4 | 38434774 | 38434774 | C3H5N3O |  | Mass | kg | emission | water | https://comptox.epa.gov/dashboard/dsstoxdb/results?utf8=%E2%9C%93&search=DTXSID9020611 | 1 | Chemicals | 4de8cf38-ec29-3752-8d4e-440cdc6e4c41 | 68a5ef8e-68b8-384c-8097-5c940b8436e8 | 20aadc24-a391-41cf-b340-3e4529f44bde | 93a60a56-a3c8-11da-a746-0800200b9a66
2-Amino-4-(5-nitro-2-furyl)thiazole | 38514-71-5 | 38514715 | 38514715 | C7H5N3O3S |  | Mass | kg | emission | water | https://comptox.epa.gov/dashboard/dsstoxdb/results?utf8=%E2%9C%93&search=DTXSID4039237 | 1 | Chemicals | b77bcc0c-3b8e-3a9b-9313-7fa4e61f9b87 | 68a5ef8e-68b8-384c-8097-5c940b8436e8 | 20aadc24-a391-41cf-b340-3e4529f44bde | 93a60a56-a3c8-11da-a746-0800200b9a66
3-Phenoxybenzaldehyde | 39515-51-0 | 39515510 | 39515510 | C13H10O2 |  | Mass | kg | emission | water | https://ofmpub.epa.gov/sor_internet/registry/substreg/searchandretrieve/substancesearch/search.do?details=displayDetails&selectedSubstanceId=53078 | 1 | Chemicals | 19160a17-eb20-31b4-871b-e14c124ad69c | 68a5ef8e-68b8-384c-8097-5c940b8436e8 | 20aadc24-a391-41cf-b340-3e4529f44bde | 93a60a56-a3c8-11da-a746-0800200b9a66
4-tert-Butylpyridine | 3978-81-2 | 3978812 | 3978812 | C9H13N |  | Mass | kg | emission | water | https://comptox.epa.gov/dashboard/dsstoxdb/results?utf8=%E2%9C%93&search=DTXSID20192855 | 1 | Chemicals | 25832c38-93de-3ffd-8490-1f6b80bd4fc8 | 68a5ef8e-68b8-384c-8097-5c940b8436e8 | 20aadc24-a391-41cf-b340-3e4529f44bde | 93a60a56-a3c8-11da-a746-0800200b9a66
N-4-(4'-Fluorobiphenyl)acetamide | 398-32-3 | 398323 | 398323 | C14H12FNO |  | Mass | kg | emission | water | https://comptox.epa.gov/dashboard/dsstoxdb/results?utf8=%E2%9C%93&search=DTXSID2020632 | 1 | Chemicals | a8e8224c-a499-320d-8997-1d3a86a89a66 | 68a5ef8e-68b8-384c-8097-5c940b8436e8 | 20aadc24-a391-41cf-b340-3e4529f44bde | 93a60a56-a3c8-11da-a746-0800200b9a66
2-Amino-1,3,4-thiadiazole | 4005-51-0 | 4005510 | 4005510 | C2H3N3S |  | Mass | kg | emission | water | https://comptox.epa.gov/dashboard/dsstoxdb/results?utf8=%E2%9C%93&search=DTXSID50193113 | 1 | Chemicals | b2fc31ff-3785-3e7f-a754-8ebf6de26322 | 68a5ef8e-68b8-384c-8097-5c940b8436e8 | 20aadc24-a391-41cf-b340-3e4529f44bde | 93a60a56-a3c8-11da-a746-0800200b9a66
Tetrahydro-2-nitroso-2H-1,2-oxazine | 40548-68-3 | 40548683 | 40548683 | C4H8N2O2 |  | Mass | kg | emission | water | https://comptox.epa.gov/dashboard/dsstoxdb/results?utf8=%E2%9C%93&search=DTXSID1021326 | 1 | Chemicals | e5f05361-6105-3e23-ae9a-908ec737d7cd | 68a5ef8e-68b8-384c-8097-5c940b8436e8 | 20aadc24-a391-41cf-b340-3e4529f44bde | 93a60a56-a3c8-11da-a746-0800200b9a66
Phenopylate | 40575-34-6 | 40575346 | 40575346 | C11H11Cl2NO2 |  | Mass | kg | emission | water | https://comptox.epa.gov/dashboard/dsstoxdb/results?utf8=%E2%9C%93&search=DTXSID60876304 | 1 | Chemicals | f91dd2f8-cf2f-360a-80bf-210be38739b5 | 68a5ef8e-68b8-384c-8097-5c940b8436e8 | 20aadc24-a391-41cf-b340-3e4529f44bde | 93a60a56-a3c8-11da-a746-0800200b9a66
Nitrosododecamethyleneimine | 40580-89-0 | 40580890 | 40580890 | C12H24N2O |  | Mass | kg | emission | water | https://comptox.epa.gov/dashboard/dsstoxdb/results?utf8=%E2%9C%93&search=DTXSID6021034 | 1 | Chemicals | 73936978-428f-3d1c-9008-e03084b504ac | 68a5ef8e-68b8-384c-8097-5c940b8436e8 | 20aadc24-a391-41cf-b340-3e4529f44bde | 93a60a56-a3c8-11da-a746-0800200b9a66
1-Methyl-1-phenylthiourea | 4104-75-0 | 4104750 | 4104750 | C8H10N2S |  | Mass | kg | emission | water | https://comptox.epa.gov/dashboard/dsstoxdb/results?utf8=%E2%9C%93&search=DTXSID00194014 | 1 | Chemicals | dfe0872c-1900-383c-9e70-782ba727f1c7 | 68a5ef8e-68b8-384c-8097-5c940b8436e8 | 20aadc24-a391-41cf-b340-3e4529f44bde | 93a60a56-a3c8-11da-a746-0800200b9a66
3-Dibenzofuranamine | 4106-66-5 | 4106665 | 4106665 | C12H9NO |  | Mass | kg | emission | water | https://comptox.epa.gov/dashboard/dsstoxdb/results?utf8=%E2%9C%93&search=DTXSID3020411 | 1 | Chemicals | 995634e6-d285-3178-8e1f-e8730e47ae8e | 68a5ef8e-68b8-384c-8097-5c940b8436e8 | 20aadc24-a391-41cf-b340-3e4529f44bde | 93a60a56-a3c8-11da-a746-0800200b9a66
Dimethylnitramine | 4164-28-7 | 4164287 | 4164287 | C2H6N2O2 |  | Mass | kg | emission | water | https://comptox.epa.gov/dashboard/dsstoxdb/results?utf8=%E2%9C%93&search=DTXSID6020519 | 1 | Chemicals | 102e707d-f489-3ed1-a1b8-9df5c51db500 | 68a5ef8e-68b8-384c-8097-5c940b8436e8 | 20aadc24-a391-41cf-b340-3e4529f44bde | 93a60a56-a3c8-11da-a746-0800200b9a66
2,2,2-Trifluoro-N-[4-(5-nitro-2-furyl)-2-thiazolyl]acetamide | 42011-48-3 | 42011483 | 42011483 | C9H4F3N3O4S |  | Mass | kg | emission | water | https://comptox.epa.gov/dashboard/dsstoxdb/results?utf8=%E2%9C%93&search=DTXSID9021394 | 1 | Chemicals | 0ce3cf27-b095-30a4-b89c-af8cef33c206 | 68a5ef8e-68b8-384c-8097-5c940b8436e8 | 20aadc24-a391-41cf-b340-3e4529f44bde | 93a60a56-a3c8-11da-a746-0800200b9a66
Methyl 4-chloro-2-nitrobenzoate | 42087-80-9 | 42087809 | 42087809 | C8H6ClNO4 |  | Mass | kg | emission | water | https://comptox.epa.gov/dashboard/dsstoxdb/results?utf8=%E2%9C%93&search=DTXSID9022289 | 1 | Chemicals | 19230995-c953-3463-be63-e78f62f8accd | 68a5ef8e-68b8-384c-8097-5c940b8436e8 | 20aadc24-a391-41cf-b340-3e4529f44bde | 93a60a56-a3c8-11da-a746-0800200b9a66
Pyroxsulam | 422556-08-9 | 422556089 | 422556089 | C14H13F3N6O5S |  | Mass | kg | emission | water | https://ofmpub.epa.gov/sor_internet/registry/substreg/searchandretrieve/substancesearch/search.do?details=displayDetails&selectedSubstanceId=100984 | 1 | Chemicals | c7e33076-8480-3b3b-bc7c-376c71bf4ae0 | 68a5ef8e-68b8-384c-8097-5c940b8436e8 | 20aadc24-a391-41cf-b340-3e4529f44bde | 93a60a56-a3c8-11da-a746-0800200b9a66
1-Benzylimidazole | 4238-71-5 | 4238715 | 4238715 | C10H10N2 |  | Mass | kg | emission | water | https://comptox.epa.gov/dashboard/dsstoxdb/results?utf8=%E2%9C%93&search=DTXSID60195183 | 1 | Chemicals | 601bbd7e-e901-3656-95f2-cc94af219708 | 68a5ef8e-68b8-384c-8097-5c940b8436e8 | 20aadc24-a391-41cf-b340-3e4529f44bde | 93a60a56-a3c8-11da-a746-0800200b9a66
Isopropyl disulfide | 4253-89-8 | 4253898 | 4253898 | C6H14S2 |  | Mass | kg | emission | water | https://comptox.epa.gov/dashboard/dsstoxdb/results?utf8=%E2%9C%93&search=DTXSID6022216 | 1 | Chemicals | e352aa75-5670-3469-bd04-bdecac7a22e9 | 68a5ef8e-68b8-384c-8097-5c940b8436e8 | 20aadc24-a391-41cf-b340-3e4529f44bde | 93a60a56-a3c8-11da-a746-0800200b9a66
1-Nitrosohydantoin | 42579-28-2 | 42579282 | 42579282 | C3H3N3O3 |  | Mass | kg | emission | water | https://comptox.epa.gov/dashboard/dsstoxdb/results?utf8=%E2%9C%93&search=DTXSID5021041 | 1 | Chemicals | c21890ea-9cdd-342d-b7cc-c07da03c41ab | 68a5ef8e-68b8-384c-8097-5c940b8436e8 | 20aadc24-a391-41cf-b340-3e4529f44bde | 93a60a56-a3c8-11da-a746-0800200b9a66
Flumequine | 42835-25-6 | 42835256 | 42835256 | C14H12FNO3 |  | Mass | kg | emission | water | https://ofmpub.epa.gov/sor_internet/registry/substreg/searchandretrieve/substancesearch/search.do?details=displayDetails&selectedSubstanceId=101391 | 1 | Chemicals | 663aab25-b1a3-3eff-a3d6-eaafe0a0902b | 68a5ef8e-68b8-384c-8097-5c940b8436e8 | 20aadc24-a391-41cf-b340-3e4529f44bde | 93a60a56-a3c8-11da-a746-0800200b9a66
3-Furanmethanol | 4412-91-3 | 4412913 | 4412913 | C5H6O2 |  | Mass | kg | emission | water | https://comptox.epa.gov/dashboard/dsstoxdb/results?utf8=%E2%9C%93&search=DTXSID70196045 | 1 | Chemicals | cc586add-6a86-38c2-b69b-1f23d3183752 | 68a5ef8e-68b8-384c-8097-5c940b8436e8 | 20aadc24-a391-41cf-b340-3e4529f44bde | 93a60a56-a3c8-11da-a746-0800200b9a66
Pyroxasulfone | 447399-55-5 | 447399555 | 447399555 | C12H14F5N3O4S |  | Mass | kg | emission | water | https://ofmpub.epa.gov/sor_internet/registry/substreg/searchandretrieve/substancesearch/search.do?details=displayDetails&selectedSubstanceId=99055 | 1 | Chemicals | 91fcd59c-bc79-3f79-bbe6-bbf585821202 | 68a5ef8e-68b8-384c-8097-5c940b8436e8 | 20aadc24-a391-41cf-b340-3e4529f44bde | 93a60a56-a3c8-11da-a746-0800200b9a66
1,2-Dihydronaphthalene | 447-53-0 | 447530 | 447530 | C10H10 |  | Mass | kg | emission | water | https://ofmpub.epa.gov/sor_internet/registry/substreg/searchandretrieve/substancesearch/search.do?details=displayDetails&selectedSubstanceId=98484 | 1 | Chemicals | 58bccee5-da9e-354c-92e3-c415fe47d52e | 68a5ef8e-68b8-384c-8097-5c940b8436e8 | 20aadc24-a391-41cf-b340-3e4529f44bde | 93a60a56-a3c8-11da-a746-0800200b9a66
alpha,alpha,alpha-Trifluoro-o-tolunitrile | 447-60-9 | 447609 | 447609 | C8H4F3N |  | Mass | kg | emission | water | https://ofmpub.epa.gov/sor_internet/registry/substreg/searchandretrieve/substancesearch/search.do?details=displayDetails&selectedSubstanceId=98485 | 1 | Chemicals | 575156c7-7d59-32b3-94e2-5537c2d975f0 | 68a5ef8e-68b8-384c-8097-5c940b8436e8 | 20aadc24-a391-41cf-b340-3e4529f44bde | 93a60a56-a3c8-11da-a746-0800200b9a66
4-Methylcatechol | 452-86-8 | 452868 | 452868 | C7H8O2 |  | Mass | kg | emission | water | https://ofmpub.epa.gov/sor_internet/registry/substreg/searchandretrieve/substancesearch/search.do?details=displayDetails&selectedSubstanceId=98487 | 1 | Chemicals | ae11112d-28ea-319a-b615-5294bff72ca3 | 68a5ef8e-68b8-384c-8097-5c940b8436e8 | 20aadc24-a391-41cf-b340-3e4529f44bde | 93a60a56-a3c8-11da-a746-0800200b9a66
Benzenemethanol, 4-fluoro- | 459-56-3 | 459563 | 459563 | C7H7FO |  | Mass | kg | emission | water | https://ofmpub.epa.gov/sor_internet/registry/substreg/searchandretrieve/substancesearch/search.do?details=displayDetails&selectedSubstanceId=98488 | 1 | Chemicals | e0e7d800-3b2e-3a2f-b013-1aaa9573a4b1 | 68a5ef8e-68b8-384c-8097-5c940b8436e8 | 20aadc24-a391-41cf-b340-3e4529f44bde | 93a60a56-a3c8-11da-a746-0800200b9a66
4-Fluorobenzaldehyde | 459-57-4 | 459574 | 459574 | C7H5FO |  | Mass | kg | emission | water | https://ofmpub.epa.gov/sor_internet/registry/substreg/searchandretrieve/substancesearch/search.do?details=displayDetails&selectedSubstanceId=45899 | 1 | Chemicals | 7c93657a-449d-3246-a0b0-4060683287ce | 68a5ef8e-68b8-384c-8097-5c940b8436e8 | 20aadc24-a391-41cf-b340-3e4529f44bde | 93a60a56-a3c8-11da-a746-0800200b9a66
(-)-alpha-Cedrene | 469-61-4 | 469614 | 469614 | C15H24 |  | Mass | kg | emission | water | https://ofmpub.epa.gov/sor_internet/registry/substreg/searchandretrieve/substancesearch/search.do?details=displayDetails&selectedSubstanceId=45869 | 1 | Chemicals | 2e5b0811-fcb4-3f1f-ba8c-5c453045382e | 68a5ef8e-68b8-384c-8097-5c940b8436e8 | 20aadc24-a391-41cf-b340-3e4529f44bde | 93a60a56-a3c8-11da-a746-0800200b9a66
1-Hydroxymethylnaphthalene | 4780-79-4 | 4780794 | 4780794 | C11H10O |  | Mass | kg | emission | water | https://comptox.epa.gov/dashboard/dsstoxdb/results?utf8=%E2%9C%93&search=DTXSID30197295 | 1 | Chemicals | 8f17f9e2-cbac-3d9b-a102-41388c3301b2 | 68a5ef8e-68b8-384c-8097-5c940b8436e8 | 20aadc24-a391-41cf-b340-3e4529f44bde | 93a60a56-a3c8-11da-a746-0800200b9a66
3-Nitro-3-hexene | 4812-22-0 | 4812220 | 4812220 | C6H11NO2 |  | Mass | kg | emission | water | https://comptox.epa.gov/dashboard/dsstoxdb/results?utf8=%E2%9C%93&search=DTXSID4020955 | 1 | Chemicals | 6f318b09-1317-3462-b619-b5e2a14d9ba9 | 68a5ef8e-68b8-384c-8097-5c940b8436e8 | 20aadc24-a391-41cf-b340-3e4529f44bde | 93a60a56-a3c8-11da-a746-0800200b9a66
Juglone | 481-39-0 | 481390 | 481390 | C10H6O3 |  | Mass | kg | emission | water | https://ofmpub.epa.gov/sor_internet/registry/substreg/searchandretrieve/substancesearch/search.do?details=displayDetails&selectedSubstanceId=98500 | 1 | Chemicals | 2fbf09b7-6caa-3b23-b3e1-296eefc68966 | 68a5ef8e-68b8-384c-8097-5c940b8436e8 | 20aadc24-a391-41cf-b340-3e4529f44bde | 93a60a56-a3c8-11da-a746-0800200b9a66
1,4-Naphthalenedione, 5-hydroxy-2-methyl- | 481-42-5 | 481425 | 481425 | C11H8O3 |  | Mass | kg | emission | water | https://ofmpub.epa.gov/sor_internet/registry/substreg/searchandretrieve/substancesearch/search.do?details=displayDetails&selectedSubstanceId=98501 | 1 | Chemicals | 98e65f9e-2a11-31dc-893a-9ea589b5fda8 | 68a5ef8e-68b8-384c-8097-5c940b8436e8 | 20aadc24-a391-41cf-b340-3e4529f44bde | 93a60a56-a3c8-11da-a746-0800200b9a66
Bicuculline | 485-49-4 | 485494 | 485494 | C20H17NO6 |  | Mass | kg | emission | water | https://ofmpub.epa.gov/sor_internet/registry/substreg/searchandretrieve/substancesearch/search.do?details=displayDetails&selectedSubstanceId=98505 | 1 | Chemicals | 478f12f1-65e7-3089-b5d7-f0098b3cff9d | 68a5ef8e-68b8-384c-8097-5c940b8436e8 | 20aadc24-a391-41cf-b340-3e4529f44bde | 93a60a56-a3c8-11da-a746-0800200b9a66
3-Methyl-2-nitrophenol | 4920-77-8 | 4920778 | 4920778 | C7H7NO3 |  | Mass | kg | emission | water | https://comptox.epa.gov/dashboard/dsstoxdb/results?utf8=%E2%9C%93&search=DTXSID90197716 | 1 | Chemicals | 4b185421-2ed9-3ea8-9d74-2b9d46464093 | 68a5ef8e-68b8-384c-8097-5c940b8436e8 | 20aadc24-a391-41cf-b340-3e4529f44bde | 93a60a56-a3c8-11da-a746-0800200b9a66
1,4-Benzodioxin, 2,3-dihydro- | 493-09-4 | 493094 | 493094 | C8H8O2 |  | Mass | kg | emission | water | https://ofmpub.epa.gov/sor_internet/registry/substreg/searchandretrieve/substancesearch/search.do?details=displayDetails&selectedSubstanceId=98516 | 1 | Chemicals | a1a3c514-584f-3eb2-ac56-6706000f3f4f | 68a5ef8e-68b8-384c-8097-5c940b8436e8 | 20aadc24-a391-41cf-b340-3e4529f44bde | 93a60a56-a3c8-11da-a746-0800200b9a66
Chlorantraniliprole | 500008-45-7 | 500008457 | 500008457 | C18H14BrCl2N5O2 |  | Mass | kg | emission | water | https://ofmpub.epa.gov/sor_internet/registry/substreg/searchandretrieve/substancesearch/search.do?details=displayDetails&selectedSubstanceId=101082 | 1 | Chemicals | 9e47093d-8ffc-3821-8bf6-0a0149c3c135 | 68a5ef8e-68b8-384c-8097-5c940b8436e8 | 20aadc24-a391-41cf-b340-3e4529f44bde | 93a60a56-a3c8-11da-a746-0800200b9a66
Phenol, 3,5-dimethoxy- | 500-99-2 | 500992 | 500992 | C8H10O3 |  | Mass | kg | emission | water | https://ofmpub.epa.gov/sor_internet/registry/substreg/searchandretrieve/substancesearch/search.do?details=displayDetails&selectedSubstanceId=98528 | 1 | Chemicals | 79da8e4c-2c8d-30ff-bd3a-cab97af0c968 | 68a5ef8e-68b8-384c-8097-5c940b8436e8 | 20aadc24-a391-41cf-b340-3e4529f44bde | 93a60a56-a3c8-11da-a746-0800200b9a66
5-Nonanone | 502-56-7 | 502567 | 502567 | C9H18O |  | Mass | kg | emission | water | https://ofmpub.epa.gov/sor_internet/registry/substreg/searchandretrieve/substancesearch/search.do?details=displayDetails&selectedSubstanceId=45744 | 1 | Chemicals | add9a851-92c6-35a0-901d-935cb656feb6 | 68a5ef8e-68b8-384c-8097-5c940b8436e8 | 20aadc24-a391-41cf-b340-3e4529f44bde | 93a60a56-a3c8-11da-a746-0800200b9a66
2,6-Dichlorobenzoic acid | 50-30-6 | 50306 | 50306 | C7H4Cl2O2 |  | Mass | kg | emission | water | https://ofmpub.epa.gov/sor_internet/registry/substreg/searchandretrieve/substancesearch/search.do?details=displayDetails&selectedSubstanceId=96537 | 1 | Chemicals | a80f59c3-d7ce-3f3b-b062-b7b6f01e85a6 | 68a5ef8e-68b8-384c-8097-5c940b8436e8 | 20aadc24-a391-41cf-b340-3e4529f44bde | 93a60a56-a3c8-11da-a746-0800200b9a66
2,3,6-Trichloroanisole | 50375-10-5 | 50375105 | 50375105 | C7H5Cl3O |  | Mass | kg | emission | water | https://comptox.epa.gov/dashboard/dsstoxdb/results?utf8=%E2%9C%93&search=DTXSID60198432 | 1 | Chemicals | df43072a-b830-30e7-a030-b24d46845351 | 68a5ef8e-68b8-384c-8097-5c940b8436e8 | 20aadc24-a391-41cf-b340-3e4529f44bde | 93a60a56-a3c8-11da-a746-0800200b9a66
Isoprothiolane | 50512-35-1 | 50512351 | 50512351 | C12H18O4S2 |  | Mass | kg | emission | water | https://ofmpub.epa.gov/sor_internet/registry/substreg/searchandretrieve/substancesearch/search.do?details=displayDetails&selectedSubstanceId=96604 | 1 | Chemicals | 336d7ceb-4474-3a91-8a85-e323611533af | 68a5ef8e-68b8-384c-8097-5c940b8436e8 | 20aadc24-a391-41cf-b340-3e4529f44bde | 93a60a56-a3c8-11da-a746-0800200b9a66
1,7,7-Trimethyltricyclo[2.2.1.02,6]heptane | 508-32-7 | 508327 | 508327 | C10H16 |  | Mass | kg | emission | water | https://ofmpub.epa.gov/sor_internet/registry/substreg/searchandretrieve/substancesearch/search.do?details=displayDetails&selectedSubstanceId=46057 | 1 | Chemicals | 4a1560da-c27b-3d8c-a6ca-7643a87a667d | 68a5ef8e-68b8-384c-8097-5c940b8436e8 | 20aadc24-a391-41cf-b340-3e4529f44bde | 93a60a56-a3c8-11da-a746-0800200b9a66
Pretilachlor | 51218-49-6 | 51218496 | 51218496 | C17H26ClNO2 |  | Mass | kg | emission | water | https://comptox.epa.gov/dashboard/dsstoxdb/results?utf8=%E2%9C%93&search=DTXSID8058112 | 1 | Chemicals | 910e3c6e-b0fb-35ee-bdd5-84ea60a74b99 | 68a5ef8e-68b8-384c-8097-5c940b8436e8 | 20aadc24-a391-41cf-b340-3e4529f44bde | 93a60a56-a3c8-11da-a746-0800200b9a66
N,N'-[6-(5-Nitro-2-furyl)-S-triazine-2,4-diyl]bisacetamide | 51325-35-0 | 51325350 | 51325350 | C11H10N6O5 |  | Mass | kg | emission | water | https://comptox.epa.gov/dashboard/dsstoxdb/results?utf8=%E2%9C%93&search=DTXSID9020954 | 1 | Chemicals | 40e20805-119a-3c7a-8aa8-90a3afc67edb | 68a5ef8e-68b8-384c-8097-5c940b8436e8 | 20aadc24-a391-41cf-b340-3e4529f44bde | 93a60a56-a3c8-11da-a746-0800200b9a66
Budesonide | 51333-22-3 | 51333223 | 51333223 | C25H34O6 |  | Mass | kg | emission | water | https://comptox.epa.gov/dashboard/dsstoxdb/results?utf8=%E2%9C%93&search=DTXSID8020202 | 1 | Chemicals | 518f52f7-d551-3984-a87e-373c2ec607ec | 68a5ef8e-68b8-384c-8097-5c940b8436e8 | 20aadc24-a391-41cf-b340-3e4529f44bde | 93a60a56-a3c8-11da-a746-0800200b9a66
2-Iodobutane | 513-48-4 | 513484 | 513484 | C4H9I |  | Mass | kg | emission | water | https://ofmpub.epa.gov/sor_internet/registry/substreg/searchandretrieve/substancesearch/search.do?details=displayDetails&selectedSubstanceId=45334 | 1 | Chemicals | 610c8172-7b89-3580-9bdf-7a8426ab7242 | 68a5ef8e-68b8-384c-8097-5c940b8436e8 | 20aadc24-a391-41cf-b340-3e4529f44bde | 93a60a56-a3c8-11da-a746-0800200b9a66
1'-Hydroxyestragole | 51410-44-7 | 51410447 | 51410447 | C10H12O2 |  | Mass | kg | emission | water | https://comptox.epa.gov/dashboard/dsstoxdb/results?utf8=%E2%9C%93&search=DTXSID6020723 | 1 | Chemicals | b2e6f762-f12c-3293-a218-f95c95119810 | 68a5ef8e-68b8-384c-8097-5c940b8436e8 | 20aadc24-a391-41cf-b340-3e4529f44bde | 93a60a56-a3c8-11da-a746-0800200b9a66
N-Nitrosobenzthiazuron | 51542-33-7 | 51542337 | 51542337 | C9H8N4O2S |  | Mass | kg | emission | water | https://comptox.epa.gov/dashboard/dsstoxdb/results?utf8=%E2%9C%93&search=DTXSID2021020 | 1 | Chemicals | dacdec18-2f33-3283-90b9-d9c6edfa5b0c | 68a5ef8e-68b8-384c-8097-5c940b8436e8 | 20aadc24-a391-41cf-b340-3e4529f44bde | 93a60a56-a3c8-11da-a746-0800200b9a66
2,5-Dimethylaniline hydrochloride | 51786-53-9 | 51786539 | 51786539 | C8H12ClN |  | Mass | kg | emission | water | https://comptox.epa.gov/dashboard/dsstoxdb/results?utf8=%E2%9C%93&search=DTXSID7021449 | 1 | Chemicals | d8c0c661-641f-370b-903a-347be5e98896 | 68a5ef8e-68b8-384c-8097-5c940b8436e8 | 20aadc24-a391-41cf-b340-3e4529f44bde | 93a60a56-a3c8-11da-a746-0800200b9a66
2,4-Dichlorodiphenyl ether | 51892-26-3 | 51892263 | 51892263 | C12H8Cl2O |  | Mass | kg | emission | water | https://comptox.epa.gov/dashboard/dsstoxdb/results?utf8=%E2%9C%93&search=DTXSID00199847 | 1 | Chemicals | b658cfde-dc30-349f-8f0c-996aff221246 | 68a5ef8e-68b8-384c-8097-5c940b8436e8 | 20aadc24-a391-41cf-b340-3e4529f44bde | 93a60a56-a3c8-11da-a746-0800200b9a66
1'-Hydroxysafrole | 5208-87-7 | 5208877 | 5208877 | C10H10O3 |  | Mass | kg | emission | water | https://comptox.epa.gov/dashboard/dsstoxdb/results?utf8=%E2%9C%93&search=DTXSID0020731 | 1 | Chemicals | 58346108-858c-3f22-a35a-68e06b01f77a | 68a5ef8e-68b8-384c-8097-5c940b8436e8 | 20aadc24-a391-41cf-b340-3e4529f44bde | 93a60a56-a3c8-11da-a746-0800200b9a66
Ciprofibrate | 52214-84-3 | 52214843 | 52214843 | C13H14Cl2O3 |  | Mass | kg | emission | water | https://ofmpub.epa.gov/sor_internet/registry/substreg/searchandretrieve/substancesearch/search.do?details=displayDetails&selectedSubstanceId=126094 | 1 | Chemicals | 85ac22a7-c4a3-3f81-a135-3c5ea0a47755 | 68a5ef8e-68b8-384c-8097-5c940b8436e8 | 20aadc24-a391-41cf-b340-3e4529f44bde | 93a60a56-a3c8-11da-a746-0800200b9a66
Pyrimitate | 5221-49-8 | 5221498 | 5221498 | C11H20N3O3PS |  | Mass | kg | emission | water | https://comptox.epa.gov/dashboard/dsstoxdb/results?utf8=%E2%9C%93&search=DTXSID3058117 | 1 | Chemicals | 8861030e-6c5a-3349-badb-7f4641b174b5 | 68a5ef8e-68b8-384c-8097-5c940b8436e8 | 20aadc24-a391-41cf-b340-3e4529f44bde | 93a60a56-a3c8-11da-a746-0800200b9a66
Pentachloroaniline | 527-20-8 | 527208 | 527208 | C6H2Cl5N |  | Mass | kg | emission | water | https://ofmpub.epa.gov/sor_internet/registry/substreg/searchandretrieve/substancesearch/search.do?details=displayDetails&selectedSubstanceId=107683 | 1 | Chemicals | 2a239154-0a13-3cd0-b477-ad6c33f2a1bb | 68a5ef8e-68b8-384c-8097-5c940b8436e8 | 20aadc24-a391-41cf-b340-3e4529f44bde | 93a60a56-a3c8-11da-a746-0800200b9a66
Isoxanthopterin | 529-69-1 | 529691 | 529691 | C6H5N5O2 |  | Mass | kg | emission | water | https://comptox.epa.gov/dashboard/dsstoxdb/results?utf8=%E2%9C%93&search=DTXSID20200949 | 1 | Chemicals | 22e4782b-5a13-378a-ab7c-f129b7704dba | 68a5ef8e-68b8-384c-8097-5c940b8436e8 | 20aadc24-a391-41cf-b340-3e4529f44bde | 93a60a56-a3c8-11da-a746-0800200b9a66
Benzoyl isothiocyanate | 532-55-8 | 532558 | 532558 | C8H5NOS |  | Mass | kg | emission | water | https://comptox.epa.gov/dashboard/dsstoxdb/results?utf8=%E2%9C%93&search=DTXSID00201257 | 1 | Chemicals | b90be96f-9903-386f-8ffd-232bc5e36192 | 68a5ef8e-68b8-384c-8097-5c940b8436e8 | 20aadc24-a391-41cf-b340-3e4529f44bde | 93a60a56-a3c8-11da-a746-0800200b9a66
Benzene, 1-chloro-3-methyl-4-nitro- (9CI) | 5367-28-2 | 5367282 | 5367282 | C7H6ClNO2 |  | Mass | kg | emission | water | https://comptox.epa.gov/dashboard/dsstoxdb/results?utf8=%E2%9C%93&search=DTXSID80201912 | 1 | Chemicals | b39c5135-8267-3dfd-a5af-6925cdacee26 | 68a5ef8e-68b8-384c-8097-5c940b8436e8 | 20aadc24-a391-41cf-b340-3e4529f44bde | 93a60a56-a3c8-11da-a746-0800200b9a66
Metomidate | 5377-20-8 | 5377208 | 5377208 | C13H14N2O2 |  | Mass | kg | emission | water | https://comptox.epa.gov/dashboard/dsstoxdb/results?utf8=%E2%9C%93&search=DTXSID1048411 | 1 | Chemicals | 5894d19c-ba8b-3766-abfe-50ba067e2a71 | 68a5ef8e-68b8-384c-8097-5c940b8436e8 | 20aadc24-a391-41cf-b340-3e4529f44bde | 93a60a56-a3c8-11da-a746-0800200b9a66
3,6-Dithiaoctane | 5395-75-5 | 5395755 | 5395755 | C6H14S2 |  | Mass | kg | emission | water | https://comptox.epa.gov/dashboard/dsstoxdb/results?utf8=%E2%9C%93&search=DTXSID0022226 | 1 | Chemicals | 93f25cea-a21f-3d82-b2eb-19905b3fcd80 | 68a5ef8e-68b8-384c-8097-5c940b8436e8 | 20aadc24-a391-41cf-b340-3e4529f44bde | 93a60a56-a3c8-11da-a746-0800200b9a66
Butane, 1-iodo-3-methyl- | 541-28-6 | 541286 | 541286 | C5H11I |  | Mass | kg | emission | water | https://ofmpub.epa.gov/sor_internet/registry/substreg/searchandretrieve/substancesearch/search.do?details=displayDetails&selectedSubstanceId=91432 | 1 | Chemicals | 26a5fc81-3f4c-39e5-92ad-5f37e4ffa0b8 | 68a5ef8e-68b8-384c-8097-5c940b8436e8 | 20aadc24-a391-41cf-b340-3e4529f44bde | 93a60a56-a3c8-11da-a746-0800200b9a66
2,3,4-Trichloroanisole | 54135-80-7 | 54135807 | 54135807 | C7H5Cl3O |  | Mass | kg | emission | water | https://comptox.epa.gov/dashboard/dsstoxdb/results?utf8=%E2%9C%93&search=DTXSID10202477 | 1 | Chemicals | 606ce91f-a2dc-39ff-b100-d3bba7d4c688 | 68a5ef8e-68b8-384c-8097-5c940b8436e8 | 20aadc24-a391-41cf-b340-3e4529f44bde | 93a60a56-a3c8-11da-a746-0800200b9a66
Empenthrin | 54406-48-3 | 54406483 | 54406483 | C18H26O2 |  | Mass | kg | emission | water | https://comptox.epa.gov/dashboard/dsstoxdb/results?utf8=%E2%9C%93&search=DTXSID2058122 | 1 | Chemicals | b5b43afe-110c-3985-b56c-1251a82fa0a4 | 68a5ef8e-68b8-384c-8097-5c940b8436e8 | 20aadc24-a391-41cf-b340-3e4529f44bde | 93a60a56-a3c8-11da-a746-0800200b9a66
1,3,5-Cycloheptatriene | 544-25-2 | 544252 | 544252 | C7H8 |  | Mass | kg | emission | water | https://ofmpub.epa.gov/sor_internet/registry/substreg/searchandretrieve/substancesearch/search.do?details=displayDetails&selectedSubstanceId=90720 | 1 | Chemicals | b173ca8b-2258-36b8-9b43-38e1925f01c7 | 68a5ef8e-68b8-384c-8097-5c940b8436e8 | 20aadc24-a391-41cf-b340-3e4529f44bde | 93a60a56-a3c8-11da-a746-0800200b9a66
Selenium tetrakis(diethyldithiocarbamate) | 5456-28-0 | 5456280 | 5456280 | C20H40N4S8Se |  | Mass | kg | emission | water | https://comptox.epa.gov/dashboard/dsstoxdb/results?utf8=%E2%9C%93&search=DTXSID4021262 | 1 | Chemicals | 5c34e001-9624-3c2d-a78b-47df79d4d8f0 | 68a5ef8e-68b8-384c-8097-5c940b8436e8 | 20aadc24-a391-41cf-b340-3e4529f44bde | 93a60a56-a3c8-11da-a746-0800200b9a66
2,4,6-Trichloro-m-cresol | 551-76-8 | 551768 | 551768 | C7H5Cl3O |  | Mass | kg | emission | water | https://comptox.epa.gov/dashboard/dsstoxdb/results?utf8=%E2%9C%93&search=DTXSID30203623 | 1 | Chemicals | 7594d397-fb12-3f3a-acef-91fccb890ee9 | 68a5ef8e-68b8-384c-8097-5c940b8436e8 | 20aadc24-a391-41cf-b340-3e4529f44bde | 93a60a56-a3c8-11da-a746-0800200b9a66
2'-Hydroxy-4'-methoxyacetophenone | 552-41-0 | 552410 | 552410 | C9H10O3 |  | Mass | kg | emission | water | https://comptox.epa.gov/dashboard/dsstoxdb/results?utf8=%E2%9C%93&search=DTXSID1022059 | 1 | Chemicals | 566e2436-5160-3cf4-a3b3-4947858f7094 | 68a5ef8e-68b8-384c-8097-5c940b8436e8 | 20aadc24-a391-41cf-b340-3e4529f44bde | 93a60a56-a3c8-11da-a746-0800200b9a66
2-Nitrobenzaldehyde | 552-89-6 | 552896 | 552896 | C7H5NO3 |  | Mass | kg | emission | water | https://ofmpub.epa.gov/sor_internet/registry/substreg/searchandretrieve/substancesearch/search.do?details=displayDetails&selectedSubstanceId=45428 | 1 | Chemicals | af592f19-3c8b-3b96-bc04-05ceb9cd580a | 68a5ef8e-68b8-384c-8097-5c940b8436e8 | 20aadc24-a391-41cf-b340-3e4529f44bde | 93a60a56-a3c8-11da-a746-0800200b9a66
Nicotinic acid hydrazide | 553-53-7 | 553537 | 553537 | C6H7N3O |  | Mass | kg | emission | water | https://comptox.epa.gov/dashboard/dsstoxdb/results?utf8=%E2%9C%93&search=DTXSID6020933 | 1 | Chemicals | c9bc118e-5906-3357-973a-a3f2f6290a7c | 68a5ef8e-68b8-384c-8097-5c940b8436e8 | 20aadc24-a391-41cf-b340-3e4529f44bde | 93a60a56-a3c8-11da-a746-0800200b9a66
1,4-Dinitroso-2,6-dimethylpiperazine | 55380-34-2 | 55380342 | 55380342 | C6H12N4O2 |  | Mass | kg | emission | water | https://comptox.epa.gov/dashboard/dsstoxdb/results?utf8=%E2%9C%93&search=DTXSID0021468 | 1 | Chemicals | 2d7225c3-2649-3797-9871-67fd9b4decc9 | 68a5ef8e-68b8-384c-8097-5c940b8436e8 | 20aadc24-a391-41cf-b340-3e4529f44bde | 93a60a56-a3c8-11da-a746-0800200b9a66
4-Nitrobenzaldehyde | 555-16-8 | 555168 | 555168 | C7H5NO3 |  | Mass | kg | emission | water | https://ofmpub.epa.gov/sor_internet/registry/substreg/searchandretrieve/substancesearch/search.do?details=displayDetails&selectedSubstanceId=45408 | 1 | Chemicals | 8793a237-56f5-3657-8b46-6b33c8fc610d | 68a5ef8e-68b8-384c-8097-5c940b8436e8 | 20aadc24-a391-41cf-b340-3e4529f44bde | 93a60a56-a3c8-11da-a746-0800200b9a66
Nitroso-1,2,3,6-tetrahydropyridine | 55556-92-8 | 55556928 | 55556928 | C5H8N2O |  | Mass | kg | emission | water | https://comptox.epa.gov/dashboard/dsstoxdb/results?utf8=%E2%9C%93&search=DTXSID8021010 | 1 | Chemicals | 62c4e4bb-4d56-39cf-985a-67678ce4c865 | 68a5ef8e-68b8-384c-8097-5c940b8436e8 | 20aadc24-a391-41cf-b340-3e4529f44bde | 93a60a56-a3c8-11da-a746-0800200b9a66
3-Methyl-2-buten-1-ol | 556-82-1 | 556821 | 556821 | C5H10O |  | Mass | kg | emission | water | https://ofmpub.epa.gov/sor_internet/registry/substreg/searchandretrieve/substancesearch/search.do?details=displayDetails&selectedSubstanceId=45383 | 1 | Chemicals | 9c3b4fec-0126-312f-9df7-e8ed614593f7 | 68a5ef8e-68b8-384c-8097-5c940b8436e8 | 20aadc24-a391-41cf-b340-3e4529f44bde | 93a60a56-a3c8-11da-a746-0800200b9a66
trans-2-[(Dimethylamino)methylimino]-5-[2-(5-nitro-2-furyl)vinyl]-1,3,4-oxadiazole | 55738-54-0 | 55738540 | 55738540 | C11H13N5O4 |  | Mass | kg | emission | water | https://comptox.epa.gov/dashboard/dsstoxdb/results?utf8=%E2%9C%93&search=DTXSID7020502 | 1 | Chemicals | 057e08ee-ff1a-3100-a9a6-f9d4e2a05fe0 | 68a5ef8e-68b8-384c-8097-5c940b8436e8 | 20aadc24-a391-41cf-b340-3e4529f44bde | 93a60a56-a3c8-11da-a746-0800200b9a66
6-Phenylhexanoic acid | 5581-75-9 | 5581759 | 5581759 | C12H16O2 |  | Mass | kg | emission | water | https://comptox.epa.gov/dashboard/dsstoxdb/results?utf8=%E2%9C%93&search=DTXSID90204398 | 1 | Chemicals | 54e233bb-eae9-3ad4-b355-adad47af8666 | 68a5ef8e-68b8-384c-8097-5c940b8436e8 | 20aadc24-a391-41cf-b340-3e4529f44bde | 93a60a56-a3c8-11da-a746-0800200b9a66
p-(tert-Butyl)benzamide | 56108-12-4 | 56108124 | 56108124 | C11H15NO |  | Mass | kg | emission | water | https://comptox.epa.gov/dashboard/dsstoxdb/results?utf8=%E2%9C%93&search=DTXSID3022295 | 1 | Chemicals | 6d8e8438-caec-3b2a-b184-3f3b67849d24 | 68a5ef8e-68b8-384c-8097-5c940b8436e8 | 20aadc24-a391-41cf-b340-3e4529f44bde | 93a60a56-a3c8-11da-a746-0800200b9a66
N-Nitrosopiperazine | 5632-47-3 | 5632473 | 5632473 | C4H9N3O |  | Mass | kg | emission | water | https://comptox.epa.gov/dashboard/dsstoxdb/results?utf8=%E2%9C%93&search=DTXSID9021059 | 1 | Chemicals | 152d03ed-77e4-39fa-b0e6-96bbd8da61e8 | 68a5ef8e-68b8-384c-8097-5c940b8436e8 | 20aadc24-a391-41cf-b340-3e4529f44bde | 93a60a56-a3c8-11da-a746-0800200b9a66
3,3',4,4'-Tetrachlorodiphenyl ether | 56348-72-2 | 56348722 | 56348722 | C12H6Cl4O |  | Mass | kg | emission | water | https://comptox.epa.gov/dashboard/dsstoxdb/results?utf8=%E2%9C%93&search=DTXSID20204886 | 1 | Chemicals | 5ef7fecd-08d0-36cf-bf76-528e3628e108 | 68a5ef8e-68b8-384c-8097-5c940b8436e8 | 20aadc24-a391-41cf-b340-3e4529f44bde | 93a60a56-a3c8-11da-a746-0800200b9a66
2-Octynoic acid | 5663-96-7 | 5663967 | 5663967 | C8H12O2 |  | Mass | kg | emission | water | https://comptox.epa.gov/dashboard/dsstoxdb/results?utf8=%E2%9C%93&search=DTXSID50205205 | 1 | Chemicals | 790849ea-a6ba-3d8b-8da3-a6d9be700aa3 | 68a5ef8e-68b8-384c-8097-5c940b8436e8 | 20aadc24-a391-41cf-b340-3e4529f44bde | 93a60a56-a3c8-11da-a746-0800200b9a66
1,3-Dibutyl-1-nitrosourea | 56654-52-5 | 56654525 | 56654525 | C9H19N3O2 |  | Mass | kg | emission | water | https://comptox.epa.gov/dashboard/dsstoxdb/results?utf8=%E2%9C%93&search=DTXSID8020418 | 1 | Chemicals | 68614b2a-a840-3b53-bf29-0fa7d8c052e2 | 68a5ef8e-68b8-384c-8097-5c940b8436e8 | 20aadc24-a391-41cf-b340-3e4529f44bde | 93a60a56-a3c8-11da-a746-0800200b9a66
Butylhydrazine hydrochloride | 56795-65-4 | 56795654 | 56795654 | C4H13ClN2 |  | Mass | kg | emission | water | https://comptox.epa.gov/dashboard/dsstoxdb/results?utf8=%E2%9C%93&search=DTXSID2020218 | 1 | Chemicals | 9ee076de-9ba0-31dc-8877-4cea54cd1201 | 68a5ef8e-68b8-384c-8097-5c940b8436e8 | 20aadc24-a391-41cf-b340-3e4529f44bde | 93a60a56-a3c8-11da-a746-0800200b9a66
2-Dimethylaminopyridine | 5683-33-0 | 5683330 | 5683330 | C7H10N2 |  | Mass | kg | emission | water | https://comptox.epa.gov/dashboard/dsstoxdb/results?utf8=%E2%9C%93&search=DTXSID9022231 | 1 | Chemicals | 3fdc2c58-b29d-32ca-bcda-d64f8295d13b | 68a5ef8e-68b8-384c-8097-5c940b8436e8 | 20aadc24-a391-41cf-b340-3e4529f44bde | 93a60a56-a3c8-11da-a746-0800200b9a66
Pyroquilon | 57369-32-1 | 57369321 | 57369321 | C11H11NO |  | Mass | kg | emission | water | https://comptox.epa.gov/dashboard/dsstoxdb/results?utf8=%E2%9C%93&search=DTXSID6058132 | 1 | Chemicals | 25db72ac-031c-3d44-b3ed-0a258da43a2a | 68a5ef8e-68b8-384c-8097-5c940b8436e8 | 20aadc24-a391-41cf-b340-3e4529f44bde | 93a60a56-a3c8-11da-a746-0800200b9a66
Pentanal methylformylhydrazone | 57590-20-2 | 57590202 | 57590202 | C7H14N2O |  | Mass | kg | emission | water | https://comptox.epa.gov/dashboard/dsstoxdb/results?utf8=%E2%9C%93&search=DTXSID1021110 | 1 | Chemicals | 50e2cedf-2511-37a6-a8c4-d14b24df50fa | 68a5ef8e-68b8-384c-8097-5c940b8436e8 | 20aadc24-a391-41cf-b340-3e4529f44bde | 93a60a56-a3c8-11da-a746-0800200b9a66
Furalaxyl | 57646-30-7 | 57646307 | 57646307 | C17H19NO4 |  | Mass | kg | emission | water | https://comptox.epa.gov/dashboard/dsstoxdb/results?utf8=%E2%9C%93&search=DTXSID4047543 | 1 | Chemicals | fbd77f7c-cb97-39df-a8ba-6bf4304f0296 | 68a5ef8e-68b8-384c-8097-5c940b8436e8 | 20aadc24-a391-41cf-b340-3e4529f44bde | 93a60a56-a3c8-11da-a746-0800200b9a66
Anthrarobin | 577-33-3 | 577333 | 577333 | C14H10O3 |  | Mass | kg | emission | water | https://comptox.epa.gov/dashboard/dsstoxdb/results?utf8=%E2%9C%93&search=DTXSID20206401 | 1 | Chemicals | 0faf5b2c-bfee-311f-8552-84fea4e819f8 | 68a5ef8e-68b8-384c-8097-5c940b8436e8 | 20aadc24-a391-41cf-b340-3e4529f44bde | 93a60a56-a3c8-11da-a746-0800200b9a66
Closantel | 57808-65-8 | 57808658 | 57808658 | C22H14Cl2I2N2O2 |  | Mass | kg | emission | water | https://comptox.epa.gov/dashboard/dsstoxdb/results?utf8=%E2%9C%93&search=DTXSID6040662 | 1 | Chemicals | 3a94acc5-fc29-39e0-87b0-f249f39b9e6d | 68a5ef8e-68b8-384c-8097-5c940b8436e8 | 20aadc24-a391-41cf-b340-3e4529f44bde | 93a60a56-a3c8-11da-a746-0800200b9a66
2,2-Dimethyl-1-propylamine | 5813-64-9 | 5813649 | 5813649 | C5H13N |  | Mass | kg | emission | water | https://comptox.epa.gov/dashboard/dsstoxdb/results?utf8=%E2%9C%93&search=DTXSID4022232 | 1 | Chemicals | 4ca2d709-e697-32eb-b81f-1152fe10e718 | 68a5ef8e-68b8-384c-8097-5c940b8436e8 | 20aadc24-a391-41cf-b340-3e4529f44bde | 93a60a56-a3c8-11da-a746-0800200b9a66
2-Methoxy-3-aminodibenzofuran | 5834-17-3 | 5834173 | 5834173 | C13H11NO2 |  | Mass | kg | emission | water | https://comptox.epa.gov/dashboard/dsstoxdb/results?utf8=%E2%9C%93&search=DTXSID9020825 | 1 | Chemicals | 012c8e21-0e12-35e4-a25f-1b2e165c8332 | 68a5ef8e-68b8-384c-8097-5c940b8436e8 | 20aadc24-a391-41cf-b340-3e4529f44bde | 93a60a56-a3c8-11da-a746-0800200b9a66
1,2-Dimethylcyclohexane | 583-57-3 | 583573 | 583573 | C8H16 |  | Mass | kg | emission | water | https://ofmpub.epa.gov/sor_internet/registry/substreg/searchandretrieve/substancesearch/search.do?details=displayDetails&selectedSubstanceId=89226 | 1 | Chemicals | c64697c3-199c-304e-b255-c428c2b2bba3 | 68a5ef8e-68b8-384c-8097-5c940b8436e8 | 20aadc24-a391-41cf-b340-3e4529f44bde | 93a60a56-a3c8-11da-a746-0800200b9a66
3-Pentanol | 584-02-1 | 584021 | 584021 | C5H12O |  | Mass | kg | emission | water | https://ofmpub.epa.gov/sor_internet/registry/substreg/searchandretrieve/substancesearch/search.do?details=displayDetails&selectedSubstanceId=45198 | 1 | Chemicals | aac8f938-1d09-3f23-b72d-0baf2941e165 | 68a5ef8e-68b8-384c-8097-5c940b8436e8 | 20aadc24-a391-41cf-b340-3e4529f44bde | 93a60a56-a3c8-11da-a746-0800200b9a66
Piconol | 586-98-1 | 586981 | 586981 | C6H7NO |  | Mass | kg | emission | water | https://comptox.epa.gov/dashboard/dsstoxdb/results?utf8=%E2%9C%93&search=DTXSID8046531 | 1 | Chemicals | 2f5682e3-ee95-3e10-bd10-d8cc80d34c74 | 68a5ef8e-68b8-384c-8097-5c940b8436e8 | 20aadc24-a391-41cf-b340-3e4529f44bde | 93a60a56-a3c8-11da-a746-0800200b9a66
N-Allylaniline | 589-09-3 | 589093 | 589093 | C9H11N |  | Mass | kg | emission | water | https://comptox.epa.gov/dashboard/dsstoxdb/results?utf8=%E2%9C%93&search=DTXSID5022065 | 1 | Chemicals | d837131c-effd-3840-8b61-23b3e5f5b6af | 68a5ef8e-68b8-384c-8097-5c940b8436e8 | 20aadc24-a391-41cf-b340-3e4529f44bde | 93a60a56-a3c8-11da-a746-0800200b9a66
1,4-Dimethylcyclohexane | 589-90-2 | 589902 | 589902 | C8H16 |  | Mass | kg | emission | water | https://ofmpub.epa.gov/sor_internet/registry/substreg/searchandretrieve/substancesearch/search.do?details=displayDetails&selectedSubstanceId=96514 | 1 | Chemicals | f0d5d50b-2acb-398e-b85e-207a38734bf0 | 68a5ef8e-68b8-384c-8097-5c940b8436e8 | 20aadc24-a391-41cf-b340-3e4529f44bde | 93a60a56-a3c8-11da-a746-0800200b9a66
1,3-Dimethylcyclohexane | 591-21-9 | 591219 | 591219 | C8H16 |  | Mass | kg | emission | water | https://ofmpub.epa.gov/sor_internet/registry/substreg/searchandretrieve/substancesearch/search.do?details=displayDetails&selectedSubstanceId=100802 | 1 | Chemicals | 3237b7cc-c9fc-3b3f-92b4-a4d4ab7aa9de | 68a5ef8e-68b8-384c-8097-5c940b8436e8 | 20aadc24-a391-41cf-b340-3e4529f44bde | 93a60a56-a3c8-11da-a746-0800200b9a66
2,4-Hexadiene | 592-46-1 | 592461 | 592461 | C6H10 |  | Mass | kg | emission | water | https://comptox.epa.gov/dashboard/dsstoxdb/results?utf8=%E2%9C%93&search=DTXSID5022069 | 1 | Chemicals | 8aa62124-fa0d-3bce-922c-2201ae924886 | 68a5ef8e-68b8-384c-8097-5c940b8436e8 | 20aadc24-a391-41cf-b340-3e4529f44bde | 93a60a56-a3c8-11da-a746-0800200b9a66
Dimethylarsine | 593-57-7 | 593577 | 593577 | C2H7As |  | Mass | kg | emission | water | https://comptox.epa.gov/dashboard/dsstoxdb/results?utf8=%E2%9C%93&search=DTXSID80870647 | 1 | Chemicals | 44811ae6-1e01-3904-b8bc-b9b5cca830c5 | 68a5ef8e-68b8-384c-8097-5c940b8436e8 | 20aadc24-a391-41cf-b340-3e4529f44bde | 93a60a56-a3c8-11da-a746-0800200b9a66
Tetramethyltin | 594-27-4 | 594274 | 594274 | C4H12Sn |  | Mass | kg | emission | water | https://ofmpub.epa.gov/sor_internet/registry/substreg/searchandretrieve/substancesearch/search.do?details=displayDetails&selectedSubstanceId=45062 | 1 | Chemicals | b4b2e346-8b11-37ca-8028-874266d5a75c | 68a5ef8e-68b8-384c-8097-5c940b8436e8 | 20aadc24-a391-41cf-b340-3e4529f44bde | 93a60a56-a3c8-11da-a746-0800200b9a66
2,2-Dimethylbutanoic acid | 595-37-9 | 595379 | 595379 | C6H12O2 |  | Mass | kg | emission | water | https://comptox.epa.gov/dashboard/dsstoxdb/results?utf8=%E2%9C%93&search=DTXSID0032811 | 1 | Chemicals | e8600c9b-a2ac-3d42-8e61-a274014e0643 | 68a5ef8e-68b8-384c-8097-5c940b8436e8 | 20aadc24-a391-41cf-b340-3e4529f44bde | 93a60a56-a3c8-11da-a746-0800200b9a66
2,2-Dimethylbutanedioic acid | 597-43-3 | 597433 | 597433 | C6H10O4 |  | Mass | kg | emission | water | https://comptox.epa.gov/dashboard/dsstoxdb/results?utf8=%E2%9C%93&search=DTXSID6021581 | 1 | Chemicals | 57c89c73-5c48-379c-9651-cd6e5189b790 | 68a5ef8e-68b8-384c-8097-5c940b8436e8 | 20aadc24-a391-41cf-b340-3e4529f44bde | 93a60a56-a3c8-11da-a746-0800200b9a66
Tribromoethene | 598-16-3 | 598163 | 598163 | C2HBr3 |  | Mass | kg | emission | water | https://ofmpub.epa.gov/sor_internet/registry/substreg/searchandretrieve/substancesearch/search.do?details=displayDetails&selectedSubstanceId=45038 | 1 | Chemicals | ad9ff8a9-a3c7-39e8-b318-7ff976b17e44 | 68a5ef8e-68b8-384c-8097-5c940b8436e8 | 20aadc24-a391-41cf-b340-3e4529f44bde | 93a60a56-a3c8-11da-a746-0800200b9a66
N-Methylthiourea | 598-52-7 | 598527 | 598527 | C2H6N2S |  | Mass | kg | emission | water | https://comptox.epa.gov/dashboard/dsstoxdb/results?utf8=%E2%9C%93&search=DTXSID90208533 | 1 | Chemicals | 52df15dd-c6db-374a-9fb8-1bcf2797341d | 68a5ef8e-68b8-384c-8097-5c940b8436e8 | 20aadc24-a391-41cf-b340-3e4529f44bde | 93a60a56-a3c8-11da-a746-0800200b9a66
Methylnitramine | 598-57-2 | 598572 | 598572 | CH4N2O2 |  | Mass | kg | emission | water | https://comptox.epa.gov/dashboard/dsstoxdb/results?utf8=%E2%9C%93&search=DTXSID9020879 | 1 | Chemicals | 4d874b06-5fef-3164-8f13-43dce9a80906 | 68a5ef8e-68b8-384c-8097-5c940b8436e8 | 20aadc24-a391-41cf-b340-3e4529f44bde | 93a60a56-a3c8-11da-a746-0800200b9a66
2-Nitrobutane | 600-24-8 | 600248 | 600248 | C4H9NO2 |  | Mass | kg | emission | water | https://comptox.epa.gov/dashboard/dsstoxdb/results?utf8=%E2%9C%93&search=DTXSID3020968 | 1 | Chemicals | 94308c6c-0c2e-35b1-a056-7eeee5ed76c8 | 68a5ef8e-68b8-384c-8097-5c940b8436e8 | 20aadc24-a391-41cf-b340-3e4529f44bde | 93a60a56-a3c8-11da-a746-0800200b9a66
Petasitenine | 60102-37-6 | 60102376 | 60102376 | C19H27NO7 |  | Mass | kg | emission | water | https://comptox.epa.gov/dashboard/dsstoxdb/results?utf8=%E2%9C%93&search=DTXSID6021115 | 1 | Chemicals | 64d35ac4-1fe8-3591-839c-48f11916d76b | 68a5ef8e-68b8-384c-8097-5c940b8436e8 | 20aadc24-a391-41cf-b340-3e4529f44bde | 93a60a56-a3c8-11da-a746-0800200b9a66
2,3',4,4',5-Pentachlorodiphenyl ether | 60123-65-1 | 60123651 | 60123651 | C12H5Cl5O |  | Mass | kg | emission | water | https://comptox.epa.gov/dashboard/dsstoxdb/results?utf8=%E2%9C%93&search=DTXSID10208873 | 1 | Chemicals | 34f3d963-8827-3f95-ae1f-05205d5fcc4c | 68a5ef8e-68b8-384c-8097-5c940b8436e8 | 20aadc24-a391-41cf-b340-3e4529f44bde | 93a60a56-a3c8-11da-a746-0800200b9a66
Gabapentin | 60142-96-3 | 60142963 | 60142963 | C9H17NO2 |  | Mass | kg | emission | water | https://ofmpub.epa.gov/sor_internet/registry/substreg/searchandretrieve/substancesearch/search.do?details=displayDetails&selectedSubstanceId=101690 | 1 | Chemicals | 8ca4b7a8-aa63-3291-948b-d17e203994a6 | 68a5ef8e-68b8-384c-8097-5c940b8436e8 | 20aadc24-a391-41cf-b340-3e4529f44bde | 93a60a56-a3c8-11da-a746-0800200b9a66
N-Nitrosobis(2-oxopropyl)amine | 60599-38-4 | 60599384 | 60599384 | C6H10N2O3 |  | Mass | kg | emission | water | https://comptox.epa.gov/dashboard/dsstoxdb/results?utf8=%E2%9C%93&search=DTXSID2021022 | 1 | Chemicals | b4b4df95-864e-3e47-ac70-e53da661e2c9 | 68a5ef8e-68b8-384c-8097-5c940b8436e8 | 20aadc24-a391-41cf-b340-3e4529f44bde | 93a60a56-a3c8-11da-a746-0800200b9a66
2,6-Dinitroaniline | 606-22-4 | 606224 | 606224 | C6H5N3O4 |  | Mass | kg | emission | water | https://comptox.epa.gov/dashboard/dsstoxdb/results?utf8=%E2%9C%93&search=DTXSID70209402 | 1 | Chemicals | 4fb20570-0bcf-3020-bc17-65f44e90e16a | 68a5ef8e-68b8-384c-8097-5c940b8436e8 | 20aadc24-a391-41cf-b340-3e4529f44bde | 93a60a56-a3c8-11da-a746-0800200b9a66
Diethyl benzylmalonate | 607-81-8 | 607818 | 607818 | C14H18O4 |  | Mass | kg | emission | water | https://ofmpub.epa.gov/sor_internet/registry/substreg/searchandretrieve/substancesearch/search.do?details=displayDetails&selectedSubstanceId=44961 | 1 | Chemicals | 30774607-b8ac-3df2-8558-ea9a9ee86c92 | 68a5ef8e-68b8-384c-8097-5c940b8436e8 | 20aadc24-a391-41cf-b340-3e4529f44bde | 93a60a56-a3c8-11da-a746-0800200b9a66
Phenol, 2,4-dichloro-6-nitro- | 609-89-2 | 609892 | 609892 | C6H3Cl2NO3 |  | Mass | kg | emission | water | https://comptox.epa.gov/dashboard/dsstoxdb/results?utf8=%E2%9C%93&search=DTXSID00209738 | 1 | Chemicals | b5d457c7-4f09-3a34-9982-be6331c94044 | 68a5ef8e-68b8-384c-8097-5c940b8436e8 | 20aadc24-a391-41cf-b340-3e4529f44bde | 93a60a56-a3c8-11da-a746-0800200b9a66
2-Nitrosotoluene | 611-23-4 | 611234 | 611234 | C7H7NO |  | Mass | kg | emission | water | https://comptox.epa.gov/dashboard/dsstoxdb/results?utf8=%E2%9C%93&search=DTXSID3021065 | 1 | Chemicals | a8d51d06-3d5f-3466-a28f-261d1c97081b | 68a5ef8e-68b8-384c-8097-5c940b8436e8 | 20aadc24-a391-41cf-b340-3e4529f44bde | 93a60a56-a3c8-11da-a746-0800200b9a66
5-Aminoquinoline | 611-34-7 | 611347 | 611347 | C9H8N2 |  | Mass | kg | emission | water | https://comptox.epa.gov/dashboard/dsstoxdb/results?utf8=%E2%9C%93&search=DTXSID80209978 | 1 | Chemicals | 6fab2406-af72-3e7c-9257-8bfc3533b704 | 68a5ef8e-68b8-384c-8097-5c940b8436e8 | 20aadc24-a391-41cf-b340-3e4529f44bde | 93a60a56-a3c8-11da-a746-0800200b9a66
Anthracene, 9,10-dihydro- | 613-31-0 | 613310 | 613310 | C14H12 |  | Mass | kg | emission | water | https://ofmpub.epa.gov/sor_internet/registry/substreg/searchandretrieve/substancesearch/search.do?details=displayDetails&selectedSubstanceId=96770 | 1 | Chemicals | cf672c62-369d-37bb-9aa5-e3f1cc0382b0 | 68a5ef8e-68b8-384c-8097-5c940b8436e8 | 20aadc24-a391-41cf-b340-3e4529f44bde | 93a60a56-a3c8-11da-a746-0800200b9a66
2,4-Dimethoxybenzaldehyde | 613-45-6 | 613456 | 613456 | C9H10O3 |  | Mass | kg | emission | water | https://comptox.epa.gov/dashboard/dsstoxdb/results?utf8=%E2%9C%93&search=DTXSID3022081 | 1 | Chemicals | e638dbd0-d575-3a4e-b656-9d1804f8a005 | 68a5ef8e-68b8-384c-8097-5c940b8436e8 | 20aadc24-a391-41cf-b340-3e4529f44bde | 93a60a56-a3c8-11da-a746-0800200b9a66
5-Nitroindole | 6146-52-7 | 6146527 | 6146527 | C8H6N2O2 |  | Mass | kg | emission | water | https://comptox.epa.gov/dashboard/dsstoxdb/results?utf8=%E2%9C%93&search=DTXSID80210403 | 1 | Chemicals | e7a59f90-88af-340f-9af7-80c9a0162c0f | 68a5ef8e-68b8-384c-8097-5c940b8436e8 | 20aadc24-a391-41cf-b340-3e4529f44bde | 93a60a56-a3c8-11da-a746-0800200b9a66
3,5-Dinitrotoluene | 618-85-9 | 618859 | 618859 | C7H6N2O4 |  | Mass | kg | emission | water | https://ofmpub.epa.gov/sor_internet/registry/substreg/searchandretrieve/substancesearch/search.do?details=displayDetails&selectedSubstanceId=130215 | 1 | Chemicals | 52d161f5-5aed-328e-b37e-511f4545c17c | 68a5ef8e-68b8-384c-8097-5c940b8436e8 | 20aadc24-a391-41cf-b340-3e4529f44bde | 93a60a56-a3c8-11da-a746-0800200b9a66
Arecoline hydrochloride | 61-94-9 | 61949 | 61949 | C8H14ClNO2 |  | Mass | kg | emission | water | https://comptox.epa.gov/dashboard/dsstoxdb/results?utf8=%E2%9C%93&search=DTXSID8020098 | 1 | Chemicals | f1459073-045e-355f-82b4-4d544b99e0b1 | 68a5ef8e-68b8-384c-8097-5c940b8436e8 | 20aadc24-a391-41cf-b340-3e4529f44bde | 93a60a56-a3c8-11da-a746-0800200b9a66
3-Benzylpyridine | 620-95-1 | 620951 | 620951 | C12H11N |  | Mass | kg | emission | water | https://comptox.epa.gov/dashboard/dsstoxdb/results?utf8=%E2%9C%93&search=DTXSID80211051 | 1 | Chemicals | b76e16b4-4570-3da6-91c7-164171a60c14 | 68a5ef8e-68b8-384c-8097-5c940b8436e8 | 20aadc24-a391-41cf-b340-3e4529f44bde | 93a60a56-a3c8-11da-a746-0800200b9a66
Cyclohexyl acetate | 622-45-7 | 622457 | 622457 | C8H14O2 |  | Mass | kg | emission | water | https://ofmpub.epa.gov/sor_internet/registry/substreg/searchandretrieve/substancesearch/search.do?details=displayDetails&selectedSubstanceId=44765 | 1 | Chemicals | 9eea6de8-8bb3-351a-a6b4-803f7736e508 | 68a5ef8e-68b8-384c-8097-5c940b8436e8 | 20aadc24-a391-41cf-b340-3e4529f44bde | 93a60a56-a3c8-11da-a746-0800200b9a66
Benzonitrile, 4-bromo- | 623-00-7 | 623007 | 623007 | C7H4BrN |  | Mass | kg | emission | water | https://comptox.epa.gov/dashboard/dsstoxdb/results?utf8=%E2%9C%93&search=DTXSID60211352 | 1 | Chemicals | eb38f8f6-bef4-31c7-8b8b-caf0eb0f7ac3 | 68a5ef8e-68b8-384c-8097-5c940b8436e8 | 20aadc24-a391-41cf-b340-3e4529f44bde | 93a60a56-a3c8-11da-a746-0800200b9a66
Cyclohexane, iodo- | 626-62-0 | 626620 | 626620 | C6H11I |  | Mass | kg | emission | water | https://ofmpub.epa.gov/sor_internet/registry/substreg/searchandretrieve/substancesearch/search.do?details=displayDetails&selectedSubstanceId=44667 | 1 | Chemicals | 96346e5d-ae2b-3686-a65d-23345c1cace5 | 68a5ef8e-68b8-384c-8097-5c940b8436e8 | 20aadc24-a391-41cf-b340-3e4529f44bde | 93a60a56-a3c8-11da-a746-0800200b9a66
Fumaryl chloride | 627-63-4 | 627634 | 627634 | C4H2Cl2O2 |  | Mass | kg | emission | water | https://ofmpub.epa.gov/sor_internet/registry/substreg/searchandretrieve/substancesearch/search.do?details=displayDetails&selectedSubstanceId=89203 | 1 | Chemicals | a0aafe9a-897f-3be7-a4d8-225b0c3ed5cc | 68a5ef8e-68b8-384c-8097-5c940b8436e8 | 20aadc24-a391-41cf-b340-3e4529f44bde | 93a60a56-a3c8-11da-a746-0800200b9a66
1,5-Dichloropentane | 628-76-2 | 628762 | 628762 | C5H10Cl2 |  | Mass | kg | emission | water | https://ofmpub.epa.gov/sor_internet/registry/substreg/searchandretrieve/substancesearch/search.do?details=displayDetails&selectedSubstanceId=44617 | 1 | Chemicals | 28769c57-f764-3bd1-ab3e-2913b9574143 | 68a5ef8e-68b8-384c-8097-5c940b8436e8 | 20aadc24-a391-41cf-b340-3e4529f44bde | 93a60a56-a3c8-11da-a746-0800200b9a66
Cycloheptene | 628-92-2 | 628922 | 628922 | C7H12 |  | Mass | kg | emission | water | https://ofmpub.epa.gov/sor_internet/registry/substreg/searchandretrieve/substancesearch/search.do?details=displayDetails&selectedSubstanceId=96590 | 1 | Chemicals | f8eda505-b584-317f-bde7-05980de0e752 | 68a5ef8e-68b8-384c-8097-5c940b8436e8 | 20aadc24-a391-41cf-b340-3e4529f44bde | 93a60a56-a3c8-11da-a746-0800200b9a66
1-Bromoheptane | 629-04-9 | 629049 | 629049 | C7H15Br |  | Mass | kg | emission | water | https://ofmpub.epa.gov/sor_internet/registry/substreg/searchandretrieve/substancesearch/search.do?details=displayDetails&selectedSubstanceId=44608 | 1 | Chemicals | 53679986-ef02-3ee4-9af0-2772b2295c4f | 68a5ef8e-68b8-384c-8097-5c940b8436e8 | 20aadc24-a391-41cf-b340-3e4529f44bde | 93a60a56-a3c8-11da-a746-0800200b9a66
N-Methyl-N-nitrosobenzamide | 63412-06-6 | 63412066 | 63412066 | C8H8N2O2 |  | Mass | kg | emission | water | https://comptox.epa.gov/dashboard/dsstoxdb/results?utf8=%E2%9C%93&search=DTXSID6020850 | 1 | Chemicals | b3e88f80-0e40-36be-8796-d437fcd1f262 | 68a5ef8e-68b8-384c-8097-5c940b8436e8 | 20aadc24-a391-41cf-b340-3e4529f44bde | 93a60a56-a3c8-11da-a746-0800200b9a66
2,3,4-Trichloroaniline | 634-67-3 | 634673 | 634673 | C6H4Cl3N |  | Mass | kg | emission | water | https://comptox.epa.gov/dashboard/dsstoxdb/results?utf8=%E2%9C%93&search=DTXSID2022098 | 1 | Chemicals | 740200f7-b6bf-30e8-a20d-cfffdb1ec8f2 | 68a5ef8e-68b8-384c-8097-5c940b8436e8 | 20aadc24-a391-41cf-b340-3e4529f44bde | 93a60a56-a3c8-11da-a746-0800200b9a66
2,3,4,5-Tetrachloroaniline | 634-83-3 | 634833 | 634833 | C6H3Cl4N |  | Mass | kg | emission | water | https://comptox.epa.gov/dashboard/dsstoxdb/results?utf8=%E2%9C%93&search=DTXSID70212810 | 1 | Chemicals | ec8af440-84f9-38c0-af7a-7a0a43b458f8 | 68a5ef8e-68b8-384c-8097-5c940b8436e8 | 20aadc24-a391-41cf-b340-3e4529f44bde | 93a60a56-a3c8-11da-a746-0800200b9a66
N-Ethyl-N'-nitro-N-nitrosoguanidine | 63885-23-4 | 63885234 | 63885234 | C3H7N5O3 |  | Mass | kg | emission | water | https://comptox.epa.gov/dashboard/dsstoxdb/results?utf8=%E2%9C%93&search=DTXSID3020592 | 1 | Chemicals | 90b43542-6f11-31c0-a7b5-b20a244392bd | 68a5ef8e-68b8-384c-8097-5c940b8436e8 | 20aadc24-a391-41cf-b340-3e4529f44bde | 93a60a56-a3c8-11da-a746-0800200b9a66
Tetrafluoro-m-phenylenediamine dihydrochloride | 63886-77-1 | 63886771 | 63886771 | C6H6Cl2F4N2 |  | Mass | kg | emission | water | https://comptox.epa.gov/dashboard/dsstoxdb/results?utf8=%E2%9C%93&search=DTXSID6021323 | 1 | Chemicals | 158c4444-a7d8-36e3-ba02-d20f80453adf | 68a5ef8e-68b8-384c-8097-5c940b8436e8 | 20aadc24-a391-41cf-b340-3e4529f44bde | 93a60a56-a3c8-11da-a746-0800200b9a66
4,4'-Methylene-bis(2-chloroaniline) dihydrochloride | 64049-29-2 | 64049292 | 64049292 | C13H14Cl4N2 |  | Mass | kg | emission | water | https://comptox.epa.gov/dashboard/dsstoxdb/results?utf8=%E2%9C%93&search=DTXSID0020866 | 1 | Chemicals | f8cba392-5a8e-3e49-acd0-ee1992a8ef4d | 68a5ef8e-68b8-384c-8097-5c940b8436e8 | 20aadc24-a391-41cf-b340-3e4529f44bde | 93a60a56-a3c8-11da-a746-0800200b9a66
Pentafluorobenzaldehyde | 653-37-2 | 653372 | 653372 | C7HF5O |  | Mass | kg | emission | water | https://comptox.epa.gov/dashboard/dsstoxdb/results?utf8=%E2%9C%93&search=DTXSID4022101 | 1 | Chemicals | 4aee8dd9-6726-3e9c-8074-8a58da8e6d70 | 68a5ef8e-68b8-384c-8097-5c940b8436e8 | 20aadc24-a391-41cf-b340-3e4529f44bde | 93a60a56-a3c8-11da-a746-0800200b9a66
(+)-Theta-Cypermethrin | 65732-07-2 | 65732072 | 65732072 | C22H19Cl2NO3 |  | Mass | kg | emission | water | https://comptox.epa.gov/dashboard/dsstoxdb/results?utf8=%E2%9C%93&search=DTXSID8058247 | 1 | Chemicals | 5f21332e-ad62-35a6-a864-ae2b4378fa73 | 68a5ef8e-68b8-384c-8097-5c940b8436e8 | 20aadc24-a391-41cf-b340-3e4529f44bde | 93a60a56-a3c8-11da-a746-0800200b9a66
Fluopyram | 658066-35-4 | 658066354 | 658066354 | C16H11ClF6N2O |  | Mass | kg | emission | water | https://ofmpub.epa.gov/sor_internet/registry/substreg/searchandretrieve/substancesearch/search.do?details=displayDetails&selectedSubstanceId=100932 | 1 | Chemicals | 1769f9d8-294a-3624-a554-4d28b9c1c53e | 68a5ef8e-68b8-384c-8097-5c940b8436e8 | 20aadc24-a391-41cf-b340-3e4529f44bde | 93a60a56-a3c8-11da-a746-0800200b9a66
Metazachlor | 67129-08-2 | 67129082 | 67129082 | C14H16ClN3O |  | Mass | kg | emission | water | https://comptox.epa.gov/dashboard/dsstoxdb/results?utf8=%E2%9C%93&search=DTXSID4058156 | 1 | Chemicals | f47467e3-42d9-3539-87ad-b2dd7ead4375 | 68a5ef8e-68b8-384c-8097-5c940b8436e8 | 20aadc24-a391-41cf-b340-3e4529f44bde | 93a60a56-a3c8-11da-a746-0800200b9a66
5-(Hydroxymethyl)-2-furfural | 67-47-0 | 67470 | 67470 | C6H6O3 |  | Mass | kg | emission | water | https://ofmpub.epa.gov/sor_internet/registry/substreg/searchandretrieve/substancesearch/search.do?details=displayDetails&selectedSubstanceId=49027 | 1 | Chemicals | 37c529e4-2cde-3cd8-b4dd-cf650e3b6172 | 68a5ef8e-68b8-384c-8097-5c940b8436e8 | 20aadc24-a391-41cf-b340-3e4529f44bde | 93a60a56-a3c8-11da-a746-0800200b9a66
(2R,6S)-Fenpropimorph | 67564-91-4 | 67564914 | 67564914 | C20H33NO |  | Mass | kg | emission | water | https://ofmpub.epa.gov/sor_internet/registry/substreg/searchandretrieve/substancesearch/search.do?details=displayDetails&selectedSubstanceId=100928 | 1 | Chemicals | cde66bd8-0e7d-379a-9800-cfd1d84adf96 | 68a5ef8e-68b8-384c-8097-5c940b8436e8 | 20aadc24-a391-41cf-b340-3e4529f44bde | 93a60a56-a3c8-11da-a746-0800200b9a66
1,trans-2-Dimethylcyclohexane | 6876-23-9 | 6876239 | 6876239 | C8H16 |  | Mass | kg | emission | water | https://ofmpub.epa.gov/sor_internet/registry/substreg/searchandretrieve/substancesearch/search.do?details=displayDetails&selectedSubstanceId=38026 | 1 | Chemicals | c6c4ad1c-e214-3ed3-8d62-66e1bad80f2e | 68a5ef8e-68b8-384c-8097-5c940b8436e8 | 20aadc24-a391-41cf-b340-3e4529f44bde | 93a60a56-a3c8-11da-a746-0800200b9a66
Dipyrone | 68-89-3 | 68893 | 68893 | C13H16N3NaO4S |  | Mass | kg | emission | water | https://ofmpub.epa.gov/sor_internet/registry/substreg/searchandretrieve/substancesearch/search.do?details=displayDetails&selectedSubstanceId=126030 | 1 | Chemicals | a67f49c2-0e46-3f16-bd52-be32c434d97d | 68a5ef8e-68b8-384c-8097-5c940b8436e8 | 20aadc24-a391-41cf-b340-3e4529f44bde | 93a60a56-a3c8-11da-a746-0800200b9a66
Tripropargylamine | 6921-29-5 | 6921295 | 6921295 | C9H9N |  | Mass | kg | emission | water | https://comptox.epa.gov/dashboard/dsstoxdb/results?utf8=%E2%9C%93&search=DTXSID8022244 | 1 | Chemicals | d0f3d9cf-6505-3faf-adf7-0fc92fe9ebe1 | 68a5ef8e-68b8-384c-8097-5c940b8436e8 | 20aadc24-a391-41cf-b340-3e4529f44bde | 93a60a56-a3c8-11da-a746-0800200b9a66
Distearyl thiodipropionate | 693-36-7 | 693367 | 693367 | C42H82O4S |  | Mass | kg | emission | water | https://ofmpub.epa.gov/sor_internet/registry/substreg/searchandretrieve/substancesearch/search.do?details=displayDetails&selectedSubstanceId=44306 | 1 | Chemicals | 08ec3518-4ea5-3bb8-b119-237af30339b8 | 68a5ef8e-68b8-384c-8097-5c940b8436e8 | 20aadc24-a391-41cf-b340-3e4529f44bde | 93a60a56-a3c8-11da-a746-0800200b9a66
Pentyl ether | 693-65-2 | 693652 | 693652 | C10H22O |  | Mass | kg | emission | water | https://ofmpub.epa.gov/sor_internet/registry/substreg/searchandretrieve/substancesearch/search.do?details=displayDetails&selectedSubstanceId=44301 | 1 | Chemicals | 765c7332-c392-3f1b-824f-138f9eec9e1d | 68a5ef8e-68b8-384c-8097-5c940b8436e8 | 20aadc24-a391-41cf-b340-3e4529f44bde | 93a60a56-a3c8-11da-a746-0800200b9a66
4-Methyloxazole | 693-93-6 | 693936 | 693936 | C4H5NO |  | Mass | kg | emission | water | https://comptox.epa.gov/dashboard/dsstoxdb/results?utf8=%E2%9C%93&search=DTXSID9022106 | 1 | Chemicals | f0e75f79-8bcf-32c2-8365-28fd2568340b | 68a5ef8e-68b8-384c-8097-5c940b8436e8 | 20aadc24-a391-41cf-b340-3e4529f44bde | 93a60a56-a3c8-11da-a746-0800200b9a66
N-(3-Chlorophenyl)-N-(2-oxooxolan-3-yl)cyclopropanecarboxamide | 69581-33-5 | 69581335 | 69581335 | C14H14ClNO3 |  | Mass | kg | emission | water | https://comptox.epa.gov/dashboard/dsstoxdb/results?utf8=%E2%9C%93&search=DTXSID40867831 | 1 | Chemicals | dcd8f5db-8ac3-3003-996b-b4103d07aa47 | 68a5ef8e-68b8-384c-8097-5c940b8436e8 | 20aadc24-a391-41cf-b340-3e4529f44bde | 93a60a56-a3c8-11da-a746-0800200b9a66
1,1-Dimethyl-2-thiourea | 6972-05-0 | 6972050 | 6972050 | C3H8N2S |  | Mass | kg | emission | water | https://comptox.epa.gov/dashboard/dsstoxdb/results?utf8=%E2%9C%93&search=DTXSID80220007 | 1 | Chemicals | a2a68abc-a6d1-3233-bc3a-8ccf7621024c | 68a5ef8e-68b8-384c-8097-5c940b8436e8 | 20aadc24-a391-41cf-b340-3e4529f44bde | 93a60a56-a3c8-11da-a746-0800200b9a66
Bixin | 6983-79-5 | 6983795 | 6983795 | C25H30O4 |  | Mass | kg | emission | water | https://comptox.epa.gov/dashboard/dsstoxdb/results?utf8=%E2%9C%93&search=DTXSID1024629 | 1 | Chemicals | cd310edc-dffb-3b12-8662-9ef9ce4a4710 | 68a5ef8e-68b8-384c-8097-5c940b8436e8 | 20aadc24-a391-41cf-b340-3e4529f44bde | 93a60a56-a3c8-11da-a746-0800200b9a66
3-Ethyl-5-methylphenol | 698-71-5 | 698715 | 698715 | C9H12O |  | Mass | kg | emission | water | https://comptox.epa.gov/dashboard/dsstoxdb/results?utf8=%E2%9C%93&search=DTXSID60220101 | 1 | Chemicals | fb07350d-42cb-333c-83cd-b56e70c16ae5 | 68a5ef8e-68b8-384c-8097-5c940b8436e8 | 20aadc24-a391-41cf-b340-3e4529f44bde | 93a60a56-a3c8-11da-a746-0800200b9a66
6-Nitro-m-cresol | 700-38-9 | 700389 | 700389 | C7H7NO3 |  | Mass | kg | emission | water | https://comptox.epa.gov/dashboard/dsstoxdb/results?utf8=%E2%9C%93&search=DTXSID00220261 | 1 | Chemicals | cfc30349-334b-343c-86c1-8adf045e75aa | 68a5ef8e-68b8-384c-8097-5c940b8436e8 | 20aadc24-a391-41cf-b340-3e4529f44bde | 93a60a56-a3c8-11da-a746-0800200b9a66
Chlormequat | 7003-89-6 | 7003896 | 7003896 | C5H13ClN |  | Mass | kg | emission | water | https://comptox.epa.gov/dashboard/dsstoxdb/results?utf8=%E2%9C%93&search=DTXSID4048064 | 1 | Chemicals | 2dbc7ef8-e502-300a-9cb6-ee51077d1f56 | 68a5ef8e-68b8-384c-8097-5c940b8436e8 | 20aadc24-a391-41cf-b340-3e4529f44bde | 93a60a56-a3c8-11da-a746-0800200b9a66
4,6-Dimethoxy-2-hydroxybenzaldehyde | 708-76-9 | 708769 | 708769 | C9H10O4 |  | Mass | kg | emission | water | https://comptox.epa.gov/dashboard/dsstoxdb/results?utf8=%E2%9C%93&search=DTXSID3022110 | 1 | Chemicals | 72327ca3-cc0f-371b-b0a0-f3399958b735 | 68a5ef8e-68b8-384c-8097-5c940b8436e8 | 20aadc24-a391-41cf-b340-3e4529f44bde | 93a60a56-a3c8-11da-a746-0800200b9a66
4,6-Diamino-2-(5-nitro-2-furyl)-s-triazine | 720-69-4 | 720694 | 720694 | C7H6N6O3 |  | Mass | kg | emission | water | https://comptox.epa.gov/dashboard/dsstoxdb/results?utf8=%E2%9C%93&search=DTXSID7020396 | 1 | Chemicals | abd259ab-55a7-300b-b69d-29fc2d02d5aa | 68a5ef8e-68b8-384c-8097-5c940b8436e8 | 20aadc24-a391-41cf-b340-3e4529f44bde | 93a60a56-a3c8-11da-a746-0800200b9a66
Trp-P-2 acetate | 72254-58-1 | 72254581 | 72254581 | C14H15N3O2 |  | Mass | kg | emission | water | https://comptox.epa.gov/dashboard/dsstoxdb/results?utf8=%E2%9C%93&search=DTXSID5021417 | 1 | Chemicals | 25ef8309-6b57-3e8c-897a-398d304d870e | 68a5ef8e-68b8-384c-8097-5c940b8436e8 | 20aadc24-a391-41cf-b340-3e4529f44bde | 93a60a56-a3c8-11da-a746-0800200b9a66
Propaphos | 7292-16-2 | 7292162 | 7292162 | C13H21O4PS |  | Mass | kg | emission | water | https://comptox.epa.gov/dashboard/dsstoxdb/results?utf8=%E2%9C%93&search=DTXSID2058172 | 1 | Chemicals | 237c3c0b-37f6-3f46-b866-6fdba00566fe | 68a5ef8e-68b8-384c-8097-5c940b8436e8 | 20aadc24-a391-41cf-b340-3e4529f44bde | 93a60a56-a3c8-11da-a746-0800200b9a66
Undecylamine | 7307-55-3 | 7307553 | 7307553 | C11H25N |  | Mass | kg | emission | water | https://comptox.epa.gov/dashboard/dsstoxdb/results?utf8=%E2%9C%93&search=DTXSID3022249 | 1 | Chemicals | fe4dbdd5-fe81-3522-bbc0-09eb6a2e6c4b | 68a5ef8e-68b8-384c-8097-5c940b8436e8 | 20aadc24-a391-41cf-b340-3e4529f44bde | 93a60a56-a3c8-11da-a746-0800200b9a66
N,N-Diethyl-4-[2-(1-oxido-4-pyridinyl)diazenyl]benzenamine | 7347-49-1 | 7347491 | 7347491 | C15H18N4O |  | Mass | kg | emission | water | https://comptox.epa.gov/dashboard/dsstoxdb/results?utf8=%E2%9C%93&search=DTXSID9020457 | 1 | Chemicals | 523ba052-d793-377e-87d1-befa9fbeddcd | 68a5ef8e-68b8-384c-8097-5c940b8436e8 | 20aadc24-a391-41cf-b340-3e4529f44bde | 93a60a56-a3c8-11da-a746-0800200b9a66
Omeprazole | 73590-58-6 | 73590586 | 73590586 | C17H19N3O3S |  | Mass | kg | emission | water | https://ofmpub.epa.gov/sor_internet/registry/substreg/searchandretrieve/substancesearch/search.do?details=displayDetails&selectedSubstanceId=101708 | 1 | Chemicals | 5fb406e5-2f76-3637-ae71-830a7fdd2eab | 68a5ef8e-68b8-384c-8097-5c940b8436e8 | 20aadc24-a391-41cf-b340-3e4529f44bde | 93a60a56-a3c8-11da-a746-0800200b9a66
1,1-di-n-Butylhydrazine | 7422-80-2 | 7422802 | 7422802 | C8H20N2 |  | Mass | kg | emission | water | https://comptox.epa.gov/dashboard/dsstoxdb/results?utf8=%E2%9C%93&search=DTXSID7020217 | 1 | Chemicals | 4d9fe272-4286-3b98-bf29-583694aa786d | 68a5ef8e-68b8-384c-8097-5c940b8436e8 | 20aadc24-a391-41cf-b340-3e4529f44bde | 93a60a56-a3c8-11da-a746-0800200b9a66
Trp-P-1 acetate | 75104-43-7 | 75104437 | 75104437 | C15H17N3O2 |  | Mass | kg | emission | water | https://comptox.epa.gov/dashboard/dsstoxdb/results?utf8=%E2%9C%93&search=DTXSID0021416 | 1 | Chemicals | 3255843d-6ca5-3ee1-a049-8d16ac42c85c | 68a5ef8e-68b8-384c-8097-5c940b8436e8 | 20aadc24-a391-41cf-b340-3e4529f44bde | 93a60a56-a3c8-11da-a746-0800200b9a66
Dimethyltin dichloride | 753-73-1 | 753731 | 753731 | C2H6Cl2Sn |  | Mass | kg | emission | water | https://ofmpub.epa.gov/sor_internet/registry/substreg/searchandretrieve/substancesearch/search.do?details=displayDetails&selectedSubstanceId=87892 | 1 | Chemicals | 358192f8-8095-3fc7-801e-5cfcc931b153 | 68a5ef8e-68b8-384c-8097-5c940b8436e8 | 20aadc24-a391-41cf-b340-3e4529f44bde | 93a60a56-a3c8-11da-a746-0800200b9a66
Paromomycin | 7542-37-2 | 7542372 | 7542372 | C23H45N5O14 |  | Mass | kg | emission | water | https://comptox.epa.gov/dashboard/dsstoxdb/results?utf8=%E2%9C%93&search=DTXSID8023424 | 1 | Chemicals | 16593746-16fc-3934-9e1a-c822638df920 | 68a5ef8e-68b8-384c-8097-5c940b8436e8 | 20aadc24-a391-41cf-b340-3e4529f44bde | 93a60a56-a3c8-11da-a746-0800200b9a66
N-Methyl-N-formylhydrazine | 758-17-8 | 758178 | 758178 | C2H6N2O |  | Mass | kg | emission | water | https://comptox.epa.gov/dashboard/dsstoxdb/results?utf8=%E2%9C%93&search=DTXSID2020840 | 1 | Chemicals | 51030fa4-e19b-308c-bdb1-c51465b53461 | 68a5ef8e-68b8-384c-8097-5c940b8436e8 | 20aadc24-a391-41cf-b340-3e4529f44bde | 93a60a56-a3c8-11da-a746-0800200b9a66
N-Nitroso-N-isobutylurea | 760-60-1 | 760601 | 760601 | C5H11N3O2 |  | Mass | kg | emission | water | https://comptox.epa.gov/dashboard/dsstoxdb/results?utf8=%E2%9C%93&search=DTXSID0020999 | 1 | Chemicals | fc9f57e8-1066-3837-b892-7630ff20dd13 | 68a5ef8e-68b8-384c-8097-5c940b8436e8 | 20aadc24-a391-41cf-b340-3e4529f44bde | 93a60a56-a3c8-11da-a746-0800200b9a66
2-Butyn-1-ol | 764-01-2 | 764012 | 764012 | C4H6O |  | Mass | kg | emission | water | https://comptox.epa.gov/dashboard/dsstoxdb/results?utf8=%E2%9C%93&search=DTXSID8022115 | 1 | Chemicals | 0693fa3f-d35b-3b77-81e5-9ce5be7a229a | 68a5ef8e-68b8-384c-8097-5c940b8436e8 | 20aadc24-a391-41cf-b340-3e4529f44bde | 93a60a56-a3c8-11da-a746-0800200b9a66
Tetrachlorostannane | 7646-78-8 | 7646788 | 7646788 | Cl4Sn |  | Mass | kg | emission | water | https://ofmpub.epa.gov/sor_internet/registry/substreg/searchandretrieve/substancesearch/search.do?details=displayDetails&selectedSubstanceId=38661 | 1 | Chemicals | 5f551be9-137a-3cbb-8970-d749f69b6e78 | 68a5ef8e-68b8-384c-8097-5c940b8436e8 | 20aadc24-a391-41cf-b340-3e4529f44bde | 93a60a56-a3c8-11da-a746-0800200b9a66
4-Ethylbenzyl alcohol | 768-59-2 | 768592 | 768592 | C9H12O |  | Mass | kg | emission | water | https://comptox.epa.gov/dashboard/dsstoxdb/results?utf8=%E2%9C%93&search=DTXSID00227614 | 1 | Chemicals | 18f410bf-7e26-3c7c-b4a3-0b9eacc8b252 | 68a5ef8e-68b8-384c-8097-5c940b8436e8 | 20aadc24-a391-41cf-b340-3e4529f44bde | 93a60a56-a3c8-11da-a746-0800200b9a66
Benzenethiol, pentafluoro- | 771-62-0 | 771620 | 771620 | C6HF5S |  | Mass | kg | emission | water | https://comptox.epa.gov/dashboard/dsstoxdb/results?utf8=%E2%9C%93&search=DTXSID10227887 | 1 | Chemicals | 4fe3f808-c431-3c56-9090-fb644cede29a | 68a5ef8e-68b8-384c-8097-5c940b8436e8 | 20aadc24-a391-41cf-b340-3e4529f44bde | 93a60a56-a3c8-11da-a746-0800200b9a66
4,4'-Sulfonylbisacetanilide | 77-46-3 | 77463 | 77463 | C16H16N2O4S |  | Mass | kg | emission | water | https://comptox.epa.gov/dashboard/dsstoxdb/results?utf8=%E2%9C%93&search=DTXSID1021295 | 1 | Chemicals | b7b24821-b4a4-3b76-ae9f-6c630fc380a5 | 68a5ef8e-68b8-384c-8097-5c940b8436e8 | 20aadc24-a391-41cf-b340-3e4529f44bde | 93a60a56-a3c8-11da-a746-0800200b9a66
9,10-Dihydrophenanthrene | 776-35-2 | 776352 | 776352 | C14H12 |  | Mass | kg | emission | water | https://comptox.epa.gov/dashboard/dsstoxdb/results?utf8=%E2%9C%93&search=DTXSID20228264 | 1 | Chemicals | 4f36d803-dcdf-30be-81eb-70339952b734 | 68a5ef8e-68b8-384c-8097-5c940b8436e8 | 20aadc24-a391-41cf-b340-3e4529f44bde | 93a60a56-a3c8-11da-a746-0800200b9a66
Diethoxy(dimethyl)silane | 78-62-6 | 78626 | 78626 | C6H16O2Si |  | Mass | kg | emission | water | https://ofmpub.epa.gov/sor_internet/registry/substreg/searchandretrieve/substancesearch/search.do?details=displayDetails&selectedSubstanceId=87433 | 1 | Chemicals | ebbafb27-8f36-3687-ac30-c39d70a09fc0 | 68a5ef8e-68b8-384c-8097-5c940b8436e8 | 20aadc24-a391-41cf-b340-3e4529f44bde | 93a60a56-a3c8-11da-a746-0800200b9a66
Thifensulfuron | 79277-67-1 | 79277671 | 79277671 | C11H11N5O6S2 |  | Mass | kg | emission | water | https://ofmpub.epa.gov/sor_internet/registry/substreg/searchandretrieve/substancesearch/search.do?details=displayDetails&selectedSubstanceId=87319 | 1 | Chemicals | 5305188b-781c-3023-a28a-f31d17087f40 | 68a5ef8e-68b8-384c-8097-5c940b8436e8 | 20aadc24-a391-41cf-b340-3e4529f44bde | 93a60a56-a3c8-11da-a746-0800200b9a66
Tetramine | 80-12-6 | 80126 | 80126 | C4H8N4O4S2 |  | Mass | kg | emission | water | https://ofmpub.epa.gov/sor_internet/registry/substreg/searchandretrieve/substancesearch/search.do?details=displayDetails&selectedSubstanceId=87194 | 1 | Chemicals | a7b73854-5534-3d31-94ba-6d179301f4b1 | 68a5ef8e-68b8-384c-8097-5c940b8436e8 | 20aadc24-a391-41cf-b340-3e4529f44bde | 93a60a56-a3c8-11da-a746-0800200b9a66
Enovid | 8015-30-3 | 8015303 | 8015303 | - |  | Mass | kg | emission | water | https://comptox.epa.gov/dashboard/dsstoxdb/results?utf8=%E2%9C%93&search=DTXSID6020563 | 1 | Chemicals | 6fd4b4c6-1b19-3e83-a369-8d4eb0db6850 | 68a5ef8e-68b8-384c-8097-5c940b8436e8 | 20aadc24-a391-41cf-b340-3e4529f44bde | 93a60a56-a3c8-11da-a746-0800200b9a66
N-Propyl-N-nitrosourea | 816-57-9 | 816579 | 816579 | C4H9N3O2 |  | Mass | kg | emission | water | https://comptox.epa.gov/dashboard/dsstoxdb/results?utf8=%E2%9C%93&search=DTXSID0021204 | 1 | Chemicals | b79bfd5f-450a-3f48-87bd-3c29d7f7b0ea | 68a5ef8e-68b8-384c-8097-5c940b8436e8 | 20aadc24-a391-41cf-b340-3e4529f44bde | 93a60a56-a3c8-11da-a746-0800200b9a66
Stannane, dibutyloxo- | 818-08-6 | 818086 | 818086 | C8H18OSn |  | Mass | kg | emission | water | https://ofmpub.epa.gov/sor_internet/registry/substreg/searchandretrieve/substancesearch/search.do?details=displayDetails&selectedSubstanceId=44459 | 1 | Chemicals | e99f954e-937e-3bd9-8928-eb8261a727da | 68a5ef8e-68b8-384c-8097-5c940b8436e8 | 20aadc24-a391-41cf-b340-3e4529f44bde | 93a60a56-a3c8-11da-a746-0800200b9a66
Benzo(b)thiophene 1,1-dioxide | 825-44-5 | 825445 | 825445 | C8H6O2S |  | Mass | kg | emission | water | https://comptox.epa.gov/dashboard/dsstoxdb/results?utf8=%E2%9C%93&search=DTXSID00231796 | 1 | Chemicals | e201a668-22a1-387a-a719-c69e8d63bcb0 | 68a5ef8e-68b8-384c-8097-5c940b8436e8 | 20aadc24-a391-41cf-b340-3e4529f44bde | 93a60a56-a3c8-11da-a746-0800200b9a66
1,3-Benzenediol, 2,4,6-trinitro- | 82-71-3 | 82713 | 82713 | C6H3N3O8 |  | Mass | kg | emission | water | https://ofmpub.epa.gov/sor_internet/registry/substreg/searchandretrieve/substancesearch/search.do?details=displayDetails&selectedSubstanceId=48609 | 1 | Chemicals | c45f4a46-ae79-30aa-b897-fd6d534e2dad | 68a5ef8e-68b8-384c-8097-5c940b8436e8 | 20aadc24-a391-41cf-b340-3e4529f44bde | 93a60a56-a3c8-11da-a746-0800200b9a66
Uniconazole | 83657-22-1 | 83657221 | 83657221 | C15H18ClN3O |  | Mass | kg | emission | water | https://ofmpub.epa.gov/sor_internet/registry/substreg/searchandretrieve/substancesearch/search.do?details=displayDetails&selectedSubstanceId=98322 | 1 | Chemicals | 20f771ca-4da5-3ee3-9b40-50aaaca274f2 | 68a5ef8e-68b8-384c-8097-5c940b8436e8 | 20aadc24-a391-41cf-b340-3e4529f44bde | 93a60a56-a3c8-11da-a746-0800200b9a66
4-Ethylsulphonylnaphthalene-1-sulfonamide | 842-00-2 | 842002 | 842002 | C12H13NO4S2 |  | Mass | kg | emission | water | https://comptox.epa.gov/dashboard/dsstoxdb/results?utf8=%E2%9C%93&search=DTXSID9020613 | 1 | Chemicals | 2634654d-29a3-3a23-8585-27d33218c0c6 | 68a5ef8e-68b8-384c-8097-5c940b8436e8 | 20aadc24-a391-41cf-b340-3e4529f44bde | 93a60a56-a3c8-11da-a746-0800200b9a66
Dehydroepiandrosterone acetate | 853-23-6 | 853236 | 853236 | C21H30O3 |  | Mass | kg | emission | water | https://comptox.epa.gov/dashboard/dsstoxdb/results?utf8=%E2%9C%93&search=DTXSID3020380 | 1 | Chemicals | 493aeefb-a290-31e1-8f93-ae3ed4ca58f1 | 68a5ef8e-68b8-384c-8097-5c940b8436e8 | 20aadc24-a391-41cf-b340-3e4529f44bde | 93a60a56-a3c8-11da-a746-0800200b9a66
2,3,3',4,4'-Pentachlorodiphenyl ether | 85918-31-6 | 85918316 | 85918316 | C12H5Cl5O |  | Mass | kg | emission | water | https://comptox.epa.gov/dashboard/dsstoxdb/results?utf8=%E2%9C%93&search=DTXSID90235243 | 1 | Chemicals | 49d1f4be-7891-36a7-9b33-cb77d43d78f8 | 68a5ef8e-68b8-384c-8097-5c940b8436e8 | 20aadc24-a391-41cf-b340-3e4529f44bde | 93a60a56-a3c8-11da-a746-0800200b9a66
Isomazole | 86315-52-8 | 86315528 | 86315528 | C14H13N3O2S |  | Mass | kg | emission | water | https://comptox.epa.gov/dashboard/dsstoxdb/results?utf8=%E2%9C%93&search=DTXSID3020754 | 1 | Chemicals | dae1fbc8-0bb6-3972-9887-de496d918e24 | 68a5ef8e-68b8-384c-8097-5c940b8436e8 | 20aadc24-a391-41cf-b340-3e4529f44bde | 93a60a56-a3c8-11da-a746-0800200b9a66
Ametoctradin | 865318-97-4 | 865318974 | 865318974 | C15H25N5 |  | Mass | kg | emission | water | https://ofmpub.epa.gov/sor_internet/registry/substreg/searchandretrieve/substancesearch/search.do?details=displayDetails&selectedSubstanceId=101055 | 1 | Chemicals | 8f5e5dde-e488-3155-a071-1c714910079e | 68a5ef8e-68b8-384c-8097-5c940b8436e8 | 20aadc24-a391-41cf-b340-3e4529f44bde | 93a60a56-a3c8-11da-a746-0800200b9a66
N-Butyl-N-nitrosourea | 869-01-2 | 869012 | 869012 | C5H11N3O2 |  | Mass | kg | emission | water | https://comptox.epa.gov/dashboard/dsstoxdb/results?utf8=%E2%9C%93&search=DTXSID2020214 | 1 | Chemicals | 72ac7001-04fb-3e19-b4e6-739ec4f24c53 | 68a5ef8e-68b8-384c-8097-5c940b8436e8 | 20aadc24-a391-41cf-b340-3e4529f44bde | 93a60a56-a3c8-11da-a746-0800200b9a66
Diethofencarb | 87130-20-9 | 87130209 | 87130209 | C14H21NO4 |  | Mass | kg | emission | water | https://ofmpub.epa.gov/sor_internet/registry/substreg/searchandretrieve/substancesearch/search.do?details=displayDetails&selectedSubstanceId=125572 | 1 | Chemicals | 42d3066b-da5f-395b-9293-847eebf76a75 | 68a5ef8e-68b8-384c-8097-5c940b8436e8 | 20aadc24-a391-41cf-b340-3e4529f44bde | 93a60a56-a3c8-11da-a746-0800200b9a66
Haloxyfop-etotyl | 87237-48-7 | 87237487 | 87237487 | C19H19ClF3NO5 |  | Mass | kg | emission | water | https://comptox.epa.gov/dashboard/dsstoxdb/results?utf8=%E2%9C%93&search=DTXSID9058492 | 1 | Chemicals | f44179ac-3704-3711-99c3-5fa547329e48 | 68a5ef8e-68b8-384c-8097-5c940b8436e8 | 20aadc24-a391-41cf-b340-3e4529f44bde | 93a60a56-a3c8-11da-a746-0800200b9a66
3-Chlorobenzyl alcohol | 873-63-2 | 873632 | 873632 | C7H7ClO |  | Mass | kg | emission | water | https://comptox.epa.gov/dashboard/dsstoxdb/results?utf8=%E2%9C%93&search=DTXSID70236273 | 1 | Chemicals | adaaad71-64a5-31a8-acdc-0776d4f10889 | 68a5ef8e-68b8-384c-8097-5c940b8436e8 | 20aadc24-a391-41cf-b340-3e4529f44bde | 93a60a56-a3c8-11da-a746-0800200b9a66
4-Bromobenzyl alcohol | 873-75-6 | 873756 | 873756 | C7H7BrO |  | Mass | kg | emission | water | https://comptox.epa.gov/dashboard/dsstoxdb/results?utf8=%E2%9C%93&search=DTXSID50236276 | 1 | Chemicals | bbf493b5-4506-36f6-a6f0-9ab04b024572 | 68a5ef8e-68b8-384c-8097-5c940b8436e8 | 20aadc24-a391-41cf-b340-3e4529f44bde | 93a60a56-a3c8-11da-a746-0800200b9a66
Benzene, 1,3,5-trichloro-2-methoxy- | 87-40-1 | 87401 | 87401 | C7H5Cl3O |  | Mass | kg | emission | water | https://ofmpub.epa.gov/sor_internet/registry/substreg/searchandretrieve/substancesearch/search.do?details=displayDetails&selectedSubstanceId=82877 | 1 | Chemicals | aea21575-f5bc-3a69-89c3-69ba3f157652 | 68a5ef8e-68b8-384c-8097-5c940b8436e8 | 20aadc24-a391-41cf-b340-3e4529f44bde | 93a60a56-a3c8-11da-a746-0800200b9a66
2,4-Dichlorobenzaldehyde | 874-42-0 | 874420 | 874420 | C7H4Cl2O |  | Mass | kg | emission | water | https://ofmpub.epa.gov/sor_internet/registry/substreg/searchandretrieve/substancesearch/search.do?details=displayDetails&selectedSubstanceId=44038 | 1 | Chemicals | 41b82276-58fb-36f5-8fcc-e1c460486a65 | 68a5ef8e-68b8-384c-8097-5c940b8436e8 | 20aadc24-a391-41cf-b340-3e4529f44bde | 93a60a56-a3c8-11da-a746-0800200b9a66
Diethyl L-tartrate | 87-91-2 | 87912 | 87912 | C8H14O6 |  | Mass | kg | emission | water | https://ofmpub.epa.gov/sor_internet/registry/substreg/searchandretrieve/substancesearch/search.do?details=displayDetails&selectedSubstanceId=48406 | 1 | Chemicals | d9159313-970f-3a74-a0d9-1d67bb58d6d5 | 68a5ef8e-68b8-384c-8097-5c940b8436e8 | 20aadc24-a391-41cf-b340-3e4529f44bde | 93a60a56-a3c8-11da-a746-0800200b9a66
Tomelukast | 88107-10-2 | 88107102 | 88107102 | C16H22N4O3 |  | Mass | kg | emission | water | https://comptox.epa.gov/dashboard/dsstoxdb/results?utf8=%E2%9C%93&search=DTXSID7020344 | 1 | Chemicals | 3f2a0630-79f9-31f5-a61f-5fa87f1fa836 | 68a5ef8e-68b8-384c-8097-5c940b8436e8 | 20aadc24-a391-41cf-b340-3e4529f44bde | 93a60a56-a3c8-11da-a746-0800200b9a66
Pyraclofos | 89784-60-1 | 89784601 | 89784601 | C14H18ClN2O3PS |  | Mass | kg | emission | water | https://ofmpub.epa.gov/sor_internet/registry/substreg/searchandretrieve/substancesearch/search.do?details=displayDetails&selectedSubstanceId=96600 | 1 | Chemicals | 2e01dd5e-5241-34c0-9492-8e692b2deba2 | 68a5ef8e-68b8-384c-8097-5c940b8436e8 | 20aadc24-a391-41cf-b340-3e4529f44bde | 93a60a56-a3c8-11da-a746-0800200b9a66
3,5-Dibromosalicylaldehyde | 90-59-5 | 90595 | 90595 | C7H4Br2O2 |  | Mass | kg | emission | water | https://ofmpub.epa.gov/sor_internet/registry/substreg/searchandretrieve/substancesearch/search.do?details=displayDetails&selectedSubstanceId=98265 | 1 | Chemicals | b018b4e4-d8dc-35ff-8391-a8039876f131 | 68a5ef8e-68b8-384c-8097-5c940b8436e8 | 20aadc24-a391-41cf-b340-3e4529f44bde | 93a60a56-a3c8-11da-a746-0800200b9a66
Fluxapyroxad | 907204-31-3 | 907204313 | 907204313 | C18H12F5N3O |  | Mass | kg | emission | water | https://ofmpub.epa.gov/sor_internet/registry/substreg/searchandretrieve/substancesearch/search.do?details=displayDetails&selectedSubstanceId=101015 | 1 | Chemicals | a00cef42-3d4a-38c5-981e-7c08687a1b53 | 68a5ef8e-68b8-384c-8097-5c940b8436e8 | 20aadc24-a391-41cf-b340-3e4529f44bde | 93a60a56-a3c8-11da-a746-0800200b9a66
1,5-Hexadien-3-ol | 924-41-4 | 924414 | 924414 | C6H10O |  | Mass | kg | emission | water | https://comptox.epa.gov/dashboard/dsstoxdb/results?utf8=%E2%9C%93&search=DTXSID6022135 | 1 | Chemicals | fcc237a6-968e-3d94-a161-8b265cc13240 | 68a5ef8e-68b8-384c-8097-5c940b8436e8 | 20aadc24-a391-41cf-b340-3e4529f44bde | 93a60a56-a3c8-11da-a746-0800200b9a66
Enrofloxacin | 93106-60-6 | 93106606 | 93106606 | C19H22FN3O3 |  | Mass | kg | emission | water | https://ofmpub.epa.gov/sor_internet/registry/substreg/searchandretrieve/substancesearch/search.do?details=displayDetails&selectedSubstanceId=101429 | 1 | Chemicals | 1b06dcb2-80fb-3d29-8056-d516a4a94aaa | 68a5ef8e-68b8-384c-8097-5c940b8436e8 | 20aadc24-a391-41cf-b340-3e4529f44bde | 93a60a56-a3c8-11da-a746-0800200b9a66
N-Nitrosohexamethyleneimine | 932-83-2 | 932832 | 932832 | C6H12N2O |  | Mass | kg | emission | water | https://comptox.epa.gov/dashboard/dsstoxdb/results?utf8=%E2%9C%93&search=DTXSID0021040 | 1 | Chemicals | f2dc7ca8-29d1-34f2-95c6-8abb4b0b44af | 68a5ef8e-68b8-384c-8097-5c940b8436e8 | 20aadc24-a391-41cf-b340-3e4529f44bde | 93a60a56-a3c8-11da-a746-0800200b9a66
3-Methoxycatechol | 934-00-9 | 934009 | 934009 | C7H8O3 |  | Mass | kg | emission | water | https://comptox.epa.gov/dashboard/dsstoxdb/results?utf8=%E2%9C%93&search=DTXSID4020826 | 1 | Chemicals | 686b2e58-762b-3f11-8f9f-5ebf04906731 | 68a5ef8e-68b8-384c-8097-5c940b8436e8 | 20aadc24-a391-41cf-b340-3e4529f44bde | 93a60a56-a3c8-11da-a746-0800200b9a66
2,4'-Dichloroacetophenone | 937-20-2 | 937202 | 937202 | C8H6Cl2O |  | Mass | kg | emission | water | https://comptox.epa.gov/dashboard/dsstoxdb/results?utf8=%E2%9C%93&search=DTXSID50239540 | 1 | Chemicals | 6227e021-f896-3e68-b5ee-0b1cbaf1ee58 | 68a5ef8e-68b8-384c-8097-5c940b8436e8 | 20aadc24-a391-41cf-b340-3e4529f44bde | 93a60a56-a3c8-11da-a746-0800200b9a66
Fluvastatin | 93957-54-1 | 93957541 | 93957541 | C24H26FNO4 |  | Mass | kg | emission | water | https://ofmpub.epa.gov/sor_internet/registry/substreg/searchandretrieve/substancesearch/search.do?details=displayDetails&selectedSubstanceId=125899 | 1 | Chemicals | 74c1eb79-ab06-3a05-9485-52157de006e7 | 68a5ef8e-68b8-384c-8097-5c940b8436e8 | 20aadc24-a391-41cf-b340-3e4529f44bde | 93a60a56-a3c8-11da-a746-0800200b9a66
Flucycloxuron,(E)-isomer | 94050-52-9 | 94050529 | 94050529 | C25H20ClF2N3O3 |  | Mass | kg | emission | water | https://comptox.epa.gov/dashboard/dsstoxdb/results?utf8=%E2%9C%93&search=DTXSID4058497 | 1 | Chemicals | 945b9ee9-727f-3e6a-bfc8-391d07400a1d | 68a5ef8e-68b8-384c-8097-5c940b8436e8 | 20aadc24-a391-41cf-b340-3e4529f44bde | 93a60a56-a3c8-11da-a746-0800200b9a66
Piperine | 94-62-2 | 94622 | 94622 | C17H19NO3 |  | Mass | kg | emission | water | https://ofmpub.epa.gov/sor_internet/registry/substreg/searchandretrieve/substancesearch/search.do?details=displayDetails&selectedSubstanceId=48485 | 1 | Chemicals | 5748b753-cead-3f55-8c9e-5c09cafed606 | 68a5ef8e-68b8-384c-8097-5c940b8436e8 | 20aadc24-a391-41cf-b340-3e4529f44bde | 93a60a56-a3c8-11da-a746-0800200b9a66
Methyl[1-(2-trifluoromethylpyridin-5-yl)ethyl]-N-cyanosulfoximine | 946578-00-3 | 946578003 | 946578003 | C10H10F3N3OS |  | Mass | kg | emission | water | https://ofmpub.epa.gov/sor_internet/registry/substreg/searchandretrieve/substancesearch/search.do?details=displayDetails&selectedSubstanceId=100676 | 1 | Chemicals | d1ee4f5b-b635-3c76-b74b-74dc03ce733a | 68a5ef8e-68b8-384c-8097-5c940b8436e8 | 20aadc24-a391-41cf-b340-3e4529f44bde | 93a60a56-a3c8-11da-a746-0800200b9a66
2,4-Dihydroxybenzaldehyde | 95-01-2 | 95012 | 95012 | C7H6O3 |  | Mass | kg | emission | water | https://ofmpub.epa.gov/sor_internet/registry/substreg/searchandretrieve/substancesearch/search.do?details=displayDetails&selectedSubstanceId=47771 | 1 | Chemicals | 189ee756-13ba-36c5-bb1a-d40ab90b7f8e | 68a5ef8e-68b8-384c-8097-5c940b8436e8 | 20aadc24-a391-41cf-b340-3e4529f44bde | 93a60a56-a3c8-11da-a746-0800200b9a66
Indaziflam | 950782-86-2 | 950782862 | 950782862 | C16H20FN5 |  | Mass | kg | emission | water | https://ofmpub.epa.gov/sor_internet/registry/substreg/searchandretrieve/substancesearch/search.do?details=displayDetails&selectedSubstanceId=100946 | 1 | Chemicals | 8ec4815d-2aab-330b-aa40-a129bc870128 | 68a5ef8e-68b8-384c-8097-5c940b8436e8 | 20aadc24-a391-41cf-b340-3e4529f44bde | 93a60a56-a3c8-11da-a746-0800200b9a66
Methyl chloroacetate | 96-34-4 | 96344 | 96344 | C3H5ClO2 |  | Mass | kg | emission | water | https://ofmpub.epa.gov/sor_internet/registry/substreg/searchandretrieve/substancesearch/search.do?details=displayDetails&selectedSubstanceId=87411 | 1 | Chemicals | 9f069d17-703e-35ad-9247-82aaf7ce57c4 | 68a5ef8e-68b8-384c-8097-5c940b8436e8 | 20aadc24-a391-41cf-b340-3e4529f44bde | 93a60a56-a3c8-11da-a746-0800200b9a66
2-(Diisopropylamino)ethanol | 96-80-0 | 96800 | 96800 | C8H19NO |  | Mass | kg | emission | water | https://ofmpub.epa.gov/sor_internet/registry/substreg/searchandretrieve/substancesearch/search.do?details=displayDetails&selectedSubstanceId=48116 | 1 | Chemicals | 42c563f7-79d5-318d-b441-9e82ab74f087 | 68a5ef8e-68b8-384c-8097-5c940b8436e8 | 20aadc24-a391-41cf-b340-3e4529f44bde | 93a60a56-a3c8-11da-a746-0800200b9a66
Finasteride | 98319-26-7 | 98319267 | 98319267 | C23H36N2O2 |  | Mass | kg | emission | water | https://ofmpub.epa.gov/sor_internet/registry/substreg/searchandretrieve/substancesearch/search.do?details=displayDetails&selectedSubstanceId=125571 | 1 | Chemicals | 94c88c72-5205-37a3-be3d-2360f54372e6 | 68a5ef8e-68b8-384c-8097-5c940b8436e8 | 20aadc24-a391-41cf-b340-3e4529f44bde | 93a60a56-a3c8-11da-a746-0800200b9a66
Trichloromethylstannane | 993-16-8 | 993168 | 993168 | CH3Cl3Sn |  | Mass | kg | emission | water | https://ofmpub.epa.gov/sor_internet/registry/substreg/searchandretrieve/substancesearch/search.do?details=displayDetails&selectedSubstanceId=87256 | 1 | Chemicals | 2b26a51b-4e36-37f2-8d24-5f1c29cfee94 | 68a5ef8e-68b8-384c-8097-5c940b8436e8 | 20aadc24-a391-41cf-b340-3e4529f44bde | 93a60a56-a3c8-11da-a746-0800200b9a66
Picloram | 6607 | 6607 | 6607 | C6H3Cl3N2O2 |  | Mass | kg | emission | water | https://ofmpub.epa.gov/sor_internet/registry/substreg/searchandretrieve/substancesearch/search.do?details=displayDetails&selectedSubstanceId=91763 | 1 | Chemicals | 9586de80-6819-3bce-bf49-8fd3029e1764 | 68a5ef8e-68b8-384c-8097-5c940b8436e8 | 20aadc24-a391-41cf-b340-3e4529f44bde | 93a60a56-a3c8-11da-a746-0800200b9a66
Tributyltin fluoride | 30593 | 30593 | 30593 | C12H27FSn |  | Mass | kg | emission | water | https://ofmpub.epa.gov/sor_internet/registry/substreg/searchandretrieve/substancesearch/search.do?details=displayDetails&selectedSubstanceId=91545 | 1 | Chemicals | f9980a1a-341c-3bd8-8fde-4d73d453c9db | 68a5ef8e-68b8-384c-8097-5c940b8436e8 | 20aadc24-a391-41cf-b340-3e4529f44bde | 93a60a56-a3c8-11da-a746-0800200b9a66
Sodium octanoate | 30834 | 30834 | 30834 | C8H15NaO2 |  | Mass | kg | emission | water | https://ofmpub.epa.gov/sor_internet/registry/substreg/searchandretrieve/substancesearch/search.do?details=displayDetails&selectedSubstanceId=91544 | 1 | Chemicals | 3827430c-e9a8-3191-86fd-2339c4aed5a8 | 68a5ef8e-68b8-384c-8097-5c940b8436e8 | 20aadc24-a391-41cf-b340-3e4529f44bde | 93a60a56-a3c8-11da-a746-0800200b9a66
Lenacil | 96639 | 96639 | 96639 | C13H18N2O2 |  | Mass | kg | emission | water | https://ofmpub.epa.gov/sor_internet/registry/substreg/searchandretrieve/substancesearch/search.do?details=displayDetails&selectedSubstanceId=81656 | 1 | Chemicals | d111cb30-aee4-342d-82e1-a491d5077206 | 68a5ef8e-68b8-384c-8097-5c940b8436e8 | 20aadc24-a391-41cf-b340-3e4529f44bde | 93a60a56-a3c8-11da-a746-0800200b9a66
Benzene, (2-isothiocyanatoethyl)- | 130638 | 130638 | 130638 | C9H9NS |  | Mass | kg | emission | water | https://ofmpub.epa.gov/sor_internet/registry/substreg/searchandretrieve/substancesearch/search.do?details=displayDetails&selectedSubstanceId=92645 | 1 | Chemicals | b2e61f92-7b41-32b7-99a8-86d12fc31c90 | 68a5ef8e-68b8-384c-8097-5c940b8436e8 | 20aadc24-a391-41cf-b340-3e4529f44bde | 93a60a56-a3c8-11da-a746-0800200b9a66
Flurenol-butyl | 151456 | 151456 | 151456 | C18H18O3 |  | Mass | kg | emission | water | https://ofmpub.epa.gov/sor_internet/registry/substreg/searchandretrieve/substancesearch/search.do?details=displayDetails&selectedSubstanceId=77591 | 1 | Chemicals | 951ba86f-05cf-3264-b4c0-70c25cf5b1ce | 68a5ef8e-68b8-384c-8097-5c940b8436e8 | 20aadc24-a391-41cf-b340-3e4529f44bde | 93a60a56-a3c8-11da-a746-0800200b9a66
1H-Benzotriazole, 5-nitro- | 160318 | 160318 | 160318 | C6H4N4O2 |  | Mass | kg | emission | water | https://ofmpub.epa.gov/sor_internet/registry/substreg/searchandretrieve/substancesearch/search.do?details=displayDetails&selectedSubstanceId=41131 | 1 | Chemicals | 048d837c-a1bf-39e8-a707-6b437fb4b470 | 68a5ef8e-68b8-384c-8097-5c940b8436e8 | 20aadc24-a391-41cf-b340-3e4529f44bde | 93a60a56-a3c8-11da-a746-0800200b9a66
Captafol | 191906 | 191906 | 191906 | C10H9Cl4NO2S |  | Mass | kg | emission | water | https://ofmpub.epa.gov/sor_internet/registry/substreg/searchandretrieve/substancesearch/search.do?details=displayDetails&selectedSubstanceId=40703 | 1 | Chemicals | b385a33e-9836-38f1-b306-d3f755423dcd | 68a5ef8e-68b8-384c-8097-5c940b8436e8 | 20aadc24-a391-41cf-b340-3e4529f44bde | 93a60a56-a3c8-11da-a746-0800200b9a66
Phenol, 3,4-dimethyl-, methylcarbamate | 192034 | 192034 | 192034 | C10H13NO2 |  | Mass | kg | emission | water | https://ofmpub.epa.gov/sor_internet/registry/substreg/searchandretrieve/substancesearch/search.do?details=displayDetails&selectedSubstanceId=40702 | 1 | Chemicals | 070d0b8c-c0fd-30b4-9068-8423da29e60e | 68a5ef8e-68b8-384c-8097-5c940b8436e8 | 20aadc24-a391-41cf-b340-3e4529f44bde | 93a60a56-a3c8-11da-a746-0800200b9a66
2,6-Dichloro-4-methylphenol | 194649 | 194649 | 194649 | C7H6Cl2O |  | Mass | kg | emission | water | https://ofmpub.epa.gov/sor_internet/registry/substreg/searchandretrieve/substancesearch/search.do?details=displayDetails&selectedSubstanceId=40684 | 1 | Chemicals | 645fab3b-eece-3aa1-b0c5-9eb5b19919d2 | 68a5ef8e-68b8-384c-8097-5c940b8436e8 | 20aadc24-a391-41cf-b340-3e4529f44bde | 93a60a56-a3c8-11da-a746-0800200b9a66
Chinomethionate | 196869 | 196869 | 196869 | C10H6N2OS2 |  | Mass | kg | emission | water | https://ofmpub.epa.gov/sor_internet/registry/substreg/searchandretrieve/substancesearch/search.do?details=displayDetails&selectedSubstanceId=40513 | 1 | Chemicals | b8150d9b-d871-3745-aa95-cfa3e1340b75 | 68a5ef8e-68b8-384c-8097-5c940b8436e8 | 20aadc24-a391-41cf-b340-3e4529f44bde | 93a60a56-a3c8-11da-a746-0800200b9a66
Dodine | 197143 | 197143 | 197143 | C15H33N3O2 |  | Mass | kg | emission | water | https://ofmpub.epa.gov/sor_internet/registry/substreg/searchandretrieve/substancesearch/search.do?details=displayDetails&selectedSubstanceId=91889 | 1 | Chemicals | da6878fd-9b88-3199-abfb-f9b8cf1b0a89 | 68a5ef8e-68b8-384c-8097-5c940b8436e8 | 20aadc24-a391-41cf-b340-3e4529f44bde | 93a60a56-a3c8-11da-a746-0800200b9a66
4-Pyridinecarboxylic acid, methyl ester | 204423 | 204423 | 204423 | C7H7NO2 |  | Mass | kg | emission | water | https://ofmpub.epa.gov/sor_internet/registry/substreg/searchandretrieve/substancesearch/search.do?details=displayDetails&selectedSubstanceId=40491 | 1 | Chemicals | bb192cd5-7ab7-31e4-a943-7c7b92a62318 | 68a5ef8e-68b8-384c-8097-5c940b8436e8 | 20aadc24-a391-41cf-b340-3e4529f44bde | 93a60a56-a3c8-11da-a746-0800200b9a66
Oxydisulfoton | 218239 | 218239 | 218239 | C8H19O3PS3 |  | Mass | kg | emission | water | https://ofmpub.epa.gov/sor_internet/registry/substreg/searchandretrieve/substancesearch/search.do?details=displayDetails&selectedSubstanceId=40275 | 1 | Chemicals | ac853f0a-4ac9-30e6-ac93-2fc512c41155 | 68a5ef8e-68b8-384c-8097-5c940b8436e8 | 20aadc24-a391-41cf-b340-3e4529f44bde | 93a60a56-a3c8-11da-a746-0800200b9a66
Phenthoate | 254642 | 254642 | 254642 | C12H17O4PS2 |  | Mass | kg | emission | water | https://ofmpub.epa.gov/sor_internet/registry/substreg/searchandretrieve/substancesearch/search.do?details=displayDetails&selectedSubstanceId=39848 | 1 | Chemicals | 522da3ce-7548-3d59-a16f-9ef5e7cc2cf5 | 68a5ef8e-68b8-384c-8097-5c940b8436e8 | 20aadc24-a391-41cf-b340-3e4529f44bde | 93a60a56-a3c8-11da-a746-0800200b9a66
Thiourea, N-ethyl-N'-phenyl- | 307323 | 307323 | 307323 | C9H12N2S |  | Mass | kg | emission | water | https://ofmpub.epa.gov/sor_internet/registry/substreg/searchandretrieve/substancesearch/search.do?details=displayDetails&selectedSubstanceId=41924 | 1 | Chemicals | ddb7e3ca-8dfa-39dd-a81f-e2a337699d0e | 68a5ef8e-68b8-384c-8097-5c940b8436e8 | 20aadc24-a391-41cf-b340-3e4529f44bde | 93a60a56-a3c8-11da-a746-0800200b9a66
C.I. Acid Blue 113 | 530089 | 530089 | 530089 | C32H21N5Na2O6S2 |  | Mass | kg | emission | water | https://ofmpub.epa.gov/sor_internet/registry/substreg/searchandretrieve/substancesearch/search.do?details=displayDetails&selectedSubstanceId=92934 | 1 | Chemicals | 0417444d-ca76-386a-8ae7-a9c3eedc6563 | 68a5ef8e-68b8-384c-8097-5c940b8436e8 | 20aadc24-a391-41cf-b340-3e4529f44bde | 93a60a56-a3c8-11da-a746-0800200b9a66
1,4-Dithiothreitol | 578517 | 578517 | 578517 | C4H10O2S2 |  | Mass | kg | emission | water | https://ofmpub.epa.gov/sor_internet/registry/substreg/searchandretrieve/substancesearch/search.do?details=displayDetails&selectedSubstanceId=41886 | 1 | Chemicals | 199fe695-1018-3240-a697-2512054a48c7 | 68a5ef8e-68b8-384c-8097-5c940b8436e8 | 20aadc24-a391-41cf-b340-3e4529f44bde | 93a60a56-a3c8-11da-a746-0800200b9a66
Benazolin | 698836 | 698836 | 698836 | C9H6ClNO3S |  | Mass | kg | emission | water | https://ofmpub.epa.gov/sor_internet/registry/substreg/searchandretrieve/substancesearch/search.do?details=displayDetails&selectedSubstanceId=94183 | 1 | Chemicals | f96ffd4e-6afe-37d0-b5ea-11872a313677 | 68a5ef8e-68b8-384c-8097-5c940b8436e8 | 20aadc24-a391-41cf-b340-3e4529f44bde | 93a60a56-a3c8-11da-a746-0800200b9a66
Hexahydro-1,3,5-tris(2-hydroxyethyl)-s-triazine | 1029713 | 1029713 | 1029713 | C9H21N3O3 |  | Mass | kg | emission | water | https://ofmpub.epa.gov/sor_internet/registry/substreg/searchandretrieve/substancesearch/search.do?details=displayDetails&selectedSubstanceId=42468 | 1 | Chemicals | 503b9003-2b9e-3e30-9c93-b4297a69f9eb | 68a5ef8e-68b8-384c-8097-5c940b8436e8 | 20aadc24-a391-41cf-b340-3e4529f44bde | 93a60a56-a3c8-11da-a746-0800200b9a66
Pentyl lactate | 1637174 | 1637174 | 1637174 | C8H16O3 |  | Mass | kg | emission | water | https://ofmpub.epa.gov/sor_internet/registry/substreg/searchandretrieve/substancesearch/search.do?details=displayDetails&selectedSubstanceId=36664 | 1 | Chemicals | c8a3a1db-d3d1-36e7-96bd-37abd3fe7659 | 68a5ef8e-68b8-384c-8097-5c940b8436e8 | 20aadc24-a391-41cf-b340-3e4529f44bde | 93a60a56-a3c8-11da-a746-0800200b9a66
Sodium chlorate | 2146053 | 2146053 | 2146053 | ClNaO3 |  | Mass | kg | emission | water | https://ofmpub.epa.gov/sor_internet/registry/substreg/searchandretrieve/substancesearch/search.do?details=displayDetails&selectedSubstanceId=38307 | 1 | Chemicals | ae962790-cb89-3469-96e0-43a319cfd908 | 68a5ef8e-68b8-384c-8097-5c940b8436e8 | 20aadc24-a391-41cf-b340-3e4529f44bde | 93a60a56-a3c8-11da-a746-0800200b9a66
Hydrogen sulfide | 2148878 | 2148878 | 2148878 | H2S |  | Mass | kg | emission | water | https://ofmpub.epa.gov/sor_internet/registry/substreg/searchandretrieve/substancesearch/search.do?details=displayDetails&selectedSubstanceId=38126 | 1 | Chemicals | 86b1f1f0-68d5-3a26-87cc-47ee76089740 | 68a5ef8e-68b8-384c-8097-5c940b8436e8 | 20aadc24-a391-41cf-b340-3e4529f44bde | 93a60a56-a3c8-11da-a746-0800200b9a66
Mancozeb | 2234562 | 2234562 | 2234562 | - |  | Mass | kg | emission | water | https://ofmpub.epa.gov/sor_internet/registry/substreg/searchandretrieve/substancesearch/search.do?details=displayDetails&selectedSubstanceId=38618 | 1 | Chemicals | 7f1b6405-908a-3622-90a6-bb7e7c3b9148 | 68a5ef8e-68b8-384c-8097-5c940b8436e8 | 20aadc24-a391-41cf-b340-3e4529f44bde | 93a60a56-a3c8-11da-a746-0800200b9a66
p-Chloronitrobenzene | 100-00-5 | 100005 | 100005 | C6H4ClNO2 |  | Mass | kg | emission | water | https://ofmpub.epa.gov/sor_internet/registry/substreg/searchandretrieve/substancesearch/search.do?details=displayDetails&selectedSubstanceId=47919 | 1 | Chemicals | 6a393225-0fb4-3e24-8fc5-354258099fc5 | 68a5ef8e-68b8-384c-8097-5c940b8436e8 | 20aadc24-a391-41cf-b340-3e4529f44bde | 93a60a56-a3c8-11da-a746-0800200b9a66
p-Nitroaniline | 100-01-6 | 100016 | 100016 | C6H6N2O2 |  | Mass | kg | emission | water | https://ofmpub.epa.gov/sor_internet/registry/substreg/searchandretrieve/substancesearch/search.do?details=displayDetails&selectedSubstanceId=47918 | 1 | Chemicals | d7704c26-083d-3561-aded-bf82f1181fc3 | 68a5ef8e-68b8-384c-8097-5c940b8436e8 | 20aadc24-a391-41cf-b340-3e4529f44bde | 93a60a56-a3c8-11da-a746-0800200b9a66
p-Nitrophenol | 100-02-7 | 100027 | 100027 | C6H5NO3 |  | Mass | kg | emission | water | https://ofmpub.epa.gov/sor_internet/registry/substreg/searchandretrieve/substancesearch/search.do?details=displayDetails&selectedSubstanceId=47917 | 1 | Chemicals | e2b79ac1-66c4-334f-860a-e59230449747 | 68a5ef8e-68b8-384c-8097-5c940b8436e8 | 20aadc24-a391-41cf-b340-3e4529f44bde | 93a60a56-a3c8-11da-a746-0800200b9a66
Hymexazol | 10004-44-1 | 10004441 | 10004441 | C4H5NO2 |  | Mass | kg | emission | water | https://ofmpub.epa.gov/sor_internet/registry/substreg/searchandretrieve/substancesearch/search.do?details=displayDetails&selectedSubstanceId=39394 | 1 | Chemicals | c6d5181d-64b5-3504-a59a-4da663ff05d8 | 68a5ef8e-68b8-384c-8097-5c940b8436e8 | 20aadc24-a391-41cf-b340-3e4529f44bde | 93a60a56-a3c8-11da-a746-0800200b9a66
Benzene, 1-ethyl-4-nitro- | 100-12-9 | 100129 | 100129 | C8H9NO2 |  | Mass | kg | emission | water | https://ofmpub.epa.gov/sor_internet/registry/substreg/searchandretrieve/substancesearch/search.do?details=displayDetails&selectedSubstanceId=47908 | 1 | Chemicals | dde9decc-0725-3011-827e-4b97f51a7290 | 68a5ef8e-68b8-384c-8097-5c940b8436e8 | 20aadc24-a391-41cf-b340-3e4529f44bde | 93a60a56-a3c8-11da-a746-0800200b9a66
p-Nitroanisole | 100-17-4 | 100174 | 100174 | C7H7NO3 |  | Mass | kg | emission | water | https://ofmpub.epa.gov/sor_internet/registry/substreg/searchandretrieve/substancesearch/search.do?details=displayDetails&selectedSubstanceId=47904 | 1 | Chemicals | eef89af4-ab6e-3cbd-8d20-6ebe88b9502c | 68a5ef8e-68b8-384c-8097-5c940b8436e8 | 20aadc24-a391-41cf-b340-3e4529f44bde | 93a60a56-a3c8-11da-a746-0800200b9a66
1,4-Benzenedicarbonyl dichloride | 100-20-9 | 100209 | 100209 | C8H4Cl2O2 |  | Mass | kg | emission | water | https://ofmpub.epa.gov/sor_internet/registry/substreg/searchandretrieve/substancesearch/search.do?details=displayDetails&selectedSubstanceId=47902 | 1 | Chemicals | 0d381a87-e57e-3778-ad91-52f58758b8dc | 68a5ef8e-68b8-384c-8097-5c940b8436e8 | 20aadc24-a391-41cf-b340-3e4529f44bde | 93a60a56-a3c8-11da-a746-0800200b9a66
Terephthalic acid | 100-21-0 | 100210 | 100210 | C8H6O4 |  | Mass | kg | emission | water | https://ofmpub.epa.gov/sor_internet/registry/substreg/searchandretrieve/substancesearch/search.do?details=displayDetails&selectedSubstanceId=47901 | 1 | Chemicals | 5e1e6dc5-f4c0-37b2-b331-4ecbad4b0986 | 68a5ef8e-68b8-384c-8097-5c940b8436e8 | 20aadc24-a391-41cf-b340-3e4529f44bde | 93a60a56-a3c8-11da-a746-0800200b9a66
p-Dinitrobenzene | 100-25-4 | 100254 | 100254 | C6H4N2O4 |  | Mass | kg | emission | water | https://ofmpub.epa.gov/sor_internet/registry/substreg/searchandretrieve/substancesearch/search.do?details=displayDetails&selectedSubstanceId=47899 | 1 | Chemicals | ad0ae938-09fd-3830-9ea2-c7849a74ea80 | 68a5ef8e-68b8-384c-8097-5c940b8436e8 | 20aadc24-a391-41cf-b340-3e4529f44bde | 93a60a56-a3c8-11da-a746-0800200b9a66
Sodium decanoate | 1002-62-6 | 1002626 | 1002626 | C10H19NaO2 |  | Mass | kg | emission | water | https://ofmpub.epa.gov/sor_internet/registry/substreg/searchandretrieve/substancesearch/search.do?details=displayDetails&selectedSubstanceId=43745 | 1 | Chemicals | c3d501ad-dae5-31b5-a053-cfa2e9c63ee8 | 68a5ef8e-68b8-384c-8097-5c940b8436e8 | 20aadc24-a391-41cf-b340-3e4529f44bde | 93a60a56-a3c8-11da-a746-0800200b9a66
Ozone | 10028-15-6 | 10028156 | 10028156 | O3 |  | Mass | kg | emission | water | https://ofmpub.epa.gov/sor_internet/registry/substreg/searchandretrieve/substancesearch/search.do?details=displayDetails&selectedSubstanceId=39347 | 1 | Chemicals | 37370a12-8e2b-3a0b-b54a-3de27a0a19eb | 68a5ef8e-68b8-384c-8097-5c940b8436e8 | 20aadc24-a391-41cf-b340-3e4529f44bde | 93a60a56-a3c8-11da-a746-0800200b9a66
p-Nitrophenetole | 100-29-8 | 100298 | 100298 | C8H9NO3 |  | Mass | kg | emission | water | https://ofmpub.epa.gov/sor_internet/registry/substreg/searchandretrieve/substancesearch/search.do?details=displayDetails&selectedSubstanceId=94777 | 1 | Chemicals | e470289d-83d0-3744-a153-505e6bfaf6be | 68a5ef8e-68b8-384c-8097-5c940b8436e8 | 20aadc24-a391-41cf-b340-3e4529f44bde | 93a60a56-a3c8-11da-a746-0800200b9a66
Benzaldehyde, 4-ethoxy- | 10031-82-0 | 10031820 | 10031820 | C9H10O2 |  | Mass | kg | emission | water | https://ofmpub.epa.gov/sor_internet/registry/substreg/searchandretrieve/substancesearch/search.do?details=displayDetails&selectedSubstanceId=39332 | 1 | Chemicals | 58ebe612-1ee6-385a-a160-597878249d14 | 68a5ef8e-68b8-384c-8097-5c940b8436e8 | 20aadc24-a391-41cf-b340-3e4529f44bde | 93a60a56-a3c8-11da-a746-0800200b9a66
Hydrazine sulfate (1:1) | 10034-93-2 | 10034932 | 10034932 | H6N2O4S |  | Mass | kg | emission | water | https://ofmpub.epa.gov/sor_internet/registry/substreg/searchandretrieve/substancesearch/search.do?details=displayDetails&selectedSubstanceId=39322 | 1 | Chemicals | 33ce532f-daf7-3db1-a9c1-f0b970ae1a46 | 68a5ef8e-68b8-384c-8097-5c940b8436e8 | 20aadc24-a391-41cf-b340-3e4529f44bde | 93a60a56-a3c8-11da-a746-0800200b9a66
Diethylaminoethanol | 100-37-8 | 100378 | 100378 | C6H15NO |  | Mass | kg | emission | water | https://ofmpub.epa.gov/sor_internet/registry/substreg/searchandretrieve/substancesearch/search.do?details=displayDetails&selectedSubstanceId=47895 | 1 | Chemicals | 414cd7d5-dbfc-3904-b994-87c5cb246e55 | 68a5ef8e-68b8-384c-8097-5c940b8436e8 | 20aadc24-a391-41cf-b340-3e4529f44bde | 93a60a56-a3c8-11da-a746-0800200b9a66
4-Vinylcyclohexene | 100-40-3 | 100403 | 100403 | C8H12 |  | Mass | kg | emission | water | https://ofmpub.epa.gov/sor_internet/registry/substreg/searchandretrieve/substancesearch/search.do?details=displayDetails&selectedSubstanceId=47893 | 1 | Chemicals | 0ebe93ff-c3ae-3cc4-8bb3-5fb1847d5133 | 68a5ef8e-68b8-384c-8097-5c940b8436e8 | 20aadc24-a391-41cf-b340-3e4529f44bde | 93a60a56-a3c8-11da-a746-0800200b9a66
Ethylbenzene | 100-41-4 | 100414 | 100414 | C8H10 |  | Mass | kg | emission | water | https://ofmpub.epa.gov/sor_internet/registry/substreg/searchandretrieve/substancesearch/search.do?details=displayDetails&selectedSubstanceId=94770 | 1 | Chemicals | f3b79f94-b68b-3bb1-b0f8-ffbbad7425a9 | 68a5ef8e-68b8-384c-8097-5c940b8436e8 | 20aadc24-a391-41cf-b340-3e4529f44bde | 93a60a56-a3c8-11da-a746-0800200b9a66
Styrene | 100-42-5 | 100425 | 100425 | C8H8 |  | Mass | kg | emission | water | https://ofmpub.epa.gov/sor_internet/registry/substreg/searchandretrieve/substancesearch/search.do?details=displayDetails&selectedSubstanceId=47892 | 1 | Chemicals | f7d6591d-32eb-3367-977d-36ba6fbb87d2 | 68a5ef8e-68b8-384c-8097-5c940b8436e8 | 20aadc24-a391-41cf-b340-3e4529f44bde | 93a60a56-a3c8-11da-a746-0800200b9a66
4-Vinylpyridine | 100-43-6 | 100436 | 100436 | C7H7N |  | Mass | kg | emission | water | https://ofmpub.epa.gov/sor_internet/registry/substreg/searchandretrieve/substancesearch/search.do?details=displayDetails&selectedSubstanceId=47891 | 1 | Chemicals | 8f642275-24cd-3cf7-9aa6-7fe9b5a8e2fd | 68a5ef8e-68b8-384c-8097-5c940b8436e8 | 20aadc24-a391-41cf-b340-3e4529f44bde | 93a60a56-a3c8-11da-a746-0800200b9a66
Benzyl chloride | 100-44-7 | 100447 | 100447 | C7H7Cl |  | Mass | kg | emission | water | https://ofmpub.epa.gov/sor_internet/registry/substreg/searchandretrieve/substancesearch/search.do?details=displayDetails&selectedSubstanceId=94767 | 1 | Chemicals | 8b8ed149-9153-3074-b4fb-88de84b9f0bc | 68a5ef8e-68b8-384c-8097-5c940b8436e8 | 20aadc24-a391-41cf-b340-3e4529f44bde | 93a60a56-a3c8-11da-a746-0800200b9a66
Benzylamine | 100-46-9 | 100469 | 100469 | C7H9N |  | Mass | kg | emission | water | https://ofmpub.epa.gov/sor_internet/registry/substreg/searchandretrieve/substancesearch/search.do?details=displayDetails&selectedSubstanceId=47890 | 1 | Chemicals | 4566c439-e60c-353d-9a10-29f481220483 | 68a5ef8e-68b8-384c-8097-5c940b8436e8 | 20aadc24-a391-41cf-b340-3e4529f44bde | 93a60a56-a3c8-11da-a746-0800200b9a66
Benzonitrile | 100-47-0 | 100470 | 100470 | C7H5N |  | Mass | kg | emission | water | https://ofmpub.epa.gov/sor_internet/registry/substreg/searchandretrieve/substancesearch/search.do?details=displayDetails&selectedSubstanceId=47889 | 1 | Chemicals | ad794748-9f92-3b52-aae8-92e29da4a65d | 68a5ef8e-68b8-384c-8097-5c940b8436e8 | 20aadc24-a391-41cf-b340-3e4529f44bde | 93a60a56-a3c8-11da-a746-0800200b9a66
4-Pyridinecarbonitrile | 100-48-1 | 100481 | 100481 | C6H4N2 |  | Mass | kg | emission | water | https://ofmpub.epa.gov/sor_internet/registry/substreg/searchandretrieve/substancesearch/search.do?details=displayDetails&selectedSubstanceId=94765 | 1 | Chemicals | 99a2d653-18eb-31e3-b1cc-2efe7ec05072 | 68a5ef8e-68b8-384c-8097-5c940b8436e8 | 20aadc24-a391-41cf-b340-3e4529f44bde | 93a60a56-a3c8-11da-a746-0800200b9a66
Sterigmatocystin | 10048-13-2 | 10048132 | 10048132 | C18H12O6 |  | Mass | kg | emission | water | https://ofmpub.epa.gov/sor_internet/registry/substreg/searchandretrieve/substancesearch/search.do?details=displayDetails&selectedSubstanceId=78321 | 1 | Chemicals | a9df3d8c-48e2-3668-a3c1-720308e6ceaf | 68a5ef8e-68b8-384c-8097-5c940b8436e8 | 20aadc24-a391-41cf-b340-3e4529f44bde | 93a60a56-a3c8-11da-a746-0800200b9a66
Chlorine dioxide | 10049-04-4 | 10049044 | 10049044 | ClO2 |  | Mass | kg | emission | water | https://ofmpub.epa.gov/sor_internet/registry/substreg/searchandretrieve/substancesearch/search.do?details=displayDetails&selectedSubstanceId=39291 | 1 | Chemicals | 56a1a226-81ea-3dac-a6a3-6ec7f73a49d5 | 68a5ef8e-68b8-384c-8097-5c940b8436e8 | 20aadc24-a391-41cf-b340-3e4529f44bde | 93a60a56-a3c8-11da-a746-0800200b9a66
Benzyl alcohol | 100-51-6 | 100516 | 100516 | C7H8O |  | Mass | kg | emission | water | https://ofmpub.epa.gov/sor_internet/registry/substreg/searchandretrieve/substancesearch/search.do?details=displayDetails&selectedSubstanceId=47886 | 1 | Chemicals | 4d5854aa-fa47-35f4-8536-46bf92b9a5e4 | 68a5ef8e-68b8-384c-8097-5c940b8436e8 | 20aadc24-a391-41cf-b340-3e4529f44bde | 93a60a56-a3c8-11da-a746-0800200b9a66
Benzaldehyde | 100-52-7 | 100527 | 100527 | C7H6O |  | Mass | kg | emission | water | https://ofmpub.epa.gov/sor_internet/registry/substreg/searchandretrieve/substancesearch/search.do?details=displayDetails&selectedSubstanceId=47885 | 1 | Chemicals | b861811b-d7b2-3933-8e87-d78af7768c84 | 68a5ef8e-68b8-384c-8097-5c940b8436e8 | 20aadc24-a391-41cf-b340-3e4529f44bde | 93a60a56-a3c8-11da-a746-0800200b9a66
3-Pyridinecarbonitrile | 100-54-9 | 100549 | 100549 | C6H4N2 |  | Mass | kg | emission | water | https://ofmpub.epa.gov/sor_internet/registry/substreg/searchandretrieve/substancesearch/search.do?details=displayDetails&selectedSubstanceId=47883 | 1 | Chemicals | d02e8d2d-83d6-3af4-8d2c-1f64e0332617 | 68a5ef8e-68b8-384c-8097-5c940b8436e8 | 20aadc24-a391-41cf-b340-3e4529f44bde | 93a60a56-a3c8-11da-a746-0800200b9a66
3-Pyridinemethanol | 100-55-0 | 100550 | 100550 | C6H7NO |  | Mass | kg | emission | water | https://ofmpub.epa.gov/sor_internet/registry/substreg/searchandretrieve/substancesearch/search.do?details=displayDetails&selectedSubstanceId=47882 | 1 | Chemicals | 16b3f275-b69f-354a-9ceb-b18942eb5be0 | 68a5ef8e-68b8-384c-8097-5c940b8436e8 | 20aadc24-a391-41cf-b340-3e4529f44bde | 93a60a56-a3c8-11da-a746-0800200b9a66
cis-1,3-Dichloropropene | 10061-01-5 | 10061015 | 10061015 | C3H4Cl2 |  | Mass | kg | emission | water | https://ofmpub.epa.gov/sor_internet/registry/substreg/searchandretrieve/substancesearch/search.do?details=displayDetails&selectedSubstanceId=39276 | 1 | Chemicals | d8b6278a-b123-34ed-88eb-ebf6859cc833 | 68a5ef8e-68b8-384c-8097-5c940b8436e8 | 20aadc24-a391-41cf-b340-3e4529f44bde | 93a60a56-a3c8-11da-a746-0800200b9a66
N-Methylaniline | 100-61-8 | 100618 | 100618 | C7H9N |  | Mass | kg | emission | water | https://ofmpub.epa.gov/sor_internet/registry/substreg/searchandretrieve/substancesearch/search.do?details=displayDetails&selectedSubstanceId=47877 | 1 | Chemicals | 2a9fe206-6af0-3f27-a7be-999684a740a4 | 68a5ef8e-68b8-384c-8097-5c940b8436e8 | 20aadc24-a391-41cf-b340-3e4529f44bde | 93a60a56-a3c8-11da-a746-0800200b9a66
Phenylhydrazine | 100-63-0 | 100630 | 100630 | C6H8N2 |  | Mass | kg | emission | water | https://ofmpub.epa.gov/sor_internet/registry/substreg/searchandretrieve/substancesearch/search.do?details=displayDetails&selectedSubstanceId=47876 | 1 | Chemicals | a4b5e4c0-9566-3fb4-8340-457c7474a01b | 68a5ef8e-68b8-384c-8097-5c940b8436e8 | 20aadc24-a391-41cf-b340-3e4529f44bde | 93a60a56-a3c8-11da-a746-0800200b9a66
Cyclohexanone oxime | 100-64-1 | 100641 | 100641 | C6H11NO |  | Mass | kg | emission | water | https://ofmpub.epa.gov/sor_internet/registry/substreg/searchandretrieve/substancesearch/search.do?details=displayDetails&selectedSubstanceId=47875 | 1 | Chemicals | d1e646fe-0c0b-3049-b4be-259eb39ca382 | 68a5ef8e-68b8-384c-8097-5c940b8436e8 | 20aadc24-a391-41cf-b340-3e4529f44bde | 93a60a56-a3c8-11da-a746-0800200b9a66
Quizalofop-P-ethyl | 100646-51-3 | 100646513 | 100646513 | C19H17ClN2O4 |  | Mass | kg | emission | water | https://ofmpub.epa.gov/sor_internet/registry/substreg/searchandretrieve/substancesearch/search.do?details=displayDetails&selectedSubstanceId=76924 | 1 | Chemicals | 6a686c19-8c38-344a-bb39-e9d73554870f | 68a5ef8e-68b8-384c-8097-5c940b8436e8 | 20aadc24-a391-41cf-b340-3e4529f44bde | 93a60a56-a3c8-11da-a746-0800200b9a66
Anisole | 100-66-3 | 100663 | 100663 | C7H8O |  | Mass | kg | emission | water | https://ofmpub.epa.gov/sor_internet/registry/substreg/searchandretrieve/substancesearch/search.do?details=displayDetails&selectedSubstanceId=47873 | 1 | Chemicals | 9aa325cd-5f65-3587-97dd-90b22c60210f | 68a5ef8e-68b8-384c-8097-5c940b8436e8 | 20aadc24-a391-41cf-b340-3e4529f44bde | 93a60a56-a3c8-11da-a746-0800200b9a66
Benzene, (methylthio)- | 100-68-5 | 100685 | 100685 | C7H8S |  | Mass | kg | emission | water | https://ofmpub.epa.gov/sor_internet/registry/substreg/searchandretrieve/substancesearch/search.do?details=displayDetails&selectedSubstanceId=47871 | 1 | Chemicals | cd81fcc3-a442-3b18-adb6-ef11eb836645 | 68a5ef8e-68b8-384c-8097-5c940b8436e8 | 20aadc24-a391-41cf-b340-3e4529f44bde | 93a60a56-a3c8-11da-a746-0800200b9a66
2-Pyridinecarbonitrile | 100-70-9 | 100709 | 100709 | C6H4N2 |  | Mass | kg | emission | water | https://ofmpub.epa.gov/sor_internet/registry/substreg/searchandretrieve/substancesearch/search.do?details=displayDetails&selectedSubstanceId=47869 | 1 | Chemicals | d2169804-bba5-3967-9c73-d581d4da48d3 | 68a5ef8e-68b8-384c-8097-5c940b8436e8 | 20aadc24-a391-41cf-b340-3e4529f44bde | 93a60a56-a3c8-11da-a746-0800200b9a66
2-Ethylpyridine | 100-71-0 | 100710 | 100710 | C7H9N |  | Mass | kg | emission | water | https://ofmpub.epa.gov/sor_internet/registry/substreg/searchandretrieve/substancesearch/search.do?details=displayDetails&selectedSubstanceId=47868 | 1 | Chemicals | 7ad62865-6edb-3789-af5e-8013bf84335e | 68a5ef8e-68b8-384c-8097-5c940b8436e8 | 20aadc24-a391-41cf-b340-3e4529f44bde | 93a60a56-a3c8-11da-a746-0800200b9a66
N-Nitrosopiperidine | 100-75-4 | 100754 | 100754 | C5H10N2O |  | Mass | kg | emission | water | https://ofmpub.epa.gov/sor_internet/registry/substreg/searchandretrieve/substancesearch/search.do?details=displayDetails&selectedSubstanceId=47866 | 1 | Chemicals | 3c80041a-f368-3808-a555-81ca3264c60a | 68a5ef8e-68b8-384c-8097-5c940b8436e8 | 20aadc24-a391-41cf-b340-3e4529f44bde | 93a60a56-a3c8-11da-a746-0800200b9a66
Halosulfuron-methyl | 100784-20-1 | 100784201 | 100784201 | C13H15ClN6O7S |  | Mass | kg | emission | water | https://ofmpub.epa.gov/sor_internet/registry/substreg/searchandretrieve/substancesearch/search.do?details=displayDetails&selectedSubstanceId=83507 | 1 | Chemicals | ef9b3236-d4eb-35ba-bdf6-c085a8272cfe | 68a5ef8e-68b8-384c-8097-5c940b8436e8 | 20aadc24-a391-41cf-b340-3e4529f44bde | 93a60a56-a3c8-11da-a746-0800200b9a66
3-Phenylpyridine | 1008-88-4 | 1008884 | 1008884 | C11H9N |  | Mass | kg | emission | water | https://ofmpub.epa.gov/sor_internet/registry/substreg/searchandretrieve/substancesearch/search.do?details=displayDetails&selectedSubstanceId=43722 | 1 | Chemicals | 94441a38-0bef-3145-ae2d-b1ebce82f7d3 | 68a5ef8e-68b8-384c-8097-5c940b8436e8 | 20aadc24-a391-41cf-b340-3e4529f44bde | 93a60a56-a3c8-11da-a746-0800200b9a66
Hexamethylenetetramine | 100-97-0 | 100970 | 100970 | C6H12N4 |  | Mass | kg | emission | water | https://ofmpub.epa.gov/sor_internet/registry/substreg/searchandretrieve/substancesearch/search.do?details=displayDetails&selectedSubstanceId=47856 | 1 | Chemicals | 6272a7ef-e2a7-3e51-ad72-e13fed0276a0 | 68a5ef8e-68b8-384c-8097-5c940b8436e8 | 20aadc24-a391-41cf-b340-3e4529f44bde | 93a60a56-a3c8-11da-a746-0800200b9a66
Triphenyl phosphite | 101-02-0 | 101020 | 101020 | C18H15O3P |  | Mass | kg | emission | water | https://ofmpub.epa.gov/sor_internet/registry/substreg/searchandretrieve/substancesearch/search.do?details=displayDetails&selectedSubstanceId=47854 | 1 | Chemicals | 5a12e69e-951f-334b-8dfc-4a99802426c8 | 68a5ef8e-68b8-384c-8097-5c940b8436e8 | 20aadc24-a391-41cf-b340-3e4529f44bde | 93a60a56-a3c8-11da-a746-0800200b9a66
Anilazine | 101-05-3 | 101053 | 101053 | C9H5Cl3N4 |  | Mass | kg | emission | water | https://ofmpub.epa.gov/sor_internet/registry/substreg/searchandretrieve/substancesearch/search.do?details=displayDetails&selectedSubstanceId=94747 | 1 | Chemicals | 5c728abd-3b66-34ff-97d4-f2ff1804a127 | 68a5ef8e-68b8-384c-8097-5c940b8436e8 | 20aadc24-a391-41cf-b340-3e4529f44bde | 93a60a56-a3c8-11da-a746-0800200b9a66
4,4'-Methylenebis(2-chloroaniline) | 101-14-4 | 101144 | 101144 | C13H12Cl2N2 |  | Mass | kg | emission | water | https://ofmpub.epa.gov/sor_internet/registry/substreg/searchandretrieve/substancesearch/search.do?details=displayDetails&selectedSubstanceId=47850 | 1 | Chemicals | f6b5e9e5-9f44-30f0-9245-766935fb0642 | 68a5ef8e-68b8-384c-8097-5c940b8436e8 | 20aadc24-a391-41cf-b340-3e4529f44bde | 93a60a56-a3c8-11da-a746-0800200b9a66
C.I. Basic Brown 1, dihydrochloride | 10114-58-6 | 10114586 | 10114586 | C18H20Cl2N8 |  | Mass | kg | emission | water | https://ofmpub.epa.gov/sor_internet/registry/substreg/searchandretrieve/substancesearch/search.do?details=displayDetails&selectedSubstanceId=39207 | 1 | Chemicals | 8839124d-bc6a-3c74-8eb3-71fc8c98404e | 68a5ef8e-68b8-384c-8097-5c940b8436e8 | 20aadc24-a391-41cf-b340-3e4529f44bde | 93a60a56-a3c8-11da-a746-0800200b9a66
Tribenuron-methyl | 101200-48-0 | 101200480 | 101200480 | C15H17N5O6S |  | Mass | kg | emission | water | https://ofmpub.epa.gov/sor_internet/registry/substreg/searchandretrieve/substancesearch/search.do?details=displayDetails&selectedSubstanceId=63362 | 1 | Chemicals | 9765f9c6-82e6-3bb2-9e40-031349192b87 | 68a5ef8e-68b8-384c-8097-5c940b8436e8 | 20aadc24-a391-41cf-b340-3e4529f44bde | 93a60a56-a3c8-11da-a746-0800200b9a66
Triclocarban | 101-20-2 | 101202 | 101202 | C13H9Cl3N2O |  | Mass | kg | emission | water | https://ofmpub.epa.gov/sor_internet/registry/substreg/searchandretrieve/substancesearch/search.do?details=displayDetails&selectedSubstanceId=47848 | 1 | Chemicals | c84daf67-4e85-3709-a00a-6fe8e39e073f | 68a5ef8e-68b8-384c-8097-5c940b8436e8 | 20aadc24-a391-41cf-b340-3e4529f44bde | 93a60a56-a3c8-11da-a746-0800200b9a66
Chlorpropham | 101-21-3 | 101213 | 101213 | C10H12ClNO2 |  | Mass | kg | emission | water | https://ofmpub.epa.gov/sor_internet/registry/substreg/searchandretrieve/substancesearch/search.do?details=displayDetails&selectedSubstanceId=94742 | 1 | Chemicals | 59958977-a217-3bab-a053-1256f7b57d11 | 68a5ef8e-68b8-384c-8097-5c940b8436e8 | 20aadc24-a391-41cf-b340-3e4529f44bde | 93a60a56-a3c8-11da-a746-0800200b9a66
Cupric chloride dihydrate | 10125-13-0 | 10125130 | 10125130 | Cl2CuH4O2 |  | Mass | kg | emission | water | https://ofmpub.epa.gov/sor_internet/registry/substreg/searchandretrieve/substancesearch/search.do?details=displayDetails&selectedSubstanceId=77408 | 1 | Chemicals | 98fd2741-6f37-39a7-923c-cb673611ef97 | 68a5ef8e-68b8-384c-8097-5c940b8436e8 | 20aadc24-a391-41cf-b340-3e4529f44bde | 93a60a56-a3c8-11da-a746-0800200b9a66
Barban | 101-27-9 | 101279 | 101279 | C11H9Cl2NO2 |  | Mass | kg | emission | water | https://ofmpub.epa.gov/sor_internet/registry/substreg/searchandretrieve/substancesearch/search.do?details=displayDetails&selectedSubstanceId=47846 | 1 | Chemicals | 3cae769c-8502-3d6a-a74d-5b81a875954f | 68a5ef8e-68b8-384c-8097-5c940b8436e8 | 20aadc24-a391-41cf-b340-3e4529f44bde | 93a60a56-a3c8-11da-a746-0800200b9a66
Fenuron | 101-42-8 | 101428 | 101428 | C9H12N2O |  | Mass | kg | emission | water | https://ofmpub.epa.gov/sor_internet/registry/substreg/searchandretrieve/substancesearch/search.do?details=displayDetails&selectedSubstanceId=47841 | 1 | Chemicals | e9a6fd0f-7752-3ca3-a4ef-df154f4cb2ea | 68a5ef8e-68b8-384c-8097-5c940b8436e8 | 20aadc24-a391-41cf-b340-3e4529f44bde | 93a60a56-a3c8-11da-a746-0800200b9a66
Desmetryn | 1014-69-3 | 1014693 | 1014693 | C8H15N5S |  | Mass | kg | emission | water | https://ofmpub.epa.gov/sor_internet/registry/substreg/searchandretrieve/substancesearch/search.do?details=displayDetails&selectedSubstanceId=77642 | 1 | Chemicals | 99325366-6e7e-3722-9384-d112902a5503 | 68a5ef8e-68b8-384c-8097-5c940b8436e8 | 20aadc24-a391-41cf-b340-3e4529f44bde | 93a60a56-a3c8-11da-a746-0800200b9a66
Simetryn | 1014-70-6 | 1014706 | 1014706 | C8H15N5S |  | Mass | kg | emission | water | https://ofmpub.epa.gov/sor_internet/registry/substreg/searchandretrieve/substancesearch/search.do?details=displayDetails&selectedSubstanceId=81236 | 1 | Chemicals | 0a2ce6fc-7d34-3202-a1fd-e65977a34866 | 68a5ef8e-68b8-384c-8097-5c940b8436e8 | 20aadc24-a391-41cf-b340-3e4529f44bde | 93a60a56-a3c8-11da-a746-0800200b9a66
p-Aminodiphenylamine | 101-54-2 | 101542 | 101542 | C12H12N2 |  | Mass | kg | emission | water | https://ofmpub.epa.gov/sor_internet/registry/substreg/searchandretrieve/substancesearch/search.do?details=displayDetails&selectedSubstanceId=47836 | 1 | Chemicals | fdbeb80c-216b-3e46-bc19-74d6d8b4e781 | 68a5ef8e-68b8-384c-8097-5c940b8436e8 | 20aadc24-a391-41cf-b340-3e4529f44bde | 93a60a56-a3c8-11da-a746-0800200b9a66
p-Bromophenyl phenyl ether | 101-55-3 | 101553 | 101553 | C12H9BrO |  | Mass | kg | emission | water | https://ofmpub.epa.gov/sor_internet/registry/substreg/searchandretrieve/substancesearch/search.do?details=displayDetails&selectedSubstanceId=47835 | 1 | Chemicals | a9e903dc-88b8-3e6c-bf8a-f20f318fa3e0 | 68a5ef8e-68b8-384c-8097-5c940b8436e8 | 20aadc24-a391-41cf-b340-3e4529f44bde | 93a60a56-a3c8-11da-a746-0800200b9a66
4,4'-Methylenebis[N,N-dimethylaniline] | 101-61-1 | 101611 | 101611 | C17H22N2 |  | Mass | kg | emission | water | https://ofmpub.epa.gov/sor_internet/registry/substreg/searchandretrieve/substancesearch/search.do?details=displayDetails&selectedSubstanceId=47833 | 1 | Chemicals | 25c4a797-6276-3277-bf52-47cfaf72033f | 68a5ef8e-68b8-384c-8097-5c940b8436e8 | 20aadc24-a391-41cf-b340-3e4529f44bde | 93a60a56-a3c8-11da-a746-0800200b9a66
N-Isopropyl-N'-phenyl-p-phenylenediamine | 101-72-4 | 101724 | 101724 | C15H18N2 |  | Mass | kg | emission | water | https://ofmpub.epa.gov/sor_internet/registry/substreg/searchandretrieve/substancesearch/search.do?details=displayDetails&selectedSubstanceId=94511 | 1 | Chemicals | bf21f836-5817-3cd1-ae25-050d6f604c31 | 68a5ef8e-68b8-384c-8097-5c940b8436e8 | 20aadc24-a391-41cf-b340-3e4529f44bde | 93a60a56-a3c8-11da-a746-0800200b9a66
4,4'-Methylenedianiline | 101-77-9 | 101779 | 101779 | C13H14N2 |  | Mass | kg | emission | water | https://ofmpub.epa.gov/sor_internet/registry/substreg/searchandretrieve/substancesearch/search.do?details=displayDetails&selectedSubstanceId=47823 | 1 | Chemicals | f5469925-a37c-3306-8d8f-c7cd3e2a728c | 68a5ef8e-68b8-384c-8097-5c940b8436e8 | 20aadc24-a391-41cf-b340-3e4529f44bde | 93a60a56-a3c8-11da-a746-0800200b9a66
Benzenamine, 4-(4-chlorophenoxy)- | 101-79-1 | 101791 | 101791 | C12H10ClNO |  | Mass | kg | emission | water | https://ofmpub.epa.gov/sor_internet/registry/substreg/searchandretrieve/substancesearch/search.do?details=displayDetails&selectedSubstanceId=47822 | 1 | Chemicals | e4734895-fcf0-3852-9718-f3721e97092e | 68a5ef8e-68b8-384c-8097-5c940b8436e8 | 20aadc24-a391-41cf-b340-3e4529f44bde | 93a60a56-a3c8-11da-a746-0800200b9a66
4,4'-Diaminodiphenyl ether | 101-80-4 | 101804 | 101804 | C12H12N2O |  | Mass | kg | emission | water | https://ofmpub.epa.gov/sor_internet/registry/substreg/searchandretrieve/substancesearch/search.do?details=displayDetails&selectedSubstanceId=47821 | 1 | Chemicals | 262fa718-24a5-3de3-83de-f105827945bd | 68a5ef8e-68b8-384c-8097-5c940b8436e8 | 20aadc24-a391-41cf-b340-3e4529f44bde | 93a60a56-a3c8-11da-a746-0800200b9a66
Diphenylmethane | 101-81-5 | 101815 | 101815 | C13H12 |  | Mass | kg | emission | water | https://ofmpub.epa.gov/sor_internet/registry/substreg/searchandretrieve/substancesearch/search.do?details=displayDetails&selectedSubstanceId=47820 | 1 | Chemicals | b50aca78-bdec-3b15-b19d-71f1c757566b | 68a5ef8e-68b8-384c-8097-5c940b8436e8 | 20aadc24-a391-41cf-b340-3e4529f44bde | 93a60a56-a3c8-11da-a746-0800200b9a66
Pyridine, 2-(phenylmethyl)- | 101-82-6 | 101826 | 101826 | C12H11N |  | Mass | kg | emission | water | https://ofmpub.epa.gov/sor_internet/registry/substreg/searchandretrieve/substancesearch/search.do?details=displayDetails&selectedSubstanceId=47819 | 1 | Chemicals | 6a66a830-c158-3747-bce8-df2eea238922 | 68a5ef8e-68b8-384c-8097-5c940b8436e8 | 20aadc24-a391-41cf-b340-3e4529f44bde | 93a60a56-a3c8-11da-a746-0800200b9a66
Dicyclohexylamine | 101-83-7 | 101837 | 101837 | C12H23N |  | Mass | kg | emission | water | https://ofmpub.epa.gov/sor_internet/registry/substreg/searchandretrieve/substancesearch/search.do?details=displayDetails&selectedSubstanceId=47818 | 1 | Chemicals | 79a16210-b701-3169-9995-fb89a03bd784 | 68a5ef8e-68b8-384c-8097-5c940b8436e8 | 20aadc24-a391-41cf-b340-3e4529f44bde | 93a60a56-a3c8-11da-a746-0800200b9a66
Phenyl ether | 101-84-8 | 101848 | 101848 | C12H10O |  | Mass | kg | emission | water | https://ofmpub.epa.gov/sor_internet/registry/substreg/searchandretrieve/substancesearch/search.do?details=displayDetails&selectedSubstanceId=47817 | 1 | Chemicals | fe704194-8504-3ce3-898b-646c14d9611d | 68a5ef8e-68b8-384c-8097-5c940b8436e8 | 20aadc24-a391-41cf-b340-3e4529f44bde | 93a60a56-a3c8-11da-a746-0800200b9a66
Diglycidyl resorcinol ether | 101-90-6 | 101906 | 101906 | C12H14O4 |  | Mass | kg | emission | water | https://ofmpub.epa.gov/sor_internet/registry/substreg/searchandretrieve/substancesearch/search.do?details=displayDetails&selectedSubstanceId=47813 | 1 | Chemicals | 0be3731e-0a7e-3567-bb6f-229e7979207e | 68a5ef8e-68b8-384c-8097-5c940b8436e8 | 20aadc24-a391-41cf-b340-3e4529f44bde | 93a60a56-a3c8-11da-a746-0800200b9a66
Imazethapyr, ammonium salt | 101917-66-2 | 101917662 | 101917662 | C15H22N4O3 |  | Mass | kg | emission | water | https://ofmpub.epa.gov/sor_internet/registry/substreg/searchandretrieve/substancesearch/search.do?details=displayDetails&selectedSubstanceId=63330 | 1 | Chemicals | c9d38217-7964-329b-9125-69e9400ba31a | 68a5ef8e-68b8-384c-8097-5c940b8436e8 | 20aadc24-a391-41cf-b340-3e4529f44bde | 93a60a56-a3c8-11da-a746-0800200b9a66
Acetoacetanilide | 102-01-2 | 102012 | 102012 | C10H11NO2 |  | Mass | kg | emission | water | https://ofmpub.epa.gov/sor_internet/registry/substreg/searchandretrieve/substancesearch/search.do?details=displayDetails&selectedSubstanceId=47807 | 1 | Chemicals | 7bac4011-55cd-36a3-93c0-bd3df061ca50 | 68a5ef8e-68b8-384c-8097-5c940b8436e8 | 20aadc24-a391-41cf-b340-3e4529f44bde | 93a60a56-a3c8-11da-a746-0800200b9a66
1,3-Diphenylguanidine | 102-06-7 | 102067 | 102067 | C13H13N3 |  | Mass | kg | emission | water | https://ofmpub.epa.gov/sor_internet/registry/substreg/searchandretrieve/substancesearch/search.do?details=displayDetails&selectedSubstanceId=94495 | 1 | Chemicals | d67b4dfa-d9bb-3906-b274-6ec00f7a37a6 | 68a5ef8e-68b8-384c-8097-5c940b8436e8 | 20aadc24-a391-41cf-b340-3e4529f44bde | 93a60a56-a3c8-11da-a746-0800200b9a66
Diphenylthiourea | 102-08-9 | 102089 | 102089 | C13H12N2S |  | Mass | kg | emission | water | https://ofmpub.epa.gov/sor_internet/registry/substreg/searchandretrieve/substancesearch/search.do?details=displayDetails&selectedSubstanceId=47804 | 1 | Chemicals | 66d608d6-0eb6-38eb-89c3-3ffc7d6fc29c | 68a5ef8e-68b8-384c-8097-5c940b8436e8 | 20aadc24-a391-41cf-b340-3e4529f44bde | 93a60a56-a3c8-11da-a746-0800200b9a66
2,2-Dibromo-3-nitrilopropionamide | 10222-01-2 | 10222012 | 10222012 | C3H2Br2N2O |  | Mass | kg | emission | water | https://ofmpub.epa.gov/sor_internet/registry/substreg/searchandretrieve/substancesearch/search.do?details=displayDetails&selectedSubstanceId=39095 | 1 | Chemicals | 1016c3c5-0d06-30cd-8a71-daf281fe69c5 | 68a5ef8e-68b8-384c-8097-5c940b8436e8 | 20aadc24-a391-41cf-b340-3e4529f44bde | 93a60a56-a3c8-11da-a746-0800200b9a66
N-Ethyl-m-toluidine | 102-27-2 | 102272 | 102272 | C9H13N |  | Mass | kg | emission | water | https://ofmpub.epa.gov/sor_internet/registry/substreg/searchandretrieve/substancesearch/search.do?details=displayDetails&selectedSubstanceId=94489 | 1 | Chemicals | f36a9605-7c07-3f93-9c1a-02cb2ea23c89 | 68a5ef8e-68b8-384c-8097-5c940b8436e8 | 20aadc24-a391-41cf-b340-3e4529f44bde | 93a60a56-a3c8-11da-a746-0800200b9a66
Heptachlor epoxide | 1024-57-3 | 1024573 | 1024573 | C10H5Cl7O |  | Mass | kg | emission | water | https://ofmpub.epa.gov/sor_internet/registry/substreg/searchandretrieve/substancesearch/search.do?details=displayDetails&selectedSubstanceId=43710 | 1 | Chemicals | f228892d-b12b-31ca-b7f1-1ec7831255e2 | 68a5ef8e-68b8-384c-8097-5c940b8436e8 | 20aadc24-a391-41cf-b340-3e4529f44bde | 93a60a56-a3c8-11da-a746-0800200b9a66
m-Cresidine | 102-50-1 | 102501 | 102501 | C8H11NO |  | Mass | kg | emission | water | https://ofmpub.epa.gov/sor_internet/registry/substreg/searchandretrieve/substancesearch/search.do?details=displayDetails&selectedSubstanceId=76583 | 1 | Chemicals | 593693e8-7038-3536-a362-3fcb53f6468c | 68a5ef8e-68b8-384c-8097-5c940b8436e8 | 20aadc24-a391-41cf-b340-3e4529f44bde | 93a60a56-a3c8-11da-a746-0800200b9a66
Methamidophos | 10265-92-6 | 10265926 | 10265926 | C2H8NO2PS |  | Mass | kg | emission | water | https://ofmpub.epa.gov/sor_internet/registry/substreg/searchandretrieve/substancesearch/search.do?details=displayDetails&selectedSubstanceId=39073 | 1 | Chemicals | cdec0b05-d9d8-3f69-8266-0ca333c4d1ad | 68a5ef8e-68b8-384c-8097-5c940b8436e8 | 20aadc24-a391-41cf-b340-3e4529f44bde | 93a60a56-a3c8-11da-a746-0800200b9a66
Tripropylamine | 102-69-2 | 102692 | 102692 | C9H21N |  | Mass | kg | emission | water | https://ofmpub.epa.gov/sor_internet/registry/substreg/searchandretrieve/substancesearch/search.do?details=displayDetails&selectedSubstanceId=76578 | 1 | Chemicals | bae4ca09-e236-3cfc-840e-c5969b67797a | 68a5ef8e-68b8-384c-8097-5c940b8436e8 | 20aadc24-a391-41cf-b340-3e4529f44bde | 93a60a56-a3c8-11da-a746-0800200b9a66
Triethanolamine | 102-71-6 | 102716 | 102716 | C6H15NO3 |  | Mass | kg | emission | water | https://ofmpub.epa.gov/sor_internet/registry/substreg/searchandretrieve/substancesearch/search.do?details=displayDetails&selectedSubstanceId=47782 | 1 | Chemicals | e51f8ce3-6157-31ed-b142-344f787763d8 | 68a5ef8e-68b8-384c-8097-5c940b8436e8 | 20aadc24-a391-41cf-b340-3e4529f44bde | 93a60a56-a3c8-11da-a746-0800200b9a66
2-(Dibutylamino)ethanol | 102-81-8 | 102818 | 102818 | C10H23NO |  | Mass | kg | emission | water | https://ofmpub.epa.gov/sor_internet/registry/substreg/searchandretrieve/substancesearch/search.do?details=displayDetails&selectedSubstanceId=76573 | 1 | Chemicals | 5dd61ca9-a3e7-3f23-bfa9-16533f4c0444 | 68a5ef8e-68b8-384c-8097-5c940b8436e8 | 20aadc24-a391-41cf-b340-3e4529f44bde | 93a60a56-a3c8-11da-a746-0800200b9a66
Tributylamine | 102-82-9 | 102829 | 102829 | C12H27N |  | Mass | kg | emission | water | https://ofmpub.epa.gov/sor_internet/registry/substreg/searchandretrieve/substancesearch/search.do?details=displayDetails&selectedSubstanceId=47777 | 1 | Chemicals | ada04d7f-6a3d-347d-aa52-ed070defbd2e | 68a5ef8e-68b8-384c-8097-5c940b8436e8 | 20aadc24-a391-41cf-b340-3e4529f44bde | 93a60a56-a3c8-11da-a746-0800200b9a66
Tau-fluvalinate | 102851-06-9 | 102851069 | 102851069 | C26H22ClF3N2O3 |  | Mass | kg | emission | water | https://ofmpub.epa.gov/sor_internet/registry/substreg/searchandretrieve/substancesearch/search.do?details=displayDetails&selectedSubstanceId=80802 | 1 | Chemicals | 04942aef-8560-3ffd-bf40-f03a34c2b4da | 68a5ef8e-68b8-384c-8097-5c940b8436e8 | 20aadc24-a391-41cf-b340-3e4529f44bde | 93a60a56-a3c8-11da-a746-0800200b9a66
Phosphorous acid | 10294-56-1 | 10294561 | 10294561 | H3O3P |  | Mass | kg | emission | water | https://ofmpub.epa.gov/sor_internet/registry/substreg/searchandretrieve/substancesearch/search.do?details=displayDetails&selectedSubstanceId=39056 | 1 | Chemicals | 0787bc0e-3166-3fb2-8549-b9ff52661c49 | 68a5ef8e-68b8-384c-8097-5c940b8436e8 | 20aadc24-a391-41cf-b340-3e4529f44bde | 93a60a56-a3c8-11da-a746-0800200b9a66
Benzenemethanamine, N-(1-methylethyl)- | 102-97-6 | 102976 | 102976 | C10H15N |  | Mass | kg | emission | water | https://ofmpub.epa.gov/sor_internet/registry/substreg/searchandretrieve/substancesearch/search.do?details=displayDetails&selectedSubstanceId=47772 | 1 | Chemicals | 54da8b0f-2528-3ab0-a391-a5ae7d61cedf | 68a5ef8e-68b8-384c-8097-5c940b8436e8 | 20aadc24-a391-41cf-b340-3e4529f44bde | 93a60a56-a3c8-11da-a746-0800200b9a66
Phenicarbazide | 103-03-7 | 103037 | 103037 | C7H9N3O |  | Mass | kg | emission | water | https://ofmpub.epa.gov/sor_internet/registry/substreg/searchandretrieve/substancesearch/search.do?details=displayDetails&selectedSubstanceId=48094 | 1 | Chemicals | c1231b5e-6390-38be-8490-98ad524606c6 | 68a5ef8e-68b8-384c-8097-5c940b8436e8 | 20aadc24-a391-41cf-b340-3e4529f44bde | 93a60a56-a3c8-11da-a746-0800200b9a66
.alpha.,.alpha.-Dimethylbenzenepropanol | 103-05-9 | 103059 | 103059 | C11H16O |  | Mass | kg | emission | water | https://ofmpub.epa.gov/sor_internet/registry/substreg/searchandretrieve/substancesearch/search.do?details=displayDetails&selectedSubstanceId=48093 | 1 | Chemicals | eed96597-8fd2-34d1-ae33-e0c2440a8ba2 | 68a5ef8e-68b8-384c-8097-5c940b8436e8 | 20aadc24-a391-41cf-b340-3e4529f44bde | 93a60a56-a3c8-11da-a746-0800200b9a66
Endosulfan sulfate | 1031-07-8 | 1031078 | 1031078 | C9H6Cl6O4S |  | Mass | kg | emission | water | https://ofmpub.epa.gov/sor_internet/registry/substreg/searchandretrieve/substancesearch/search.do?details=displayDetails&selectedSubstanceId=43703 | 1 | Chemicals | 8cf973eb-42e5-36b0-8d34-bd849e4f560d | 68a5ef8e-68b8-384c-8097-5c940b8436e8 | 20aadc24-a391-41cf-b340-3e4529f44bde | 93a60a56-a3c8-11da-a746-0800200b9a66
1H-1,2,4-Triazole-3-carboxylic acid, 1-(2,4-dichlorophenyl)-5-(trichloromethyl)-, ethyl ester | 103112-35-2 | 103112352 | 103112352 | C12H8Cl5N3O2 |  | Mass | kg | emission | water | https://ofmpub.epa.gov/sor_internet/registry/substreg/searchandretrieve/substancesearch/search.do?details=displayDetails&selectedSubstanceId=83490 | 1 | Chemicals | a60dcbf7-82e4-30ff-b0fd-c5d269d991de | 68a5ef8e-68b8-384c-8097-5c940b8436e8 | 20aadc24-a391-41cf-b340-3e4529f44bde | 93a60a56-a3c8-11da-a746-0800200b9a66
2-Ethylhexyl acrylate | 103-11-7 | 103117 | 103117 | C11H20O2 |  | Mass | kg | emission | water | https://ofmpub.epa.gov/sor_internet/registry/substreg/searchandretrieve/substancesearch/search.do?details=displayDetails&selectedSubstanceId=48089 | 1 | Chemicals | 036709bf-f09a-3522-939b-56d2a11e199e | 68a5ef8e-68b8-384c-8097-5c940b8436e8 | 20aadc24-a391-41cf-b340-3e4529f44bde | 93a60a56-a3c8-11da-a746-0800200b9a66
Dialifor | 10311-84-9 | 10311849 | 10311849 | C14H17ClNO4PS2 |  | Mass | kg | emission | water | https://ofmpub.epa.gov/sor_internet/registry/substreg/searchandretrieve/substancesearch/search.do?details=displayDetails&selectedSubstanceId=39047 | 1 | Chemicals | 0608111f-6792-31a2-9f51-1ccf3b755080 | 68a5ef8e-68b8-384c-8097-5c940b8436e8 | 20aadc24-a391-41cf-b340-3e4529f44bde | 93a60a56-a3c8-11da-a746-0800200b9a66
Di(2-ethylhexyl) adipate | 103-23-1 | 103231 | 103231 | C22H42O4 |  | Mass | kg | emission | water | https://ofmpub.epa.gov/sor_internet/registry/substreg/searchandretrieve/substancesearch/search.do?details=displayDetails&selectedSubstanceId=48082 | 1 | Chemicals | 0da83d38-3644-34ab-b804-5f3ccaeb2d95 | 68a5ef8e-68b8-384c-8097-5c940b8436e8 | 20aadc24-a391-41cf-b340-3e4529f44bde | 93a60a56-a3c8-11da-a746-0800200b9a66
Azobenzene | 103-33-3 | 103333 | 103333 | C12H10N2 |  | Mass | kg | emission | water | https://ofmpub.epa.gov/sor_internet/registry/substreg/searchandretrieve/substancesearch/search.do?details=displayDetails&selectedSubstanceId=48074 | 1 | Chemicals | 73eec4c7-7ec1-330c-a502-d0b00f783434 | 68a5ef8e-68b8-384c-8097-5c940b8436e8 | 20aadc24-a391-41cf-b340-3e4529f44bde | 93a60a56-a3c8-11da-a746-0800200b9a66
Flumioxazin | 103361-09-7 | 103361097 | 103361097 | C19H15FN2O4 |  | Mass | kg | emission | water | https://ofmpub.epa.gov/sor_internet/registry/substreg/searchandretrieve/substancesearch/search.do?details=displayDetails&selectedSubstanceId=80669 | 1 | Chemicals | 3f4db553-9aea-3e86-ab38-67bef92fbc1f | 68a5ef8e-68b8-384c-8097-5c940b8436e8 | 20aadc24-a391-41cf-b340-3e4529f44bde | 93a60a56-a3c8-11da-a746-0800200b9a66
n-Propylbenzene | 103-65-1 | 103651 | 103651 | C9H12 |  | Mass | kg | emission | water | https://ofmpub.epa.gov/sor_internet/registry/substreg/searchandretrieve/substancesearch/search.do?details=displayDetails&selectedSubstanceId=48059 | 1 | Chemicals | 445fa80b-f15e-3757-9c7c-cb032a06d01e | 68a5ef8e-68b8-384c-8097-5c940b8436e8 | 20aadc24-a391-41cf-b340-3e4529f44bde | 93a60a56-a3c8-11da-a746-0800200b9a66
N-Ethylaniline | 103-69-5 | 103695 | 103695 | C8H11N |  | Mass | kg | emission | water | https://ofmpub.epa.gov/sor_internet/registry/substreg/searchandretrieve/substancesearch/search.do?details=displayDetails&selectedSubstanceId=76541 | 1 | Chemicals | 9b89ac07-68a8-36da-bc08-f18cf8d7bee4 | 68a5ef8e-68b8-384c-8097-5c940b8436e8 | 20aadc24-a391-41cf-b340-3e4529f44bde | 93a60a56-a3c8-11da-a746-0800200b9a66
Benzene, isothiocyanato- | 103-72-0 | 103720 | 103720 | C7H5NS |  | Mass | kg | emission | water | https://ofmpub.epa.gov/sor_internet/registry/substreg/searchandretrieve/substancesearch/search.do?details=displayDetails&selectedSubstanceId=76539 | 1 | Chemicals | e8912f21-01d6-38fd-bd2c-1832283564a8 | 68a5ef8e-68b8-384c-8097-5c940b8436e8 | 20aadc24-a391-41cf-b340-3e4529f44bde | 93a60a56-a3c8-11da-a746-0800200b9a66
2-Pyridineethanol | 103-74-2 | 103742 | 103742 | C7H9NO |  | Mass | kg | emission | water | https://ofmpub.epa.gov/sor_internet/registry/substreg/searchandretrieve/substancesearch/search.do?details=displayDetails&selectedSubstanceId=48054 | 1 | Chemicals | 037d4773-acb3-35ec-ae93-80e0d1c6dae1 | 68a5ef8e-68b8-384c-8097-5c940b8436e8 | 20aadc24-a391-41cf-b340-3e4529f44bde | 93a60a56-a3c8-11da-a746-0800200b9a66
1-Piperazineethanol | 103-76-4 | 103764 | 103764 | C6H14N2O |  | Mass | kg | emission | water | https://ofmpub.epa.gov/sor_internet/registry/substreg/searchandretrieve/substancesearch/search.do?details=displayDetails&selectedSubstanceId=76536 | 1 | Chemicals | bceb224c-f50a-3301-b25f-cf581b941c67 | 68a5ef8e-68b8-384c-8097-5c940b8436e8 | 20aadc24-a391-41cf-b340-3e4529f44bde | 93a60a56-a3c8-11da-a746-0800200b9a66
Copper 8-quinolinolate | 10380-28-6 | 10380286 | 10380286 | C18H12CuN2O2 |  | Mass | kg | emission | water | https://ofmpub.epa.gov/sor_internet/registry/substreg/searchandretrieve/substancesearch/search.do?details=displayDetails&selectedSubstanceId=38984 | 1 | Chemicals | fc452542-6969-397f-989f-bd6993c86310 | 68a5ef8e-68b8-384c-8097-5c940b8436e8 | 20aadc24-a391-41cf-b340-3e4529f44bde | 93a60a56-a3c8-11da-a746-0800200b9a66
Phenylacetic acid | 103-82-2 | 103822 | 103822 | C8H8O2 |  | Mass | kg | emission | water | https://ofmpub.epa.gov/sor_internet/registry/substreg/searchandretrieve/substancesearch/search.do?details=displayDetails&selectedSubstanceId=48049 | 1 | Chemicals | 5df22b2d-9319-3355-ae99-a44df26996fb | 68a5ef8e-68b8-384c-8097-5c940b8436e8 | 20aadc24-a391-41cf-b340-3e4529f44bde | 93a60a56-a3c8-11da-a746-0800200b9a66
N,N-Dimethylbenzylamine | 103-83-3 | 103833 | 103833 | C9H13N |  | Mass | kg | emission | water | https://ofmpub.epa.gov/sor_internet/registry/substreg/searchandretrieve/substancesearch/search.do?details=displayDetails&selectedSubstanceId=97270 | 1 | Chemicals | a1d9bbd0-0bfc-3ab0-9a55-86f63be0d47e | 68a5ef8e-68b8-384c-8097-5c940b8436e8 | 20aadc24-a391-41cf-b340-3e4529f44bde | 93a60a56-a3c8-11da-a746-0800200b9a66
Acetanilide | 103-84-4 | 103844 | 103844 | C8H9NO |  | Mass | kg | emission | water | https://ofmpub.epa.gov/sor_internet/registry/substreg/searchandretrieve/substancesearch/search.do?details=displayDetails&selectedSubstanceId=48048 | 1 | Chemicals | e015d9c7-988f-306b-9607-0126177bd6b9 | 68a5ef8e-68b8-384c-8097-5c940b8436e8 | 20aadc24-a391-41cf-b340-3e4529f44bde | 93a60a56-a3c8-11da-a746-0800200b9a66
Phenylthiourea | 103-85-5 | 103855 | 103855 | C7H8N2S |  | Mass | kg | emission | water | https://ofmpub.epa.gov/sor_internet/registry/substreg/searchandretrieve/substancesearch/search.do?details=displayDetails&selectedSubstanceId=48047 | 1 | Chemicals | a36e5633-894d-3443-964d-2a1aef29b045 | 68a5ef8e-68b8-384c-8097-5c940b8436e8 | 20aadc24-a391-41cf-b340-3e4529f44bde | 93a60a56-a3c8-11da-a746-0800200b9a66
Acetaminophen | 103-90-2 | 103902 | 103902 | C8H9NO2 |  | Mass | kg | emission | water | https://ofmpub.epa.gov/sor_internet/registry/substreg/searchandretrieve/substancesearch/search.do?details=displayDetails&selectedSubstanceId=97267 | 1 | Chemicals | 560a7a46-c20a-3447-9012-1b3791de06f0 | 68a5ef8e-68b8-384c-8097-5c940b8436e8 | 20aadc24-a391-41cf-b340-3e4529f44bde | 93a60a56-a3c8-11da-a746-0800200b9a66
Imazapic | 104098-48-8 | 104098488 | 104098488 | C14H17N3O3 |  | Mass | kg | emission | water | https://ofmpub.epa.gov/sor_internet/registry/substreg/searchandretrieve/substancesearch/search.do?details=displayDetails&selectedSubstanceId=80800 | 1 | Chemicals | eec44d93-daeb-3f69-89bd-160724f68fed | 68a5ef8e-68b8-384c-8097-5c940b8436e8 | 20aadc24-a391-41cf-b340-3e4529f44bde | 93a60a56-a3c8-11da-a746-0800200b9a66
p-Butylaniline | 104-13-2 | 104132 | 104132 | C10H15N |  | Mass | kg | emission | water | https://ofmpub.epa.gov/sor_internet/registry/substreg/searchandretrieve/substancesearch/search.do?details=displayDetails&selectedSubstanceId=47651 | 1 | Chemicals | a870bdc7-b90d-34d2-84d0-d8c876990b0f | 68a5ef8e-68b8-384c-8097-5c940b8436e8 | 20aadc24-a391-41cf-b340-3e4529f44bde | 93a60a56-a3c8-11da-a746-0800200b9a66
Mesotrione | 104206-82-8 | 104206828 | 104206828 | C14H13NO7S |  | Mass | kg | emission | water | https://ofmpub.epa.gov/sor_internet/registry/substreg/searchandretrieve/substancesearch/search.do?details=displayDetails&selectedSubstanceId=80799 | 1 | Chemicals | 2f821445-1f23-397d-9450-bcf8ceb104ea | 68a5ef8e-68b8-384c-8097-5c940b8436e8 | 20aadc24-a391-41cf-b340-3e4529f44bde | 93a60a56-a3c8-11da-a746-0800200b9a66
p-Nonylphenol | 104-40-5 | 104405 | 104405 | C15H24O |  | Mass | kg | emission | water | https://ofmpub.epa.gov/sor_internet/registry/substreg/searchandretrieve/substancesearch/search.do?details=displayDetails&selectedSubstanceId=47639 | 1 | Chemicals | 09c2741c-a46f-317b-85c3-167b23982e65 | 68a5ef8e-68b8-384c-8097-5c940b8436e8 | 20aadc24-a391-41cf-b340-3e4529f44bde | 93a60a56-a3c8-11da-a746-0800200b9a66
p-Dodecylaniline | 104-42-7 | 104427 | 104427 | C18H31N |  | Mass | kg | emission | water | https://ofmpub.epa.gov/sor_internet/registry/substreg/searchandretrieve/substancesearch/search.do?details=displayDetails&selectedSubstanceId=47637 | 1 | Chemicals | 34d822e8-7790-3e44-80c5-795cfef53b22 | 68a5ef8e-68b8-384c-8097-5c940b8436e8 | 20aadc24-a391-41cf-b340-3e4529f44bde | 93a60a56-a3c8-11da-a746-0800200b9a66
4-Dodecylphenol | 104-43-8 | 104438 | 104438 | C18H30O |  | Mass | kg | emission | water | https://ofmpub.epa.gov/sor_internet/registry/substreg/searchandretrieve/substancesearch/search.do?details=displayDetails&selectedSubstanceId=47636 | 1 | Chemicals | 16e32fd9-b296-30d8-aea6-aee16185c2bc | 68a5ef8e-68b8-384c-8097-5c940b8436e8 | 20aadc24-a391-41cf-b340-3e4529f44bde | 93a60a56-a3c8-11da-a746-0800200b9a66
n-Butylbenzene | 104-51-8 | 104518 | 104518 | C10H14 |  | Mass | kg | emission | water | https://ofmpub.epa.gov/sor_internet/registry/substreg/searchandretrieve/substancesearch/search.do?details=displayDetails&selectedSubstanceId=97250 | 1 | Chemicals | 41aa3fdd-d856-3181-b120-cac94de21fc2 | 68a5ef8e-68b8-384c-8097-5c940b8436e8 | 20aadc24-a391-41cf-b340-3e4529f44bde | 93a60a56-a3c8-11da-a746-0800200b9a66
Resmethrin | 10453-86-8 | 10453868 | 10453868 | C22H26O3 |  | Mass | kg | emission | water | https://ofmpub.epa.gov/sor_internet/registry/substreg/searchandretrieve/substancesearch/search.do?details=displayDetails&selectedSubstanceId=38942 | 1 | Chemicals | 14246d81-57eb-3d37-b330-ad049fb664bd | 68a5ef8e-68b8-384c-8097-5c940b8436e8 | 20aadc24-a391-41cf-b340-3e4529f44bde | 93a60a56-a3c8-11da-a746-0800200b9a66
2-Ethylhexylamine | 104-75-6 | 104756 | 104756 | C8H19N |  | Mass | kg | emission | water | https://ofmpub.epa.gov/sor_internet/registry/substreg/searchandretrieve/substancesearch/search.do?details=displayDetails&selectedSubstanceId=47620 | 1 | Chemicals | 65a9eacd-a67c-372e-9578-af20901895ac | 68a5ef8e-68b8-384c-8097-5c940b8436e8 | 20aadc24-a391-41cf-b340-3e4529f44bde | 93a60a56-a3c8-11da-a746-0800200b9a66
2-Ethylhexanol | 104-76-7 | 104767 | 104767 | C8H18O |  | Mass | kg | emission | water | https://ofmpub.epa.gov/sor_internet/registry/substreg/searchandretrieve/substancesearch/search.do?details=displayDetails&selectedSubstanceId=47619 | 1 | Chemicals | 5a91fa87-4745-3944-ac88-066d7363dc86 | 68a5ef8e-68b8-384c-8097-5c940b8436e8 | 20aadc24-a391-41cf-b340-3e4529f44bde | 93a60a56-a3c8-11da-a746-0800200b9a66
p-Tolunitrile | 104-85-8 | 104858 | 104858 | C8H7N |  | Mass | kg | emission | water | https://ofmpub.epa.gov/sor_internet/registry/substreg/searchandretrieve/substancesearch/search.do?details=displayDetails&selectedSubstanceId=47614 | 1 | Chemicals | 87c0e69b-e0e7-3612-824e-16ccf8f45e82 | 68a5ef8e-68b8-384c-8097-5c940b8436e8 | 20aadc24-a391-41cf-b340-3e4529f44bde | 93a60a56-a3c8-11da-a746-0800200b9a66
4-Methylbenzaldehyde | 104-87-0 | 104870 | 104870 | C8H8O |  | Mass | kg | emission | water | https://ofmpub.epa.gov/sor_internet/registry/substreg/searchandretrieve/substancesearch/search.do?details=displayDetails&selectedSubstanceId=97231 | 1 | Chemicals | 843debe1-e504-3c00-b341-aa22d673dc13 | 68a5ef8e-68b8-384c-8097-5c940b8436e8 | 20aadc24-a391-41cf-b340-3e4529f44bde | 93a60a56-a3c8-11da-a746-0800200b9a66
p-Chlorobenzaldehyde | 104-88-1 | 104881 | 104881 | C7H5ClO |  | Mass | kg | emission | water | https://ofmpub.epa.gov/sor_internet/registry/substreg/searchandretrieve/substancesearch/search.do?details=displayDetails&selectedSubstanceId=47612 | 1 | Chemicals | 1375343c-57fd-32e8-92d4-c7eac3c4666b | 68a5ef8e-68b8-384c-8097-5c940b8436e8 | 20aadc24-a391-41cf-b340-3e4529f44bde | 93a60a56-a3c8-11da-a746-0800200b9a66
5-Ethyl-2-methylpyridine | 104-90-5 | 104905 | 104905 | C8H11N |  | Mass | kg | emission | water | https://ofmpub.epa.gov/sor_internet/registry/substreg/searchandretrieve/substancesearch/search.do?details=displayDetails&selectedSubstanceId=97230 | 1 | Chemicals | 3dae4f7a-6ba3-3133-b80b-be34dc9413bb | 68a5ef8e-68b8-384c-8097-5c940b8436e8 | 20aadc24-a391-41cf-b340-3e4529f44bde | 93a60a56-a3c8-11da-a746-0800200b9a66
p-Methylanisole | 104-93-8 | 104938 | 104938 | C8H10O |  | Mass | kg | emission | water | https://ofmpub.epa.gov/sor_internet/registry/substreg/searchandretrieve/substancesearch/search.do?details=displayDetails&selectedSubstanceId=97228 | 1 | Chemicals | 132818a6-e930-3154-b8ac-a6ed08cbe3d5 | 68a5ef8e-68b8-384c-8097-5c940b8436e8 | 20aadc24-a391-41cf-b340-3e4529f44bde | 93a60a56-a3c8-11da-a746-0800200b9a66
p-Anisidine | 104-94-9 | 104949 | 104949 | C7H9NO |  | Mass | kg | emission | water | https://ofmpub.epa.gov/sor_internet/registry/substreg/searchandretrieve/substancesearch/search.do?details=displayDetails&selectedSubstanceId=47608 | 1 | Chemicals | 4a2c604a-d57a-38c0-b812-f406add97181 | 68a5ef8e-68b8-384c-8097-5c940b8436e8 | 20aadc24-a391-41cf-b340-3e4529f44bde | 93a60a56-a3c8-11da-a746-0800200b9a66
p-Quinone dioxime | 105-11-3 | 105113 | 105113 | C6H6N2O2 |  | Mass | kg | emission | water | https://ofmpub.epa.gov/sor_internet/registry/substreg/searchandretrieve/substancesearch/search.do?details=displayDetails&selectedSubstanceId=47600 | 1 | Chemicals | f6ca22e0-3596-347d-a95b-2e30e5a0e97a | 68a5ef8e-68b8-384c-8097-5c940b8436e8 | 20aadc24-a391-41cf-b340-3e4529f44bde | 93a60a56-a3c8-11da-a746-0800200b9a66
Ethyl propionate | 105-37-3 | 105373 | 105373 | C5H10O2 |  | Mass | kg | emission | water | https://ofmpub.epa.gov/sor_internet/registry/substreg/searchandretrieve/substancesearch/search.do?details=displayDetails&selectedSubstanceId=47590 | 1 | Chemicals | e0244f7e-f9f9-3260-9a10-7a7dd6704598 | 68a5ef8e-68b8-384c-8097-5c940b8436e8 | 20aadc24-a391-41cf-b340-3e4529f44bde | 93a60a56-a3c8-11da-a746-0800200b9a66
Vinyl propionate | 105-38-4 | 105384 | 105384 | C5H8O2 |  | Mass | kg | emission | water | https://ofmpub.epa.gov/sor_internet/registry/substreg/searchandretrieve/substancesearch/search.do?details=displayDetails&selectedSubstanceId=47589 | 1 | Chemicals | c69ccad0-d088-3876-9b3c-8e1c20f3a986 | 68a5ef8e-68b8-384c-8097-5c940b8436e8 | 20aadc24-a391-41cf-b340-3e4529f44bde | 93a60a56-a3c8-11da-a746-0800200b9a66
Ethyl chloroacetate | 105-39-5 | 105395 | 105395 | C4H7ClO2 |  | Mass | kg | emission | water | https://ofmpub.epa.gov/sor_internet/registry/substreg/searchandretrieve/substancesearch/search.do?details=displayDetails&selectedSubstanceId=47588 | 1 | Chemicals | f26d0dba-8f06-398d-aa8c-c3c68a4fe048 | 68a5ef8e-68b8-384c-8097-5c940b8436e8 | 20aadc24-a391-41cf-b340-3e4529f44bde | 93a60a56-a3c8-11da-a746-0800200b9a66
Tamoxifen | 10540-29-1 | 10540291 | 10540291 | C26H29NO |  | Mass | kg | emission | water | https://ofmpub.epa.gov/sor_internet/registry/substreg/searchandretrieve/substancesearch/search.do?details=displayDetails&selectedSubstanceId=94407 | 1 | Chemicals | 3eeba343-bf91-3993-9351-b6e87d51d0a9 | 68a5ef8e-68b8-384c-8097-5c940b8436e8 | 20aadc24-a391-41cf-b340-3e4529f44bde | 93a60a56-a3c8-11da-a746-0800200b9a66
sec-Butyl acetate | 105-46-4 | 105464 | 105464 | C6H12O2 |  | Mass | kg | emission | water | https://ofmpub.epa.gov/sor_internet/registry/substreg/searchandretrieve/substancesearch/search.do?details=displayDetails&selectedSubstanceId=47583 | 1 | Chemicals | dbe804dd-5461-3184-877d-16ab1ce427ab | 68a5ef8e-68b8-384c-8097-5c940b8436e8 | 20aadc24-a391-41cf-b340-3e4529f44bde | 93a60a56-a3c8-11da-a746-0800200b9a66
Diethyl malonate | 105-53-3 | 105533 | 105533 | C7H12O4 |  | Mass | kg | emission | water | https://ofmpub.epa.gov/sor_internet/registry/substreg/searchandretrieve/substancesearch/search.do?details=displayDetails&selectedSubstanceId=47579 | 1 | Chemicals | a05c757d-0978-3e72-a746-02551fdf207e | 68a5ef8e-68b8-384c-8097-5c940b8436e8 | 20aadc24-a391-41cf-b340-3e4529f44bde | 93a60a56-a3c8-11da-a746-0800200b9a66
Ethyl butyrate | 105-54-4 | 105544 | 105544 | C6H12O2 |  | Mass | kg | emission | water | https://ofmpub.epa.gov/sor_internet/registry/substreg/searchandretrieve/substancesearch/search.do?details=displayDetails&selectedSubstanceId=47578 | 1 | Chemicals | ae78f586-6ca3-3a50-8069-052772a638dd | 68a5ef8e-68b8-384c-8097-5c940b8436e8 | 20aadc24-a391-41cf-b340-3e4529f44bde | 93a60a56-a3c8-11da-a746-0800200b9a66
N,N'-Diethylthiourea | 105-55-5 | 105555 | 105555 | C5H12N2S |  | Mass | kg | emission | water | https://ofmpub.epa.gov/sor_internet/registry/substreg/searchandretrieve/substancesearch/search.do?details=displayDetails&selectedSubstanceId=47577 | 1 | Chemicals | 57111ea3-8396-3645-9f06-3063ac4144ff | 68a5ef8e-68b8-384c-8097-5c940b8436e8 | 20aadc24-a391-41cf-b340-3e4529f44bde | 93a60a56-a3c8-11da-a746-0800200b9a66
N-Methyldiethanolamine | 105-59-9 | 105599 | 105599 | C5H13NO2 |  | Mass | kg | emission | water | https://ofmpub.epa.gov/sor_internet/registry/substreg/searchandretrieve/substancesearch/search.do?details=displayDetails&selectedSubstanceId=47573 | 1 | Chemicals | 3365452f-9a1f-3f83-a98a-edbb7299b96e | 68a5ef8e-68b8-384c-8097-5c940b8436e8 | 20aadc24-a391-41cf-b340-3e4529f44bde | 93a60a56-a3c8-11da-a746-0800200b9a66
Caprolactam | 105-60-2 | 105602 | 105602 | C6H11NO |  | Mass | kg | emission | water | https://ofmpub.epa.gov/sor_internet/registry/substreg/searchandretrieve/substancesearch/search.do?details=displayDetails&selectedSubstanceId=47572 | 1 | Chemicals | bdf3a884-e7d3-3701-80c5-a672c2164a34 | 68a5ef8e-68b8-384c-8097-5c940b8436e8 | 20aadc24-a391-41cf-b340-3e4529f44bde | 93a60a56-a3c8-11da-a746-0800200b9a66
2,4-Dimethylphenol | 105-67-9 | 105679 | 105679 | C8H10O |  | Mass | kg | emission | water | https://ofmpub.epa.gov/sor_internet/registry/substreg/searchandretrieve/substancesearch/search.do?details=displayDetails&selectedSubstanceId=96968 | 1 | Chemicals | eb354fa4-f45b-3617-86a4-92560cb32a43 | 68a5ef8e-68b8-384c-8097-5c940b8436e8 | 20aadc24-a391-41cf-b340-3e4529f44bde | 93a60a56-a3c8-11da-a746-0800200b9a66
Dibutyl maleate | 105-76-0 | 105760 | 105760 | C12H20O4 |  | Mass | kg | emission | water | https://ofmpub.epa.gov/sor_internet/registry/substreg/searchandretrieve/substancesearch/search.do?details=displayDetails&selectedSubstanceId=47566 | 1 | Chemicals | 138496fa-82c6-3199-811a-89403380f282 | 68a5ef8e-68b8-384c-8097-5c940b8436e8 | 20aadc24-a391-41cf-b340-3e4529f44bde | 93a60a56-a3c8-11da-a746-0800200b9a66
Disodium 3-[(5-chloro-2-hydroxyphenyl)azo]-4,5-dihydroxy-2,7-naphthalenedisulfonate | 1058-92-0 | 1058920 | 1058920 | C16H9ClN2Na2O9S2 |  | Mass | kg | emission | water | https://ofmpub.epa.gov/sor_internet/registry/substreg/searchandretrieve/substancesearch/search.do?details=displayDetails&selectedSubstanceId=96961 | 1 | Chemicals | c2d9e9b1-e6dc-3c2e-9631-7413e247a214 | 68a5ef8e-68b8-384c-8097-5c940b8436e8 | 20aadc24-a391-41cf-b340-3e4529f44bde | 93a60a56-a3c8-11da-a746-0800200b9a66
N-Nitrosomethylethylamine | 10595-95-6 | 10595956 | 10595956 | C3H8N2O |  | Mass | kg | emission | water | https://ofmpub.epa.gov/sor_internet/registry/substreg/searchandretrieve/substancesearch/search.do?details=displayDetails&selectedSubstanceId=96955 | 1 | Chemicals | 4e5307af-ab54-3bd1-b2a2-034759a43c72 | 68a5ef8e-68b8-384c-8097-5c940b8436e8 | 20aadc24-a391-41cf-b340-3e4529f44bde | 93a60a56-a3c8-11da-a746-0800200b9a66
Dibutyl adipate | 105-99-7 | 105997 | 105997 | C14H26O4 |  | Mass | kg | emission | water | https://ofmpub.epa.gov/sor_internet/registry/substreg/searchandretrieve/substancesearch/search.do?details=displayDetails&selectedSubstanceId=96954 | 1 | Chemicals | 6cf4384d-fb91-3ef3-940d-f4d729b22ced | 68a5ef8e-68b8-384c-8097-5c940b8436e8 | 20aadc24-a391-41cf-b340-3e4529f44bde | 93a60a56-a3c8-11da-a746-0800200b9a66
Chloramine | 10599-90-3 | 10599903 | 10599903 | ClH2N |  | Mass | kg | emission | water | https://ofmpub.epa.gov/sor_internet/registry/substreg/searchandretrieve/substancesearch/search.do?details=displayDetails&selectedSubstanceId=38844 | 1 | Chemicals | 0b08fefc-889b-372c-9ef9-a42dd271dcae | 68a5ef8e-68b8-384c-8097-5c940b8436e8 | 20aadc24-a391-41cf-b340-3e4529f44bde | 93a60a56-a3c8-11da-a746-0800200b9a66
Carbendazim | 10605-21-7 | 10605217 | 10605217 | C9H9N3O2 |  | Mass | kg | emission | water | https://ofmpub.epa.gov/sor_internet/registry/substreg/searchandretrieve/substancesearch/search.do?details=displayDetails&selectedSubstanceId=38840 | 1 | Chemicals | 101bada3-47e2-3162-918d-552338a47a25 | 68a5ef8e-68b8-384c-8097-5c940b8436e8 | 20aadc24-a391-41cf-b340-3e4529f44bde | 93a60a56-a3c8-11da-a746-0800200b9a66
Citronellol | 106-22-9 | 106229 | 106229 | C10H20O |  | Mass | kg | emission | water | https://ofmpub.epa.gov/sor_internet/registry/substreg/searchandretrieve/substancesearch/search.do?details=displayDetails&selectedSubstanceId=47542 | 1 | Chemicals | de5ffc04-e3d3-3a0f-9352-7b9e8af360ed | 68a5ef8e-68b8-384c-8097-5c940b8436e8 | 20aadc24-a391-41cf-b340-3e4529f44bde | 93a60a56-a3c8-11da-a746-0800200b9a66
trans-Geraniol | 106-24-1 | 106241 | 106241 | C10H18O |  | Mass | kg | emission | water | https://ofmpub.epa.gov/sor_internet/registry/substreg/searchandretrieve/substancesearch/search.do?details=displayDetails&selectedSubstanceId=47541 | 1 | Chemicals | 13d7ee26-0bb8-387a-a930-47df8ff44d36 | 68a5ef8e-68b8-384c-8097-5c940b8436e8 | 20aadc24-a391-41cf-b340-3e4529f44bde | 93a60a56-a3c8-11da-a746-0800200b9a66
p-Bromoaniline | 106-40-1 | 106401 | 106401 | C6H6BrN |  | Mass | kg | emission | water | https://ofmpub.epa.gov/sor_internet/registry/substreg/searchandretrieve/substancesearch/search.do?details=displayDetails&selectedSubstanceId=47530 | 1 | Chemicals | 918b606b-7c3e-3823-9f20-35f34541f41d | 68a5ef8e-68b8-384c-8097-5c940b8436e8 | 20aadc24-a391-41cf-b340-3e4529f44bde | 93a60a56-a3c8-11da-a746-0800200b9a66
Phenol, 4-bromo- | 106-41-2 | 106412 | 106412 | C6H5BrO |  | Mass | kg | emission | water | https://ofmpub.epa.gov/sor_internet/registry/substreg/searchandretrieve/substancesearch/search.do?details=displayDetails&selectedSubstanceId=47529 | 1 | Chemicals | a0d07cda-4597-3a8a-ad76-32c61cf00e1e | 68a5ef8e-68b8-384c-8097-5c940b8436e8 | 20aadc24-a391-41cf-b340-3e4529f44bde | 93a60a56-a3c8-11da-a746-0800200b9a66
p-Xylene | 106-42-3 | 106423 | 106423 | C8H10 |  | Mass | kg | emission | water | https://ofmpub.epa.gov/sor_internet/registry/substreg/searchandretrieve/substancesearch/search.do?details=displayDetails&selectedSubstanceId=47528 | 1 | Chemicals | 48a4a58f-df66-36ec-bb91-0f5050280a92 | 68a5ef8e-68b8-384c-8097-5c940b8436e8 | 20aadc24-a391-41cf-b340-3e4529f44bde | 93a60a56-a3c8-11da-a746-0800200b9a66
p-Chlorotoluene | 106-43-4 | 106434 | 106434 | C7H7Cl |  | Mass | kg | emission | water | https://ofmpub.epa.gov/sor_internet/registry/substreg/searchandretrieve/substancesearch/search.do?details=displayDetails&selectedSubstanceId=47527 | 1 | Chemicals | 859c1368-056c-3211-87d6-def3e895c130 | 68a5ef8e-68b8-384c-8097-5c940b8436e8 | 20aadc24-a391-41cf-b340-3e4529f44bde | 93a60a56-a3c8-11da-a746-0800200b9a66
p-Cresol | 106-44-5 | 106445 | 106445 | C7H8O |  | Mass | kg | emission | water | https://ofmpub.epa.gov/sor_internet/registry/substreg/searchandretrieve/substancesearch/search.do?details=displayDetails&selectedSubstanceId=47526 | 1 | Chemicals | 45186b39-0806-364c-8363-405dc3d043c4 | 68a5ef8e-68b8-384c-8097-5c940b8436e8 | 20aadc24-a391-41cf-b340-3e4529f44bde | 93a60a56-a3c8-11da-a746-0800200b9a66
p-Dichlorobenzene | 106-46-7 | 106467 | 106467 | C6H4Cl2 |  | Mass | kg | emission | water | https://ofmpub.epa.gov/sor_internet/registry/substreg/searchandretrieve/substancesearch/search.do?details=displayDetails&selectedSubstanceId=47524 | 1 | Chemicals | d0d50d70-6f3f-3196-b1e2-ece223ae8d65 | 68a5ef8e-68b8-384c-8097-5c940b8436e8 | 20aadc24-a391-41cf-b340-3e4529f44bde | 93a60a56-a3c8-11da-a746-0800200b9a66
p-Chloroaniline | 106-47-8 | 106478 | 106478 | C6H6ClN |  | Mass | kg | emission | water | https://ofmpub.epa.gov/sor_internet/registry/substreg/searchandretrieve/substancesearch/search.do?details=displayDetails&selectedSubstanceId=47523 | 1 | Chemicals | ac534eb4-7091-39f3-9960-4a31f1966611 | 68a5ef8e-68b8-384c-8097-5c940b8436e8 | 20aadc24-a391-41cf-b340-3e4529f44bde | 93a60a56-a3c8-11da-a746-0800200b9a66
p-Chlorophenol | 106-48-9 | 106489 | 106489 | C6H5ClO |  | Mass | kg | emission | water | https://ofmpub.epa.gov/sor_internet/registry/substreg/searchandretrieve/substancesearch/search.do?details=displayDetails&selectedSubstanceId=47522 | 1 | Chemicals | 56b7cd74-6546-3a49-85cd-3405fe5b46f6 | 68a5ef8e-68b8-384c-8097-5c940b8436e8 | 20aadc24-a391-41cf-b340-3e4529f44bde | 93a60a56-a3c8-11da-a746-0800200b9a66
p-Toluidine | 106-49-0 | 106490 | 106490 | C7H9N |  | Mass | kg | emission | water | https://ofmpub.epa.gov/sor_internet/registry/substreg/searchandretrieve/substancesearch/search.do?details=displayDetails&selectedSubstanceId=47521 | 1 | Chemicals | bfbd57f1-4cef-35eb-9df7-a5a15b9dfa76 | 68a5ef8e-68b8-384c-8097-5c940b8436e8 | 20aadc24-a391-41cf-b340-3e4529f44bde | 93a60a56-a3c8-11da-a746-0800200b9a66
p-Phenylenediamine | 106-50-3 | 106503 | 106503 | C6H8N2 |  | Mass | kg | emission | water | https://ofmpub.epa.gov/sor_internet/registry/substreg/searchandretrieve/substancesearch/search.do?details=displayDetails&selectedSubstanceId=47520 | 1 | Chemicals | f2b908b8-efa3-36c6-a63a-5ad4dcaf181a | 68a5ef8e-68b8-384c-8097-5c940b8436e8 | 20aadc24-a391-41cf-b340-3e4529f44bde | 93a60a56-a3c8-11da-a746-0800200b9a66
Quinone | 106-51-4 | 106514 | 106514 | C6H4O2 |  | Mass | kg | emission | water | https://ofmpub.epa.gov/sor_internet/registry/substreg/searchandretrieve/substancesearch/search.do?details=displayDetails&selectedSubstanceId=47519 | 1 | Chemicals | 0de7f63a-9853-3816-8eae-ff2cfcc48b20 | 68a5ef8e-68b8-384c-8097-5c940b8436e8 | 20aadc24-a391-41cf-b340-3e4529f44bde | 93a60a56-a3c8-11da-a746-0800200b9a66
Isobutyl acrylate | 106-63-8 | 106638 | 106638 | C7H12O2 |  | Mass | kg | emission | water | https://ofmpub.epa.gov/sor_internet/registry/substreg/searchandretrieve/substancesearch/search.do?details=displayDetails&selectedSubstanceId=47511 | 1 | Chemicals | 09ee7fb8-9162-36a4-9ca4-58e9d10ddc47 | 68a5ef8e-68b8-384c-8097-5c940b8436e8 | 20aadc24-a391-41cf-b340-3e4529f44bde | 93a60a56-a3c8-11da-a746-0800200b9a66
Trimethyltin chloride | 1066-45-1 | 1066451 | 1066451 | C3H9ClSn |  | Mass | kg | emission | water | https://ofmpub.epa.gov/sor_internet/registry/substreg/searchandretrieve/substancesearch/search.do?details=displayDetails&selectedSubstanceId=96726 | 1 | Chemicals | 8416c602-4b25-3b32-b0ce-bce27a4166fd | 68a5ef8e-68b8-384c-8097-5c940b8436e8 | 20aadc24-a391-41cf-b340-3e4529f44bde | 93a60a56-a3c8-11da-a746-0800200b9a66
Ethyl amyl ketone | 106-68-3 | 106683 | 106683 | C8H16O |  | Mass | kg | emission | water | https://ofmpub.epa.gov/sor_internet/registry/substreg/searchandretrieve/substancesearch/search.do?details=displayDetails&selectedSubstanceId=47507 | 1 | Chemicals | f8aeada5-6afb-38ec-b58d-e8e691215927 | 68a5ef8e-68b8-384c-8097-5c940b8436e8 | 20aadc24-a391-41cf-b340-3e4529f44bde | 93a60a56-a3c8-11da-a746-0800200b9a66
1,2,6-Hexanetriol | 106-69-4 | 106694 | 106694 | C6H14O3 |  | Mass | kg | emission | water | https://ofmpub.epa.gov/sor_internet/registry/substreg/searchandretrieve/substancesearch/search.do?details=displayDetails&selectedSubstanceId=47506 | 1 | Chemicals | 69837768-d693-3b0c-bb74-326347538887 | 68a5ef8e-68b8-384c-8097-5c940b8436e8 | 20aadc24-a391-41cf-b340-3e4529f44bde | 93a60a56-a3c8-11da-a746-0800200b9a66
Triethyllead chloride | 1067-14-7 | 1067147 | 1067147 | C6H15ClPb |  | Mass | kg | emission | water | https://ofmpub.epa.gov/sor_internet/registry/substreg/searchandretrieve/substancesearch/search.do?details=displayDetails&selectedSubstanceId=44006 | 1 | Chemicals | 034a8ed6-8943-39f0-bb55-45df93f0ae33 | 68a5ef8e-68b8-384c-8097-5c940b8436e8 | 20aadc24-a391-41cf-b340-3e4529f44bde | 93a60a56-a3c8-11da-a746-0800200b9a66
Dibutyltin diacetate | 1067-33-0 | 1067330 | 1067330 | C12H24O4Sn |  | Mass | kg | emission | water | https://ofmpub.epa.gov/sor_internet/registry/substreg/searchandretrieve/substancesearch/search.do?details=displayDetails&selectedSubstanceId=44004 | 1 | Chemicals | b427b57b-6b49-3805-bd77-6569ac17029e | 68a5ef8e-68b8-384c-8097-5c940b8436e8 | 20aadc24-a391-41cf-b340-3e4529f44bde | 93a60a56-a3c8-11da-a746-0800200b9a66
Acetic acid hydrazide | 1068-57-1 | 1068571 | 1068571 | C2H6N2O |  | Mass | kg | emission | water | https://ofmpub.epa.gov/sor_internet/registry/substreg/searchandretrieve/substancesearch/search.do?details=displayDetails&selectedSubstanceId=43997 | 1 | Chemicals | 544ad559-1a4d-3ac9-a458-4d21d3a24f80 | 68a5ef8e-68b8-384c-8097-5c940b8436e8 | 20aadc24-a391-41cf-b340-3e4529f44bde | 93a60a56-a3c8-11da-a746-0800200b9a66
1,2-Butylene oxide | 106-88-7 | 106887 | 106887 | C4H8O |  | Mass | kg | emission | water | https://ofmpub.epa.gov/sor_internet/registry/substreg/searchandretrieve/substancesearch/search.do?details=displayDetails&selectedSubstanceId=47498 | 1 | Chemicals | 656b0fdd-3fdb-3242-be82-c895439ed8b7 | 68a5ef8e-68b8-384c-8097-5c940b8436e8 | 20aadc24-a391-41cf-b340-3e4529f44bde | 93a60a56-a3c8-11da-a746-0800200b9a66
Epichlorohydrin | 106-89-8 | 106898 | 106898 | C3H5ClO |  | Mass | kg | emission | water | https://ofmpub.epa.gov/sor_internet/registry/substreg/searchandretrieve/substancesearch/search.do?details=displayDetails&selectedSubstanceId=96714 | 1 | Chemicals | 3677a2f8-9905-34f5-8274-e09a13e65c64 | 68a5ef8e-68b8-384c-8097-5c940b8436e8 | 20aadc24-a391-41cf-b340-3e4529f44bde | 93a60a56-a3c8-11da-a746-0800200b9a66
Allyl glycidyl ether | 106-92-3 | 106923 | 106923 | C6H10O2 |  | Mass | kg | emission | water | https://ofmpub.epa.gov/sor_internet/registry/substreg/searchandretrieve/substancesearch/search.do?details=displayDetails&selectedSubstanceId=96713 | 1 | Chemicals | 73214ba4-8ed0-35e5-8566-516f89781dc5 | 68a5ef8e-68b8-384c-8097-5c940b8436e8 | 20aadc24-a391-41cf-b340-3e4529f44bde | 93a60a56-a3c8-11da-a746-0800200b9a66
Ethylene dibromide | 106-93-4 | 106934 | 106934 | C2H4Br2 |  | Mass | kg | emission | water | https://ofmpub.epa.gov/sor_internet/registry/substreg/searchandretrieve/substancesearch/search.do?details=displayDetails&selectedSubstanceId=47495 | 1 | Chemicals | 93590ee7-aa1d-3fd6-9bae-2eda9ffe6ae8 | 68a5ef8e-68b8-384c-8097-5c940b8436e8 | 20aadc24-a391-41cf-b340-3e4529f44bde | 93a60a56-a3c8-11da-a746-0800200b9a66
3-Bromopropene | 106-95-6 | 106956 | 106956 | C3H5Br |  | Mass | kg | emission | water | https://ofmpub.epa.gov/sor_internet/registry/substreg/searchandretrieve/substancesearch/search.do?details=displayDetails&selectedSubstanceId=47493 | 1 | Chemicals | 61a3f31d-5e3d-3720-a0ac-087252eb4a84 | 68a5ef8e-68b8-384c-8097-5c940b8436e8 | 20aadc24-a391-41cf-b340-3e4529f44bde | 93a60a56-a3c8-11da-a746-0800200b9a66
1,3-Butadiene | 106-99-0 | 106990 | 106990 | C4H6 |  | Mass | kg | emission | water | https://ofmpub.epa.gov/sor_internet/registry/substreg/searchandretrieve/substancesearch/search.do?details=displayDetails&selectedSubstanceId=47490 | 1 | Chemicals | c5210925-e0e4-369b-854c-b012e0c3e6ec | 68a5ef8e-68b8-384c-8097-5c940b8436e8 | 20aadc24-a391-41cf-b340-3e4529f44bde | 93a60a56-a3c8-11da-a746-0800200b9a66
Acrolein | 107-02-8 | 107028 | 107028 | C3H4O |  | Mass | kg | emission | water | https://ofmpub.epa.gov/sor_internet/registry/substreg/searchandretrieve/substancesearch/search.do?details=displayDetails&selectedSubstanceId=47488 | 1 | Chemicals | 0c0d171e-5b52-3b36-ac99-de4cb9eb3d1c | 68a5ef8e-68b8-384c-8097-5c940b8436e8 | 20aadc24-a391-41cf-b340-3e4529f44bde | 93a60a56-a3c8-11da-a746-0800200b9a66
1-Propanethiol | 107-03-9 | 107039 | 107039 | C3H8S |  | Mass | kg | emission | water | https://ofmpub.epa.gov/sor_internet/registry/substreg/searchandretrieve/substancesearch/search.do?details=displayDetails&selectedSubstanceId=96707 | 1 | Chemicals | 6abe66a1-440a-3fab-8aca-2b47ac938521 | 68a5ef8e-68b8-384c-8097-5c940b8436e8 | 20aadc24-a391-41cf-b340-3e4529f44bde | 93a60a56-a3c8-11da-a746-0800200b9a66
Allyl chloride | 107-05-1 | 107051 | 107051 | C3H5Cl |  | Mass | kg | emission | water | https://ofmpub.epa.gov/sor_internet/registry/substreg/searchandretrieve/substancesearch/search.do?details=displayDetails&selectedSubstanceId=47486 | 1 | Chemicals | ba993d95-81a5-3a76-b8d4-3d791c13ffd5 | 68a5ef8e-68b8-384c-8097-5c940b8436e8 | 20aadc24-a391-41cf-b340-3e4529f44bde | 93a60a56-a3c8-11da-a746-0800200b9a66
1,2-Dichloroethane | 107-06-2 | 107062 | 107062 | C2H4Cl2 |  | Mass | kg | emission | water | https://ofmpub.epa.gov/sor_internet/registry/substreg/searchandretrieve/substancesearch/search.do?details=displayDetails&selectedSubstanceId=47485 | 1 | Chemicals | f99d7048-7384-3ceb-9134-943308010ffc | 68a5ef8e-68b8-384c-8097-5c940b8436e8 | 20aadc24-a391-41cf-b340-3e4529f44bde | 93a60a56-a3c8-11da-a746-0800200b9a66
2-Chloroethanol | 107-07-3 | 107073 | 107073 | C2H5ClO |  | Mass | kg | emission | water | https://ofmpub.epa.gov/sor_internet/registry/substreg/searchandretrieve/substancesearch/search.do?details=displayDetails&selectedSubstanceId=47484 | 1 | Chemicals | 2dd163c5-e08f-3122-86f4-b6ef4d80a41b | 68a5ef8e-68b8-384c-8097-5c940b8436e8 | 20aadc24-a391-41cf-b340-3e4529f44bde | 93a60a56-a3c8-11da-a746-0800200b9a66
Butanoic acid, 3,3-dimethyl- | 1070-83-3 | 1070833 | 1070833 | C6H12O2 |  | Mass | kg | emission | water | https://ofmpub.epa.gov/sor_internet/registry/substreg/searchandretrieve/substancesearch/search.do?details=displayDetails&selectedSubstanceId=96705 | 1 | Chemicals | 95a24257-9901-3f24-ae80-17a6306d4ce0 | 68a5ef8e-68b8-384c-8097-5c940b8436e8 | 20aadc24-a391-41cf-b340-3e4529f44bde | 93a60a56-a3c8-11da-a746-0800200b9a66
Propylamine | 107-10-8 | 107108 | 107108 | C3H9N |  | Mass | kg | emission | water | https://ofmpub.epa.gov/sor_internet/registry/substreg/searchandretrieve/substancesearch/search.do?details=displayDetails&selectedSubstanceId=47482 | 1 | Chemicals | b6ff4207-08ab-3b6d-91d5-4d88d8bd91f3 | 68a5ef8e-68b8-384c-8097-5c940b8436e8 | 20aadc24-a391-41cf-b340-3e4529f44bde | 93a60a56-a3c8-11da-a746-0800200b9a66
Allylamine | 107-11-9 | 107119 | 107119 | C3H7N |  | Mass | kg | emission | water | https://ofmpub.epa.gov/sor_internet/registry/substreg/searchandretrieve/substancesearch/search.do?details=displayDetails&selectedSubstanceId=96702 | 1 | Chemicals | 706fbeca-5cb4-3bfb-93fb-ad355989c6b1 | 68a5ef8e-68b8-384c-8097-5c940b8436e8 | 20aadc24-a391-41cf-b340-3e4529f44bde | 93a60a56-a3c8-11da-a746-0800200b9a66
Propanenitrile | 107-12-0 | 107120 | 107120 | C3H5N |  | Mass | kg | emission | water | https://ofmpub.epa.gov/sor_internet/registry/substreg/searchandretrieve/substancesearch/search.do?details=displayDetails&selectedSubstanceId=47481 | 1 | Chemicals | 7a575370-d79b-3416-83fe-1b44a60245d0 | 68a5ef8e-68b8-384c-8097-5c940b8436e8 | 20aadc24-a391-41cf-b340-3e4529f44bde | 93a60a56-a3c8-11da-a746-0800200b9a66
Acrylonitrile | 107-13-1 | 107131 | 107131 | C3H3N |  | Mass | kg | emission | water | https://ofmpub.epa.gov/sor_internet/registry/substreg/searchandretrieve/substancesearch/search.do?details=displayDetails&selectedSubstanceId=47480 | 1 | Chemicals | 0a3d1a1e-5ff4-3350-ba1a-afd92884c915 | 68a5ef8e-68b8-384c-8097-5c940b8436e8 | 20aadc24-a391-41cf-b340-3e4529f44bde | 93a60a56-a3c8-11da-a746-0800200b9a66
Chloroacetonitrile | 107-14-2 | 107142 | 107142 | C2H2ClN |  | Mass | kg | emission | water | https://ofmpub.epa.gov/sor_internet/registry/substreg/searchandretrieve/substancesearch/search.do?details=displayDetails&selectedSubstanceId=47479 | 1 | Chemicals | 82c33c7b-c4bb-3602-88c0-60308ceb793b | 68a5ef8e-68b8-384c-8097-5c940b8436e8 | 20aadc24-a391-41cf-b340-3e4529f44bde | 93a60a56-a3c8-11da-a746-0800200b9a66
Ethylenediamine | 107-15-3 | 107153 | 107153 | C2H8N2 |  | Mass | kg | emission | water | https://ofmpub.epa.gov/sor_internet/registry/substreg/searchandretrieve/substancesearch/search.do?details=displayDetails&selectedSubstanceId=96700 | 1 | Chemicals | 771c3a08-490b-3aec-bf1b-531ab892655d | 68a5ef8e-68b8-384c-8097-5c940b8436e8 | 20aadc24-a391-41cf-b340-3e4529f44bde | 93a60a56-a3c8-11da-a746-0800200b9a66
Glyphosate | 1071-83-6 | 1071836 | 1071836 | C3H8NO5P |  | Mass | kg | emission | water | https://ofmpub.epa.gov/sor_internet/registry/substreg/searchandretrieve/substancesearch/search.do?details=displayDetails&selectedSubstanceId=43980 | 1 | Chemicals | 0c6ff487-d17d-3205-8158-50e9d1812694 | 68a5ef8e-68b8-384c-8097-5c940b8436e8 | 20aadc24-a391-41cf-b340-3e4529f44bde | 93a60a56-a3c8-11da-a746-0800200b9a66
2-Propen-1-ol | 107-18-6 | 107186 | 107186 | C3H6O |  | Mass | kg | emission | water | https://ofmpub.epa.gov/sor_internet/registry/substreg/searchandretrieve/substancesearch/search.do?details=displayDetails&selectedSubstanceId=47477 | 1 | Chemicals | 29303447-1bd3-3807-a270-c0ec1169cbf1 | 68a5ef8e-68b8-384c-8097-5c940b8436e8 | 20aadc24-a391-41cf-b340-3e4529f44bde | 93a60a56-a3c8-11da-a746-0800200b9a66
Propargyl alcohol | 107-19-7 | 107197 | 107197 | C3H4O |  | Mass | kg | emission | water | https://ofmpub.epa.gov/sor_internet/registry/substreg/searchandretrieve/substancesearch/search.do?details=displayDetails&selectedSubstanceId=47476 | 1 | Chemicals | 66042214-2225-352a-9592-677e29d586c3 | 68a5ef8e-68b8-384c-8097-5c940b8436e8 | 20aadc24-a391-41cf-b340-3e4529f44bde | 93a60a56-a3c8-11da-a746-0800200b9a66
Chloroacetaldehyde | 107-20-0 | 107200 | 107200 | C2H3ClO |  | Mass | kg | emission | water | https://ofmpub.epa.gov/sor_internet/registry/substreg/searchandretrieve/substancesearch/search.do?details=displayDetails&selectedSubstanceId=96698 | 1 | Chemicals | 5a632d2c-cdb9-31db-a535-41d954ed3128 | 68a5ef8e-68b8-384c-8097-5c940b8436e8 | 20aadc24-a391-41cf-b340-3e4529f44bde | 93a60a56-a3c8-11da-a746-0800200b9a66
Ethylene glycol | 107-21-1 | 107211 | 107211 | C2H6O2 |  | Mass | kg | emission | water | https://ofmpub.epa.gov/sor_internet/registry/substreg/searchandretrieve/substancesearch/search.do?details=displayDetails&selectedSubstanceId=47475 | 1 | Chemicals | daa027c6-9e6a-3ba8-9713-4a9130722932 | 68a5ef8e-68b8-384c-8097-5c940b8436e8 | 20aadc24-a391-41cf-b340-3e4529f44bde | 93a60a56-a3c8-11da-a746-0800200b9a66
Glyoxal | 107-22-2 | 107222 | 107222 | C2H2O2 |  | Mass | kg | emission | water | https://ofmpub.epa.gov/sor_internet/registry/substreg/searchandretrieve/substancesearch/search.do?details=displayDetails&selectedSubstanceId=47474 | 1 | Chemicals | e3bb39f5-2be5-3432-9482-32465dfc6a28 | 68a5ef8e-68b8-384c-8097-5c940b8436e8 | 20aadc24-a391-41cf-b340-3e4529f44bde | 93a60a56-a3c8-11da-a746-0800200b9a66
Chloromethyl methyl ether | 107-30-2 | 107302 | 107302 | C2H5ClO |  | Mass | kg | emission | water | https://ofmpub.epa.gov/sor_internet/registry/substreg/searchandretrieve/substancesearch/search.do?details=displayDetails&selectedSubstanceId=47472 | 1 | Chemicals | c517aabc-0cb4-39f5-8f5c-35451e3bed49 | 68a5ef8e-68b8-384c-8097-5c940b8436e8 | 20aadc24-a391-41cf-b340-3e4529f44bde | 93a60a56-a3c8-11da-a746-0800200b9a66
Methyl formate | 107-31-3 | 107313 | 107313 | C2H4O2 |  | Mass | kg | emission | water | https://ofmpub.epa.gov/sor_internet/registry/substreg/searchandretrieve/substancesearch/search.do?details=displayDetails&selectedSubstanceId=47471 | 1 | Chemicals | 0c1d9f3b-cd17-3702-baac-40dc6a63f091 | 68a5ef8e-68b8-384c-8097-5c940b8436e8 | 20aadc24-a391-41cf-b340-3e4529f44bde | 93a60a56-a3c8-11da-a746-0800200b9a66
Hexylene glycol | 107-41-5 | 107415 | 107415 | C6H14O2 |  | Mass | kg | emission | water | https://ofmpub.epa.gov/sor_internet/registry/substreg/searchandretrieve/substancesearch/search.do?details=displayDetails&selectedSubstanceId=47467 | 1 | Chemicals | 990fb2a7-1731-3180-b4ab-50370a212317 | 68a5ef8e-68b8-384c-8097-5c940b8436e8 | 20aadc24-a391-41cf-b340-3e4529f44bde | 93a60a56-a3c8-11da-a746-0800200b9a66
1,1,3,3-Tetramethylbutylamine | 107-45-9 | 107459 | 107459 | C8H19N |  | Mass | kg | emission | water | https://ofmpub.epa.gov/sor_internet/registry/substreg/searchandretrieve/substancesearch/search.do?details=displayDetails&selectedSubstanceId=47464 | 1 | Chemicals | ba5f9da0-3898-3c29-9aa5-3b8b4f40921d | 68a5ef8e-68b8-384c-8097-5c940b8436e8 | 20aadc24-a391-41cf-b340-3e4529f44bde | 93a60a56-a3c8-11da-a746-0800200b9a66
Propane, 2,2'-thiobis[2-methyl- | 107-47-1 | 107471 | 107471 | C8H18S |  | Mass | kg | emission | water | https://ofmpub.epa.gov/sor_internet/registry/substreg/searchandretrieve/substancesearch/search.do?details=displayDetails&selectedSubstanceId=47462 | 1 | Chemicals | 8ebb3bce-cb3d-3fd9-9c1a-0787067be003 | 68a5ef8e-68b8-384c-8097-5c940b8436e8 | 20aadc24-a391-41cf-b340-3e4529f44bde | 93a60a56-a3c8-11da-a746-0800200b9a66
Tetraethyl pyrophosphate | 107-49-3 | 107493 | 107493 | C8H20O7P2 |  | Mass | kg | emission | water | https://ofmpub.epa.gov/sor_internet/registry/substreg/searchandretrieve/substancesearch/search.do?details=displayDetails&selectedSubstanceId=47461 | 1 | Chemicals | 80d8f372-f6ca-3005-b311-8dd5bc471cc1 | 68a5ef8e-68b8-384c-8097-5c940b8436e8 | 20aadc24-a391-41cf-b340-3e4529f44bde | 93a60a56-a3c8-11da-a746-0800200b9a66
Tebuconazole | 107534-96-3 | 107534963 | 107534963 | C16H22ClN3O |  | Mass | kg | emission | water | https://ofmpub.epa.gov/sor_internet/registry/substreg/searchandretrieve/substancesearch/search.do?details=displayDetails&selectedSubstanceId=83455 | 1 | Chemicals | 0f7e326a-ceba-3a71-b480-f54d01e2ff9c | 68a5ef8e-68b8-384c-8097-5c940b8436e8 | 20aadc24-a391-41cf-b340-3e4529f44bde | 93a60a56-a3c8-11da-a746-0800200b9a66
Dimethyl dioctadecyl ammonium chloride | 107-64-2 | 107642 | 107642 | C38H80ClN |  | Mass | kg | emission | water | https://ofmpub.epa.gov/sor_internet/registry/substreg/searchandretrieve/substancesearch/search.do?details=displayDetails&selectedSubstanceId=47450 | 1 | Chemicals | 06911647-04ff-3af0-baee-af3830afdb80 | 68a5ef8e-68b8-384c-8097-5c940b8436e8 | 20aadc24-a391-41cf-b340-3e4529f44bde | 93a60a56-a3c8-11da-a746-0800200b9a66
Chloramben-ammonium | 1076-46-6 | 1076466 | 1076466 | C7H8Cl2N2O2 |  | Mass | kg | emission | water | https://ofmpub.epa.gov/sor_internet/registry/substreg/searchandretrieve/substancesearch/search.do?details=displayDetails&selectedSubstanceId=43569 | 1 | Chemicals | 16304258-38d4-345e-8cca-5e824d7e5909 | 68a5ef8e-68b8-384c-8097-5c940b8436e8 | 20aadc24-a391-41cf-b340-3e4529f44bde | 93a60a56-a3c8-11da-a746-0800200b9a66
Dibutyl phosphate | 107-66-4 | 107664 | 107664 | C8H19O4P |  | Mass | kg | emission | water | https://ofmpub.epa.gov/sor_internet/registry/substreg/searchandretrieve/substancesearch/search.do?details=displayDetails&selectedSubstanceId=96687 | 1 | Chemicals | 0dc55623-990c-328f-9760-ef982dd807c4 | 68a5ef8e-68b8-384c-8097-5c940b8436e8 | 20aadc24-a391-41cf-b340-3e4529f44bde | 93a60a56-a3c8-11da-a746-0800200b9a66
Butane, 1,3-dibromo- | 107-80-2 | 107802 | 107802 | C4H8Br2 |  | Mass | kg | emission | water | https://ofmpub.epa.gov/sor_internet/registry/substreg/searchandretrieve/substancesearch/search.do?details=displayDetails&selectedSubstanceId=47445 | 1 | Chemicals | bfdbcc91-a9ac-315a-84cf-b116a025d5db | 68a5ef8e-68b8-384c-8097-5c940b8436e8 | 20aadc24-a391-41cf-b340-3e4529f44bde | 93a60a56-a3c8-11da-a746-0800200b9a66
2-Butenal, 3-methyl- | 107-86-8 | 107868 | 107868 | C5H8O |  | Mass | kg | emission | water | https://ofmpub.epa.gov/sor_internet/registry/substreg/searchandretrieve/substancesearch/search.do?details=displayDetails&selectedSubstanceId=47441 | 1 | Chemicals | 7c88adca-fce0-38df-b7dc-839a1156ee9f | 68a5ef8e-68b8-384c-8097-5c940b8436e8 | 20aadc24-a391-41cf-b340-3e4529f44bde | 93a60a56-a3c8-11da-a746-0800200b9a66
2-Pentanone | 107-87-9 | 107879 | 107879 | C5H10O |  | Mass | kg | emission | water | https://ofmpub.epa.gov/sor_internet/registry/substreg/searchandretrieve/substancesearch/search.do?details=displayDetails&selectedSubstanceId=47440 | 1 | Chemicals | 8b105a1a-4f2a-3d7b-bfee-af5aea935ac5 | 68a5ef8e-68b8-384c-8097-5c940b8436e8 | 20aadc24-a391-41cf-b340-3e4529f44bde | 93a60a56-a3c8-11da-a746-0800200b9a66
Butyric acid | 107-92-6 | 107926 | 107926 | C4H8O2 |  | Mass | kg | emission | water | https://ofmpub.epa.gov/sor_internet/registry/substreg/searchandretrieve/substancesearch/search.do?details=displayDetails&selectedSubstanceId=96465 | 1 | Chemicals | 7d4a7a3b-f5fe-3ccd-b3da-98af6ccbd4d8 | 68a5ef8e-68b8-384c-8097-5c940b8436e8 | 20aadc24-a391-41cf-b340-3e4529f44bde | 93a60a56-a3c8-11da-a746-0800200b9a66
3-Chloropropionic acid | 107-94-8 | 107948 | 107948 | C3H5ClO2 |  | Mass | kg | emission | water | https://ofmpub.epa.gov/sor_internet/registry/substreg/searchandretrieve/substancesearch/search.do?details=displayDetails&selectedSubstanceId=47437 | 1 | Chemicals | 53becccd-bd95-3cb6-82a4-3e1a4681b4cf | 68a5ef8e-68b8-384c-8097-5c940b8436e8 | 20aadc24-a391-41cf-b340-3e4529f44bde | 93a60a56-a3c8-11da-a746-0800200b9a66
Propylene glycol 1-methyl ether | 107-98-2 | 107982 | 107982 | C4H10O2 |  | Mass | kg | emission | water | https://ofmpub.epa.gov/sor_internet/registry/substreg/searchandretrieve/substancesearch/search.do?details=displayDetails&selectedSubstanceId=47434 | 1 | Chemicals | a259de23-eb1d-35c0-8a77-cd51bea7fc05 | 68a5ef8e-68b8-384c-8097-5c940b8436e8 | 20aadc24-a391-41cf-b340-3e4529f44bde | 93a60a56-a3c8-11da-a746-0800200b9a66
Dimethylaminoethanol | 108-01-0 | 108010 | 108010 | C4H11NO |  | Mass | kg | emission | water | https://ofmpub.epa.gov/sor_internet/registry/substreg/searchandretrieve/substancesearch/search.do?details=displayDetails&selectedSubstanceId=47432 | 1 | Chemicals | 3dad6062-d8e6-3ae5-9991-ab3a9baffda2 | 68a5ef8e-68b8-384c-8097-5c940b8436e8 | 20aadc24-a391-41cf-b340-3e4529f44bde | 93a60a56-a3c8-11da-a746-0800200b9a66
1-Nitropropane | 108-03-2 | 108032 | 108032 | C3H7NO2 |  | Mass | kg | emission | water | https://ofmpub.epa.gov/sor_internet/registry/substreg/searchandretrieve/substancesearch/search.do?details=displayDetails&selectedSubstanceId=47431 | 1 | Chemicals | b810d68f-b94c-3bba-b8bf-50d9e9c9bc7c | 68a5ef8e-68b8-384c-8097-5c940b8436e8 | 20aadc24-a391-41cf-b340-3e4529f44bde | 93a60a56-a3c8-11da-a746-0800200b9a66
Vinyl acetate | 108-05-4 | 108054 | 108054 | C4H6O2 |  | Mass | kg | emission | water | https://ofmpub.epa.gov/sor_internet/registry/substreg/searchandretrieve/substancesearch/search.do?details=displayDetails&selectedSubstanceId=96461 | 1 | Chemicals | d5de3700-e7dc-39f7-b46a-23ed018f5258 | 68a5ef8e-68b8-384c-8097-5c940b8436e8 | 20aadc24-a391-41cf-b340-3e4529f44bde | 93a60a56-a3c8-11da-a746-0800200b9a66
Methyl isobutyl ketone | 108-10-1 | 108101 | 108101 | C6H12O |  | Mass | kg | emission | water | https://ofmpub.epa.gov/sor_internet/registry/substreg/searchandretrieve/substancesearch/search.do?details=displayDetails&selectedSubstanceId=47428 | 1 | Chemicals | b3c5375e-dbed-337a-babf-317057c0f027 | 68a5ef8e-68b8-384c-8097-5c940b8436e8 | 20aadc24-a391-41cf-b340-3e4529f44bde | 93a60a56-a3c8-11da-a746-0800200b9a66
4-Methyl-2-pentanol | 108-11-2 | 108112 | 108112 | C6H14O |  | Mass | kg | emission | water | https://ofmpub.epa.gov/sor_internet/registry/substreg/searchandretrieve/substancesearch/search.do?details=displayDetails&selectedSubstanceId=96460 | 1 | Chemicals | b057b0bd-f2af-3cb5-b0fe-aa5027f77d5d | 68a5ef8e-68b8-384c-8097-5c940b8436e8 | 20aadc24-a391-41cf-b340-3e4529f44bde | 93a60a56-a3c8-11da-a746-0800200b9a66
.alpha.-Terthiophene | 1081-34-1 | 1081341 | 1081341 | C12H8S3 |  | Mass | kg | emission | water | https://ofmpub.epa.gov/sor_internet/registry/substreg/searchandretrieve/substancesearch/search.do?details=displayDetails&selectedSubstanceId=77641 | 1 | Chemicals | be848985-b4d8-31e3-a22e-dc16d9665b9a | 68a5ef8e-68b8-384c-8097-5c940b8436e8 | 20aadc24-a391-41cf-b340-3e4529f44bde | 93a60a56-a3c8-11da-a746-0800200b9a66
Diisopropylamine | 108-18-9 | 108189 | 108189 | C6H15N |  | Mass | kg | emission | water | https://ofmpub.epa.gov/sor_internet/registry/substreg/searchandretrieve/substancesearch/search.do?details=displayDetails&selectedSubstanceId=47424 | 1 | Chemicals | d3246180-5546-368a-9e83-54045ee9fb44 | 68a5ef8e-68b8-384c-8097-5c940b8436e8 | 20aadc24-a391-41cf-b340-3e4529f44bde | 93a60a56-a3c8-11da-a746-0800200b9a66
Isopropyl ether | 108-20-3 | 108203 | 108203 | C6H14O |  | Mass | kg | emission | water | https://ofmpub.epa.gov/sor_internet/registry/substreg/searchandretrieve/substancesearch/search.do?details=displayDetails&selectedSubstanceId=47423 | 1 | Chemicals | 7de2587a-99a1-33a4-98c6-5f1ab1152e7f | 68a5ef8e-68b8-384c-8097-5c940b8436e8 | 20aadc24-a391-41cf-b340-3e4529f44bde | 93a60a56-a3c8-11da-a746-0800200b9a66
Isopropyl acetate | 108-21-4 | 108214 | 108214 | C5H10O2 |  | Mass | kg | emission | water | https://ofmpub.epa.gov/sor_internet/registry/substreg/searchandretrieve/substancesearch/search.do?details=displayDetails&selectedSubstanceId=47422 | 1 | Chemicals | bc633ad5-7acf-33f5-9e36-e30f78fffeb6 | 68a5ef8e-68b8-384c-8097-5c940b8436e8 | 20aadc24-a391-41cf-b340-3e4529f44bde | 93a60a56-a3c8-11da-a746-0800200b9a66
Acetic anhydride | 108-24-7 | 108247 | 108247 | C4H6O3 |  | Mass | kg | emission | water | https://ofmpub.epa.gov/sor_internet/registry/substreg/searchandretrieve/substancesearch/search.do?details=displayDetails&selectedSubstanceId=47420 | 1 | Chemicals | a088ca28-1e7b-379b-b692-b3dde84ef326 | 68a5ef8e-68b8-384c-8097-5c940b8436e8 | 20aadc24-a391-41cf-b340-3e4529f44bde | 93a60a56-a3c8-11da-a746-0800200b9a66
Maleic anhydride | 108-31-6 | 108316 | 108316 | C4H2O3 |  | Mass | kg | emission | water | https://ofmpub.epa.gov/sor_internet/registry/substreg/searchandretrieve/substancesearch/search.do?details=displayDetails&selectedSubstanceId=47417 | 1 | Chemicals | 33cc961e-968c-37a3-9561-015c2cbb8ce1 | 68a5ef8e-68b8-384c-8097-5c940b8436e8 | 20aadc24-a391-41cf-b340-3e4529f44bde | 93a60a56-a3c8-11da-a746-0800200b9a66
Propylene carbonate | 108-32-7 | 108327 | 108327 | C4H6O3 |  | Mass | kg | emission | water | https://ofmpub.epa.gov/sor_internet/registry/substreg/searchandretrieve/substancesearch/search.do?details=displayDetails&selectedSubstanceId=96454 | 1 | Chemicals | d1f4083e-4c2f-329f-8abe-588055f8c130 | 68a5ef8e-68b8-384c-8097-5c940b8436e8 | 20aadc24-a391-41cf-b340-3e4529f44bde | 93a60a56-a3c8-11da-a746-0800200b9a66
Butanamide, N-(4-ethoxyphenyl)-3-hydroxy- | 1083-57-4 | 1083574 | 1083574 | C12H17NO3 |  | Mass | kg | emission | water | https://ofmpub.epa.gov/sor_internet/registry/substreg/searchandretrieve/substancesearch/search.do?details=displayDetails&selectedSubstanceId=43555 | 1 | Chemicals | dcf3fe71-b14c-335e-85ca-8b401cb00ed3 | 68a5ef8e-68b8-384c-8097-5c940b8436e8 | 20aadc24-a391-41cf-b340-3e4529f44bde | 93a60a56-a3c8-11da-a746-0800200b9a66
m-Xylene | 108-38-3 | 108383 | 108383 | C8H10 |  | Mass | kg | emission | water | https://ofmpub.epa.gov/sor_internet/registry/substreg/searchandretrieve/substancesearch/search.do?details=displayDetails&selectedSubstanceId=96452 | 1 | Chemicals | 93f92acb-d53f-3fb2-ac47-b6976126bd5a | 68a5ef8e-68b8-384c-8097-5c940b8436e8 | 20aadc24-a391-41cf-b340-3e4529f44bde | 93a60a56-a3c8-11da-a746-0800200b9a66
m-Cresol | 108-39-4 | 108394 | 108394 | C7H8O |  | Mass | kg | emission | water | https://ofmpub.epa.gov/sor_internet/registry/substreg/searchandretrieve/substancesearch/search.do?details=displayDetails&selectedSubstanceId=47414 | 1 | Chemicals | ee8b8918-a427-3745-b0f9-834e8b1694c0 | 68a5ef8e-68b8-384c-8097-5c940b8436e8 | 20aadc24-a391-41cf-b340-3e4529f44bde | 93a60a56-a3c8-11da-a746-0800200b9a66
Benzenethiol, 3-methyl- | 108-40-7 | 108407 | 108407 | C7H8S |  | Mass | kg | emission | water | https://ofmpub.epa.gov/sor_internet/registry/substreg/searchandretrieve/substancesearch/search.do?details=displayDetails&selectedSubstanceId=47413 | 1 | Chemicals | 391b9abe-1830-3fc9-9c35-b4e7511bb506 | 68a5ef8e-68b8-384c-8097-5c940b8436e8 | 20aadc24-a391-41cf-b340-3e4529f44bde | 93a60a56-a3c8-11da-a746-0800200b9a66
m-Chloroaniline | 108-42-9 | 108429 | 108429 | C6H6ClN |  | Mass | kg | emission | water | https://ofmpub.epa.gov/sor_internet/registry/substreg/searchandretrieve/substancesearch/search.do?details=displayDetails&selectedSubstanceId=96451 | 1 | Chemicals | a4b790e1-8db7-3bf2-a3c0-168ba68abcf3 | 68a5ef8e-68b8-384c-8097-5c940b8436e8 | 20aadc24-a391-41cf-b340-3e4529f44bde | 93a60a56-a3c8-11da-a746-0800200b9a66
m-Chlorophenol | 108-43-0 | 108430 | 108430 | C6H5ClO |  | Mass | kg | emission | water | https://ofmpub.epa.gov/sor_internet/registry/substreg/searchandretrieve/substancesearch/search.do?details=displayDetails&selectedSubstanceId=47411 | 1 | Chemicals | 82eba825-687f-308e-af00-889b1a62c097 | 68a5ef8e-68b8-384c-8097-5c940b8436e8 | 20aadc24-a391-41cf-b340-3e4529f44bde | 93a60a56-a3c8-11da-a746-0800200b9a66
m-Toluidine | 108-44-1 | 108441 | 108441 | C7H9N |  | Mass | kg | emission | water | https://ofmpub.epa.gov/sor_internet/registry/substreg/searchandretrieve/substancesearch/search.do?details=displayDetails&selectedSubstanceId=47410 | 1 | Chemicals | 48f0382b-f755-354b-bdb8-d6314cb9a271 | 68a5ef8e-68b8-384c-8097-5c940b8436e8 | 20aadc24-a391-41cf-b340-3e4529f44bde | 93a60a56-a3c8-11da-a746-0800200b9a66
1,3-Phenylenediamine | 108-45-2 | 108452 | 108452 | C6H8N2 |  | Mass | kg | emission | water | https://ofmpub.epa.gov/sor_internet/registry/substreg/searchandretrieve/substancesearch/search.do?details=displayDetails&selectedSubstanceId=96450 | 1 | Chemicals | d47ce6b5-0933-37a9-a3aa-d3f24404f3b8 | 68a5ef8e-68b8-384c-8097-5c940b8436e8 | 20aadc24-a391-41cf-b340-3e4529f44bde | 93a60a56-a3c8-11da-a746-0800200b9a66
Resorcinol | 108-46-3 | 108463 | 108463 | C6H6O2 |  | Mass | kg | emission | water | https://ofmpub.epa.gov/sor_internet/registry/substreg/searchandretrieve/substancesearch/search.do?details=displayDetails&selectedSubstanceId=47409 | 1 | Chemicals | 151d2adb-5f2e-3759-9bda-1c037fd2729a | 68a5ef8e-68b8-384c-8097-5c940b8436e8 | 20aadc24-a391-41cf-b340-3e4529f44bde | 93a60a56-a3c8-11da-a746-0800200b9a66
Dimethyl malonate | 108-59-8 | 108598 | 108598 | C5H8O4 |  | Mass | kg | emission | water | https://ofmpub.epa.gov/sor_internet/registry/substreg/searchandretrieve/substancesearch/search.do?details=displayDetails&selectedSubstanceId=47403 | 1 | Chemicals | a54aca8b-6ad1-3ca4-8aa0-6ad4508bdfd9 | 68a5ef8e-68b8-384c-8097-5c940b8436e8 | 20aadc24-a391-41cf-b340-3e4529f44bde | 93a60a56-a3c8-11da-a746-0800200b9a66
Dichlofluanid | 1085-98-9 | 1085989 | 1085989 | C9H11Cl2FN2O2S2 |  | Mass | kg | emission | water | https://ofmpub.epa.gov/sor_internet/registry/substreg/searchandretrieve/substancesearch/search.do?details=displayDetails&selectedSubstanceId=81860 | 1 | Chemicals | 72dbb2d7-bd99-3f3d-a392-6d1e316b76c6 | 68a5ef8e-68b8-384c-8097-5c940b8436e8 | 20aadc24-a391-41cf-b340-3e4529f44bde | 93a60a56-a3c8-11da-a746-0800200b9a66
Bis(2-chloro-1-methylethyl) ether | 108-60-1 | 108601 | 108601 | C6H12Cl2O |  | Mass | kg | emission | water | https://ofmpub.epa.gov/sor_internet/registry/substreg/searchandretrieve/substancesearch/search.do?details=displayDetails&selectedSubstanceId=47402 | 1 | Chemicals | 65064ecf-85f0-310e-98f6-09546d4f41a7 | 68a5ef8e-68b8-384c-8097-5c940b8436e8 | 20aadc24-a391-41cf-b340-3e4529f44bde | 93a60a56-a3c8-11da-a746-0800200b9a66
Metaldehyde | 108-62-3 | 108623 | 108623 | C8H16O4 |  | Mass | kg | emission | water | https://ofmpub.epa.gov/sor_internet/registry/substreg/searchandretrieve/substancesearch/search.do?details=displayDetails&selectedSubstanceId=47401 | 1 | Chemicals | 1b755243-6edd-3354-91b6-0d573a6bb0f8 | 68a5ef8e-68b8-384c-8097-5c940b8436e8 | 20aadc24-a391-41cf-b340-3e4529f44bde | 93a60a56-a3c8-11da-a746-0800200b9a66
1,3,5-Trimethylbenzene | 108-67-8 | 108678 | 108678 | C9H12 |  | Mass | kg | emission | water | https://ofmpub.epa.gov/sor_internet/registry/substreg/searchandretrieve/substancesearch/search.do?details=displayDetails&selectedSubstanceId=47397 | 1 | Chemicals | 2c499e7f-8805-3fa3-b484-5d5cb378883a | 68a5ef8e-68b8-384c-8097-5c940b8436e8 | 20aadc24-a391-41cf-b340-3e4529f44bde | 93a60a56-a3c8-11da-a746-0800200b9a66
3,5-Dimethylphenol | 108-68-9 | 108689 | 108689 | C8H10O |  | Mass | kg | emission | water | https://ofmpub.epa.gov/sor_internet/registry/substreg/searchandretrieve/substancesearch/search.do?details=displayDetails&selectedSubstanceId=47396 | 1 | Chemicals | 298bf5e9-428a-3744-882d-ded618f4901b | 68a5ef8e-68b8-384c-8097-5c940b8436e8 | 20aadc24-a391-41cf-b340-3e4529f44bde | 93a60a56-a3c8-11da-a746-0800200b9a66
3,5-Dimethylaniline | 108-69-0 | 108690 | 108690 | C8H11N |  | Mass | kg | emission | water | https://ofmpub.epa.gov/sor_internet/registry/substreg/searchandretrieve/substancesearch/search.do?details=displayDetails&selectedSubstanceId=47395 | 1 | Chemicals | 614aff71-542d-3456-bd71-70abe3b2c052 | 68a5ef8e-68b8-384c-8097-5c940b8436e8 | 20aadc24-a391-41cf-b340-3e4529f44bde | 93a60a56-a3c8-11da-a746-0800200b9a66
1,3,5-Trichlorobenzene | 108-70-3 | 108703 | 108703 | C6H3Cl3 |  | Mass | kg | emission | water | https://ofmpub.epa.gov/sor_internet/registry/substreg/searchandretrieve/substancesearch/search.do?details=displayDetails&selectedSubstanceId=47394 | 1 | Chemicals | 41204663-9c64-303a-9b28-caf699e159ae | 68a5ef8e-68b8-384c-8097-5c940b8436e8 | 20aadc24-a391-41cf-b340-3e4529f44bde | 93a60a56-a3c8-11da-a746-0800200b9a66
Fomesafen-sodium | 108731-70-0 | 108731700 | 108731700 | C15H9ClF3N2NaO6S |  | Mass | kg | emission | water | https://ofmpub.epa.gov/sor_internet/registry/substreg/searchandretrieve/substancesearch/search.do?details=displayDetails&selectedSubstanceId=80792 | 1 | Chemicals | 2fb4146c-85a8-310b-ae77-1ce047c9495a | 68a5ef8e-68b8-384c-8097-5c940b8436e8 | 20aadc24-a391-41cf-b340-3e4529f44bde | 93a60a56-a3c8-11da-a746-0800200b9a66
Melamine | 108-78-1 | 108781 | 108781 | C3H6N6 |  | Mass | kg | emission | water | https://ofmpub.epa.gov/sor_internet/registry/substreg/searchandretrieve/substancesearch/search.do?details=displayDetails&selectedSubstanceId=47387 | 1 | Chemicals | 278ea80a-7819-3e0a-b50e-d4b9b427d58a | 68a5ef8e-68b8-384c-8097-5c940b8436e8 | 20aadc24-a391-41cf-b340-3e4529f44bde | 93a60a56-a3c8-11da-a746-0800200b9a66
Cyanuric acid | 108-80-5 | 108805 | 108805 | C3H3N3O3 |  | Mass | kg | emission | water | https://ofmpub.epa.gov/sor_internet/registry/substreg/searchandretrieve/substancesearch/search.do?details=displayDetails&selectedSubstanceId=47385 | 1 | Chemicals | 01268e81-44c2-3425-8105-6ba37a512213 | 68a5ef8e-68b8-384c-8097-5c940b8436e8 | 20aadc24-a391-41cf-b340-3e4529f44bde | 93a60a56-a3c8-11da-a746-0800200b9a66
Diisobutyl ketone | 108-83-8 | 108838 | 108838 | C9H18O |  | Mass | kg | emission | water | https://ofmpub.epa.gov/sor_internet/registry/substreg/searchandretrieve/substancesearch/search.do?details=displayDetails&selectedSubstanceId=47384 | 1 | Chemicals | 5ac4cd54-4369-3d4e-8358-a25b8efa20e6 | 68a5ef8e-68b8-384c-8097-5c940b8436e8 | 20aadc24-a391-41cf-b340-3e4529f44bde | 93a60a56-a3c8-11da-a746-0800200b9a66
4-Methyl-2-pentanol, acetate | 108-84-9 | 108849 | 108849 | C8H16O2 |  | Mass | kg | emission | water | https://ofmpub.epa.gov/sor_internet/registry/substreg/searchandretrieve/substancesearch/search.do?details=displayDetails&selectedSubstanceId=47383 | 1 | Chemicals | dbd0e9ee-58e8-3fda-bce1-2d6af6c040a0 | 68a5ef8e-68b8-384c-8097-5c940b8436e8 | 20aadc24-a391-41cf-b340-3e4529f44bde | 93a60a56-a3c8-11da-a746-0800200b9a66
Cyclohexane, bromo- | 108-85-0 | 108850 | 108850 | C6H11Br |  | Mass | kg | emission | water | https://ofmpub.epa.gov/sor_internet/registry/substreg/searchandretrieve/substancesearch/search.do?details=displayDetails&selectedSubstanceId=96444 | 1 | Chemicals | 6f339399-ab09-3f9a-a225-b9501506fb60 | 68a5ef8e-68b8-384c-8097-5c940b8436e8 | 20aadc24-a391-41cf-b340-3e4529f44bde | 93a60a56-a3c8-11da-a746-0800200b9a66
Bromobenzene | 108-86-1 | 108861 | 108861 | C6H5Br |  | Mass | kg | emission | water | https://ofmpub.epa.gov/sor_internet/registry/substreg/searchandretrieve/substancesearch/search.do?details=displayDetails&selectedSubstanceId=47382 | 1 | Chemicals | 1adfc1a9-d696-3d88-ac0f-78ec40c1d274 | 68a5ef8e-68b8-384c-8097-5c940b8436e8 | 20aadc24-a391-41cf-b340-3e4529f44bde | 93a60a56-a3c8-11da-a746-0800200b9a66
Methylcyclohexane | 108-87-2 | 108872 | 108872 | C7H14 |  | Mass | kg | emission | water | https://ofmpub.epa.gov/sor_internet/registry/substreg/searchandretrieve/substancesearch/search.do?details=displayDetails&selectedSubstanceId=47381 | 1 | Chemicals | e69d8279-88d1-394b-a40f-8d122e309b91 | 68a5ef8e-68b8-384c-8097-5c940b8436e8 | 20aadc24-a391-41cf-b340-3e4529f44bde | 93a60a56-a3c8-11da-a746-0800200b9a66
Toluene | 108-88-3 | 108883 | 108883 | C7H8 |  | Mass | kg | emission | water | https://ofmpub.epa.gov/sor_internet/registry/substreg/searchandretrieve/substancesearch/search.do?details=displayDetails&selectedSubstanceId=47380 | 1 | Chemicals | 1cbbfa37-f2d2-3434-bdf1-2333fc754e3f | 68a5ef8e-68b8-384c-8097-5c940b8436e8 | 20aadc24-a391-41cf-b340-3e4529f44bde | 93a60a56-a3c8-11da-a746-0800200b9a66
4-Methylpyridine | 108-89-4 | 108894 | 108894 | C6H7N |  | Mass | kg | emission | water | https://ofmpub.epa.gov/sor_internet/registry/substreg/searchandretrieve/substancesearch/search.do?details=displayDetails&selectedSubstanceId=96443 | 1 | Chemicals | 118dd89a-e56d-3803-871b-4ed08248f673 | 68a5ef8e-68b8-384c-8097-5c940b8436e8 | 20aadc24-a391-41cf-b340-3e4529f44bde | 93a60a56-a3c8-11da-a746-0800200b9a66
Chlorobenzene | 108-90-7 | 108907 | 108907 | C6H5Cl |  | Mass | kg | emission | water | https://ofmpub.epa.gov/sor_internet/registry/substreg/searchandretrieve/substancesearch/search.do?details=displayDetails&selectedSubstanceId=47379 | 1 | Chemicals | aaea34b9-2667-3bdf-8ecd-55b393952c04 | 68a5ef8e-68b8-384c-8097-5c940b8436e8 | 20aadc24-a391-41cf-b340-3e4529f44bde | 93a60a56-a3c8-11da-a746-0800200b9a66
Cyclohexylamine | 108-91-8 | 108918 | 108918 | C6H13N |  | Mass | kg | emission | water | https://ofmpub.epa.gov/sor_internet/registry/substreg/searchandretrieve/substancesearch/search.do?details=displayDetails&selectedSubstanceId=47378 | 1 | Chemicals | 1a5fdaac-6ace-37d8-bf9e-017f786b1922 | 68a5ef8e-68b8-384c-8097-5c940b8436e8 | 20aadc24-a391-41cf-b340-3e4529f44bde | 93a60a56-a3c8-11da-a746-0800200b9a66
Cyclohexanol | 108-93-0 | 108930 | 108930 | C6H12O |  | Mass | kg | emission | water | https://ofmpub.epa.gov/sor_internet/registry/substreg/searchandretrieve/substancesearch/search.do?details=displayDetails&selectedSubstanceId=47377 | 1 | Chemicals | d8a725bd-f7e9-3fe4-a654-015773ff644d | 68a5ef8e-68b8-384c-8097-5c940b8436e8 | 20aadc24-a391-41cf-b340-3e4529f44bde | 93a60a56-a3c8-11da-a746-0800200b9a66
Cyclohexanone | 108-94-1 | 108941 | 108941 | C6H10O |  | Mass | kg | emission | water | https://ofmpub.epa.gov/sor_internet/registry/substreg/searchandretrieve/substancesearch/search.do?details=displayDetails&selectedSubstanceId=96442 | 1 | Chemicals | 1c64e53a-3c94-380b-a541-ce92e66de5d5 | 68a5ef8e-68b8-384c-8097-5c940b8436e8 | 20aadc24-a391-41cf-b340-3e4529f44bde | 93a60a56-a3c8-11da-a746-0800200b9a66
Phenol | 108-95-2 | 108952 | 108952 | C6H6O |  | Mass | kg | emission | water | https://ofmpub.epa.gov/sor_internet/registry/substreg/searchandretrieve/substancesearch/search.do?details=displayDetails&selectedSubstanceId=47376 | 1 | Chemicals | 1cfe40bb-b143-3d65-928b-102e71651449 | 68a5ef8e-68b8-384c-8097-5c940b8436e8 | 20aadc24-a391-41cf-b340-3e4529f44bde | 93a60a56-a3c8-11da-a746-0800200b9a66
3-Methylpyridine | 108-99-6 | 108996 | 108996 | C6H7N |  | Mass | kg | emission | water | https://ofmpub.epa.gov/sor_internet/registry/substreg/searchandretrieve/substancesearch/search.do?details=displayDetails&selectedSubstanceId=47374 | 1 | Chemicals | 297030e0-79ec-3ecc-8bfb-88d8d6294c7c | 68a5ef8e-68b8-384c-8097-5c940b8436e8 | 20aadc24-a391-41cf-b340-3e4529f44bde | 93a60a56-a3c8-11da-a746-0800200b9a66
3-Pyridinol | 109-00-2 | 109002 | 109002 | C5H5NO |  | Mass | kg | emission | water | https://ofmpub.epa.gov/sor_internet/registry/substreg/searchandretrieve/substancesearch/search.do?details=displayDetails&selectedSubstanceId=47373 | 1 | Chemicals | 222aa9c8-f178-38ad-ade4-053652237f68 | 68a5ef8e-68b8-384c-8097-5c940b8436e8 | 20aadc24-a391-41cf-b340-3e4529f44bde | 93a60a56-a3c8-11da-a746-0800200b9a66
Piperazine, 1-methyl- | 109-01-3 | 109013 | 109013 | C5H12N2 |  | Mass | kg | emission | water | https://ofmpub.epa.gov/sor_internet/registry/substreg/searchandretrieve/substancesearch/search.do?details=displayDetails&selectedSubstanceId=47372 | 1 | Chemicals | 81b83643-82cb-3649-997a-ef32562c1735 | 68a5ef8e-68b8-384c-8097-5c940b8436e8 | 20aadc24-a391-41cf-b340-3e4529f44bde | 93a60a56-a3c8-11da-a746-0800200b9a66
2-Methylpyridine | 109-06-8 | 109068 | 109068 | C6H7N |  | Mass | kg | emission | water | https://ofmpub.epa.gov/sor_internet/registry/substreg/searchandretrieve/substancesearch/search.do?details=displayDetails&selectedSubstanceId=47369 | 1 | Chemicals | a12e61e9-b840-30c9-8217-b47d0f96bb97 | 68a5ef8e-68b8-384c-8097-5c940b8436e8 | 20aadc24-a391-41cf-b340-3e4529f44bde | 93a60a56-a3c8-11da-a746-0800200b9a66
Piperazine, 2-methyl- | 109-07-9 | 109079 | 109079 | C5H12N2 |  | Mass | kg | emission | water | https://ofmpub.epa.gov/sor_internet/registry/substreg/searchandretrieve/substancesearch/search.do?details=displayDetails&selectedSubstanceId=96438 | 1 | Chemicals | 91e553f8-c0ff-3d18-bc2c-44495333aa85 | 68a5ef8e-68b8-384c-8097-5c940b8436e8 | 20aadc24-a391-41cf-b340-3e4529f44bde | 93a60a56-a3c8-11da-a746-0800200b9a66
2-Chloropyridine | 109-09-1 | 109091 | 109091 | C5H4ClN |  | Mass | kg | emission | water | https://ofmpub.epa.gov/sor_internet/registry/substreg/searchandretrieve/substancesearch/search.do?details=displayDetails&selectedSubstanceId=47367 | 1 | Chemicals | ceb6a77f-a596-36da-9161-2719071caab7 | 68a5ef8e-68b8-384c-8097-5c940b8436e8 | 20aadc24-a391-41cf-b340-3e4529f44bde | 93a60a56-a3c8-11da-a746-0800200b9a66
Butyl butyrate | 109-21-7 | 109217 | 109217 | C8H16O2 |  | Mass | kg | emission | water | https://ofmpub.epa.gov/sor_internet/registry/substreg/searchandretrieve/substancesearch/search.do?details=displayDetails&selectedSubstanceId=47362 | 1 | Chemicals | 505dc87a-f77a-3424-8e69-2b775c0b7e1f | 68a5ef8e-68b8-384c-8097-5c940b8436e8 | 20aadc24-a391-41cf-b340-3e4529f44bde | 93a60a56-a3c8-11da-a746-0800200b9a66
Diflufenzopyr-sodium | 109293-98-3 | 109293983 | 109293983 | C15H11F2N4NaO3 |  | Mass | kg | emission | water | https://ofmpub.epa.gov/sor_internet/registry/substreg/searchandretrieve/substancesearch/search.do?details=displayDetails&selectedSubstanceId=80791 | 1 | Chemicals | 1c4bc924-5e3a-39af-bb7c-7a2900c1cad1 | 68a5ef8e-68b8-384c-8097-5c940b8436e8 | 20aadc24-a391-41cf-b340-3e4529f44bde | 93a60a56-a3c8-11da-a746-0800200b9a66
N,N'-Dibutylthiourea | 109-46-6 | 109466 | 109466 | C9H20N2S |  | Mass | kg | emission | water | https://ofmpub.epa.gov/sor_internet/registry/substreg/searchandretrieve/substancesearch/search.do?details=displayDetails&selectedSubstanceId=47352 | 1 | Chemicals | 38e1c5d0-5d82-3406-8d02-374deceb113b | 68a5ef8e-68b8-384c-8097-5c940b8436e8 | 20aadc24-a391-41cf-b340-3e4529f44bde | 93a60a56-a3c8-11da-a746-0800200b9a66
Valeric acid | 109-52-4 | 109524 | 109524 | C5H10O2 |  | Mass | kg | emission | water | https://ofmpub.epa.gov/sor_internet/registry/substreg/searchandretrieve/substancesearch/search.do?details=displayDetails&selectedSubstanceId=47350 | 1 | Chemicals | d58ab078-6d24-3e82-8f88-e39fdbf45075 | 68a5ef8e-68b8-384c-8097-5c940b8436e8 | 20aadc24-a391-41cf-b340-3e4529f44bde | 93a60a56-a3c8-11da-a746-0800200b9a66
Propane, 1-(ethenyloxy)-2-methyl- | 109-53-5 | 109535 | 109535 | C6H12O |  | Mass | kg | emission | water | https://ofmpub.epa.gov/sor_internet/registry/substreg/searchandretrieve/substancesearch/search.do?details=displayDetails&selectedSubstanceId=47349 | 1 | Chemicals | c68296be-37ff-332c-ac37-fa64093b7452 | 68a5ef8e-68b8-384c-8097-5c940b8436e8 | 20aadc24-a391-41cf-b340-3e4529f44bde | 93a60a56-a3c8-11da-a746-0800200b9a66
3-(Dimethylamino)propylamine | 109-55-7 | 109557 | 109557 | C5H14N2 |  | Mass | kg | emission | water | https://ofmpub.epa.gov/sor_internet/registry/substreg/searchandretrieve/substancesearch/search.do?details=displayDetails&selectedSubstanceId=96425 | 1 | Chemicals | 7ef31fa9-df39-3463-a66f-796c6aa50941 | 68a5ef8e-68b8-384c-8097-5c940b8436e8 | 20aadc24-a391-41cf-b340-3e4529f44bde | 93a60a56-a3c8-11da-a746-0800200b9a66
Allylthiourea | 109-57-9 | 109579 | 109579 | C4H8N2S |  | Mass | kg | emission | water | https://ofmpub.epa.gov/sor_internet/registry/substreg/searchandretrieve/substancesearch/search.do?details=displayDetails&selectedSubstanceId=47347 | 1 | Chemicals | 4f8a6de3-3e65-3cd4-81a2-ab079d96908a | 68a5ef8e-68b8-384c-8097-5c940b8436e8 | 20aadc24-a391-41cf-b340-3e4529f44bde | 93a60a56-a3c8-11da-a746-0800200b9a66
Propyl acetate | 109-60-4 | 109604 | 109604 | C5H10O2 |  | Mass | kg | emission | water | https://ofmpub.epa.gov/sor_internet/registry/substreg/searchandretrieve/substancesearch/search.do?details=displayDetails&selectedSubstanceId=47345 | 1 | Chemicals | 34ad7666-3f1d-3362-82df-337256dbcc39 | 68a5ef8e-68b8-384c-8097-5c940b8436e8 | 20aadc24-a391-41cf-b340-3e4529f44bde | 93a60a56-a3c8-11da-a746-0800200b9a66
1-Bromobutane | 109-65-9 | 109659 | 109659 | C4H9Br |  | Mass | kg | emission | water | https://ofmpub.epa.gov/sor_internet/registry/substreg/searchandretrieve/substancesearch/search.do?details=displayDetails&selectedSubstanceId=47341 | 1 | Chemicals | 898c3ca0-0004-3c85-94d8-40fc21dacf62 | 68a5ef8e-68b8-384c-8097-5c940b8436e8 | 20aadc24-a391-41cf-b340-3e4529f44bde | 93a60a56-a3c8-11da-a746-0800200b9a66
Pentane | 109-66-0 | 109660 | 109660 | C5H12 |  | Mass | kg | emission | water | https://ofmpub.epa.gov/sor_internet/registry/substreg/searchandretrieve/substancesearch/search.do?details=displayDetails&selectedSubstanceId=47340 | 1 | Chemicals | 0b024736-029c-3650-8e41-6427def4669c | 68a5ef8e-68b8-384c-8097-5c940b8436e8 | 20aadc24-a391-41cf-b340-3e4529f44bde | 93a60a56-a3c8-11da-a746-0800200b9a66
1-Chlorobutane | 109-69-3 | 109693 | 109693 | C4H9Cl |  | Mass | kg | emission | water | https://ofmpub.epa.gov/sor_internet/registry/substreg/searchandretrieve/substancesearch/search.do?details=displayDetails&selectedSubstanceId=47337 | 1 | Chemicals | ddeeecbf-1d11-377c-9a9c-3b4812eaa9d2 | 68a5ef8e-68b8-384c-8097-5c940b8436e8 | 20aadc24-a391-41cf-b340-3e4529f44bde | 93a60a56-a3c8-11da-a746-0800200b9a66
Butylamine | 109-73-9 | 109739 | 109739 | C4H11N |  | Mass | kg | emission | water | https://ofmpub.epa.gov/sor_internet/registry/substreg/searchandretrieve/substancesearch/search.do?details=displayDetails&selectedSubstanceId=47334 | 1 | Chemicals | 638f3813-7fcf-38ce-b8be-a6e19f704f67 | 68a5ef8e-68b8-384c-8097-5c940b8436e8 | 20aadc24-a391-41cf-b340-3e4529f44bde | 93a60a56-a3c8-11da-a746-0800200b9a66
3-Butenenitrile | 109-75-1 | 109751 | 109751 | C4H5N |  | Mass | kg | emission | water | https://ofmpub.epa.gov/sor_internet/registry/substreg/searchandretrieve/substancesearch/search.do?details=displayDetails&selectedSubstanceId=47332 | 1 | Chemicals | a4a7f295-6b92-35a5-9f0b-c042402b573e | 68a5ef8e-68b8-384c-8097-5c940b8436e8 | 20aadc24-a391-41cf-b340-3e4529f44bde | 93a60a56-a3c8-11da-a746-0800200b9a66
1,3-Diaminopropane | 109-76-2 | 109762 | 109762 | C3H10N2 |  | Mass | kg | emission | water | https://ofmpub.epa.gov/sor_internet/registry/substreg/searchandretrieve/substancesearch/search.do?details=displayDetails&selectedSubstanceId=47331 | 1 | Chemicals | ac1603d3-2533-3b49-b2a1-5aa6c97ccc44 | 68a5ef8e-68b8-384c-8097-5c940b8436e8 | 20aadc24-a391-41cf-b340-3e4529f44bde | 93a60a56-a3c8-11da-a746-0800200b9a66
Malononitrile | 109-77-3 | 109773 | 109773 | C3H2N2 |  | Mass | kg | emission | water | https://ofmpub.epa.gov/sor_internet/registry/substreg/searchandretrieve/substancesearch/search.do?details=displayDetails&selectedSubstanceId=47330 | 1 | Chemicals | 802688ec-4d28-3e61-9591-86aaf9b562ce | 68a5ef8e-68b8-384c-8097-5c940b8436e8 | 20aadc24-a391-41cf-b340-3e4529f44bde | 93a60a56-a3c8-11da-a746-0800200b9a66
Butyl mercaptan | 109-79-5 | 109795 | 109795 | C4H10S |  | Mass | kg | emission | water | https://ofmpub.epa.gov/sor_internet/registry/substreg/searchandretrieve/substancesearch/search.do?details=displayDetails&selectedSubstanceId=47328 | 1 | Chemicals | 38b3166e-32be-3aa1-9b1f-d0525ee37ff7 | 68a5ef8e-68b8-384c-8097-5c940b8436e8 | 20aadc24-a391-41cf-b340-3e4529f44bde | 93a60a56-a3c8-11da-a746-0800200b9a66
N-Methylethanolamine | 109-83-1 | 109831 | 109831 | C3H9NO |  | Mass | kg | emission | water | https://ofmpub.epa.gov/sor_internet/registry/substreg/searchandretrieve/substancesearch/search.do?details=displayDetails&selectedSubstanceId=47324 | 1 | Chemicals | a6d4b62e-f338-3575-b52c-e67b1d73d070 | 68a5ef8e-68b8-384c-8097-5c940b8436e8 | 20aadc24-a391-41cf-b340-3e4529f44bde | 93a60a56-a3c8-11da-a746-0800200b9a66
2-Hydroxyethylhydrazine | 109-84-2 | 109842 | 109842 | C2H8N2O |  | Mass | kg | emission | water | https://ofmpub.epa.gov/sor_internet/registry/substreg/searchandretrieve/substancesearch/search.do?details=displayDetails&selectedSubstanceId=47323 | 1 | Chemicals | cd4a5772-7bf9-3ff0-9db0-f0dfa03f02c4 | 68a5ef8e-68b8-384c-8097-5c940b8436e8 | 20aadc24-a391-41cf-b340-3e4529f44bde | 93a60a56-a3c8-11da-a746-0800200b9a66
Ethanamine, 2-methoxy- | 109-85-3 | 109853 | 109853 | C3H9NO |  | Mass | kg | emission | water | https://ofmpub.epa.gov/sor_internet/registry/substreg/searchandretrieve/substancesearch/search.do?details=displayDetails&selectedSubstanceId=47322 | 1 | Chemicals | 7775c6fb-d62d-308c-b28d-9d0416be7afb | 68a5ef8e-68b8-384c-8097-5c940b8436e8 | 20aadc24-a391-41cf-b340-3e4529f44bde | 93a60a56-a3c8-11da-a746-0800200b9a66
2-Methoxyethanol | 109-86-4 | 109864 | 109864 | C3H8O2 |  | Mass | kg | emission | water | https://ofmpub.epa.gov/sor_internet/registry/substreg/searchandretrieve/substancesearch/search.do?details=displayDetails&selectedSubstanceId=47321 | 1 | Chemicals | 54562f58-d95d-38b1-8bdd-c11464276e06 | 68a5ef8e-68b8-384c-8097-5c940b8436e8 | 20aadc24-a391-41cf-b340-3e4529f44bde | 93a60a56-a3c8-11da-a746-0800200b9a66
Dimethoxymethane | 109-87-5 | 109875 | 109875 | C3H8O2 |  | Mass | kg | emission | water | https://ofmpub.epa.gov/sor_internet/registry/substreg/searchandretrieve/substancesearch/search.do?details=displayDetails&selectedSubstanceId=47320 | 1 | Chemicals | 9cbab15d-5644-393c-b2f4-938907022c7d | 68a5ef8e-68b8-384c-8097-5c940b8436e8 | 20aadc24-a391-41cf-b340-3e4529f44bde | 93a60a56-a3c8-11da-a746-0800200b9a66
Diethylamine | 109-89-7 | 109897 | 109897 | C4H11N |  | Mass | kg | emission | water | https://ofmpub.epa.gov/sor_internet/registry/substreg/searchandretrieve/substancesearch/search.do?details=displayDetails&selectedSubstanceId=47318 | 1 | Chemicals | 1107108f-8b21-3c61-ad22-5dc5f43f1ef1 | 68a5ef8e-68b8-384c-8097-5c940b8436e8 | 20aadc24-a391-41cf-b340-3e4529f44bde | 93a60a56-a3c8-11da-a746-0800200b9a66
Vinyl ethyl ether | 109-92-2 | 109922 | 109922 | C4H8O |  | Mass | kg | emission | water | https://ofmpub.epa.gov/sor_internet/registry/substreg/searchandretrieve/substancesearch/search.do?details=displayDetails&selectedSubstanceId=47317 | 1 | Chemicals | 4ace6a4d-e1de-3053-940b-1d66d9ece66f | 68a5ef8e-68b8-384c-8097-5c940b8436e8 | 20aadc24-a391-41cf-b340-3e4529f44bde | 93a60a56-a3c8-11da-a746-0800200b9a66
Tetrahydrofuran | 109-99-9 | 109999 | 109999 | C4H8O |  | Mass | kg | emission | water | https://ofmpub.epa.gov/sor_internet/registry/substreg/searchandretrieve/substancesearch/search.do?details=displayDetails&selectedSubstanceId=47713 | 1 | Chemicals | 1c657778-9fda-3b72-8a10-2e0066c762fd | 68a5ef8e-68b8-384c-8097-5c940b8436e8 | 20aadc24-a391-41cf-b340-3e4529f44bde | 93a60a56-a3c8-11da-a746-0800200b9a66
Furan | 110-00-9 | 110009 | 110009 | C4H4O |  | Mass | kg | emission | water | https://ofmpub.epa.gov/sor_internet/registry/substreg/searchandretrieve/substancesearch/search.do?details=displayDetails&selectedSubstanceId=47712 | 1 | Chemicals | debb7fe4-6813-3245-a5f0-6e5a97208c00 | 68a5ef8e-68b8-384c-8097-5c940b8436e8 | 20aadc24-a391-41cf-b340-3e4529f44bde | 93a60a56-a3c8-11da-a746-0800200b9a66
Thiophene | 110-02-1 | 110021 | 110021 | C4H4S |  | Mass | kg | emission | water | https://ofmpub.epa.gov/sor_internet/registry/substreg/searchandretrieve/substancesearch/search.do?details=displayDetails&selectedSubstanceId=47711 | 1 | Chemicals | 800a3ca8-2780-3784-b31f-e16be614daa3 | 68a5ef8e-68b8-384c-8097-5c940b8436e8 | 20aadc24-a391-41cf-b340-3e4529f44bde | 93a60a56-a3c8-11da-a746-0800200b9a66
Methyl isoamyl ketone | 110-12-3 | 110123 | 110123 | C7H14O |  | Mass | kg | emission | water | https://ofmpub.epa.gov/sor_internet/registry/substreg/searchandretrieve/substancesearch/search.do?details=displayDetails&selectedSubstanceId=47707 | 1 | Chemicals | 299df47c-8de1-33cf-a46b-d325a315ae7e | 68a5ef8e-68b8-384c-8097-5c940b8436e8 | 20aadc24-a391-41cf-b340-3e4529f44bde | 93a60a56-a3c8-11da-a746-0800200b9a66
Succinic acid | 110-15-6 | 110156 | 110156 | C4H6O4 |  | Mass | kg | emission | water | https://ofmpub.epa.gov/sor_internet/registry/substreg/searchandretrieve/substancesearch/search.do?details=displayDetails&selectedSubstanceId=47705 | 1 | Chemicals | c1f42a74-e10e-39e1-a875-ffe2da0f640f | 68a5ef8e-68b8-384c-8097-5c940b8436e8 | 20aadc24-a391-41cf-b340-3e4529f44bde | 93a60a56-a3c8-11da-a746-0800200b9a66
Maleic acid | 110-16-7 | 110167 | 110167 | C4H4O4 |  | Mass | kg | emission | water | https://ofmpub.epa.gov/sor_internet/registry/substreg/searchandretrieve/substancesearch/search.do?details=displayDetails&selectedSubstanceId=47704 | 1 | Chemicals | 34391f07-9b54-3889-be3d-b420edb40134 | 68a5ef8e-68b8-384c-8097-5c940b8436e8 | 20aadc24-a391-41cf-b340-3e4529f44bde | 93a60a56-a3c8-11da-a746-0800200b9a66
Fumaric acid | 110-17-8 | 110178 | 110178 | C4H4O4 |  | Mass | kg | emission | water | https://ofmpub.epa.gov/sor_internet/registry/substreg/searchandretrieve/substancesearch/search.do?details=displayDetails&selectedSubstanceId=96282 | 1 | Chemicals | a838c618-adc5-35bb-9505-affc21296d75 | 68a5ef8e-68b8-384c-8097-5c940b8436e8 | 20aadc24-a391-41cf-b340-3e4529f44bde | 93a60a56-a3c8-11da-a746-0800200b9a66
Isobutyl acetate | 110-19-0 | 110190 | 110190 | C6H12O2 |  | Mass | kg | emission | water | https://ofmpub.epa.gov/sor_internet/registry/substreg/searchandretrieve/substancesearch/search.do?details=displayDetails&selectedSubstanceId=47702 | 1 | Chemicals | dcc8d889-eb7c-3a91-9cc9-f7335c1bb0c0 | 68a5ef8e-68b8-384c-8097-5c940b8436e8 | 20aadc24-a391-41cf-b340-3e4529f44bde | 93a60a56-a3c8-11da-a746-0800200b9a66
Isopropyl myristate | 110-27-0 | 110270 | 110270 | C17H34O2 |  | Mass | kg | emission | water | https://ofmpub.epa.gov/sor_internet/registry/substreg/searchandretrieve/substancesearch/search.do?details=displayDetails&selectedSubstanceId=47698 | 1 | Chemicals | 2a2e4305-3fba-3240-a6de-5440034ebf7b | 68a5ef8e-68b8-384c-8097-5c940b8436e8 | 20aadc24-a391-41cf-b340-3e4529f44bde | 93a60a56-a3c8-11da-a746-0800200b9a66
Dihexyl adipate | 110-33-8 | 110338 | 110338 | C18H34O4 |  | Mass | kg | emission | water | https://ofmpub.epa.gov/sor_internet/registry/substreg/searchandretrieve/substancesearch/search.do?details=displayDetails&selectedSubstanceId=47696 | 1 | Chemicals | c512475b-9c4c-3dfb-9515-1a95b43a6884 | 68a5ef8e-68b8-384c-8097-5c940b8436e8 | 20aadc24-a391-41cf-b340-3e4529f44bde | 93a60a56-a3c8-11da-a746-0800200b9a66
Decanedioic acid, diethyl ester | 110-40-7 | 110407 | 110407 | C14H26O4 |  | Mass | kg | emission | water | https://ofmpub.epa.gov/sor_internet/registry/substreg/searchandretrieve/substancesearch/search.do?details=displayDetails&selectedSubstanceId=96274 | 1 | Chemicals | 0237f3a8-8ca1-3fd3-8215-69ab4dcca416 | 68a5ef8e-68b8-384c-8097-5c940b8436e8 | 20aadc24-a391-41cf-b340-3e4529f44bde | 93a60a56-a3c8-11da-a746-0800200b9a66
2-Heptanone | 110-43-0 | 110430 | 110430 | C7H14O |  | Mass | kg | emission | water | https://ofmpub.epa.gov/sor_internet/registry/substreg/searchandretrieve/substancesearch/search.do?details=displayDetails&selectedSubstanceId=96273 | 1 | Chemicals | 2d93e10a-6714-3c0f-bdca-2903cf212f5f | 68a5ef8e-68b8-384c-8097-5c940b8436e8 | 20aadc24-a391-41cf-b340-3e4529f44bde | 93a60a56-a3c8-11da-a746-0800200b9a66
Sorbic acid | 110-44-1 | 110441 | 110441 | C6H8O2 |  | Mass | kg | emission | water | https://ofmpub.epa.gov/sor_internet/registry/substreg/searchandretrieve/substancesearch/search.do?details=displayDetails&selectedSubstanceId=47690 | 1 | Chemicals | 94566812-f8af-3f4a-b2e2-09b2c5588f4c | 68a5ef8e-68b8-384c-8097-5c940b8436e8 | 20aadc24-a391-41cf-b340-3e4529f44bde | 93a60a56-a3c8-11da-a746-0800200b9a66
Dimethomorph | 110488-70-5 | 110488705 | 110488705 | C21H22ClNO4 |  | Mass | kg | emission | water | https://ofmpub.epa.gov/sor_internet/registry/substreg/searchandretrieve/substancesearch/search.do?details=displayDetails&selectedSubstanceId=80789 | 1 | Chemicals | 24ed83ce-dd36-341b-b1d1-ff3783a09717 | 68a5ef8e-68b8-384c-8097-5c940b8436e8 | 20aadc24-a391-41cf-b340-3e4529f44bde | 93a60a56-a3c8-11da-a746-0800200b9a66
Ethylene glycol monomethyl ether acetate | 110-49-6 | 110496 | 110496 | C5H10O3 |  | Mass | kg | emission | water | https://ofmpub.epa.gov/sor_internet/registry/substreg/searchandretrieve/substancesearch/search.do?details=displayDetails&selectedSubstanceId=47687 | 1 | Chemicals | 3eb72cd3-79cb-3969-9ab7-11956730c2c9 | 68a5ef8e-68b8-384c-8097-5c940b8436e8 | 20aadc24-a391-41cf-b340-3e4529f44bde | 93a60a56-a3c8-11da-a746-0800200b9a66
Hexane | 110-54-3 | 110543 | 110543 | C6H14 |  | Mass | kg | emission | water | https://ofmpub.epa.gov/sor_internet/registry/substreg/searchandretrieve/substancesearch/search.do?details=displayDetails&selectedSubstanceId=47684 | 1 | Chemicals | 86447103-bcb3-3060-bf70-4afa49a99adf | 68a5ef8e-68b8-384c-8097-5c940b8436e8 | 20aadc24-a391-41cf-b340-3e4529f44bde | 93a60a56-a3c8-11da-a746-0800200b9a66
1,4-Dichlorobutane | 110-56-5 | 110565 | 110565 | C4H8Cl2 |  | Mass | kg | emission | water | https://ofmpub.epa.gov/sor_internet/registry/substreg/searchandretrieve/substancesearch/search.do?details=displayDetails&selectedSubstanceId=47683 | 1 | Chemicals | 63c14572-3098-309a-a298-57e32a976c73 | 68a5ef8e-68b8-384c-8097-5c940b8436e8 | 20aadc24-a391-41cf-b340-3e4529f44bde | 93a60a56-a3c8-11da-a746-0800200b9a66
Amylamine | 110-58-7 | 110587 | 110587 | C5H13N |  | Mass | kg | emission | water | https://ofmpub.epa.gov/sor_internet/registry/substreg/searchandretrieve/substancesearch/search.do?details=displayDetails&selectedSubstanceId=47682 | 1 | Chemicals | 74319af5-ba60-3d01-937e-eb4826abeb45 | 68a5ef8e-68b8-384c-8097-5c940b8436e8 | 20aadc24-a391-41cf-b340-3e4529f44bde | 93a60a56-a3c8-11da-a746-0800200b9a66
Pentanal | 110-62-3 | 110623 | 110623 | C5H10O |  | Mass | kg | emission | water | https://ofmpub.epa.gov/sor_internet/registry/substreg/searchandretrieve/substancesearch/search.do?details=displayDetails&selectedSubstanceId=47678 | 1 | Chemicals | 29972077-e95f-39b9-922d-12053058bf51 | 68a5ef8e-68b8-384c-8097-5c940b8436e8 | 20aadc24-a391-41cf-b340-3e4529f44bde | 93a60a56-a3c8-11da-a746-0800200b9a66
1,4-Butanediol | 110-63-4 | 110634 | 110634 | C4H10O2 |  | Mass | kg | emission | water | https://ofmpub.epa.gov/sor_internet/registry/substreg/searchandretrieve/substancesearch/search.do?details=displayDetails&selectedSubstanceId=47677 | 1 | Chemicals | 91f487a8-708e-3dee-8c45-bf61c63a6270 | 68a5ef8e-68b8-384c-8097-5c940b8436e8 | 20aadc24-a391-41cf-b340-3e4529f44bde | 93a60a56-a3c8-11da-a746-0800200b9a66
2-Butyne-1,4-diol | 110-65-6 | 110656 | 110656 | C4H6O2 |  | Mass | kg | emission | water | https://ofmpub.epa.gov/sor_internet/registry/substreg/searchandretrieve/substancesearch/search.do?details=displayDetails&selectedSubstanceId=47675 | 1 | Chemicals | 34d7dbb4-ddf1-305f-96d1-b11ce21f8389 | 68a5ef8e-68b8-384c-8097-5c940b8436e8 | 20aadc24-a391-41cf-b340-3e4529f44bde | 93a60a56-a3c8-11da-a746-0800200b9a66
Tetrapropylenebenzenesulfonic acid | 11067-81-5 | 11067815 | 11067815 | - |  | Mass | kg | emission | water | https://ofmpub.epa.gov/sor_internet/registry/substreg/searchandretrieve/substancesearch/search.do?details=displayDetails&selectedSubstanceId=78242 | 1 | Chemicals | 6da8b445-d0f0-346c-ac49-9ea726a051d6 | 68a5ef8e-68b8-384c-8097-5c940b8436e8 | 20aadc24-a391-41cf-b340-3e4529f44bde | 93a60a56-a3c8-11da-a746-0800200b9a66
N-Ethyl ethanolamine | 110-73-6 | 110736 | 110736 | C4H11NO |  | Mass | kg | emission | water | https://ofmpub.epa.gov/sor_internet/registry/substreg/searchandretrieve/substancesearch/search.do?details=displayDetails&selectedSubstanceId=47667 | 1 | Chemicals | ef6372d3-4fd0-3bf1-a43c-768e4f6e5227 | 68a5ef8e-68b8-384c-8097-5c940b8436e8 | 20aadc24-a391-41cf-b340-3e4529f44bde | 93a60a56-a3c8-11da-a746-0800200b9a66
2-Chloroethyl vinyl ether | 110-75-8 | 110758 | 110758 | C4H7ClO |  | Mass | kg | emission | water | https://ofmpub.epa.gov/sor_internet/registry/substreg/searchandretrieve/substancesearch/search.do?details=displayDetails&selectedSubstanceId=47665 | 1 | Chemicals | 51f87195-c362-3b2f-98e5-0908bdbc7e39 | 68a5ef8e-68b8-384c-8097-5c940b8436e8 | 20aadc24-a391-41cf-b340-3e4529f44bde | 93a60a56-a3c8-11da-a746-0800200b9a66
Ethanol, 2-(ethylthio)- | 110-77-0 | 110770 | 110770 | C4H10OS |  | Mass | kg | emission | water | https://ofmpub.epa.gov/sor_internet/registry/substreg/searchandretrieve/substancesearch/search.do?details=displayDetails&selectedSubstanceId=47663 | 1 | Chemicals | a80fda6d-2037-31d3-b71d-6fa60993861e | 68a5ef8e-68b8-384c-8097-5c940b8436e8 | 20aadc24-a391-41cf-b340-3e4529f44bde | 93a60a56-a3c8-11da-a746-0800200b9a66
2-Ethoxyethanol | 110-80-5 | 110805 | 110805 | C4H10O2 |  | Mass | kg | emission | water | https://ofmpub.epa.gov/sor_internet/registry/substreg/searchandretrieve/substancesearch/search.do?details=displayDetails&selectedSubstanceId=47661 | 1 | Chemicals | 3398f823-19da-3a04-84aa-f858eb393553 | 68a5ef8e-68b8-384c-8097-5c940b8436e8 | 20aadc24-a391-41cf-b340-3e4529f44bde | 93a60a56-a3c8-11da-a746-0800200b9a66
Diethyl disulfide | 110-81-6 | 110816 | 110816 | C4H10S2 |  | Mass | kg | emission | water | https://ofmpub.epa.gov/sor_internet/registry/substreg/searchandretrieve/substancesearch/search.do?details=displayDetails&selectedSubstanceId=47660 | 1 | Chemicals | 9647cb11-2a39-35ab-bf3d-7b32792a6b0f | 68a5ef8e-68b8-384c-8097-5c940b8436e8 | 20aadc24-a391-41cf-b340-3e4529f44bde | 93a60a56-a3c8-11da-a746-0800200b9a66
Cyclohexane | 110-82-7 | 110827 | 110827 | C6H12 |  | Mass | kg | emission | water | https://ofmpub.epa.gov/sor_internet/registry/substreg/searchandretrieve/substancesearch/search.do?details=displayDetails&selectedSubstanceId=47659 | 1 | Chemicals | 67b8b869-4800-3fbf-b7b3-057d09acacad | 68a5ef8e-68b8-384c-8097-5c940b8436e8 | 20aadc24-a391-41cf-b340-3e4529f44bde | 93a60a56-a3c8-11da-a746-0800200b9a66
Cyclohexene | 110-83-8 | 110838 | 110838 | C6H10 |  | Mass | kg | emission | water | https://ofmpub.epa.gov/sor_internet/registry/substreg/searchandretrieve/substancesearch/search.do?details=displayDetails&selectedSubstanceId=47658 | 1 | Chemicals | 89db78c3-5922-3f53-abe3-4bf7b455ebfb | 68a5ef8e-68b8-384c-8097-5c940b8436e8 | 20aadc24-a391-41cf-b340-3e4529f44bde | 93a60a56-a3c8-11da-a746-0800200b9a66
Pyridine | 110-86-1 | 110861 | 110861 | C5H5N |  | Mass | kg | emission | water | https://ofmpub.epa.gov/sor_internet/registry/substreg/searchandretrieve/substancesearch/search.do?details=displayDetails&selectedSubstanceId=46949 | 1 | Chemicals | 11026562-a686-3222-bf0e-7490a1fc5a3a | 68a5ef8e-68b8-384c-8097-5c940b8436e8 | 20aadc24-a391-41cf-b340-3e4529f44bde | 93a60a56-a3c8-11da-a746-0800200b9a66
1,3,5-Trioxane | 110-88-3 | 110883 | 110883 | C3H6O3 |  | Mass | kg | emission | water | https://ofmpub.epa.gov/sor_internet/registry/substreg/searchandretrieve/substancesearch/search.do?details=displayDetails&selectedSubstanceId=46947 | 1 | Chemicals | a83f6165-81c9-3481-b89b-808e7e9b2894 | 68a5ef8e-68b8-384c-8097-5c940b8436e8 | 20aadc24-a391-41cf-b340-3e4529f44bde | 93a60a56-a3c8-11da-a746-0800200b9a66
Morpholine | 110-91-8 | 110918 | 110918 | C4H9NO |  | Mass | kg | emission | water | https://ofmpub.epa.gov/sor_internet/registry/substreg/searchandretrieve/substancesearch/search.do?details=displayDetails&selectedSubstanceId=96266 | 1 | Chemicals | 658796a8-b9db-3d83-8691-6c4996f12d0e | 68a5ef8e-68b8-384c-8097-5c940b8436e8 | 20aadc24-a391-41cf-b340-3e4529f44bde | 93a60a56-a3c8-11da-a746-0800200b9a66
6-Methyl-5-hepten-2-one | 110-93-0 | 110930 | 110930 | C8H14O |  | Mass | kg | emission | water | https://ofmpub.epa.gov/sor_internet/registry/substreg/searchandretrieve/substancesearch/search.do?details=displayDetails&selectedSubstanceId=46944 | 1 | Chemicals | 56776e83-fdf5-37f1-9306-4c8c6f683833 | 68a5ef8e-68b8-384c-8097-5c940b8436e8 | 20aadc24-a391-41cf-b340-3e4529f44bde | 93a60a56-a3c8-11da-a746-0800200b9a66
1,3-Propanediamine, N,N,N',N'-tetramethyl- | 110-95-2 | 110952 | 110952 | C7H18N2 |  | Mass | kg | emission | water | https://ofmpub.epa.gov/sor_internet/registry/substreg/searchandretrieve/substancesearch/search.do?details=displayDetails&selectedSubstanceId=96265 | 1 | Chemicals | 93bd2d6e-7811-3acb-acce-1a377ab4b5a4 | 68a5ef8e-68b8-384c-8097-5c940b8436e8 | 20aadc24-a391-41cf-b340-3e4529f44bde | 93a60a56-a3c8-11da-a746-0800200b9a66
Diisobutylamine | 110-96-3 | 110963 | 110963 | C8H19N |  | Mass | kg | emission | water | https://ofmpub.epa.gov/sor_internet/registry/substreg/searchandretrieve/substancesearch/search.do?details=displayDetails&selectedSubstanceId=46942 | 1 | Chemicals | a9ae86bc-8dfa-3d8e-8e73-e55edf9744b5 | 68a5ef8e-68b8-384c-8097-5c940b8436e8 | 20aadc24-a391-41cf-b340-3e4529f44bde | 93a60a56-a3c8-11da-a746-0800200b9a66
Diisopropanolamine | 110-97-4 | 110974 | 110974 | C6H15NO2 |  | Mass | kg | emission | water | https://ofmpub.epa.gov/sor_internet/registry/substreg/searchandretrieve/substancesearch/search.do?details=displayDetails&selectedSubstanceId=46941 | 1 | Chemicals | 17a34448-411a-3ea8-9650-c599f478dd17 | 68a5ef8e-68b8-384c-8097-5c940b8436e8 | 20aadc24-a391-41cf-b340-3e4529f44bde | 93a60a56-a3c8-11da-a746-0800200b9a66
Bis(2-hydroxypropyl) ether | 110-98-5 | 110985 | 110985 | C6H14O3 |  | Mass | kg | emission | water | https://ofmpub.epa.gov/sor_internet/registry/substreg/searchandretrieve/substancesearch/search.do?details=displayDetails&selectedSubstanceId=96264 | 1 | Chemicals | abee2796-29ab-3706-88a8-32e73635e5b4 | 68a5ef8e-68b8-384c-8097-5c940b8436e8 | 20aadc24-a391-41cf-b340-3e4529f44bde | 93a60a56-a3c8-11da-a746-0800200b9a66
Acetic acid, 2,2'-oxybis- | 110-99-6 | 110996 | 110996 | C4H6O5 |  | Mass | kg | emission | water | https://ofmpub.epa.gov/sor_internet/registry/substreg/searchandretrieve/substancesearch/search.do?details=displayDetails&selectedSubstanceId=46940 | 1 | Chemicals | a5d7b36e-c316-370a-8219-f3a84eb818d0 | 68a5ef8e-68b8-384c-8097-5c940b8436e8 | 20aadc24-a391-41cf-b340-3e4529f44bde | 93a60a56-a3c8-11da-a746-0800200b9a66
Aroclor 1221 | 11104-28-2 | 11104282 | 11104282 | - |  | Mass | kg | emission | water | https://ofmpub.epa.gov/sor_internet/registry/substreg/searchandretrieve/substancesearch/search.do?details=displayDetails&selectedSubstanceId=38807 | 1 | Chemicals | 9f749e78-8ac1-33ac-91b3-c74feeca0f89 | 68a5ef8e-68b8-384c-8097-5c940b8436e8 | 20aadc24-a391-41cf-b340-3e4529f44bde | 93a60a56-a3c8-11da-a746-0800200b9a66
2-Octanone | 111-13-7 | 111137 | 111137 | C8H16O |  | Mass | kg | emission | water | https://ofmpub.epa.gov/sor_internet/registry/substreg/searchandretrieve/substancesearch/search.do?details=displayDetails&selectedSubstanceId=46933 | 1 | Chemicals | cfef997e-1f6d-345a-8c13-ebf9b4f5e559 | 68a5ef8e-68b8-384c-8097-5c940b8436e8 | 20aadc24-a391-41cf-b340-3e4529f44bde | 93a60a56-a3c8-11da-a746-0800200b9a66
Heptanoic acid | 111-14-8 | 111148 | 111148 | C7H14O2 |  | Mass | kg | emission | water | https://ofmpub.epa.gov/sor_internet/registry/substreg/searchandretrieve/substancesearch/search.do?details=displayDetails&selectedSubstanceId=96259 | 1 | Chemicals | 796041c4-15e8-3071-9a9f-6fc4123a77cc | 68a5ef8e-68b8-384c-8097-5c940b8436e8 | 20aadc24-a391-41cf-b340-3e4529f44bde | 93a60a56-a3c8-11da-a746-0800200b9a66
Ethylene glycol monoethyl ether acetate | 111-15-9 | 111159 | 111159 | C6H12O3 |  | Mass | kg | emission | water | https://ofmpub.epa.gov/sor_internet/registry/substreg/searchandretrieve/substancesearch/search.do?details=displayDetails&selectedSubstanceId=46932 | 1 | Chemicals | 0edfbd4f-6f72-3843-877f-e502b2da42c8 | 68a5ef8e-68b8-384c-8097-5c940b8436e8 | 20aadc24-a391-41cf-b340-3e4529f44bde | 93a60a56-a3c8-11da-a746-0800200b9a66
N,N,N',N'-Tetramethyl-1,6-hexanediamine | 111-18-2 | 111182 | 111182 | C10H24N2 |  | Mass | kg | emission | water | https://ofmpub.epa.gov/sor_internet/registry/substreg/searchandretrieve/substancesearch/search.do?details=displayDetails&selectedSubstanceId=46930 | 1 | Chemicals | d45ce608-ba29-3c6b-90b6-ac8e3f7e6f1f | 68a5ef8e-68b8-384c-8097-5c940b8436e8 | 20aadc24-a391-41cf-b340-3e4529f44bde | 93a60a56-a3c8-11da-a746-0800200b9a66
Hexane, 1-bromo- | 111-25-1 | 111251 | 111251 | C6H13Br |  | Mass | kg | emission | water | https://ofmpub.epa.gov/sor_internet/registry/substreg/searchandretrieve/substancesearch/search.do?details=displayDetails&selectedSubstanceId=46926 | 1 | Chemicals | 75bb81f4-edca-3d0d-8816-0ef9d02b3d61 | 68a5ef8e-68b8-384c-8097-5c940b8436e8 | 20aadc24-a391-41cf-b340-3e4529f44bde | 93a60a56-a3c8-11da-a746-0800200b9a66
Hexylamine | 111-26-2 | 111262 | 111262 | C6H15N |  | Mass | kg | emission | water | https://ofmpub.epa.gov/sor_internet/registry/substreg/searchandretrieve/substancesearch/search.do?details=displayDetails&selectedSubstanceId=46925 | 1 | Chemicals | 8d7815c1-f8b3-3f89-a996-f828db5e9fd1 | 68a5ef8e-68b8-384c-8097-5c940b8436e8 | 20aadc24-a391-41cf-b340-3e4529f44bde | 93a60a56-a3c8-11da-a746-0800200b9a66
1-Hexanol | 111-27-3 | 111273 | 111273 | C6H14O |  | Mass | kg | emission | water | https://ofmpub.epa.gov/sor_internet/registry/substreg/searchandretrieve/substancesearch/search.do?details=displayDetails&selectedSubstanceId=96250 | 1 | Chemicals | b8df847a-3953-3280-97bd-c82adb9f2433 | 68a5ef8e-68b8-384c-8097-5c940b8436e8 | 20aadc24-a391-41cf-b340-3e4529f44bde | 93a60a56-a3c8-11da-a746-0800200b9a66
1,5-Pentanediol | 111-29-5 | 111295 | 111295 | C5H12O2 |  | Mass | kg | emission | water | https://ofmpub.epa.gov/sor_internet/registry/substreg/searchandretrieve/substancesearch/search.do?details=displayDetails&selectedSubstanceId=46923 | 1 | Chemicals | f4edb525-b429-32b3-9c47-5c34930c916e | 68a5ef8e-68b8-384c-8097-5c940b8436e8 | 20aadc24-a391-41cf-b340-3e4529f44bde | 93a60a56-a3c8-11da-a746-0800200b9a66
Omethoate | 1113-02-6 | 1113026 | 1113026 | C5H12NO4PS |  | Mass | kg | emission | water | https://ofmpub.epa.gov/sor_internet/registry/substreg/searchandretrieve/substancesearch/search.do?details=displayDetails&selectedSubstanceId=81859 | 1 | Chemicals | ea1e619d-d68e-3516-9998-667a419e9964 | 68a5ef8e-68b8-384c-8097-5c940b8436e8 | 20aadc24-a391-41cf-b340-3e4529f44bde | 93a60a56-a3c8-11da-a746-0800200b9a66
Glutaraldehyde | 111-30-8 | 111308 | 111308 | C5H8O2 |  | Mass | kg | emission | water | https://ofmpub.epa.gov/sor_internet/registry/substreg/searchandretrieve/substancesearch/search.do?details=displayDetails&selectedSubstanceId=46922 | 1 | Chemicals | 8965e43c-6469-3b92-a9fb-07877e9a58a5 | 68a5ef8e-68b8-384c-8097-5c940b8436e8 | 20aadc24-a391-41cf-b340-3e4529f44bde | 93a60a56-a3c8-11da-a746-0800200b9a66
Diammonium oxalate | 1113-38-8 | 1113388 | 1113388 | C2H8N2O4 |  | Mass | kg | emission | water | https://ofmpub.epa.gov/sor_internet/registry/substreg/searchandretrieve/substancesearch/search.do?details=displayDetails&selectedSubstanceId=43538 | 1 | Chemicals | 14d0a039-9b2e-3c3c-9b98-9d4b21bbdbe7 | 68a5ef8e-68b8-384c-8097-5c940b8436e8 | 20aadc24-a391-41cf-b340-3e4529f44bde | 93a60a56-a3c8-11da-a746-0800200b9a66
Butyl isocyanate | 111-36-4 | 111364 | 111364 | C5H9NO |  | Mass | kg | emission | water | https://ofmpub.epa.gov/sor_internet/registry/substreg/searchandretrieve/substancesearch/search.do?details=displayDetails&selectedSubstanceId=96247 | 1 | Chemicals | 26cfa5d5-8d74-3c04-add5-0b86080c1d30 | 68a5ef8e-68b8-384c-8097-5c940b8436e8 | 20aadc24-a391-41cf-b340-3e4529f44bde | 93a60a56-a3c8-11da-a746-0800200b9a66
Branched and linear heptyl nonyl phthalate | 111381-89-6 | 111381896 | 111381896 | - |  | Mass | kg | emission | water | https://ofmpub.epa.gov/sor_internet/registry/substreg/searchandretrieve/substancesearch/search.do?details=displayDetails&selectedSubstanceId=25580 | 1 | Chemicals | 4dd01d63-6520-3af0-b97d-ad5d92eda35c | 68a5ef8e-68b8-384c-8097-5c940b8436e8 | 20aadc24-a391-41cf-b340-3e4529f44bde | 93a60a56-a3c8-11da-a746-0800200b9a66
Diethylenetriamine | 111-40-0 | 111400 | 111400 | C4H13N3 |  | Mass | kg | emission | water | https://ofmpub.epa.gov/sor_internet/registry/substreg/searchandretrieve/substancesearch/search.do?details=displayDetails&selectedSubstanceId=46917 | 1 | Chemicals | fe9d7e71-49a9-38a4-960a-f8aefcbf2132 | 68a5ef8e-68b8-384c-8097-5c940b8436e8 | 20aadc24-a391-41cf-b340-3e4529f44bde | 93a60a56-a3c8-11da-a746-0800200b9a66
N-Hydroxyethylethylenediamine | 111-41-1 | 111411 | 111411 | C4H12N2O |  | Mass | kg | emission | water | https://ofmpub.epa.gov/sor_internet/registry/substreg/searchandretrieve/substancesearch/search.do?details=displayDetails&selectedSubstanceId=96246 | 1 | Chemicals | 9dbd75f5-7766-38ef-9e5e-ef454d5f1b06 | 68a5ef8e-68b8-384c-8097-5c940b8436e8 | 20aadc24-a391-41cf-b340-3e4529f44bde | 93a60a56-a3c8-11da-a746-0800200b9a66
Aroclor 1232 | 11141-16-5 | 11141165 | 11141165 | - |  | Mass | kg | emission | water | https://ofmpub.epa.gov/sor_internet/registry/substreg/searchandretrieve/substancesearch/search.do?details=displayDetails&selectedSubstanceId=62305 | 1 | Chemicals | 19676594-916b-301e-bd3b-5805a65dd436 | 68a5ef8e-68b8-384c-8097-5c940b8436e8 | 20aadc24-a391-41cf-b340-3e4529f44bde | 93a60a56-a3c8-11da-a746-0800200b9a66
Azadirachtin A | 11141-17-6 | 11141176 | 11141176 | C35H44O16 |  | Mass | kg | emission | water | https://ofmpub.epa.gov/sor_internet/registry/substreg/searchandretrieve/substancesearch/search.do?details=displayDetails&selectedSubstanceId=81077 | 1 | Chemicals | 3d0dc1fc-fab7-3835-9672-5dcbb895a840 | 68a5ef8e-68b8-384c-8097-5c940b8436e8 | 20aadc24-a391-41cf-b340-3e4529f44bde | 93a60a56-a3c8-11da-a746-0800200b9a66
Diethanolamine | 111-42-2 | 111422 | 111422 | C4H11NO2 |  | Mass | kg | emission | water | https://ofmpub.epa.gov/sor_internet/registry/substreg/searchandretrieve/substancesearch/search.do?details=displayDetails&selectedSubstanceId=46916 | 1 | Chemicals | 391e5c64-6164-3336-ad75-6fd7bcf8901d | 68a5ef8e-68b8-384c-8097-5c940b8436e8 | 20aadc24-a391-41cf-b340-3e4529f44bde | 93a60a56-a3c8-11da-a746-0800200b9a66
Bis(2-chloroethyl) ether | 111-44-4 | 111444 | 111444 | C4H8Cl2O |  | Mass | kg | emission | water | https://ofmpub.epa.gov/sor_internet/registry/substreg/searchandretrieve/substancesearch/search.do?details=displayDetails&selectedSubstanceId=46914 | 1 | Chemicals | f9742dd1-a6d3-3115-b218-1bc973afe10b | 68a5ef8e-68b8-384c-8097-5c940b8436e8 | 20aadc24-a391-41cf-b340-3e4529f44bde | 93a60a56-a3c8-11da-a746-0800200b9a66
Diethylene glycol | 111-46-6 | 111466 | 111466 | C4H10O3 |  | Mass | kg | emission | water | https://ofmpub.epa.gov/sor_internet/registry/substreg/searchandretrieve/substancesearch/search.do?details=displayDetails&selectedSubstanceId=46913 | 1 | Chemicals | 010f86f9-b237-3d59-a283-f70ce41ea24b | 68a5ef8e-68b8-384c-8097-5c940b8436e8 | 20aadc24-a391-41cf-b340-3e4529f44bde | 93a60a56-a3c8-11da-a746-0800200b9a66
Pebulate | 1114-71-2 | 1114712 | 1114712 | C10H21NOS |  | Mass | kg | emission | water | https://ofmpub.epa.gov/sor_internet/registry/substreg/searchandretrieve/substancesearch/search.do?details=displayDetails&selectedSubstanceId=43532 | 1 | Chemicals | 3c0df8f8-4721-33a2-b7d5-17e1148d832b | 68a5ef8e-68b8-384c-8097-5c940b8436e8 | 20aadc24-a391-41cf-b340-3e4529f44bde | 93a60a56-a3c8-11da-a746-0800200b9a66
Dipropyl sulfide | 111-47-7 | 111477 | 111477 | C6H14S |  | Mass | kg | emission | water | https://ofmpub.epa.gov/sor_internet/registry/substreg/searchandretrieve/substancesearch/search.do?details=displayDetails&selectedSubstanceId=46912 | 1 | Chemicals | e9559fb0-7821-3765-8218-63f4c220ab43 | 68a5ef8e-68b8-384c-8097-5c940b8436e8 | 20aadc24-a391-41cf-b340-3e4529f44bde | 93a60a56-a3c8-11da-a746-0800200b9a66
Propanoic acid, 2-[4-[(6-chloro-2-quinoxalinyl)oxy]phenoxy]-, 2-[[(1-methylethylidene)amino]oxy]ethyl ester, (2R)- | 111479-05-1 | 111479051 | 111479051 | C22H22ClN3O5 |  | Mass | kg | emission | water | https://ofmpub.epa.gov/sor_internet/registry/substreg/searchandretrieve/substancesearch/search.do?details=displayDetails&selectedSubstanceId=83318 | 1 | Chemicals | 95eca766-1410-3c45-9865-3aced7a63333 | 68a5ef8e-68b8-384c-8097-5c940b8436e8 | 20aadc24-a391-41cf-b340-3e4529f44bde | 93a60a56-a3c8-11da-a746-0800200b9a66
Neopental glycol monohydroxypivalate | 1115-20-4 | 1115204 | 1115204 | C10H20O4 |  | Mass | kg | emission | water | https://ofmpub.epa.gov/sor_internet/registry/substreg/searchandretrieve/substancesearch/search.do?details=displayDetails&selectedSubstanceId=43528 | 1 | Chemicals | b644db50-99a1-3e76-91c6-51e753c0e83b | 68a5ef8e-68b8-384c-8097-5c940b8436e8 | 20aadc24-a391-41cf-b340-3e4529f44bde | 93a60a56-a3c8-11da-a746-0800200b9a66
Ethylene glycol diacetate | 111-55-7 | 111557 | 111557 | C6H10O4 |  | Mass | kg | emission | water | https://ofmpub.epa.gov/sor_internet/registry/substreg/searchandretrieve/substancesearch/search.do?details=displayDetails&selectedSubstanceId=46905 | 1 | Chemicals | 6661bf0a-c5d9-3688-a770-0ab1d0f435f3 | 68a5ef8e-68b8-384c-8097-5c940b8436e8 | 20aadc24-a391-41cf-b340-3e4529f44bde | 93a60a56-a3c8-11da-a746-0800200b9a66
N-Nitrosodiethanolamine | 1116-54-7 | 1116547 | 1116547 | C4H10N2O3 |  | Mass | kg | emission | water | https://ofmpub.epa.gov/sor_internet/registry/substreg/searchandretrieve/substancesearch/search.do?details=displayDetails&selectedSubstanceId=43519 | 1 | Chemicals | cfe93fc7-a7f8-38d2-b452-6bc6c5f36c33 | 68a5ef8e-68b8-384c-8097-5c940b8436e8 | 20aadc24-a391-41cf-b340-3e4529f44bde | 93a60a56-a3c8-11da-a746-0800200b9a66
Octane | 111-65-9 | 111659 | 111659 | C8H18 |  | Mass | kg | emission | water | https://ofmpub.epa.gov/sor_internet/registry/substreg/searchandretrieve/substancesearch/search.do?details=displayDetails&selectedSubstanceId=46895 | 1 | Chemicals | 5a8cec6b-09a2-35dc-b9fa-7eeab7b9e5d2 | 68a5ef8e-68b8-384c-8097-5c940b8436e8 | 20aadc24-a391-41cf-b340-3e4529f44bde | 93a60a56-a3c8-11da-a746-0800200b9a66
1-Heptanamine | 111-68-2 | 111682 | 111682 | C7H17N |  | Mass | kg | emission | water | https://ofmpub.epa.gov/sor_internet/registry/substreg/searchandretrieve/substancesearch/search.do?details=displayDetails&selectedSubstanceId=47315 | 1 | Chemicals | 9a87ba36-1def-358c-a95e-12c850d250db | 68a5ef8e-68b8-384c-8097-5c940b8436e8 | 20aadc24-a391-41cf-b340-3e4529f44bde | 93a60a56-a3c8-11da-a746-0800200b9a66
Adiponitrile | 111-69-3 | 111693 | 111693 | C6H8N2 |  | Mass | kg | emission | water | https://ofmpub.epa.gov/sor_internet/registry/substreg/searchandretrieve/substancesearch/search.do?details=displayDetails&selectedSubstanceId=96242 | 1 | Chemicals | 6f2e76ae-9bb3-3499-a220-4563eb5de1e3 | 68a5ef8e-68b8-384c-8097-5c940b8436e8 | 20aadc24-a391-41cf-b340-3e4529f44bde | 93a60a56-a3c8-11da-a746-0800200b9a66
1-Heptanol | 111-70-6 | 111706 | 111706 | C7H16O |  | Mass | kg | emission | water | https://ofmpub.epa.gov/sor_internet/registry/substreg/searchandretrieve/substancesearch/search.do?details=displayDetails&selectedSubstanceId=47314 | 1 | Chemicals | 93158b00-1834-39ca-b407-6100f3ebf91d | 68a5ef8e-68b8-384c-8097-5c940b8436e8 | 20aadc24-a391-41cf-b340-3e4529f44bde | 93a60a56-a3c8-11da-a746-0800200b9a66
Ethylene glycol monobutyl ether | 111-76-2 | 111762 | 111762 | C6H14O2 |  | Mass | kg | emission | water | https://ofmpub.epa.gov/sor_internet/registry/substreg/searchandretrieve/substancesearch/search.do?details=displayDetails&selectedSubstanceId=47310 | 1 | Chemicals | 68694a27-d282-3ac2-a718-e936ee0b987a | 68a5ef8e-68b8-384c-8097-5c940b8436e8 | 20aadc24-a391-41cf-b340-3e4529f44bde | 93a60a56-a3c8-11da-a746-0800200b9a66
Diethylene glycol monomethyl ether | 111-77-3 | 111773 | 111773 | C5H12O3 |  | Mass | kg | emission | water | https://ofmpub.epa.gov/sor_internet/registry/substreg/searchandretrieve/substancesearch/search.do?details=displayDetails&selectedSubstanceId=96237 | 1 | Chemicals | e0b12467-1dd2-3724-9ed5-99d552025832 | 68a5ef8e-68b8-384c-8097-5c940b8436e8 | 20aadc24-a391-41cf-b340-3e4529f44bde | 93a60a56-a3c8-11da-a746-0800200b9a66
1,5-Cyclooctadiene | 111-78-4 | 111784 | 111784 | C8H12 |  | Mass | kg | emission | water | https://ofmpub.epa.gov/sor_internet/registry/substreg/searchandretrieve/substancesearch/search.do?details=displayDetails&selectedSubstanceId=47309 | 1 | Chemicals | 0d2b6238-6a1b-36ce-9751-80aec6e5cf05 | 68a5ef8e-68b8-384c-8097-5c940b8436e8 | 20aadc24-a391-41cf-b340-3e4529f44bde | 93a60a56-a3c8-11da-a746-0800200b9a66
Octane, 1-bromo- | 111-83-1 | 111831 | 111831 | C8H17Br |  | Mass | kg | emission | water | https://ofmpub.epa.gov/sor_internet/registry/substreg/searchandretrieve/substancesearch/search.do?details=displayDetails&selectedSubstanceId=96053 | 1 | Chemicals | 95067694-ee66-38b1-bbe7-a2383527ab5e | 68a5ef8e-68b8-384c-8097-5c940b8436e8 | 20aadc24-a391-41cf-b340-3e4529f44bde | 93a60a56-a3c8-11da-a746-0800200b9a66
Butyltin trichloride | 1118-46-3 | 1118463 | 1118463 | C4H9Cl3Sn |  | Mass | kg | emission | water | https://ofmpub.epa.gov/sor_internet/registry/substreg/searchandretrieve/substancesearch/search.do?details=displayDetails&selectedSubstanceId=43506 | 1 | Chemicals | ea81549b-3230-3523-abc3-428edf4664c9 | 68a5ef8e-68b8-384c-8097-5c940b8436e8 | 20aadc24-a391-41cf-b340-3e4529f44bde | 93a60a56-a3c8-11da-a746-0800200b9a66
Octylamine | 111-86-4 | 111864 | 111864 | C8H19N |  | Mass | kg | emission | water | https://ofmpub.epa.gov/sor_internet/registry/substreg/searchandretrieve/substancesearch/search.do?details=displayDetails&selectedSubstanceId=96050 | 1 | Chemicals | 15cd530c-dbfd-320d-9c9f-eb936a0efc6b | 68a5ef8e-68b8-384c-8097-5c940b8436e8 | 20aadc24-a391-41cf-b340-3e4529f44bde | 93a60a56-a3c8-11da-a746-0800200b9a66
1-Octanol | 111-87-5 | 111875 | 111875 | C8H18O |  | Mass | kg | emission | water | https://ofmpub.epa.gov/sor_internet/registry/substreg/searchandretrieve/substancesearch/search.do?details=displayDetails&selectedSubstanceId=47303 | 1 | Chemicals | 5ca2c9e4-1d92-3406-a6a8-21008f59bdcb | 68a5ef8e-68b8-384c-8097-5c940b8436e8 | 20aadc24-a391-41cf-b340-3e4529f44bde | 93a60a56-a3c8-11da-a746-0800200b9a66
Diethylene glycol monoethyl ether | 111-90-0 | 111900 | 111900 | C6H14O3 |  | Mass | kg | emission | water | https://ofmpub.epa.gov/sor_internet/registry/substreg/searchandretrieve/substancesearch/search.do?details=displayDetails&selectedSubstanceId=47301 | 1 | Chemicals | 36836377-b7d9-35b7-9afa-c37c03b70f8d | 68a5ef8e-68b8-384c-8097-5c940b8436e8 | 20aadc24-a391-41cf-b340-3e4529f44bde | 93a60a56-a3c8-11da-a746-0800200b9a66
Bis(2-chloroethoxy)methane | 111-91-1 | 111911 | 111911 | C5H10Cl2O2 |  | Mass | kg | emission | water | https://ofmpub.epa.gov/sor_internet/registry/substreg/searchandretrieve/substancesearch/search.do?details=displayDetails&selectedSubstanceId=96048 | 1 | Chemicals | 50e709c9-4472-392f-9c31-763447e359e8 | 68a5ef8e-68b8-384c-8097-5c940b8436e8 | 20aadc24-a391-41cf-b340-3e4529f44bde | 93a60a56-a3c8-11da-a746-0800200b9a66
Dibutylamine | 111-92-2 | 111922 | 111922 | C8H19N |  | Mass | kg | emission | water | https://ofmpub.epa.gov/sor_internet/registry/substreg/searchandretrieve/substancesearch/search.do?details=displayDetails&selectedSubstanceId=47300 | 1 | Chemicals | 33de817e-4964-3bd5-9b7b-b7cd2b599fef | 68a5ef8e-68b8-384c-8097-5c940b8436e8 | 20aadc24-a391-41cf-b340-3e4529f44bde | 93a60a56-a3c8-11da-a746-0800200b9a66
Thiacloprid | 111988-49-9 | 111988499 | 111988499 | C10H9ClN4S |  | Mass | kg | emission | water | https://ofmpub.epa.gov/sor_internet/registry/substreg/searchandretrieve/substancesearch/search.do?details=displayDetails&selectedSubstanceId=80788 | 1 | Chemicals | 624a1fea-fc38-353d-b176-b70d3fb4252a | 68a5ef8e-68b8-384c-8097-5c940b8436e8 | 20aadc24-a391-41cf-b340-3e4529f44bde | 93a60a56-a3c8-11da-a746-0800200b9a66
Nicosulfuron | 111991-09-4 | 111991094 | 111991094 | C15H18N6O6S |  | Mass | kg | emission | water | https://ofmpub.epa.gov/sor_internet/registry/substreg/searchandretrieve/substancesearch/search.do?details=displayDetails&selectedSubstanceId=85102 | 1 | Chemicals | 69172727-4908-3dd5-8e5f-5f9985395062 | 68a5ef8e-68b8-384c-8097-5c940b8436e8 | 20aadc24-a391-41cf-b340-3e4529f44bde | 93a60a56-a3c8-11da-a746-0800200b9a66
Tetradecyl trimethyl ammonium bromide | 1119-97-7 | 1119977 | 1119977 | C17H38BrN |  | Mass | kg | emission | water | https://ofmpub.epa.gov/sor_internet/registry/substreg/searchandretrieve/substancesearch/search.do?details=displayDetails&selectedSubstanceId=96042 | 1 | Chemicals | a6007c52-9f54-3fd9-b753-dda8c902534e | 68a5ef8e-68b8-384c-8097-5c940b8436e8 | 20aadc24-a391-41cf-b340-3e4529f44bde | 93a60a56-a3c8-11da-a746-0800200b9a66
Sodium cetyl sulfate | 1120-01-0 | 1120010 | 1120010 | C16H33NaO4S |  | Mass | kg | emission | water | https://ofmpub.epa.gov/sor_internet/registry/substreg/searchandretrieve/substancesearch/search.do?details=displayDetails&selectedSubstanceId=43493 | 1 | Chemicals | 72a2bdba-6dd3-362f-bf54-4f5f280c88c7 | 68a5ef8e-68b8-384c-8097-5c940b8436e8 | 20aadc24-a391-41cf-b340-3e4529f44bde | 93a60a56-a3c8-11da-a746-0800200b9a66
Dodecyl trimethyl ammonium chloride | 112-00-5 | 112005 | 112005 | C15H34ClN |  | Mass | kg | emission | water | https://ofmpub.epa.gov/sor_internet/registry/substreg/searchandretrieve/substancesearch/search.do?details=displayDetails&selectedSubstanceId=96040 | 1 | Chemicals | 58522624-4777-3a55-aa53-f119fd0b229d | 68a5ef8e-68b8-384c-8097-5c940b8436e8 | 20aadc24-a391-41cf-b340-3e4529f44bde | 93a60a56-a3c8-11da-a746-0800200b9a66
Cetyl trimethyl ammonium chloride | 112-02-7 | 112027 | 112027 | C19H42ClN |  | Mass | kg | emission | water | https://ofmpub.epa.gov/sor_internet/registry/substreg/searchandretrieve/substancesearch/search.do?details=displayDetails&selectedSubstanceId=47296 | 1 | Chemicals | a4db3fef-6a3d-37c3-bfa9-ca55126eace1 | 68a5ef8e-68b8-384c-8097-5c940b8436e8 | 20aadc24-a391-41cf-b340-3e4529f44bde | 93a60a56-a3c8-11da-a746-0800200b9a66
Nonanoic acid | 112-05-0 | 112050 | 112050 | C9H18O2 |  | Mass | kg | emission | water | https://ofmpub.epa.gov/sor_internet/registry/substreg/searchandretrieve/substancesearch/search.do?details=displayDetails&selectedSubstanceId=47294 | 1 | Chemicals | 54d8757f-708f-30f9-a9f1-e3bd45610fdb | 68a5ef8e-68b8-384c-8097-5c940b8436e8 | 20aadc24-a391-41cf-b340-3e4529f44bde | 93a60a56-a3c8-11da-a746-0800200b9a66
1,3-Propane sultone | 1120-71-4 | 1120714 | 1120714 | C3H6O3S |  | Mass | kg | emission | water | https://ofmpub.epa.gov/sor_internet/registry/substreg/searchandretrieve/substancesearch/search.do?details=displayDetails&selectedSubstanceId=43483 | 1 | Chemicals | 5eb6dffd-af4f-363f-9843-8dad0a5d3c5e | 68a5ef8e-68b8-384c-8097-5c940b8436e8 | 20aadc24-a391-41cf-b340-3e4529f44bde | 93a60a56-a3c8-11da-a746-0800200b9a66
Ethylene glycol monobutyl ether acetate | 112-07-2 | 112072 | 112072 | C8H16O3 |  | Mass | kg | emission | water | https://ofmpub.epa.gov/sor_internet/registry/substreg/searchandretrieve/substancesearch/search.do?details=displayDetails&selectedSubstanceId=96033 | 1 | Chemicals | dd180314-bd5a-3754-86f4-971f5b8b8d90 | 68a5ef8e-68b8-384c-8097-5c940b8436e8 | 20aadc24-a391-41cf-b340-3e4529f44bde | 93a60a56-a3c8-11da-a746-0800200b9a66
Methyl nonyl ketone | 112-12-9 | 112129 | 112129 | C11H22O |  | Mass | kg | emission | water | https://ofmpub.epa.gov/sor_internet/registry/substreg/searchandretrieve/substancesearch/search.do?details=displayDetails&selectedSubstanceId=47291 | 1 | Chemicals | 0fc5dcf2-313a-39cd-8032-4e4421076040 | 68a5ef8e-68b8-384c-8097-5c940b8436e8 | 20aadc24-a391-41cf-b340-3e4529f44bde | 93a60a56-a3c8-11da-a746-0800200b9a66
2-Pyridinecarboxaldehyde | 1121-60-4 | 1121604 | 1121604 | C6H5NO |  | Mass | kg | emission | water | https://ofmpub.epa.gov/sor_internet/registry/substreg/searchandretrieve/substancesearch/search.do?details=displayDetails&selectedSubstanceId=43477 | 1 | Chemicals | 32016e3e-b47f-371d-8f55-88fdd42df380 | 68a5ef8e-68b8-384c-8097-5c940b8436e8 | 20aadc24-a391-41cf-b340-3e4529f44bde | 93a60a56-a3c8-11da-a746-0800200b9a66
Lauryldimethylamine | 112-18-5 | 112185 | 112185 | C14H31N |  | Mass | kg | emission | water | https://ofmpub.epa.gov/sor_internet/registry/substreg/searchandretrieve/substancesearch/search.do?details=displayDetails&selectedSubstanceId=96029 | 1 | Chemicals | 3785aaa7-6370-34b6-8c81-26fb77d8c8e2 | 68a5ef8e-68b8-384c-8097-5c940b8436e8 | 20aadc24-a391-41cf-b340-3e4529f44bde | 93a60a56-a3c8-11da-a746-0800200b9a66
1-Nonanamine | 112-20-9 | 112209 | 112209 | C9H21N |  | Mass | kg | emission | water | https://ofmpub.epa.gov/sor_internet/registry/substreg/searchandretrieve/substancesearch/search.do?details=displayDetails&selectedSubstanceId=47285 | 1 | Chemicals | 428fc130-dfee-37ff-b94d-2c86e9cda4ff | 68a5ef8e-68b8-384c-8097-5c940b8436e8 | 20aadc24-a391-41cf-b340-3e4529f44bde | 93a60a56-a3c8-11da-a746-0800200b9a66
1,2-Dibenzoyl-1-tert-butylhydrazine | 112225-87-3 | 112225873 | 112225873 | C18H20N2O2 |  | Mass | kg | emission | water | https://ofmpub.epa.gov/sor_internet/registry/substreg/searchandretrieve/substancesearch/search.do?details=displayDetails&selectedSubstanceId=83316 | 1 | Chemicals | c1aafb5c-a509-35d6-bfc6-83a8be39e1d4 | 68a5ef8e-68b8-384c-8097-5c940b8436e8 | 20aadc24-a391-41cf-b340-3e4529f44bde | 93a60a56-a3c8-11da-a746-0800200b9a66
Halofenozide | 112226-61-6 | 112226616 | 112226616 | C18H19ClN2O2 |  | Mass | kg | emission | water | https://ofmpub.epa.gov/sor_internet/registry/substreg/searchandretrieve/substancesearch/search.do?details=displayDetails&selectedSubstanceId=85101 | 1 | Chemicals | ebaf15ae-807b-3b73-9391-f5fd988d7f3d | 68a5ef8e-68b8-384c-8097-5c940b8436e8 | 20aadc24-a391-41cf-b340-3e4529f44bde | 93a60a56-a3c8-11da-a746-0800200b9a66
Triethylenetetramine | 112-24-3 | 112243 | 112243 | C6H18N4 |  | Mass | kg | emission | water | https://ofmpub.epa.gov/sor_internet/registry/substreg/searchandretrieve/substancesearch/search.do?details=displayDetails&selectedSubstanceId=96027 | 1 | Chemicals | a4824583-226d-3572-b29f-106e5b525f36 | 68a5ef8e-68b8-384c-8097-5c940b8436e8 | 20aadc24-a391-41cf-b340-3e4529f44bde | 93a60a56-a3c8-11da-a746-0800200b9a66
Ethylene glycol monohexyl ether | 112-25-4 | 112254 | 112254 | C8H18O2 |  | Mass | kg | emission | water | https://ofmpub.epa.gov/sor_internet/registry/substreg/searchandretrieve/substancesearch/search.do?details=displayDetails&selectedSubstanceId=47282 | 1 | Chemicals | 015fb065-0932-3888-bf02-0c760796f017 | 68a5ef8e-68b8-384c-8097-5c940b8436e8 | 20aadc24-a391-41cf-b340-3e4529f44bde | 93a60a56-a3c8-11da-a746-0800200b9a66
4-Acetylpyridine | 1122-54-9 | 1122549 | 1122549 | C7H7NO |  | Mass | kg | emission | water | https://ofmpub.epa.gov/sor_internet/registry/substreg/searchandretrieve/substancesearch/search.do?details=displayDetails&selectedSubstanceId=43470 | 1 | Chemicals | 4a111e52-f589-3c5e-920c-25f64f284c12 | 68a5ef8e-68b8-384c-8097-5c940b8436e8 | 20aadc24-a391-41cf-b340-3e4529f44bde | 93a60a56-a3c8-11da-a746-0800200b9a66
4-(Dimethylamino)pyridine | 1122-58-3 | 1122583 | 1122583 | C7H10N2 |  | Mass | kg | emission | water | https://ofmpub.epa.gov/sor_internet/registry/substreg/searchandretrieve/substancesearch/search.do?details=displayDetails&selectedSubstanceId=43468 | 1 | Chemicals | f03031dd-3eb4-3a50-b7ca-1b079e4a520a | 68a5ef8e-68b8-384c-8097-5c940b8436e8 | 20aadc24-a391-41cf-b340-3e4529f44bde | 93a60a56-a3c8-11da-a746-0800200b9a66
Triethylene glycol | 112-27-6 | 112276 | 112276 | C6H14O4 |  | Mass | kg | emission | water | https://ofmpub.epa.gov/sor_internet/registry/substreg/searchandretrieve/substancesearch/search.do?details=displayDetails&selectedSubstanceId=96026 | 1 | Chemicals | 028e5b1f-16f1-3152-b9cd-f788002f8e35 | 68a5ef8e-68b8-384c-8097-5c940b8436e8 | 20aadc24-a391-41cf-b340-3e4529f44bde | 93a60a56-a3c8-11da-a746-0800200b9a66
Tetraconazole | 112281-77-3 | 112281773 | 112281773 | C13H11Cl2F4N3O |  | Mass | kg | emission | water | https://ofmpub.epa.gov/sor_internet/registry/substreg/searchandretrieve/substancesearch/search.do?details=displayDetails&selectedSubstanceId=80785 | 1 | Chemicals | 2a105ffa-f8ef-3c06-9cd5-0127f7477479 | 68a5ef8e-68b8-384c-8097-5c940b8436e8 | 20aadc24-a391-41cf-b340-3e4529f44bde | 93a60a56-a3c8-11da-a746-0800200b9a66
Decane, 1-bromo- | 112-29-8 | 112298 | 112298 | C10H21Br |  | Mass | kg | emission | water | https://ofmpub.epa.gov/sor_internet/registry/substreg/searchandretrieve/substancesearch/search.do?details=displayDetails&selectedSubstanceId=47280 | 1 | Chemicals | 5eb01888-bd3a-3d39-ba19-d3237be8483d | 68a5ef8e-68b8-384c-8097-5c940b8436e8 | 20aadc24-a391-41cf-b340-3e4529f44bde | 93a60a56-a3c8-11da-a746-0800200b9a66
1-Decanol | 112-30-1 | 112301 | 112301 | C10H22O |  | Mass | kg | emission | water | https://ofmpub.epa.gov/sor_internet/registry/substreg/searchandretrieve/substancesearch/search.do?details=displayDetails&selectedSubstanceId=47279 | 1 | Chemicals | 0af2cd8d-bdc8-3e5a-8815-65341c57e727 | 68a5ef8e-68b8-384c-8097-5c940b8436e8 | 20aadc24-a391-41cf-b340-3e4529f44bde | 93a60a56-a3c8-11da-a746-0800200b9a66
Diethylene glycol monobutyl ether | 112-34-5 | 112345 | 112345 | C8H18O3 |  | Mass | kg | emission | water | https://ofmpub.epa.gov/sor_internet/registry/substreg/searchandretrieve/substancesearch/search.do?details=displayDetails&selectedSubstanceId=47276 | 1 | Chemicals | 96a2cc2e-62ca-31b4-a73f-35e8e466308e | 68a5ef8e-68b8-384c-8097-5c940b8436e8 | 20aadc24-a391-41cf-b340-3e4529f44bde | 93a60a56-a3c8-11da-a746-0800200b9a66
Triethylene glycol monomethyl ether | 112-35-6 | 112356 | 112356 | C7H16O4 |  | Mass | kg | emission | water | https://ofmpub.epa.gov/sor_internet/registry/substreg/searchandretrieve/substancesearch/search.do?details=displayDetails&selectedSubstanceId=47275 | 1 | Chemicals | 88ea9467-7805-366e-b128-cbb63da12199 | 68a5ef8e-68b8-384c-8097-5c940b8436e8 | 20aadc24-a391-41cf-b340-3e4529f44bde | 93a60a56-a3c8-11da-a746-0800200b9a66
Diethylene glycol diethyl ether | 112-36-7 | 112367 | 112367 | C8H18O3 |  | Mass | kg | emission | water | https://ofmpub.epa.gov/sor_internet/registry/substreg/searchandretrieve/substancesearch/search.do?details=displayDetails&selectedSubstanceId=96023 | 1 | Chemicals | 39698ceb-9391-3f30-8106-3fee2a79ab0f | 68a5ef8e-68b8-384c-8097-5c940b8436e8 | 20aadc24-a391-41cf-b340-3e4529f44bde | 93a60a56-a3c8-11da-a746-0800200b9a66
Undecanoic acid | 112-37-8 | 112378 | 112378 | C11H22O2 |  | Mass | kg | emission | water | https://ofmpub.epa.gov/sor_internet/registry/substreg/searchandretrieve/substancesearch/search.do?details=displayDetails&selectedSubstanceId=47274 | 1 | Chemicals | d03da75b-e7f7-354e-bb38-d06ea9f6ac45 | 68a5ef8e-68b8-384c-8097-5c940b8436e8 | 20aadc24-a391-41cf-b340-3e4529f44bde | 93a60a56-a3c8-11da-a746-0800200b9a66
Tebufenozide | 112410-23-8 | 112410238 | 112410238 | C22H28N2O2 |  | Mass | kg | emission | water | https://ofmpub.epa.gov/sor_internet/registry/substreg/searchandretrieve/substancesearch/search.do?details=displayDetails&selectedSubstanceId=80784 | 1 | Chemicals | 33f1d253-bff5-32d6-89f8-c2a2d2ea2bc3 | 68a5ef8e-68b8-384c-8097-5c940b8436e8 | 20aadc24-a391-41cf-b340-3e4529f44bde | 93a60a56-a3c8-11da-a746-0800200b9a66
1-Undecanol | 112-42-5 | 112425 | 112425 | C11H24O |  | Mass | kg | emission | water | https://ofmpub.epa.gov/sor_internet/registry/substreg/searchandretrieve/substancesearch/search.do?details=displayDetails&selectedSubstanceId=47270 | 1 | Chemicals | 82934a07-1756-3973-8fe1-4093e749d13c | 68a5ef8e-68b8-384c-8097-5c940b8436e8 | 20aadc24-a391-41cf-b340-3e4529f44bde | 93a60a56-a3c8-11da-a746-0800200b9a66
1-Dodecanol | 112-53-8 | 112538 | 112538 | C12H26O |  | Mass | kg | emission | water | https://ofmpub.epa.gov/sor_internet/registry/substreg/searchandretrieve/substancesearch/search.do?details=displayDetails&selectedSubstanceId=47262 | 1 | Chemicals | 6ce0591a-ffc0-33b6-b28e-b40760028ef8 | 68a5ef8e-68b8-384c-8097-5c940b8436e8 | 20aadc24-a391-41cf-b340-3e4529f44bde | 93a60a56-a3c8-11da-a746-0800200b9a66
Lethane | 112-56-1 | 112561 | 112561 | C9H17NO2S |  | Mass | kg | emission | water | https://ofmpub.epa.gov/sor_internet/registry/substreg/searchandretrieve/substancesearch/search.do?details=displayDetails&selectedSubstanceId=47205 | 1 | Chemicals | eb931332-2fb2-3acf-9015-9c7c9bbe696c | 68a5ef8e-68b8-384c-8097-5c940b8436e8 | 20aadc24-a391-41cf-b340-3e4529f44bde | 93a60a56-a3c8-11da-a746-0800200b9a66
Tetraethylenepentamine | 112-57-2 | 112572 | 112572 | C8H23N5 |  | Mass | kg | emission | water | https://ofmpub.epa.gov/sor_internet/registry/substreg/searchandretrieve/substancesearch/search.do?details=displayDetails&selectedSubstanceId=47204 | 1 | Chemicals | b7a6044f-7b63-3841-8d36-7080dfe4fd67 | 68a5ef8e-68b8-384c-8097-5c940b8436e8 | 20aadc24-a391-41cf-b340-3e4529f44bde | 93a60a56-a3c8-11da-a746-0800200b9a66
Tetraethylene glycol | 112-60-7 | 112607 | 112607 | C8H18O5 |  | Mass | kg | emission | water | https://ofmpub.epa.gov/sor_internet/registry/substreg/searchandretrieve/substancesearch/search.do?details=displayDetails&selectedSubstanceId=47201 | 1 | Chemicals | 37191951-5f87-31fa-a033-9460fea01a2e | 68a5ef8e-68b8-384c-8097-5c940b8436e8 | 20aadc24-a391-41cf-b340-3e4529f44bde | 93a60a56-a3c8-11da-a746-0800200b9a66
Benzenesulfonic acid, 3-amino-, monosodium salt | 1126-34-7 | 1126347 | 1126347 | C6H6NNaO3S |  | Mass | kg | emission | water | https://ofmpub.epa.gov/sor_internet/registry/substreg/searchandretrieve/substancesearch/search.do?details=displayDetails&selectedSubstanceId=96017 | 1 | Chemicals | 61b95bd1-d511-3522-9be9-0a6f36b22221 | 68a5ef8e-68b8-384c-8097-5c940b8436e8 | 20aadc24-a391-41cf-b340-3e4529f44bde | 93a60a56-a3c8-11da-a746-0800200b9a66
Benzoic acid, 4-chloro-, methyl ester | 1126-46-1 | 1126461 | 1126461 | C8H7ClO2 |  | Mass | kg | emission | water | https://ofmpub.epa.gov/sor_internet/registry/substreg/searchandretrieve/substancesearch/search.do?details=displayDetails&selectedSubstanceId=43453 | 1 | Chemicals | a547bfb9-25dd-3561-912f-f9e1147b0c5f | 68a5ef8e-68b8-384c-8097-5c940b8436e8 | 20aadc24-a391-41cf-b340-3e4529f44bde | 93a60a56-a3c8-11da-a746-0800200b9a66
Benzene, butoxy- | 1126-79-0 | 1126790 | 1126790 | C10H14O |  | Mass | kg | emission | water | https://ofmpub.epa.gov/sor_internet/registry/substreg/searchandretrieve/substancesearch/search.do?details=displayDetails&selectedSubstanceId=43451 | 1 | Chemicals | 77a7b3cb-88cb-37e8-8df9-e790fd1057f5 | 68a5ef8e-68b8-384c-8097-5c940b8436e8 | 20aadc24-a391-41cf-b340-3e4529f44bde | 93a60a56-a3c8-11da-a746-0800200b9a66
Dimethylcetylamine | 112-69-6 | 112696 | 112696 | C18H39N |  | Mass | kg | emission | water | https://ofmpub.epa.gov/sor_internet/registry/substreg/searchandretrieve/substancesearch/search.do?details=displayDetails&selectedSubstanceId=47195 | 1 | Chemicals | cd8e5231-5921-3a01-ab6b-66a27d08ce38 | 68a5ef8e-68b8-384c-8097-5c940b8436e8 | 20aadc24-a391-41cf-b340-3e4529f44bde | 93a60a56-a3c8-11da-a746-0800200b9a66
1-Tridecanol | 112-70-9 | 112709 | 112709 | C13H28O |  | Mass | kg | emission | water | https://ofmpub.epa.gov/sor_internet/registry/substreg/searchandretrieve/substancesearch/search.do?details=displayDetails&selectedSubstanceId=47194 | 1 | Chemicals | cb7b4aa9-06f4-3c60-8d4b-1d967bad2a36 | 68a5ef8e-68b8-384c-8097-5c940b8436e8 | 20aadc24-a391-41cf-b340-3e4529f44bde | 93a60a56-a3c8-11da-a746-0800200b9a66
1-Tetradecanol | 112-72-1 | 112721 | 112721 | C14H30O |  | Mass | kg | emission | water | https://ofmpub.epa.gov/sor_internet/registry/substreg/searchandretrieve/substancesearch/search.do?details=displayDetails&selectedSubstanceId=47193 | 1 | Chemicals | 518ab741-af50-3f8f-b202-352a4b1c163d | 68a5ef8e-68b8-384c-8097-5c940b8436e8 | 20aadc24-a391-41cf-b340-3e4529f44bde | 93a60a56-a3c8-11da-a746-0800200b9a66
Oleic acid | 112-80-1 | 112801 | 112801 | C18H34O2 |  | Mass | kg | emission | water | https://ofmpub.epa.gov/sor_internet/registry/substreg/searchandretrieve/substancesearch/search.do?details=displayDetails&selectedSubstanceId=47190 | 1 | Chemicals | 5b03980c-0bc6-380c-856a-cbe4723d76b5 | 68a5ef8e-68b8-384c-8097-5c940b8436e8 | 20aadc24-a391-41cf-b340-3e4529f44bde | 93a60a56-a3c8-11da-a746-0800200b9a66
Oleylamine | 112-90-3 | 112903 | 112903 | C18H37N |  | Mass | kg | emission | water | https://ofmpub.epa.gov/sor_internet/registry/substreg/searchandretrieve/substancesearch/search.do?details=displayDetails&selectedSubstanceId=47185 | 1 | Chemicals | 139cbe1a-53a1-3c82-b089-e536fd7fec63 | 68a5ef8e-68b8-384c-8097-5c940b8436e8 | 20aadc24-a391-41cf-b340-3e4529f44bde | 93a60a56-a3c8-11da-a746-0800200b9a66
1-Octadecanol | 112-92-5 | 112925 | 112925 | C18H38O |  | Mass | kg | emission | water | https://ofmpub.epa.gov/sor_internet/registry/substreg/searchandretrieve/substancesearch/search.do?details=displayDetails&selectedSubstanceId=47184 | 1 | Chemicals | cd9be4d5-d117-3740-85d2-c36b1500705a | 68a5ef8e-68b8-384c-8097-5c940b8436e8 | 20aadc24-a391-41cf-b340-3e4529f44bde | 93a60a56-a3c8-11da-a746-0800200b9a66
Metolcarb | 1129-41-5 | 1129415 | 1129415 | C9H11NO2 |  | Mass | kg | emission | water | https://ofmpub.epa.gov/sor_internet/registry/substreg/searchandretrieve/substancesearch/search.do?details=displayDetails&selectedSubstanceId=96005 | 1 | Chemicals | c0043588-6a9d-3c44-9160-a529ea13a5c6 | 68a5ef8e-68b8-384c-8097-5c940b8436e8 | 20aadc24-a391-41cf-b340-3e4529f44bde | 93a60a56-a3c8-11da-a746-0800200b9a66
Cyclanilide | 113136-77-9 | 113136779 | 113136779 | C11H9Cl2NO3 |  | Mass | kg | emission | water | https://ofmpub.epa.gov/sor_internet/registry/substreg/searchandretrieve/substancesearch/search.do?details=displayDetails&selectedSubstanceId=85013 | 1 | Chemicals | e995a9b8-5e08-3457-9ce7-0a809701ab96 | 68a5ef8e-68b8-384c-8097-5c940b8436e8 | 20aadc24-a391-41cf-b340-3e4529f44bde | 93a60a56-a3c8-11da-a746-0800200b9a66
Cycloate | 1134-23-2 | 1134232 | 1134232 | C11H21NOS |  | Mass | kg | emission | water | https://ofmpub.epa.gov/sor_internet/registry/substreg/searchandretrieve/substancesearch/search.do?details=displayDetails&selectedSubstanceId=43437 | 1 | Chemicals | b9cd9113-d4e7-3bf5-a0a7-1e6d3e06d4fa | 68a5ef8e-68b8-384c-8097-5c940b8436e8 | 20aadc24-a391-41cf-b340-3e4529f44bde | 93a60a56-a3c8-11da-a746-0800200b9a66
Erythromycin | 114-07-8 | 114078 | 114078 | C37H67NO13 |  | Mass | kg | emission | water | https://ofmpub.epa.gov/sor_internet/registry/substreg/searchandretrieve/substancesearch/search.do?details=displayDetails&selectedSubstanceId=76712 | 1 | Chemicals | cc33d9ad-b8d1-3130-89f3-210d1b2f36d5 | 68a5ef8e-68b8-384c-8097-5c940b8436e8 | 20aadc24-a391-41cf-b340-3e4529f44bde | 93a60a56-a3c8-11da-a746-0800200b9a66
Disulfide, bis(4-chlorophenyl) | 1142-19-4 | 1142194 | 1142194 | C12H8Cl2S2 |  | Mass | kg | emission | water | https://ofmpub.epa.gov/sor_internet/registry/substreg/searchandretrieve/substancesearch/search.do?details=displayDetails&selectedSubstanceId=43426 | 1 | Chemicals | 2e9004f6-86ec-3bca-ab3d-c9b90b24cd5e | 68a5ef8e-68b8-384c-8097-5c940b8436e8 | 20aadc24-a391-41cf-b340-3e4529f44bde | 93a60a56-a3c8-11da-a746-0800200b9a66
Propoxur | 114-26-1 | 114261 | 114261 | C11H15NO3 |  | Mass | kg | emission | water | https://ofmpub.epa.gov/sor_internet/registry/substreg/searchandretrieve/substancesearch/search.do?details=displayDetails&selectedSubstanceId=95786 | 1 | Chemicals | 8917e8e6-d826-3bf8-8b3d-772b7abbc582 | 68a5ef8e-68b8-384c-8097-5c940b8436e8 | 20aadc24-a391-41cf-b340-3e4529f44bde | 93a60a56-a3c8-11da-a746-0800200b9a66
Imazamox | 114311-32-9 | 114311329 | 114311329 | C15H19N3O4 |  | Mass | kg | emission | water | https://ofmpub.epa.gov/sor_internet/registry/substreg/searchandretrieve/substancesearch/search.do?details=displayDetails&selectedSubstanceId=84783 | 1 | Chemicals | a1393019-af6e-3855-b0d8-285544aa1ed4 | 68a5ef8e-68b8-384c-8097-5c940b8436e8 | 20aadc24-a391-41cf-b340-3e4529f44bde | 93a60a56-a3c8-11da-a746-0800200b9a66
Fenbuconazole | 114369-43-6 | 114369436 | 114369436 | C19H17ClN4 |  | Mass | kg | emission | water | https://ofmpub.epa.gov/sor_internet/registry/substreg/searchandretrieve/substancesearch/search.do?details=displayDetails&selectedSubstanceId=84782 | 1 | Chemicals | 58ed971b-b1ee-3ee8-ad13-deef564059b2 | 68a5ef8e-68b8-384c-8097-5c940b8436e8 | 20aadc24-a391-41cf-b340-3e4529f44bde | 93a60a56-a3c8-11da-a746-0800200b9a66
.beta.-Acetylphenylhydrazine | 114-83-0 | 114830 | 114830 | C8H10N2O |  | Mass | kg | emission | water | https://ofmpub.epa.gov/sor_internet/registry/substreg/searchandretrieve/substancesearch/search.do?details=displayDetails&selectedSubstanceId=47175 | 1 | Chemicals | df0fcc4e-f35e-3aeb-b0ca-8a8b9ba482c4 | 68a5ef8e-68b8-384c-8097-5c940b8436e8 | 20aadc24-a391-41cf-b340-3e4529f44bde | 93a60a56-a3c8-11da-a746-0800200b9a66
Propylene | 115-07-1 | 115071 | 115071 | C3H6 |  | Mass | kg | emission | water | https://ofmpub.epa.gov/sor_internet/registry/substreg/searchandretrieve/substancesearch/search.do?details=displayDetails&selectedSubstanceId=47173 | 1 | Chemicals | 3e6f7e99-f491-3171-87e1-cae5bbf7a3a5 | 68a5ef8e-68b8-384c-8097-5c940b8436e8 | 20aadc24-a391-41cf-b340-3e4529f44bde | 93a60a56-a3c8-11da-a746-0800200b9a66
Methylmercury chloride | 115-09-3 | 115093 | 115093 | CH3ClHg |  | Mass | kg | emission | water | https://ofmpub.epa.gov/sor_internet/registry/substreg/searchandretrieve/substancesearch/search.do?details=displayDetails&selectedSubstanceId=78093 | 1 | Chemicals | c3245cd5-9996-3b31-8fcb-18a90f14ebed | 68a5ef8e-68b8-384c-8097-5c940b8436e8 | 20aadc24-a391-41cf-b340-3e4529f44bde | 93a60a56-a3c8-11da-a746-0800200b9a66
Isobutene | 115-11-7 | 115117 | 115117 | C4H8 |  | Mass | kg | emission | water | https://ofmpub.epa.gov/sor_internet/registry/substreg/searchandretrieve/substancesearch/search.do?details=displayDetails&selectedSubstanceId=47171 | 1 | Chemicals | 9165ad29-a370-37d3-b650-ee111bd9899e | 68a5ef8e-68b8-384c-8097-5c940b8436e8 | 20aadc24-a391-41cf-b340-3e4529f44bde | 93a60a56-a3c8-11da-a746-0800200b9a66
2-Methyl-3-buten-2-ol | 115-18-4 | 115184 | 115184 | C5H10O |  | Mass | kg | emission | water | https://ofmpub.epa.gov/sor_internet/registry/substreg/searchandretrieve/substancesearch/search.do?details=displayDetails&selectedSubstanceId=47170 | 1 | Chemicals | bd6693fa-b05d-3487-a0a9-2669b7c1f32d | 68a5ef8e-68b8-384c-8097-5c940b8436e8 | 20aadc24-a391-41cf-b340-3e4529f44bde | 93a60a56-a3c8-11da-a746-0800200b9a66
2-Methyl-3-butyn-2-ol | 115-19-5 | 115195 | 115195 | C5H8O |  | Mass | kg | emission | water | https://ofmpub.epa.gov/sor_internet/registry/substreg/searchandretrieve/substancesearch/search.do?details=displayDetails&selectedSubstanceId=47169 | 1 | Chemicals | 7f2eabf5-64f5-3cb7-96cd-3c5821b8c16a | 68a5ef8e-68b8-384c-8097-5c940b8436e8 | 20aadc24-a391-41cf-b340-3e4529f44bde | 93a60a56-a3c8-11da-a746-0800200b9a66
2,2,2-Trichloroethanol | 115-20-8 | 115208 | 115208 | C2H3Cl3O |  | Mass | kg | emission | water | https://ofmpub.epa.gov/sor_internet/registry/substreg/searchandretrieve/substancesearch/search.do?details=displayDetails&selectedSubstanceId=95778 | 1 | Chemicals | e0592b95-7c42-3e2a-ba8d-b04ccb23fc5f | 68a5ef8e-68b8-384c-8097-5c940b8436e8 | 20aadc24-a391-41cf-b340-3e4529f44bde | 93a60a56-a3c8-11da-a746-0800200b9a66
Chlorendic acid | 115-28-6 | 115286 | 115286 | C9H4Cl6O4 |  | Mass | kg | emission | water | https://ofmpub.epa.gov/sor_internet/registry/substreg/searchandretrieve/substancesearch/search.do?details=displayDetails&selectedSubstanceId=47165 | 1 | Chemicals | b8ef7e11-be22-39a3-910a-dd9956d06f8f | 68a5ef8e-68b8-384c-8097-5c940b8436e8 | 20aadc24-a391-41cf-b340-3e4529f44bde | 93a60a56-a3c8-11da-a746-0800200b9a66
Endosulfan | 115-29-7 | 115297 | 115297 | C9H6Cl6O3S |  | Mass | kg | emission | water | https://ofmpub.epa.gov/sor_internet/registry/substreg/searchandretrieve/substancesearch/search.do?details=displayDetails&selectedSubstanceId=47164 | 1 | Chemicals | 38df3332-0147-3039-bfa6-cb3ad321558f | 68a5ef8e-68b8-384c-8097-5c940b8436e8 | 20aadc24-a391-41cf-b340-3e4529f44bde | 93a60a56-a3c8-11da-a746-0800200b9a66
Isobornyl thiocyanatoacetate | 115-31-1 | 115311 | 115311 | C13H19NO2S |  | Mass | kg | emission | water | https://ofmpub.epa.gov/sor_internet/registry/substreg/searchandretrieve/substancesearch/search.do?details=displayDetails&selectedSubstanceId=95775 | 1 | Chemicals | 364a81a2-0c6e-325e-ae4f-4d784c11ebff | 68a5ef8e-68b8-384c-8097-5c940b8436e8 | 20aadc24-a391-41cf-b340-3e4529f44bde | 93a60a56-a3c8-11da-a746-0800200b9a66
Dicofol | 115-32-2 | 115322 | 115322 | C14H9Cl5O |  | Mass | kg | emission | water | https://ofmpub.epa.gov/sor_internet/registry/substreg/searchandretrieve/substancesearch/search.do?details=displayDetails&selectedSubstanceId=47163 | 1 | Chemicals | aa473369-0af6-3efe-9d99-362fdfc26944 | 68a5ef8e-68b8-384c-8097-5c940b8436e8 | 20aadc24-a391-41cf-b340-3e4529f44bde | 93a60a56-a3c8-11da-a746-0800200b9a66
Pentaerythritol | 115-77-5 | 115775 | 115775 | C5H12O4 |  | Mass | kg | emission | water | https://ofmpub.epa.gov/sor_internet/registry/substreg/searchandretrieve/substancesearch/search.do?details=displayDetails&selectedSubstanceId=47158 | 1 | Chemicals | e4e5fad3-81d3-3c34-83df-cc0863b79489 | 68a5ef8e-68b8-384c-8097-5c940b8436e8 | 20aadc24-a391-41cf-b340-3e4529f44bde | 93a60a56-a3c8-11da-a746-0800200b9a66
Triphenyl phosphate | 115-86-6 | 115866 | 115866 | C18H15O4P |  | Mass | kg | emission | water | https://ofmpub.epa.gov/sor_internet/registry/substreg/searchandretrieve/substancesearch/search.do?details=displayDetails&selectedSubstanceId=47153 | 1 | Chemicals | d790ecb5-be6a-3d67-8166-2050d80bce2e | 68a5ef8e-68b8-384c-8097-5c940b8436e8 | 20aadc24-a391-41cf-b340-3e4529f44bde | 93a60a56-a3c8-11da-a746-0800200b9a66
Fensulfothion | 115-90-2 | 115902 | 115902 | C11H17O4PS2 |  | Mass | kg | emission | water | https://ofmpub.epa.gov/sor_internet/registry/substreg/searchandretrieve/substancesearch/search.do?details=displayDetails&selectedSubstanceId=47151 | 1 | Chemicals | 74b6d6b4-e19a-3bd2-82dc-672ea46518ad | 68a5ef8e-68b8-384c-8097-5c940b8436e8 | 20aadc24-a391-41cf-b340-3e4529f44bde | 93a60a56-a3c8-11da-a746-0800200b9a66
Tris(2-chloroethyl) phosphate | 115-96-8 | 115968 | 115968 | C6H12Cl3O4P |  | Mass | kg | emission | water | https://ofmpub.epa.gov/sor_internet/registry/substreg/searchandretrieve/substancesearch/search.do?details=displayDetails&selectedSubstanceId=47148 | 1 | Chemicals | 47ec958f-66d7-3e28-8045-1d5f27b0d454 | 68a5ef8e-68b8-384c-8097-5c940b8436e8 | 20aadc24-a391-41cf-b340-3e4529f44bde | 93a60a56-a3c8-11da-a746-0800200b9a66
Cyclohexanol, 3,3,5-trimethyl- | 116-02-9 | 116029 | 116029 | C9H18O |  | Mass | kg | emission | water | https://ofmpub.epa.gov/sor_internet/registry/substreg/searchandretrieve/substancesearch/search.do?details=displayDetails&selectedSubstanceId=47145 | 1 | Chemicals | 638e4ccc-31d2-35d9-a06c-4b7ded2ce49a | 68a5ef8e-68b8-384c-8097-5c940b8436e8 | 20aadc24-a391-41cf-b340-3e4529f44bde | 93a60a56-a3c8-11da-a746-0800200b9a66
Aldicarb | 116-06-3 | 116063 | 116063 | C7H14N2O2S |  | Mass | kg | emission | water | https://ofmpub.epa.gov/sor_internet/registry/substreg/searchandretrieve/substancesearch/search.do?details=displayDetails&selectedSubstanceId=47144 | 1 | Chemicals | a643eb96-04b1-3750-9b4c-46232e38935e | 68a5ef8e-68b8-384c-8097-5c940b8436e8 | 20aadc24-a391-41cf-b340-3e4529f44bde | 93a60a56-a3c8-11da-a746-0800200b9a66
Tetrafluoroethene | 116-14-3 | 116143 | 116143 | C2F4 |  | Mass | kg | emission | water | https://ofmpub.epa.gov/sor_internet/registry/substreg/searchandretrieve/substancesearch/search.do?details=displayDetails&selectedSubstanceId=47141 | 1 | Chemicals | a2568689-d026-3cc8-b6d7-4b90ce676385 | 68a5ef8e-68b8-384c-8097-5c940b8436e8 | 20aadc24-a391-41cf-b340-3e4529f44bde | 93a60a56-a3c8-11da-a746-0800200b9a66
Bromuconazole | 116255-48-2 | 116255482 | 116255482 | C13H12BrCl2N3O |  | Mass | kg | emission | water | https://ofmpub.epa.gov/sor_internet/registry/substreg/searchandretrieve/substancesearch/search.do?details=displayDetails&selectedSubstanceId=83299 | 1 | Chemicals | ae4d382b-3ca0-3b48-b788-4b3bc9b96ba6 | 68a5ef8e-68b8-384c-8097-5c940b8436e8 | 20aadc24-a391-41cf-b340-3e4529f44bde | 93a60a56-a3c8-11da-a746-0800200b9a66
Aflatoxin B1 | 1162-65-8 | 1162658 | 1162658 | C17H12O6 |  | Mass | kg | emission | water | https://ofmpub.epa.gov/sor_internet/registry/substreg/searchandretrieve/substancesearch/search.do?details=displayDetails&selectedSubstanceId=77965 | 1 | Chemicals | ae10be36-a55c-3f96-b0fd-20a250bf63b2 | 68a5ef8e-68b8-384c-8097-5c940b8436e8 | 20aadc24-a391-41cf-b340-3e4529f44bde | 93a60a56-a3c8-11da-a746-0800200b9a66
Tetradifon | 116-29-0 | 116290 | 116290 | C12H6Cl4O2S |  | Mass | kg | emission | water | https://ofmpub.epa.gov/sor_internet/registry/substreg/searchandretrieve/substancesearch/search.do?details=displayDetails&selectedSubstanceId=85000 | 1 | Chemicals | 9809634f-990d-30e6-b4e1-f152e9b5e809 | 68a5ef8e-68b8-384c-8097-5c940b8436e8 | 20aadc24-a391-41cf-b340-3e4529f44bde | 93a60a56-a3c8-11da-a746-0800200b9a66
Decabromodiphenyl oxide | 1163-19-5 | 1163195 | 1163195 | C12Br10O |  | Mass | kg | emission | water | https://ofmpub.epa.gov/sor_internet/registry/substreg/searchandretrieve/substancesearch/search.do?details=displayDetails&selectedSubstanceId=95770 | 1 | Chemicals | b0b85311-8875-3379-a3a6-51e5df5a97fd | 68a5ef8e-68b8-384c-8097-5c940b8436e8 | 20aadc24-a391-41cf-b340-3e4529f44bde | 93a60a56-a3c8-11da-a746-0800200b9a66
2-Methylbutyric acid | 116-53-0 | 116530 | 116530 | C5H10O2 |  | Mass | kg | emission | water | https://ofmpub.epa.gov/sor_internet/registry/substreg/searchandretrieve/substancesearch/search.do?details=displayDetails&selectedSubstanceId=95767 | 1 | Chemicals | 0d357202-7e3d-38b5-8756-9acb30c60901 | 68a5ef8e-68b8-384c-8097-5c940b8436e8 | 20aadc24-a391-41cf-b340-3e4529f44bde | 93a60a56-a3c8-11da-a746-0800200b9a66
Novaluron | 116714-46-6 | 116714466 | 116714466 | C17H9ClF8N2O4 |  | Mass | kg | emission | water | https://ofmpub.epa.gov/sor_internet/registry/substreg/searchandretrieve/substancesearch/search.do?details=displayDetails&selectedSubstanceId=80783 | 1 | Chemicals | 396a3fad-e7c7-31d7-a6d1-9b0060a7abac | 68a5ef8e-68b8-384c-8097-5c940b8436e8 | 20aadc24-a391-41cf-b340-3e4529f44bde | 93a60a56-a3c8-11da-a746-0800200b9a66
Danthron | 117-10-2 | 117102 | 117102 | C14H8O4 |  | Mass | kg | emission | water | https://ofmpub.epa.gov/sor_internet/registry/substreg/searchandretrieve/substancesearch/search.do?details=displayDetails&selectedSubstanceId=47124 | 1 | Chemicals | 9b69bf4a-a09c-32b1-ba50-bde46dce029d | 68a5ef8e-68b8-384c-8097-5c940b8436e8 | 20aadc24-a391-41cf-b340-3e4529f44bde | 93a60a56-a3c8-11da-a746-0800200b9a66
Tecnazene | 117-18-0 | 117180 | 117180 | C6HCl4NO2 |  | Mass | kg | emission | water | https://ofmpub.epa.gov/sor_internet/registry/substreg/searchandretrieve/substancesearch/search.do?details=displayDetails&selectedSubstanceId=47122 | 1 | Chemicals | 701cab35-8711-301d-8a2f-47b3b235db07 | 68a5ef8e-68b8-384c-8097-5c940b8436e8 | 20aadc24-a391-41cf-b340-3e4529f44bde | 93a60a56-a3c8-11da-a746-0800200b9a66
Fluthiacet-methyl | 117337-19-6 | 117337196 | 117337196 | C15H15ClFN3O3S2 |  | Mass | kg | emission | water | https://ofmpub.epa.gov/sor_internet/registry/substreg/searchandretrieve/substancesearch/search.do?details=displayDetails&selectedSubstanceId=76914 | 1 | Chemicals | e1785273-12fa-35ef-831a-7b89b5b3afae | 68a5ef8e-68b8-384c-8097-5c940b8436e8 | 20aadc24-a391-41cf-b340-3e4529f44bde | 93a60a56-a3c8-11da-a746-0800200b9a66
Quercetin | 117-39-5 | 117395 | 117395 | C15H10O7 |  | Mass | kg | emission | water | https://ofmpub.epa.gov/sor_internet/registry/substreg/searchandretrieve/substancesearch/search.do?details=displayDetails&selectedSubstanceId=95510 | 1 | Chemicals | 2b637060-c882-3d66-ac90-b1c254aafe43 | 68a5ef8e-68b8-384c-8097-5c940b8436e8 | 20aadc24-a391-41cf-b340-3e4529f44bde | 93a60a56-a3c8-11da-a746-0800200b9a66
Thiazopyr | 117718-60-2 | 117718602 | 117718602 | C16H17F5N2O2S |  | Mass | kg | emission | water | https://ofmpub.epa.gov/sor_internet/registry/substreg/searchandretrieve/substancesearch/search.do?details=displayDetails&selectedSubstanceId=84401 | 1 | Chemicals | 643543c0-ec66-3a27-982b-01fe1f872a71 | 68a5ef8e-68b8-384c-8097-5c940b8436e8 | 20aadc24-a391-41cf-b340-3e4529f44bde | 93a60a56-a3c8-11da-a746-0800200b9a66
2-Aminoanthraquinone | 117-79-3 | 117793 | 117793 | C14H9NO2 |  | Mass | kg | emission | water | https://ofmpub.epa.gov/sor_internet/registry/substreg/searchandretrieve/substancesearch/search.do?details=displayDetails&selectedSubstanceId=47112 | 1 | Chemicals | eb313c56-34ea-35d3-8f5e-d291391231e9 | 68a5ef8e-68b8-384c-8097-5c940b8436e8 | 20aadc24-a391-41cf-b340-3e4529f44bde | 93a60a56-a3c8-11da-a746-0800200b9a66
Dichlone | 117-80-6 | 117806 | 117806 | C10H4Cl2O2 |  | Mass | kg | emission | water | https://ofmpub.epa.gov/sor_internet/registry/substreg/searchandretrieve/substancesearch/search.do?details=displayDetails&selectedSubstanceId=47111 | 1 | Chemicals | 35432b96-5633-393a-8677-68078e62815d | 68a5ef8e-68b8-384c-8097-5c940b8436e8 | 20aadc24-a391-41cf-b340-3e4529f44bde | 93a60a56-a3c8-11da-a746-0800200b9a66
Di(2-ethylhexyl) phthalate | 117-81-7 | 117817 | 117817 | C24H38O4 |  | Mass | kg | emission | water | https://ofmpub.epa.gov/sor_internet/registry/substreg/searchandretrieve/substancesearch/search.do?details=displayDetails&selectedSubstanceId=95501 | 1 | Chemicals | 67af858b-c7b7-302b-a71b-b9327ca7f6ab | 68a5ef8e-68b8-384c-8097-5c940b8436e8 | 20aadc24-a391-41cf-b340-3e4529f44bde | 93a60a56-a3c8-11da-a746-0800200b9a66
Di-n-octyl phthalate | 117-84-0 | 117840 | 117840 | C24H38O4 |  | Mass | kg | emission | water | https://ofmpub.epa.gov/sor_internet/registry/substreg/searchandretrieve/substancesearch/search.do?details=displayDetails&selectedSubstanceId=47109 | 1 | Chemicals | f6ebd377-cc9c-3fd3-bf48-a41429ac3583 | 68a5ef8e-68b8-384c-8097-5c940b8436e8 | 20aadc24-a391-41cf-b340-3e4529f44bde | 93a60a56-a3c8-11da-a746-0800200b9a66
1-Naphthalenamine, N-ethyl- | 118-44-5 | 118445 | 118445 | C12H13N |  | Mass | kg | emission | water | https://ofmpub.epa.gov/sor_internet/registry/substreg/searchandretrieve/substancesearch/search.do?details=displayDetails&selectedSubstanceId=47090 | 1 | Chemicals | 0279377f-d11b-304d-b0b1-fa306ad54fa3 | 68a5ef8e-68b8-384c-8097-5c940b8436e8 | 20aadc24-a391-41cf-b340-3e4529f44bde | 93a60a56-a3c8-11da-a746-0800200b9a66
2H-3,1-Benzoxazine-2,4(1H)-dione | 118-48-9 | 118489 | 118489 | C8H5NO3 |  | Mass | kg | emission | water | https://ofmpub.epa.gov/sor_internet/registry/substreg/searchandretrieve/substancesearch/search.do?details=displayDetails&selectedSubstanceId=95488 | 1 | Chemicals | d758a653-c0a0-3b31-ba12-bfd20d8bb93b | 68a5ef8e-68b8-384c-8097-5c940b8436e8 | 20aadc24-a391-41cf-b340-3e4529f44bde | 93a60a56-a3c8-11da-a746-0800200b9a66
Phenyl salicylate | 118-55-8 | 118558 | 118558 | C13H10O3 |  | Mass | kg | emission | water | https://ofmpub.epa.gov/sor_internet/registry/substreg/searchandretrieve/substancesearch/search.do?details=displayDetails&selectedSubstanceId=47086 | 1 | Chemicals | 4a8d6008-8332-376b-9771-2cbd1921015e | 68a5ef8e-68b8-384c-8097-5c940b8436e8 | 20aadc24-a391-41cf-b340-3e4529f44bde | 93a60a56-a3c8-11da-a746-0800200b9a66
Ethyl salicylate | 118-61-6 | 118616 | 118616 | C9H10O3 |  | Mass | kg | emission | water | https://ofmpub.epa.gov/sor_internet/registry/substreg/searchandretrieve/substancesearch/search.do?details=displayDetails&selectedSubstanceId=95483 | 1 | Chemicals | 15208f6d-7737-353b-b307-b6b742274c50 | 68a5ef8e-68b8-384c-8097-5c940b8436e8 | 20aadc24-a391-41cf-b340-3e4529f44bde | 93a60a56-a3c8-11da-a746-0800200b9a66
Hexachlorobenzene | 118-74-1 | 118741 | 118741 | C6Cl6 |  | Mass | kg | emission | water | https://ofmpub.epa.gov/sor_internet/registry/substreg/searchandretrieve/substancesearch/search.do?details=displayDetails&selectedSubstanceId=95480 | 1 | Chemicals | f8894ca4-cc0b-3c4b-99e6-2a7898808819 | 68a5ef8e-68b8-384c-8097-5c940b8436e8 | 20aadc24-a391-41cf-b340-3e4529f44bde | 93a60a56-a3c8-11da-a746-0800200b9a66
Chloranil | 118-75-2 | 118752 | 118752 | C6Cl4O2 |  | Mass | kg | emission | water | https://ofmpub.epa.gov/sor_internet/registry/substreg/searchandretrieve/substancesearch/search.do?details=displayDetails&selectedSubstanceId=47080 | 1 | Chemicals | b789d1e1-0cc0-3e43-89fa-c76dd643a210 | 68a5ef8e-68b8-384c-8097-5c940b8436e8 | 20aadc24-a391-41cf-b340-3e4529f44bde | 93a60a56-a3c8-11da-a746-0800200b9a66
2,4,6-Tribromophenol | 118-79-6 | 118796 | 118796 | C6H3Br3O |  | Mass | kg | emission | water | https://ofmpub.epa.gov/sor_internet/registry/substreg/searchandretrieve/substancesearch/search.do?details=displayDetails&selectedSubstanceId=47078 | 1 | Chemicals | 1e2c1296-a036-35f1-bbd2-9e5638e046e2 | 68a5ef8e-68b8-384c-8097-5c940b8436e8 | 20aadc24-a391-41cf-b340-3e4529f44bde | 93a60a56-a3c8-11da-a746-0800200b9a66
Isopropyl-4,6-dinitrophenol | 118-95-6 | 118956 | 118956 | C9H10N2O5 |  | Mass | kg | emission | water | https://ofmpub.epa.gov/sor_internet/registry/substreg/searchandretrieve/substancesearch/search.do?details=displayDetails&selectedSubstanceId=76692 | 1 | Chemicals | 3fbae67e-5682-3b26-84a2-c33407ed9783 | 68a5ef8e-68b8-384c-8097-5c940b8436e8 | 20aadc24-a391-41cf-b340-3e4529f44bde | 93a60a56-a3c8-11da-a746-0800200b9a66
Trinitrotoluene | 118-96-7 | 118967 | 118967 | C7H5N3O6 |  | Mass | kg | emission | water | https://ofmpub.epa.gov/sor_internet/registry/substreg/searchandretrieve/substancesearch/search.do?details=displayDetails&selectedSubstanceId=47073 | 1 | Chemicals | e9490a6f-fc37-38c6-b4f3-12de45863312 | 68a5ef8e-68b8-384c-8097-5c940b8436e8 | 20aadc24-a391-41cf-b340-3e4529f44bde | 93a60a56-a3c8-11da-a746-0800200b9a66
Pyridaphenthion | 119-12-0 | 119120 | 119120 | C14H17N2O4PS |  | Mass | kg | emission | water | https://ofmpub.epa.gov/sor_internet/registry/substreg/searchandretrieve/substancesearch/search.do?details=displayDetails&selectedSubstanceId=76746 | 1 | Chemicals | beb13252-8f88-3d40-aa63-23d48a9555c4 | 68a5ef8e-68b8-384c-8097-5c940b8436e8 | 20aadc24-a391-41cf-b340-3e4529f44bde | 93a60a56-a3c8-11da-a746-0800200b9a66
Sodium tetradecyl sulfate | 1191-50-0 | 1191500 | 1191500 | C14H29NaO4S |  | Mass | kg | emission | water | https://ofmpub.epa.gov/sor_internet/registry/substreg/searchandretrieve/substancesearch/search.do?details=displayDetails&selectedSubstanceId=43372 | 1 | Chemicals | 3b8e3683-9015-31ba-b569-52093a4030bb | 68a5ef8e-68b8-384c-8097-5c940b8436e8 | 20aadc24-a391-41cf-b340-3e4529f44bde | 93a60a56-a3c8-11da-a746-0800200b9a66
Cyclopentanone, oxime | 1192-28-5 | 1192285 | 1192285 | C5H9NO |  | Mass | kg | emission | water | https://ofmpub.epa.gov/sor_internet/registry/substreg/searchandretrieve/substancesearch/search.do?details=displayDetails&selectedSubstanceId=95237 | 1 | Chemicals | feaa8743-c3d2-3d09-8961-5dc9e31bd759 | 68a5ef8e-68b8-384c-8097-5c940b8436e8 | 20aadc24-a391-41cf-b340-3e4529f44bde | 93a60a56-a3c8-11da-a746-0800200b9a66
4-Methyl-3-nitroaniline | 119-32-4 | 119324 | 119324 | C7H8N2O2 |  | Mass | kg | emission | water | https://ofmpub.epa.gov/sor_internet/registry/substreg/searchandretrieve/substancesearch/search.do?details=displayDetails&selectedSubstanceId=47065 | 1 | Chemicals | 0ca50478-e1be-3470-b18b-daa032f33a0d | 68a5ef8e-68b8-384c-8097-5c940b8436e8 | 20aadc24-a391-41cf-b340-3e4529f44bde | 93a60a56-a3c8-11da-a746-0800200b9a66
2-Nitro-p-cresol | 119-33-5 | 119335 | 119335 | C7H7NO3 |  | Mass | kg | emission | water | https://ofmpub.epa.gov/sor_internet/registry/substreg/searchandretrieve/substancesearch/search.do?details=displayDetails&selectedSubstanceId=47064 | 1 | Chemicals | 47dc3175-a3bf-359f-ad72-915bc30eba4a | 68a5ef8e-68b8-384c-8097-5c940b8436e8 | 20aadc24-a391-41cf-b340-3e4529f44bde | 93a60a56-a3c8-11da-a746-0800200b9a66
4-Amino-2-nitrophenol | 119-34-6 | 119346 | 119346 | C6H6N2O3 |  | Mass | kg | emission | water | https://ofmpub.epa.gov/sor_internet/registry/substreg/searchandretrieve/substancesearch/search.do?details=displayDetails&selectedSubstanceId=95233 | 1 | Chemicals | b2c27ce7-147f-35e2-a72b-26168f6cedee | 68a5ef8e-68b8-384c-8097-5c940b8436e8 | 20aadc24-a391-41cf-b340-3e4529f44bde | 93a60a56-a3c8-11da-a746-0800200b9a66
Isolane | 119-38-0 | 119380 | 119380 | C10H17N3O2 |  | Mass | kg | emission | water | https://ofmpub.epa.gov/sor_internet/registry/substreg/searchandretrieve/substancesearch/search.do?details=displayDetails&selectedSubstanceId=47062 | 1 | Chemicals | d01a84f6-53a4-3462-843f-208c698c52d0 | 68a5ef8e-68b8-384c-8097-5c940b8436e8 | 20aadc24-a391-41cf-b340-3e4529f44bde | 93a60a56-a3c8-11da-a746-0800200b9a66
4-Fluorobenzonitrile | 1194-02-1 | 1194021 | 1194021 | C7H4FN |  | Mass | kg | emission | water | https://ofmpub.epa.gov/sor_internet/registry/substreg/searchandretrieve/substancesearch/search.do?details=displayDetails&selectedSubstanceId=43355 | 1 | Chemicals | 556ceab4-0ba8-3c5c-8a88-c279258ac378 | 68a5ef8e-68b8-384c-8097-5c940b8436e8 | 20aadc24-a391-41cf-b340-3e4529f44bde | 93a60a56-a3c8-11da-a746-0800200b9a66
Difenoconazole | 119446-68-3 | 119446683 | 119446683 | C19H17Cl2N3O3 |  | Mass | kg | emission | water | https://ofmpub.epa.gov/sor_internet/registry/substreg/searchandretrieve/substancesearch/search.do?details=displayDetails&selectedSubstanceId=84274 | 1 | Chemicals | f481b334-cd8e-3bd2-80a2-06d78bed1f41 | 68a5ef8e-68b8-384c-8097-5c940b8436e8 | 20aadc24-a391-41cf-b340-3e4529f44bde | 93a60a56-a3c8-11da-a746-0800200b9a66
Dichlobenil | 1194-65-6 | 1194656 | 1194656 | C7H3Cl2N |  | Mass | kg | emission | water | https://ofmpub.epa.gov/sor_internet/registry/substreg/searchandretrieve/substancesearch/search.do?details=displayDetails&selectedSubstanceId=43354 | 1 | Chemicals | a7481368-8ae2-38e9-a821-f8eea1f4f10c | 68a5ef8e-68b8-384c-8097-5c940b8436e8 | 20aadc24-a391-41cf-b340-3e4529f44bde | 93a60a56-a3c8-11da-a746-0800200b9a66
Benzophenone | 119-61-9 | 119619 | 119619 | C13H10O |  | Mass | kg | emission | water | https://ofmpub.epa.gov/sor_internet/registry/substreg/searchandretrieve/substancesearch/search.do?details=displayDetails&selectedSubstanceId=47055 | 1 | Chemicals | d0d16e8f-f6cb-3b21-b5cd-7517e968b13d | 68a5ef8e-68b8-384c-8097-5c940b8436e8 | 20aadc24-a391-41cf-b340-3e4529f44bde | 93a60a56-a3c8-11da-a746-0800200b9a66
1,2,3,4-Tetrahydronaphthalene | 119-64-2 | 119642 | 119642 | C10H12 |  | Mass | kg | emission | water | https://ofmpub.epa.gov/sor_internet/registry/substreg/searchandretrieve/substancesearch/search.do?details=displayDetails&selectedSubstanceId=95226 | 1 | Chemicals | 3a72d9a7-faad-3fce-8fe8-a3670727fcd1 | 68a5ef8e-68b8-384c-8097-5c940b8436e8 | 20aadc24-a391-41cf-b340-3e4529f44bde | 93a60a56-a3c8-11da-a746-0800200b9a66
Isoquinoline | 119-65-3 | 119653 | 119653 | C9H7N |  | Mass | kg | emission | water | https://ofmpub.epa.gov/sor_internet/registry/substreg/searchandretrieve/substancesearch/search.do?details=displayDetails&selectedSubstanceId=47053 | 1 | Chemicals | 16b7ae2b-2659-34a0-8a22-2ff0b7f29a02 | 68a5ef8e-68b8-384c-8097-5c940b8436e8 | 20aadc24-a391-41cf-b340-3e4529f44bde | 93a60a56-a3c8-11da-a746-0800200b9a66
3,4-Dihydrocoumarin | 119-84-6 | 119846 | 119846 | C9H8O2 |  | Mass | kg | emission | water | https://ofmpub.epa.gov/sor_internet/registry/substreg/searchandretrieve/substancesearch/search.do?details=displayDetails&selectedSubstanceId=47041 | 1 | Chemicals | b753c134-66f9-3eef-a83d-461aba872360 | 68a5ef8e-68b8-384c-8097-5c940b8436e8 | 20aadc24-a391-41cf-b340-3e4529f44bde | 93a60a56-a3c8-11da-a746-0800200b9a66
Tetrachlorocatechol | 1198-55-6 | 1198556 | 1198556 | C6H2Cl4O2 |  | Mass | kg | emission | water | https://ofmpub.epa.gov/sor_internet/registry/substreg/searchandretrieve/substancesearch/search.do?details=displayDetails&selectedSubstanceId=95220 | 1 | Chemicals | 0f6bd3f7-fa01-34e4-9da1-3229ca23d0d9 | 68a5ef8e-68b8-384c-8097-5c940b8436e8 | 20aadc24-a391-41cf-b340-3e4529f44bde | 93a60a56-a3c8-11da-a746-0800200b9a66
3,3'-Dimethylbenzidine | 119-93-7 | 119937 | 119937 | C14H16N2 |  | Mass | kg | emission | water | https://ofmpub.epa.gov/sor_internet/registry/substreg/searchandretrieve/substancesearch/search.do?details=displayDetails&selectedSubstanceId=95217 | 1 | Chemicals | b66be49e-0d4b-3c83-9ce1-9c8db7058aa9 | 68a5ef8e-68b8-384c-8097-5c940b8436e8 | 20aadc24-a391-41cf-b340-3e4529f44bde | 93a60a56-a3c8-11da-a746-0800200b9a66
Trichlorobenzene | 12002-48-1 | 12002481 | 12002481 | - |  | Mass | kg | emission | water | https://ofmpub.epa.gov/sor_internet/registry/substreg/searchandretrieve/substancesearch/search.do?details=displayDetails&selectedSubstanceId=62297 | 1 | Chemicals | 3b7b7cea-98b0-31e9-9ece-52cfb4fa4dbb | 68a5ef8e-68b8-384c-8097-5c940b8436e8 | 20aadc24-a391-41cf-b340-3e4529f44bde | 93a60a56-a3c8-11da-a746-0800200b9a66
Trimedlure | 12002-53-8 | 12002538 | 12002538 | - |  | Mass | kg | emission | water | https://ofmpub.epa.gov/sor_internet/registry/substreg/searchandretrieve/substancesearch/search.do?details=displayDetails&selectedSubstanceId=62295 | 1 | Chemicals | 898518c2-2c46-3d65-9224-85da464cdea8 | 68a5ef8e-68b8-384c-8097-5c940b8436e8 | 20aadc24-a391-41cf-b340-3e4529f44bde | 93a60a56-a3c8-11da-a746-0800200b9a66
Fipronil | 120068-37-3 | 120068373 | 120068373 | C12H4Cl2F6N4OS |  | Mass | kg | emission | water | https://ofmpub.epa.gov/sor_internet/registry/substreg/searchandretrieve/substancesearch/search.do?details=displayDetails&selectedSubstanceId=84178 | 1 | Chemicals | 9645c546-2cd9-3b5e-98c5-30daddabeb26 | 68a5ef8e-68b8-384c-8097-5c940b8436e8 | 20aadc24-a391-41cf-b340-3e4529f44bde | 93a60a56-a3c8-11da-a746-0800200b9a66
N-Phenyldiethanolamine | 120-07-0 | 120070 | 120070 | C10H15NO2 |  | Mass | kg | emission | water | https://ofmpub.epa.gov/sor_internet/registry/substreg/searchandretrieve/substancesearch/search.do?details=displayDetails&selectedSubstanceId=95214 | 1 | Chemicals | da02b28d-a47d-3f0c-9ad6-8904ff60a4c4 | 68a5ef8e-68b8-384c-8097-5c940b8436e8 | 20aadc24-a391-41cf-b340-3e4529f44bde | 93a60a56-a3c8-11da-a746-0800200b9a66
Cyazofamid | 120116-88-3 | 120116883 | 120116883 | C13H13ClN4O2S |  | Mass | kg | emission | water | https://ofmpub.epa.gov/sor_internet/registry/substreg/searchandretrieve/substancesearch/search.do?details=displayDetails&selectedSubstanceId=76909 | 1 | Chemicals | 402496f2-b8a3-3f70-b0ff-d5d23aad34f9 | 68a5ef8e-68b8-384c-8097-5c940b8436e8 | 20aadc24-a391-41cf-b340-3e4529f44bde | 93a60a56-a3c8-11da-a746-0800200b9a66
Anthracene | 120-12-7 | 120127 | 120127 | C14H10 |  | Mass | kg | emission | water | https://ofmpub.epa.gov/sor_internet/registry/substreg/searchandretrieve/substancesearch/search.do?details=displayDetails&selectedSubstanceId=95212 | 1 | Chemicals | aa6beb9e-e8aa-3d39-802a-6fca0cf199a0 | 68a5ef8e-68b8-384c-8097-5c940b8436e8 | 20aadc24-a391-41cf-b340-3e4529f44bde | 93a60a56-a3c8-11da-a746-0800200b9a66
2-Naphthalenesulfonic acid | 120-18-3 | 120183 | 120183 | C10H8O3S |  | Mass | kg | emission | water | https://ofmpub.epa.gov/sor_internet/registry/substreg/searchandretrieve/substancesearch/search.do?details=displayDetails&selectedSubstanceId=95211 | 1 | Chemicals | 2d611837-ce93-36c0-865f-cad986300db4 | 68a5ef8e-68b8-384c-8097-5c940b8436e8 | 20aadc24-a391-41cf-b340-3e4529f44bde | 93a60a56-a3c8-11da-a746-0800200b9a66
o-Benzyl-p-chlorophenol | 120-32-1 | 120321 | 120321 | C13H11ClO |  | Mass | kg | emission | water | https://ofmpub.epa.gov/sor_internet/registry/substreg/searchandretrieve/substancesearch/search.do?details=displayDetails&selectedSubstanceId=95207 | 1 | Chemicals | 09f03739-8624-33d3-9221-02514da52ed7 | 68a5ef8e-68b8-384c-8097-5c940b8436e8 | 20aadc24-a391-41cf-b340-3e4529f44bde | 93a60a56-a3c8-11da-a746-0800200b9a66
Dichlorprop | 120-36-5 | 120365 | 120365 | C9H8Cl2O3 |  | Mass | kg | emission | water | https://ofmpub.epa.gov/sor_internet/registry/substreg/searchandretrieve/substancesearch/search.do?details=displayDetails&selectedSubstanceId=47026 | 1 | Chemicals | a1b89a08-3439-31a3-9c14-c1387d0c22e3 | 68a5ef8e-68b8-384c-8097-5c940b8436e8 | 20aadc24-a391-41cf-b340-3e4529f44bde | 93a60a56-a3c8-11da-a746-0800200b9a66
2-Bromo-2',5'-dimethoxyacetophenone | 1204-21-3 | 1204213 | 1204213 | C10H11BrO3 |  | Mass | kg | emission | water | https://ofmpub.epa.gov/sor_internet/registry/substreg/searchandretrieve/substancesearch/search.do?details=displayDetails&selectedSubstanceId=76682 | 1 | Chemicals | ef2f38a0-0c2c-3231-94aa-16f1f5cc92a0 | 68a5ef8e-68b8-384c-8097-5c940b8436e8 | 20aadc24-a391-41cf-b340-3e4529f44bde | 93a60a56-a3c8-11da-a746-0800200b9a66
Benzyl benzoate | 120-51-4 | 120514 | 120514 | C14H12O2 |  | Mass | kg | emission | water | https://ofmpub.epa.gov/sor_internet/registry/substreg/searchandretrieve/substancesearch/search.do?details=displayDetails&selectedSubstanceId=47020 | 1 | Chemicals | 7d64ecee-e616-334c-917a-c3aeec0cf0af | 68a5ef8e-68b8-384c-8097-5c940b8436e8 | 20aadc24-a391-41cf-b340-3e4529f44bde | 93a60a56-a3c8-11da-a746-0800200b9a66
Dimethyl terephthalate | 120-61-6 | 120616 | 120616 | C10H10O4 |  | Mass | kg | emission | water | https://ofmpub.epa.gov/sor_internet/registry/substreg/searchandretrieve/substancesearch/search.do?details=displayDetails&selectedSubstanceId=94940 | 1 | Chemicals | 2fb7eae5-a229-3717-9838-6119252a0ac2 | 68a5ef8e-68b8-384c-8097-5c940b8436e8 | 20aadc24-a391-41cf-b340-3e4529f44bde | 93a60a56-a3c8-11da-a746-0800200b9a66
Piperonyl sulfoxide | 120-62-7 | 120627 | 120627 | C18H28O3S |  | Mass | kg | emission | water | https://ofmpub.epa.gov/sor_internet/registry/substreg/searchandretrieve/substancesearch/search.do?details=displayDetails&selectedSubstanceId=47015 | 1 | Chemicals | 0e7994bc-6462-3ea2-9c09-f8ea5e4e9db7 | 68a5ef8e-68b8-384c-8097-5c940b8436e8 | 20aadc24-a391-41cf-b340-3e4529f44bde | 93a60a56-a3c8-11da-a746-0800200b9a66
p-Cresidine | 120-71-8 | 120718 | 120718 | C8H11NO |  | Mass | kg | emission | water | https://ofmpub.epa.gov/sor_internet/registry/substreg/searchandretrieve/substancesearch/search.do?details=displayDetails&selectedSubstanceId=47012 | 1 | Chemicals | aea76d8d-9f40-3273-97e5-221ada09ef58 | 68a5ef8e-68b8-384c-8097-5c940b8436e8 | 20aadc24-a391-41cf-b340-3e4529f44bde | 93a60a56-a3c8-11da-a746-0800200b9a66
Propineb | 12071-83-9 | 12071839 | 12071839 | C5H8N2S4Zn |  | Mass | kg | emission | water | https://ofmpub.epa.gov/sor_internet/registry/substreg/searchandretrieve/substancesearch/search.do?details=displayDetails&selectedSubstanceId=77394 | 1 | Chemicals | 52fe3f29-cf6c-3d24-beb4-5939f4dc6b6c | 68a5ef8e-68b8-384c-8097-5c940b8436e8 | 20aadc24-a391-41cf-b340-3e4529f44bde | 93a60a56-a3c8-11da-a746-0800200b9a66
Indole | 120-72-9 | 120729 | 120729 | C8H7N |  | Mass | kg | emission | water | https://ofmpub.epa.gov/sor_internet/registry/substreg/searchandretrieve/substancesearch/search.do?details=displayDetails&selectedSubstanceId=94937 | 1 | Chemicals | db757169-1fc8-3d88-8bf5-f276462f25ec | 68a5ef8e-68b8-384c-8097-5c940b8436e8 | 20aadc24-a391-41cf-b340-3e4529f44bde | 93a60a56-a3c8-11da-a746-0800200b9a66
Catechol | 120-80-9 | 120809 | 120809 | C6H6O2 |  | Mass | kg | emission | water | https://ofmpub.epa.gov/sor_internet/registry/substreg/searchandretrieve/substancesearch/search.do?details=displayDetails&selectedSubstanceId=47008 | 1 | Chemicals | cb23f3c6-94d3-3fe1-a7c0-6f88e79720d1 | 68a5ef8e-68b8-384c-8097-5c940b8436e8 | 20aadc24-a391-41cf-b340-3e4529f44bde | 93a60a56-a3c8-11da-a746-0800200b9a66
1,2,4-Trichlorobenzene | 120-82-1 | 120821 | 120821 | C6H3Cl3 |  | Mass | kg | emission | water | https://ofmpub.epa.gov/sor_internet/registry/substreg/searchandretrieve/substancesearch/search.do?details=displayDetails&selectedSubstanceId=47007 | 1 | Chemicals | 08ac56e2-aeaf-37f6-8ad4-6123ab0bbcae | 68a5ef8e-68b8-384c-8097-5c940b8436e8 | 20aadc24-a391-41cf-b340-3e4529f44bde | 93a60a56-a3c8-11da-a746-0800200b9a66
2,4-Dichlorophenol | 120-83-2 | 120832 | 120832 | C6H4Cl2O |  | Mass | kg | emission | water | https://ofmpub.epa.gov/sor_internet/registry/substreg/searchandretrieve/substancesearch/search.do?details=displayDetails&selectedSubstanceId=94933 | 1 | Chemicals | 3078f3fc-4441-3f91-8b01-36be668e7d07 | 68a5ef8e-68b8-384c-8097-5c940b8436e8 | 20aadc24-a391-41cf-b340-3e4529f44bde | 93a60a56-a3c8-11da-a746-0800200b9a66
Cyclopentanone | 120-92-3 | 120923 | 120923 | C5H8O |  | Mass | kg | emission | water | https://ofmpub.epa.gov/sor_internet/registry/substreg/searchandretrieve/substancesearch/search.do?details=displayDetails&selectedSubstanceId=47004 | 1 | Chemicals | 1e509c54-db89-3e95-ad98-af16d2e7006b | 68a5ef8e-68b8-384c-8097-5c940b8436e8 | 20aadc24-a391-41cf-b340-3e4529f44bde | 93a60a56-a3c8-11da-a746-0800200b9a66
2-Imidazolidinone | 120-93-4 | 120934 | 120934 | C3H6N2O |  | Mass | kg | emission | water | https://ofmpub.epa.gov/sor_internet/registry/substreg/searchandretrieve/substancesearch/search.do?details=displayDetails&selectedSubstanceId=47003 | 1 | Chemicals | 488335f3-4079-3d41-a00f-0f72eed6e3e1 | 68a5ef8e-68b8-384c-8097-5c940b8436e8 | 20aadc24-a391-41cf-b340-3e4529f44bde | 93a60a56-a3c8-11da-a746-0800200b9a66
N-Methylpyrrolidine | 120-94-5 | 120945 | 120945 | C5H11N |  | Mass | kg | emission | water | https://ofmpub.epa.gov/sor_internet/registry/substreg/searchandretrieve/substancesearch/search.do?details=displayDetails&selectedSubstanceId=47002 | 1 | Chemicals | a003a90e-d48c-3e11-8479-04462c1f7e3e | 68a5ef8e-68b8-384c-8097-5c940b8436e8 | 20aadc24-a391-41cf-b340-3e4529f44bde | 93a60a56-a3c8-11da-a746-0800200b9a66
2,4-Dinitrotoluene | 121-14-2 | 121142 | 121142 | C7H6N2O4 |  | Mass | kg | emission | water | https://ofmpub.epa.gov/sor_internet/registry/substreg/searchandretrieve/substancesearch/search.do?details=displayDetails&selectedSubstanceId=46998 | 1 | Chemicals | 03957a50-b6e6-30a4-9f19-b652fc7ef341 | 68a5ef8e-68b8-384c-8097-5c940b8436e8 | 20aadc24-a391-41cf-b340-3e4529f44bde | 93a60a56-a3c8-11da-a746-0800200b9a66
Pyrethrin I | 121-21-1 | 121211 | 121211 | C21H28O3 |  | Mass | kg | emission | water | https://ofmpub.epa.gov/sor_internet/registry/substreg/searchandretrieve/substancesearch/search.do?details=displayDetails&selectedSubstanceId=46995 | 1 | Chemicals | 4f7c38ad-d31b-3c44-bd3d-7a13833e5a40 | 68a5ef8e-68b8-384c-8097-5c940b8436e8 | 20aadc24-a391-41cf-b340-3e4529f44bde | 93a60a56-a3c8-11da-a746-0800200b9a66
Zineb | 12122-67-7 | 12122677 | 12122677 | C4H6N2S4Zn |  | Mass | kg | emission | water | https://ofmpub.epa.gov/sor_internet/registry/substreg/searchandretrieve/substancesearch/search.do?details=displayDetails&selectedSubstanceId=60385 | 1 | Chemicals | fe1a1553-163e-3073-ab4f-08d3a8fd26d0 | 68a5ef8e-68b8-384c-8097-5c940b8436e8 | 20aadc24-a391-41cf-b340-3e4529f44bde | 93a60a56-a3c8-11da-a746-0800200b9a66
Amprolium | 121-25-5 | 121255 | 121255 | - |  | Mass | kg | emission | water | https://ofmpub.epa.gov/sor_internet/registry/substreg/searchandretrieve/substancesearch/search.do?details=displayDetails&selectedSubstanceId=76672 | 1 | Chemicals | a35922b8-e9d9-3461-9f12-c72d4b7f961c | 68a5ef8e-68b8-384c-8097-5c940b8436e8 | 20aadc24-a391-41cf-b340-3e4529f44bde | 93a60a56-a3c8-11da-a746-0800200b9a66
Pyrethrin II | 121-29-9 | 121299 | 121299 | C22H28O5 |  | Mass | kg | emission | water | https://ofmpub.epa.gov/sor_internet/registry/substreg/searchandretrieve/substancesearch/search.do?details=displayDetails&selectedSubstanceId=46993 | 1 | Chemicals | 460d00cc-bde7-34dd-b9b6-40f26b63f94b | 68a5ef8e-68b8-384c-8097-5c940b8436e8 | 20aadc24-a391-41cf-b340-3e4529f44bde | 93a60a56-a3c8-11da-a746-0800200b9a66
Ethyl vanillin | 121-32-4 | 121324 | 121324 | C9H10O3 |  | Mass | kg | emission | water | https://ofmpub.epa.gov/sor_internet/registry/substreg/searchandretrieve/substancesearch/search.do?details=displayDetails&selectedSubstanceId=46991 | 1 | Chemicals | 98052245-4d4e-36e6-b62c-064a5caf78cf | 68a5ef8e-68b8-384c-8097-5c940b8436e8 | 20aadc24-a391-41cf-b340-3e4529f44bde | 93a60a56-a3c8-11da-a746-0800200b9a66
Vanillin | 121-33-5 | 121335 | 121335 | C8H8O3 |  | Mass | kg | emission | water | https://ofmpub.epa.gov/sor_internet/registry/substreg/searchandretrieve/substancesearch/search.do?details=displayDetails&selectedSubstanceId=46990 | 1 | Chemicals | b59fcfbf-a5a6-3283-8652-c1313e2005e6 | 68a5ef8e-68b8-384c-8097-5c940b8436e8 | 20aadc24-a391-41cf-b340-3e4529f44bde | 93a60a56-a3c8-11da-a746-0800200b9a66
Vanillic acid | 121-34-6 | 121346 | 121346 | C8H8O4 |  | Mass | kg | emission | water | https://ofmpub.epa.gov/sor_internet/registry/substreg/searchandretrieve/substancesearch/search.do?details=displayDetails&selectedSubstanceId=46989 | 1 | Chemicals | 2225647c-cb21-3f41-9474-186c5628e5bc | 68a5ef8e-68b8-384c-8097-5c940b8436e8 | 20aadc24-a391-41cf-b340-3e4529f44bde | 93a60a56-a3c8-11da-a746-0800200b9a66
N-Benzyladenine | 1214-39-7 | 1214397 | 1214397 | C12H11N5 |  | Mass | kg | emission | water | https://ofmpub.epa.gov/sor_internet/registry/substreg/searchandretrieve/substancesearch/search.do?details=displayDetails&selectedSubstanceId=94915 | 1 | Chemicals | 4bfa8e45-ec52-3be5-b7b7-fc374da3abde | 68a5ef8e-68b8-384c-8097-5c940b8436e8 | 20aadc24-a391-41cf-b340-3e4529f44bde | 93a60a56-a3c8-11da-a746-0800200b9a66
Triethylamine | 121-44-8 | 121448 | 121448 | C6H15N |  | Mass | kg | emission | water | https://ofmpub.epa.gov/sor_internet/registry/substreg/searchandretrieve/substancesearch/search.do?details=displayDetails&selectedSubstanceId=46986 | 1 | Chemicals | 03c6e1ea-e131-3d29-89d8-e69d0849cff4 | 68a5ef8e-68b8-384c-8097-5c940b8436e8 | 20aadc24-a391-41cf-b340-3e4529f44bde | 93a60a56-a3c8-11da-a746-0800200b9a66
2,5-Norbornadiene | 121-46-0 | 121460 | 121460 | C7H8 |  | Mass | kg | emission | water | https://ofmpub.epa.gov/sor_internet/registry/substreg/searchandretrieve/substancesearch/search.do?details=displayDetails&selectedSubstanceId=46984 | 1 | Chemicals | a87710d6-3d8b-3035-a77e-22a3665e6cbd | 68a5ef8e-68b8-384c-8097-5c940b8436e8 | 20aadc24-a391-41cf-b340-3e4529f44bde | 93a60a56-a3c8-11da-a746-0800200b9a66
Benzethonium chloride | 121-54-0 | 121540 | 121540 | C27H42ClNO2 |  | Mass | kg | emission | water | https://ofmpub.epa.gov/sor_internet/registry/substreg/searchandretrieve/substancesearch/search.do?details=displayDetails&selectedSubstanceId=94913 | 1 | Chemicals | af994016-7aee-312c-b26d-858e6ef9150b | 68a5ef8e-68b8-384c-8097-5c940b8436e8 | 20aadc24-a391-41cf-b340-3e4529f44bde | 93a60a56-a3c8-11da-a746-0800200b9a66
Cyprodinil | 121552-61-2 | 121552612 | 121552612 | C14H15N3 |  | Mass | kg | emission | water | https://ofmpub.epa.gov/sor_internet/registry/substreg/searchandretrieve/substancesearch/search.do?details=displayDetails&selectedSubstanceId=80779 | 1 | Chemicals | 92064318-bba3-3abb-998e-83ae83032403 | 68a5ef8e-68b8-384c-8097-5c940b8436e8 | 20aadc24-a391-41cf-b340-3e4529f44bde | 93a60a56-a3c8-11da-a746-0800200b9a66
Sulfanilic acid | 121-57-3 | 121573 | 121573 | C6H7NO3S |  | Mass | kg | emission | water | https://ofmpub.epa.gov/sor_internet/registry/substreg/searchandretrieve/substancesearch/search.do?details=displayDetails&selectedSubstanceId=46978 | 1 | Chemicals | 787b0c9e-01d9-3554-806c-403095168573 | 68a5ef8e-68b8-384c-8097-5c940b8436e8 | 20aadc24-a391-41cf-b340-3e4529f44bde | 93a60a56-a3c8-11da-a746-0800200b9a66
2-Amino-5-nitrothiazole | 121-66-4 | 121664 | 121664 | C3H3N3O2S |  | Mass | kg | emission | water | https://ofmpub.epa.gov/sor_internet/registry/substreg/searchandretrieve/substancesearch/search.do?details=displayDetails&selectedSubstanceId=46974 | 1 | Chemicals | e17e69aa-4dd4-3ebd-ba99-1b22c23287b8 | 68a5ef8e-68b8-384c-8097-5c940b8436e8 | 20aadc24-a391-41cf-b340-3e4529f44bde | 93a60a56-a3c8-11da-a746-0800200b9a66
N,N-Dimethylaniline | 121-69-7 | 121697 | 121697 | C8H11N |  | Mass | kg | emission | water | https://ofmpub.epa.gov/sor_internet/registry/substreg/searchandretrieve/substancesearch/search.do?details=displayDetails&selectedSubstanceId=94909 | 1 | Chemicals | 26262bdd-21d9-326d-9610-aa68744db5c2 | 68a5ef8e-68b8-384c-8097-5c940b8436e8 | 20aadc24-a391-41cf-b340-3e4529f44bde | 93a60a56-a3c8-11da-a746-0800200b9a66
m-Chloronitrobenzene | 121-73-3 | 121733 | 121733 | C6H4ClNO2 |  | Mass | kg | emission | water | https://ofmpub.epa.gov/sor_internet/registry/substreg/searchandretrieve/substancesearch/search.do?details=displayDetails&selectedSubstanceId=94907 | 1 | Chemicals | 039b0a2d-22a5-3f0f-a8a0-bf73e193063a | 68a5ef8e-68b8-384c-8097-5c940b8436e8 | 20aadc24-a391-41cf-b340-3e4529f44bde | 93a60a56-a3c8-11da-a746-0800200b9a66
Malathion | 121-75-5 | 121755 | 121755 | C10H19O6PS2 |  | Mass | kg | emission | water | https://ofmpub.epa.gov/sor_internet/registry/substreg/searchandretrieve/substancesearch/search.do?details=displayDetails&selectedSubstanceId=46970 | 1 | Chemicals | fcbf1fb1-44c2-339e-8db7-ed460526fd6a | 68a5ef8e-68b8-384c-8097-5c940b8436e8 | 20aadc24-a391-41cf-b340-3e4529f44bde | 93a60a56-a3c8-11da-a746-0800200b9a66
Propyl gallate | 121-79-9 | 121799 | 121799 | C10H12O5 |  | Mass | kg | emission | water | https://ofmpub.epa.gov/sor_internet/registry/substreg/searchandretrieve/substancesearch/search.do?details=displayDetails&selectedSubstanceId=94905 | 1 | Chemicals | bf850a36-ecef-365c-a4d4-17d91b73f02c | 68a5ef8e-68b8-384c-8097-5c940b8436e8 | 20aadc24-a391-41cf-b340-3e4529f44bde | 93a60a56-a3c8-11da-a746-0800200b9a66
Cyclonite | 121-82-4 | 121824 | 121824 | C3H6N6O6 |  | Mass | kg | emission | water | https://ofmpub.epa.gov/sor_internet/registry/substreg/searchandretrieve/substancesearch/search.do?details=displayDetails&selectedSubstanceId=46969 | 1 | Chemicals | 8c3e5289-0f88-3fd1-b595-de6b96ec4d76 | 68a5ef8e-68b8-384c-8097-5c940b8436e8 | 20aadc24-a391-41cf-b340-3e4529f44bde | 93a60a56-a3c8-11da-a746-0800200b9a66
2-Chloro-4-nitrotoluene | 121-86-8 | 121868 | 121868 | C7H6ClNO2 |  | Mass | kg | emission | water | https://ofmpub.epa.gov/sor_internet/registry/substreg/searchandretrieve/substancesearch/search.do?details=displayDetails&selectedSubstanceId=94903 | 1 | Chemicals | 975e6aae-4c35-378c-8bf7-707e5478fcc9 | 68a5ef8e-68b8-384c-8097-5c940b8436e8 | 20aadc24-a391-41cf-b340-3e4529f44bde | 93a60a56-a3c8-11da-a746-0800200b9a66
2-Chloro-4-nitroaniline | 121-87-9 | 121879 | 121879 | C6H5ClN2O2 |  | Mass | kg | emission | water | https://ofmpub.epa.gov/sor_internet/registry/substreg/searchandretrieve/substancesearch/search.do?details=displayDetails&selectedSubstanceId=46968 | 1 | Chemicals | 82f16b4b-5c44-3d70-b27d-2d63ee445007 | 68a5ef8e-68b8-384c-8097-5c940b8436e8 | 20aadc24-a391-41cf-b340-3e4529f44bde | 93a60a56-a3c8-11da-a746-0800200b9a66
2-Amino-5-nitrophenol | 121-88-0 | 121880 | 121880 | C6H6N2O3 |  | Mass | kg | emission | water | https://ofmpub.epa.gov/sor_internet/registry/substreg/searchandretrieve/substancesearch/search.do?details=displayDetails&selectedSubstanceId=46967 | 1 | Chemicals | 1f6ed494-3f84-3ce3-8386-79ae9639110d | 68a5ef8e-68b8-384c-8097-5c940b8436e8 | 20aadc24-a391-41cf-b340-3e4529f44bde | 93a60a56-a3c8-11da-a746-0800200b9a66
Cyhalofop-butyl | 122008-85-9 | 122008859 | 122008859 | C20H20FNO4 |  | Mass | kg | emission | water | https://ofmpub.epa.gov/sor_internet/registry/substreg/searchandretrieve/substancesearch/search.do?details=displayDetails&selectedSubstanceId=76904 | 1 | Chemicals | 459b00c8-378c-3377-b090-66a1186307d3 | 68a5ef8e-68b8-384c-8097-5c940b8436e8 | 20aadc24-a391-41cf-b340-3e4529f44bde | 93a60a56-a3c8-11da-a746-0800200b9a66
Cuminaldehyde | 122-03-2 | 122032 | 122032 | C10H12O |  | Mass | kg | emission | water | https://ofmpub.epa.gov/sor_internet/registry/substreg/searchandretrieve/substancesearch/search.do?details=displayDetails&selectedSubstanceId=46960 | 1 | Chemicals | fd62d452-58ff-3fc4-808e-207a1e7a250b | 68a5ef8e-68b8-384c-8097-5c940b8436e8 | 20aadc24-a391-41cf-b340-3e4529f44bde | 93a60a56-a3c8-11da-a746-0800200b9a66
Dimethyl 3-hydroxyglutaconate dimethyl phosphate | 122-10-1 | 122101 | 122101 | C9H15O8P |  | Mass | kg | emission | water | https://ofmpub.epa.gov/sor_internet/registry/substreg/searchandretrieve/substancesearch/search.do?details=displayDetails&selectedSubstanceId=46957 | 1 | Chemicals | 87e81e4a-e505-3ed0-af32-8798f800e077 | 68a5ef8e-68b8-384c-8097-5c940b8436e8 | 20aadc24-a391-41cf-b340-3e4529f44bde | 93a60a56-a3c8-11da-a746-0800200b9a66
Fenitrothion | 122-14-5 | 122145 | 122145 | C9H12NO5PS |  | Mass | kg | emission | water | https://ofmpub.epa.gov/sor_internet/registry/substreg/searchandretrieve/substancesearch/search.do?details=displayDetails&selectedSubstanceId=94895 | 1 | Chemicals | 33e17c97-a82f-3bc9-a115-2aa10bb8d5d0 | 68a5ef8e-68b8-384c-8097-5c940b8436e8 | 20aadc24-a391-41cf-b340-3e4529f44bde | 93a60a56-a3c8-11da-a746-0800200b9a66
Simazine | 122-34-9 | 122349 | 122349 | C7H12ClN5 |  | Mass | kg | emission | water | https://ofmpub.epa.gov/sor_internet/registry/substreg/searchandretrieve/substancesearch/search.do?details=displayDetails&selectedSubstanceId=94729 | 1 | Chemicals | 56aec50c-94dd-3da3-ad52-9cc25e3373f4 | 68a5ef8e-68b8-384c-8097-5c940b8436e8 | 20aadc24-a391-41cf-b340-3e4529f44bde | 93a60a56-a3c8-11da-a746-0800200b9a66
Diphenylamine | 122-39-4 | 122394 | 122394 | C12H11N |  | Mass | kg | emission | water | https://ofmpub.epa.gov/sor_internet/registry/substreg/searchandretrieve/substancesearch/search.do?details=displayDetails&selectedSubstanceId=47259 | 1 | Chemicals | a6f9cc0f-8c72-35c0-9004-7d85085156bf | 68a5ef8e-68b8-384c-8097-5c940b8436e8 | 20aadc24-a391-41cf-b340-3e4529f44bde | 93a60a56-a3c8-11da-a746-0800200b9a66
Propham | 122-42-9 | 122429 | 122429 | C10H13NO2 |  | Mass | kg | emission | water | https://ofmpub.epa.gov/sor_internet/registry/substreg/searchandretrieve/substancesearch/search.do?details=displayDetails&selectedSubstanceId=94727 | 1 | Chemicals | 44e744e4-ee26-3bf0-9a57-6148891f71be | 68a5ef8e-68b8-384c-8097-5c940b8436e8 | 20aadc24-a391-41cf-b340-3e4529f44bde | 93a60a56-a3c8-11da-a746-0800200b9a66
Phenyl glycidyl ether | 122-60-1 | 122601 | 122601 | C9H10O2 |  | Mass | kg | emission | water | https://ofmpub.epa.gov/sor_internet/registry/substreg/searchandretrieve/substancesearch/search.do?details=displayDetails&selectedSubstanceId=94722 | 1 | Chemicals | 3dd53c14-96fe-3820-bcf2-1d1a1cc477c7 | 68a5ef8e-68b8-384c-8097-5c940b8436e8 | 20aadc24-a391-41cf-b340-3e4529f44bde | 93a60a56-a3c8-11da-a746-0800200b9a66
1,2-Diphenylhydrazine | 122-66-7 | 122667 | 122667 | C12H12N2 |  | Mass | kg | emission | water | https://ofmpub.epa.gov/sor_internet/registry/substreg/searchandretrieve/substancesearch/search.do?details=displayDetails&selectedSubstanceId=47248 | 1 | Chemicals | 9bdd178b-685d-3c6b-887e-8c767db244b0 | 68a5ef8e-68b8-384c-8097-5c940b8436e8 | 20aadc24-a391-41cf-b340-3e4529f44bde | 93a60a56-a3c8-11da-a746-0800200b9a66
Sulfentrazone | 122836-35-5 | 122836355 | 122836355 | C11H10Cl2F2N4O3S |  | Mass | kg | emission | water | https://ofmpub.epa.gov/sor_internet/registry/substreg/searchandretrieve/substancesearch/search.do?details=displayDetails&selectedSubstanceId=85502 | 1 | Chemicals | ee09e9cd-c33b-37a2-ae5d-a6e3f9e62b1b | 68a5ef8e-68b8-384c-8097-5c940b8436e8 | 20aadc24-a391-41cf-b340-3e4529f44bde | 93a60a56-a3c8-11da-a746-0800200b9a66
4-Chlorophenoxyacetic acid | 122-88-3 | 122883 | 122883 | C8H7ClO3 |  | Mass | kg | emission | water | https://ofmpub.epa.gov/sor_internet/registry/substreg/searchandretrieve/substancesearch/search.do?details=displayDetails&selectedSubstanceId=94719 | 1 | Chemicals | d3b3b3c1-17f7-3a67-9549-57b6650f1044 | 68a5ef8e-68b8-384c-8097-5c940b8436e8 | 20aadc24-a391-41cf-b340-3e4529f44bde | 93a60a56-a3c8-11da-a746-0800200b9a66
Rimsulfuron | 122931-48-0 | 122931480 | 122931480 | C14H17N5O7S2 |  | Mass | kg | emission | water | https://ofmpub.epa.gov/sor_internet/registry/substreg/searchandretrieve/substancesearch/search.do?details=displayDetails&selectedSubstanceId=83165 | 1 | Chemicals | 2ec599f0-3288-3d03-bb01-e8cc1f6c3551 | 68a5ef8e-68b8-384c-8097-5c940b8436e8 | 20aadc24-a391-41cf-b340-3e4529f44bde | 93a60a56-a3c8-11da-a746-0800200b9a66
Ethylene glycol monophenyl ether | 122-99-6 | 122996 | 122996 | C8H10O2 |  | Mass | kg | emission | water | https://ofmpub.epa.gov/sor_internet/registry/substreg/searchandretrieve/substancesearch/search.do?details=displayDetails&selectedSubstanceId=47227 | 1 | Chemicals | 68d741bb-61ef-3362-963e-c9be57932b96 | 68a5ef8e-68b8-384c-8097-5c940b8436e8 | 20aadc24-a391-41cf-b340-3e4529f44bde | 93a60a56-a3c8-11da-a746-0800200b9a66
Dodecylbenzene | 123-01-3 | 123013 | 123013 | C18H30 |  | Mass | kg | emission | water | https://ofmpub.epa.gov/sor_internet/registry/substreg/searchandretrieve/substancesearch/search.do?details=displayDetails&selectedSubstanceId=94715 | 1 | Chemicals | b9c69f37-f0bc-31c8-befd-b50d73c8431d | 68a5ef8e-68b8-384c-8097-5c940b8436e8 | 20aadc24-a391-41cf-b340-3e4529f44bde | 93a60a56-a3c8-11da-a746-0800200b9a66
Cetylpyridinium chloride | 123-03-5 | 123035 | 123035 | C21H38ClN |  | Mass | kg | emission | water | https://ofmpub.epa.gov/sor_internet/registry/substreg/searchandretrieve/substancesearch/search.do?details=displayDetails&selectedSubstanceId=94714 | 1 | Chemicals | 2e409566-d6a4-3b3b-8f42-3b476aa66903 | 68a5ef8e-68b8-384c-8097-5c940b8436e8 | 20aadc24-a391-41cf-b340-3e4529f44bde | 93a60a56-a3c8-11da-a746-0800200b9a66
2-Ethylhexanal | 123-05-7 | 123057 | 123057 | C8H16O |  | Mass | kg | emission | water | https://ofmpub.epa.gov/sor_internet/registry/substreg/searchandretrieve/substancesearch/search.do?details=displayDetails&selectedSubstanceId=47223 | 1 | Chemicals | 3d541c62-5c92-3ad9-920a-4fd8cb8b0a12 | 68a5ef8e-68b8-384c-8097-5c940b8436e8 | 20aadc24-a391-41cf-b340-3e4529f44bde | 93a60a56-a3c8-11da-a746-0800200b9a66
p-Ethylphenol | 123-07-9 | 123079 | 123079 | C8H10O |  | Mass | kg | emission | water | https://ofmpub.epa.gov/sor_internet/registry/substreg/searchandretrieve/substancesearch/search.do?details=displayDetails&selectedSubstanceId=94713 | 1 | Chemicals | 0e6429a8-1551-311e-b4f5-785d68b1d760 | 68a5ef8e-68b8-384c-8097-5c940b8436e8 | 20aadc24-a391-41cf-b340-3e4529f44bde | 93a60a56-a3c8-11da-a746-0800200b9a66
p-Aminophenol | 123-30-8 | 123308 | 123308 | C6H7NO |  | Mass | kg | emission | water | https://ofmpub.epa.gov/sor_internet/registry/substreg/searchandretrieve/substancesearch/search.do?details=displayDetails&selectedSubstanceId=47212 | 1 | Chemicals | ca63304a-385b-375d-ab91-0e38c5d2b123 | 68a5ef8e-68b8-384c-8097-5c940b8436e8 | 20aadc24-a391-41cf-b340-3e4529f44bde | 93a60a56-a3c8-11da-a746-0800200b9a66
Pymetrozine | 123312-89-0 | 123312890 | 123312890 | C10H11N5O |  | Mass | kg | emission | water | https://ofmpub.epa.gov/sor_internet/registry/substreg/searchandretrieve/substancesearch/search.do?details=displayDetails&selectedSubstanceId=80778 | 1 | Chemicals | 201f83ea-f0ca-3fc4-8de5-c76eea955f51 | 68a5ef8e-68b8-384c-8097-5c940b8436e8 | 20aadc24-a391-41cf-b340-3e4529f44bde | 93a60a56-a3c8-11da-a746-0800200b9a66
Hydroquinone | 123-31-9 | 123319 | 123319 | C6H6O2 |  | Mass | kg | emission | water | https://ofmpub.epa.gov/sor_internet/registry/substreg/searchandretrieve/substancesearch/search.do?details=displayDetails&selectedSubstanceId=47211 | 1 | Chemicals | 50089980-9891-3a45-8938-a3ef66909e13 | 68a5ef8e-68b8-384c-8097-5c940b8436e8 | 20aadc24-a391-41cf-b340-3e4529f44bde | 93a60a56-a3c8-11da-a746-0800200b9a66
Maleic hydrazide | 123-33-1 | 123331 | 123331 | C4H4N2O2 |  | Mass | kg | emission | water | https://ofmpub.epa.gov/sor_internet/registry/substreg/searchandretrieve/substancesearch/search.do?details=displayDetails&selectedSubstanceId=47210 | 1 | Chemicals | a0ddb321-5f43-3660-999f-03fc6a630584 | 68a5ef8e-68b8-384c-8097-5c940b8436e8 | 20aadc24-a391-41cf-b340-3e4529f44bde | 93a60a56-a3c8-11da-a746-0800200b9a66
Pyrithiobac-sodium | 123343-16-8 | 123343168 | 123343168 | C13H10ClN2NaO4S |  | Mass | kg | emission | water | https://ofmpub.epa.gov/sor_internet/registry/substreg/searchandretrieve/substancesearch/search.do?details=displayDetails&selectedSubstanceId=85309 | 1 | Chemicals | abc86c68-f10d-33fc-ba5f-df47ba978041 | 68a5ef8e-68b8-384c-8097-5c940b8436e8 | 20aadc24-a391-41cf-b340-3e4529f44bde | 93a60a56-a3c8-11da-a746-0800200b9a66
Propionaldehyde | 123-38-6 | 123386 | 123386 | C3H6O |  | Mass | kg | emission | water | https://ofmpub.epa.gov/sor_internet/registry/substreg/searchandretrieve/substancesearch/search.do?details=displayDetails&selectedSubstanceId=94706 | 1 | Chemicals | b817d9ed-aa3a-3c71-bf54-d904432a3297 | 68a5ef8e-68b8-384c-8097-5c940b8436e8 | 20aadc24-a391-41cf-b340-3e4529f44bde | 93a60a56-a3c8-11da-a746-0800200b9a66
4-Hydroxy-4-methyl-2-pentanone | 123-42-2 | 123422 | 123422 | C6H12O2 |  | Mass | kg | emission | water | https://ofmpub.epa.gov/sor_internet/registry/substreg/searchandretrieve/substancesearch/search.do?details=displayDetails&selectedSubstanceId=94705 | 1 | Chemicals | 98802b77-2632-305a-a4bd-39d3e47c855b | 68a5ef8e-68b8-384c-8097-5c940b8436e8 | 20aadc24-a391-41cf-b340-3e4529f44bde | 93a60a56-a3c8-11da-a746-0800200b9a66
Acetic acid, sulfo- | 123-43-3 | 123433 | 123433 | C2H4O5S |  | Mass | kg | emission | water | https://ofmpub.epa.gov/sor_internet/registry/substreg/searchandretrieve/substancesearch/search.do?details=displayDetails&selectedSubstanceId=46839 | 1 | Chemicals | 53649e5a-bd5f-3fcb-ae52-636ad0240233 | 68a5ef8e-68b8-384c-8097-5c940b8436e8 | 20aadc24-a391-41cf-b340-3e4529f44bde | 93a60a56-a3c8-11da-a746-0800200b9a66
3-Methyl-1-butanol | 123-51-3 | 123513 | 123513 | C5H12O |  | Mass | kg | emission | water | https://ofmpub.epa.gov/sor_internet/registry/substreg/searchandretrieve/substancesearch/search.do?details=displayDetails&selectedSubstanceId=46837 | 1 | Chemicals | 91f8e0de-a55e-38e2-b3ef-3f575b8b36c7 | 68a5ef8e-68b8-384c-8097-5c940b8436e8 | 20aadc24-a391-41cf-b340-3e4529f44bde | 93a60a56-a3c8-11da-a746-0800200b9a66
Acetylacetone | 123-54-6 | 123546 | 123546 | C5H8O2 |  | Mass | kg | emission | water | https://ofmpub.epa.gov/sor_internet/registry/substreg/searchandretrieve/substancesearch/search.do?details=displayDetails&selectedSubstanceId=46836 | 1 | Chemicals | 18f5155b-a125-3703-b91b-6e791c90e915 | 68a5ef8e-68b8-384c-8097-5c940b8436e8 | 20aadc24-a391-41cf-b340-3e4529f44bde | 93a60a56-a3c8-11da-a746-0800200b9a66
Ethyl hexanoate | 123-66-0 | 123660 | 123660 | C8H16O2 |  | Mass | kg | emission | water | https://ofmpub.epa.gov/sor_internet/registry/substreg/searchandretrieve/substancesearch/search.do?details=displayDetails&selectedSubstanceId=46833 | 1 | Chemicals | e82cdd10-e51b-328f-a7a4-6e5447af8d33 | 68a5ef8e-68b8-384c-8097-5c940b8436e8 | 20aadc24-a391-41cf-b340-3e4529f44bde | 93a60a56-a3c8-11da-a746-0800200b9a66
Butyraldehyde | 123-72-8 | 123728 | 123728 | C4H8O |  | Mass | kg | emission | water | https://ofmpub.epa.gov/sor_internet/registry/substreg/searchandretrieve/substancesearch/search.do?details=displayDetails&selectedSubstanceId=94699 | 1 | Chemicals | a66aab7e-d2e6-3a5b-9faa-6974bd0ab8ed | 68a5ef8e-68b8-384c-8097-5c940b8436e8 | 20aadc24-a391-41cf-b340-3e4529f44bde | 93a60a56-a3c8-11da-a746-0800200b9a66
trans-Crotonaldehyde | 123-73-9 | 123739 | 123739 | C4H6O |  | Mass | kg | emission | water | https://ofmpub.epa.gov/sor_internet/registry/substreg/searchandretrieve/substancesearch/search.do?details=displayDetails&selectedSubstanceId=46829 | 1 | Chemicals | 23bcbdee-d36a-3def-80e9-711f45066410 | 68a5ef8e-68b8-384c-8097-5c940b8436e8 | 20aadc24-a391-41cf-b340-3e4529f44bde | 93a60a56-a3c8-11da-a746-0800200b9a66
n-Butyl acetate | 123-86-4 | 123864 | 123864 | C6H12O2 |  | Mass | kg | emission | water | https://ofmpub.epa.gov/sor_internet/registry/substreg/searchandretrieve/substancesearch/search.do?details=displayDetails&selectedSubstanceId=46822 | 1 | Chemicals | 2ccbc0de-d311-36be-bfdb-cb307d2a313e | 68a5ef8e-68b8-384c-8097-5c940b8436e8 | 20aadc24-a391-41cf-b340-3e4529f44bde | 93a60a56-a3c8-11da-a746-0800200b9a66
2-Methoxyethylmercury chloride | 123-88-6 | 123886 | 123886 | C3H7ClHgO |  | Mass | kg | emission | water | https://ofmpub.epa.gov/sor_internet/registry/substreg/searchandretrieve/substancesearch/search.do?details=displayDetails&selectedSubstanceId=78090 | 1 | Chemicals | 1ed81f90-0d42-3dc8-9b56-1b10b0954ed9 | 68a5ef8e-68b8-384c-8097-5c940b8436e8 | 20aadc24-a391-41cf-b340-3e4529f44bde | 93a60a56-a3c8-11da-a746-0800200b9a66
1,4-Dioxane | 123-91-1 | 123911 | 123911 | C4H8O2 |  | Mass | kg | emission | water | https://ofmpub.epa.gov/sor_internet/registry/substreg/searchandretrieve/substancesearch/search.do?details=displayDetails&selectedSubstanceId=46821 | 1 | Chemicals | 2060e7c2-ffea-3b81-99da-7b7a5384a293 | 68a5ef8e-68b8-384c-8097-5c940b8436e8 | 20aadc24-a391-41cf-b340-3e4529f44bde | 93a60a56-a3c8-11da-a746-0800200b9a66
Isoamyl acetate | 123-92-2 | 123922 | 123922 | C7H14O2 |  | Mass | kg | emission | water | https://ofmpub.epa.gov/sor_internet/registry/substreg/searchandretrieve/substancesearch/search.do?details=displayDetails&selectedSubstanceId=46820 | 1 | Chemicals | 8eb650a3-4365-3c95-ac92-ef570e0f3413 | 68a5ef8e-68b8-384c-8097-5c940b8436e8 | 20aadc24-a391-41cf-b340-3e4529f44bde | 93a60a56-a3c8-11da-a746-0800200b9a66
2-Octanol | 123-96-6 | 123966 | 123966 | C8H18O |  | Mass | kg | emission | water | https://ofmpub.epa.gov/sor_internet/registry/substreg/searchandretrieve/substancesearch/search.do?details=displayDetails&selectedSubstanceId=46816 | 1 | Chemicals | cfff8d19-1e94-3f2f-8088-cc281ef6a66e | 68a5ef8e-68b8-384c-8097-5c940b8436e8 | 20aadc24-a391-41cf-b340-3e4529f44bde | 93a60a56-a3c8-11da-a746-0800200b9a66
Diallylamine | 124-02-7 | 124027 | 124027 | C6H11N |  | Mass | kg | emission | water | https://ofmpub.epa.gov/sor_internet/registry/substreg/searchandretrieve/substancesearch/search.do?details=displayDetails&selectedSubstanceId=46813 | 1 | Chemicals | 16f63445-ef6b-3935-95e4-0fe5ce8b4111 | 68a5ef8e-68b8-384c-8097-5c940b8436e8 | 20aadc24-a391-41cf-b340-3e4529f44bde | 93a60a56-a3c8-11da-a746-0800200b9a66
Adipic acid | 124-04-9 | 124049 | 124049 | C6H10O4 |  | Mass | kg | emission | water | https://ofmpub.epa.gov/sor_internet/registry/substreg/searchandretrieve/substancesearch/search.do?details=displayDetails&selectedSubstanceId=46811 | 1 | Chemicals | 129f71ae-68a6-3b4e-8f96-2964f468faac | 68a5ef8e-68b8-384c-8097-5c940b8436e8 | 20aadc24-a391-41cf-b340-3e4529f44bde | 93a60a56-a3c8-11da-a746-0800200b9a66
Octanoic acid | 124-07-2 | 124072 | 124072 | C8H16O2 |  | Mass | kg | emission | water | https://ofmpub.epa.gov/sor_internet/registry/substreg/searchandretrieve/substancesearch/search.do?details=displayDetails&selectedSubstanceId=46808 | 1 | Chemicals | d871a2c1-6d37-3e20-8884-2f53c9c73d98 | 68a5ef8e-68b8-384c-8097-5c940b8436e8 | 20aadc24-a391-41cf-b340-3e4529f44bde | 93a60a56-a3c8-11da-a746-0800200b9a66
Hexamethylenediamine | 124-09-4 | 124094 | 124094 | C6H16N2 |  | Mass | kg | emission | water | https://ofmpub.epa.gov/sor_internet/registry/substreg/searchandretrieve/substancesearch/search.do?details=displayDetails&selectedSubstanceId=46807 | 1 | Chemicals | d8d267de-ed04-3d73-b89c-141af0583428 | 68a5ef8e-68b8-384c-8097-5c940b8436e8 | 20aadc24-a391-41cf-b340-3e4529f44bde | 93a60a56-a3c8-11da-a746-0800200b9a66
Decane | 124-18-5 | 124185 | 124185 | C10H22 |  | Mass | kg | emission | water | https://ofmpub.epa.gov/sor_internet/registry/substreg/searchandretrieve/substancesearch/search.do?details=displayDetails&selectedSubstanceId=46801 | 1 | Chemicals | a551886c-3526-3dc8-9c5e-54c7082ab76c | 68a5ef8e-68b8-384c-8097-5c940b8436e8 | 20aadc24-a391-41cf-b340-3e4529f44bde | 93a60a56-a3c8-11da-a746-0800200b9a66
2-Ethylhexyl diphenyl phosphate | 1241-94-7 | 1241947 | 1241947 | C20H27O4P |  | Mass | kg | emission | water | https://ofmpub.epa.gov/sor_internet/registry/substreg/searchandretrieve/substancesearch/search.do?details=displayDetails&selectedSubstanceId=43299 | 1 | Chemicals | ba5fa057-9868-384f-b83a-8cb00e32c9b1 | 68a5ef8e-68b8-384c-8097-5c940b8436e8 | 20aadc24-a391-41cf-b340-3e4529f44bde | 93a60a56-a3c8-11da-a746-0800200b9a66
Dodecylamine | 124-22-1 | 124221 | 124221 | C12H27N |  | Mass | kg | emission | water | https://ofmpub.epa.gov/sor_internet/registry/substreg/searchandretrieve/substancesearch/search.do?details=displayDetails&selectedSubstanceId=46799 | 1 | Chemicals | ff008df4-4e68-39ef-9c8c-8463be548407 | 68a5ef8e-68b8-384c-8097-5c940b8436e8 | 20aadc24-a391-41cf-b340-3e4529f44bde | 93a60a56-a3c8-11da-a746-0800200b9a66
Maneb | 12427-38-2 | 12427382 | 12427382 | C4H6MnN2S4 |  | Mass | kg | emission | water | https://ofmpub.epa.gov/sor_internet/registry/substreg/searchandretrieve/substancesearch/search.do?details=displayDetails&selectedSubstanceId=62227 | 1 | Chemicals | 1e3a3dc5-2210-3942-a7c0-6c35dce7c144 | 68a5ef8e-68b8-384c-8097-5c940b8436e8 | 20aadc24-a391-41cf-b340-3e4529f44bde | 93a60a56-a3c8-11da-a746-0800200b9a66
Stearamine | 124-30-1 | 124301 | 124301 | C18H39N |  | Mass | kg | emission | water | https://ofmpub.epa.gov/sor_internet/registry/substreg/searchandretrieve/substancesearch/search.do?details=displayDetails&selectedSubstanceId=46796 | 1 | Chemicals | 1e2f5663-5315-3e0b-ad41-7d4f42bd7fe6 | 68a5ef8e-68b8-384c-8097-5c940b8436e8 | 20aadc24-a391-41cf-b340-3e4529f44bde | 93a60a56-a3c8-11da-a746-0800200b9a66
Dimethylamine | 124-40-3 | 124403 | 124403 | C2H7N |  | Mass | kg | emission | water | https://ofmpub.epa.gov/sor_internet/registry/substreg/searchandretrieve/substancesearch/search.do?details=displayDetails&selectedSubstanceId=46794 | 1 | Chemicals | d61995a1-41fc-3279-8908-33531f097800 | 68a5ef8e-68b8-384c-8097-5c940b8436e8 | 20aadc24-a391-41cf-b340-3e4529f44bde | 93a60a56-a3c8-11da-a746-0800200b9a66
Chlorodibromomethane | 124-48-1 | 124481 | 124481 | CHBr2Cl |  | Mass | kg | emission | water | https://ofmpub.epa.gov/sor_internet/registry/substreg/searchandretrieve/substancesearch/search.do?details=displayDetails&selectedSubstanceId=46791 | 1 | Chemicals | e0e5aab9-b6af-3d05-b2a1-6c5d965f26aa | 68a5ef8e-68b8-384c-8097-5c940b8436e8 | 20aadc24-a391-41cf-b340-3e4529f44bde | 93a60a56-a3c8-11da-a746-0800200b9a66
Methanesulfonyl chloride | 124-63-0 | 124630 | 124630 | CH3ClO2S |  | Mass | kg | emission | water | https://ofmpub.epa.gov/sor_internet/registry/substreg/searchandretrieve/substancesearch/search.do?details=displayDetails&selectedSubstanceId=94688 | 1 | Chemicals | ea31fc6d-7fb8-3562-a1bb-cfcef10e906f | 68a5ef8e-68b8-384c-8097-5c940b8436e8 | 20aadc24-a391-41cf-b340-3e4529f44bde | 93a60a56-a3c8-11da-a746-0800200b9a66
Sodium cacodylate | 124-65-2 | 124652 | 124652 | C2H6AsNaO2 |  | Mass | kg | emission | water | https://ofmpub.epa.gov/sor_internet/registry/substreg/searchandretrieve/substancesearch/search.do?details=displayDetails&selectedSubstanceId=46789 | 1 | Chemicals | c602cec8-519e-380c-9839-032fecb70d1d | 68a5ef8e-68b8-384c-8097-5c940b8436e8 | 20aadc24-a391-41cf-b340-3e4529f44bde | 93a60a56-a3c8-11da-a746-0800200b9a66
2-Amino-2-methyl-1-propanol | 124-68-5 | 124685 | 124685 | C4H11NO |  | Mass | kg | emission | water | https://ofmpub.epa.gov/sor_internet/registry/substreg/searchandretrieve/substancesearch/search.do?details=displayDetails&selectedSubstanceId=94687 | 1 | Chemicals | bbeb802c-3541-3396-aceb-d74b720ef49b | 68a5ef8e-68b8-384c-8097-5c940b8436e8 | 20aadc24-a391-41cf-b340-3e4529f44bde | 93a60a56-a3c8-11da-a746-0800200b9a66
Picrotoxin | 124-87-8 | 124878 | 124878 | - |  | Mass | kg | emission | water | https://ofmpub.epa.gov/sor_internet/registry/substreg/searchandretrieve/substancesearch/search.do?details=displayDetails&selectedSubstanceId=46785 | 1 | Chemicals | 02688aad-a084-3189-9bde-f437e2b26d18 | 68a5ef8e-68b8-384c-8097-5c940b8436e8 | 20aadc24-a391-41cf-b340-3e4529f44bde | 93a60a56-a3c8-11da-a746-0800200b9a66
Metconazole | 125116-23-6 | 125116236 | 125116236 | C17H22ClN3O |  | Mass | kg | emission | water | https://ofmpub.epa.gov/sor_internet/registry/substreg/searchandretrieve/substancesearch/search.do?details=displayDetails&selectedSubstanceId=80777 | 1 | Chemicals | 2c473213-b05e-30e4-9926-9f7e84b17b98 | 68a5ef8e-68b8-384c-8097-5c940b8436e8 | 20aadc24-a391-41cf-b340-3e4529f44bde | 93a60a56-a3c8-11da-a746-0800200b9a66
Primidone | 125-33-7 | 125337 | 125337 | C12H14N2O2 |  | Mass | kg | emission | water | https://ofmpub.epa.gov/sor_internet/registry/substreg/searchandretrieve/substancesearch/search.do?details=displayDetails&selectedSubstanceId=78089 | 1 | Chemicals | a4454c86-6a44-37cd-bfa7-077c32b8de2b | 68a5ef8e-68b8-384c-8097-5c940b8436e8 | 20aadc24-a391-41cf-b340-3e4529f44bde | 93a60a56-a3c8-11da-a746-0800200b9a66
Bispyribac-sodium | 125401-92-5 | 125401925 | 125401925 | C19H17N4NaO8 |  | Mass | kg | emission | water | https://ofmpub.epa.gov/sor_internet/registry/substreg/searchandretrieve/substancesearch/search.do?details=displayDetails&selectedSubstanceId=76902 | 1 | Chemicals | 44cf21c4-9e35-3870-b1c5-34d940c54cd0 | 68a5ef8e-68b8-384c-8097-5c940b8436e8 | 20aadc24-a391-41cf-b340-3e4529f44bde | 93a60a56-a3c8-11da-a746-0800200b9a66
Griseofulvin | 126-07-8 | 126078 | 126078 | C17H17ClO6 |  | Mass | kg | emission | water | https://ofmpub.epa.gov/sor_internet/registry/substreg/searchandretrieve/substancesearch/search.do?details=displayDetails&selectedSubstanceId=78088 | 1 | Chemicals | de05e6e8-7a60-39d8-99ce-38d3f7bff6a5 | 68a5ef8e-68b8-384c-8097-5c940b8436e8 | 20aadc24-a391-41cf-b340-3e4529f44bde | 93a60a56-a3c8-11da-a746-0800200b9a66
2-(Hydroxymethyl)-2-nitro-1,3-propanediol | 126-11-4 | 126114 | 126114 | C4H9NO5 |  | Mass | kg | emission | water | https://ofmpub.epa.gov/sor_internet/registry/substreg/searchandretrieve/substancesearch/search.do?details=displayDetails&selectedSubstanceId=46778 | 1 | Chemicals | 919dcfbd-5410-39a4-91ff-741eb52dad6d | 68a5ef8e-68b8-384c-8097-5c940b8436e8 | 20aadc24-a391-41cf-b340-3e4529f44bde | 93a60a56-a3c8-11da-a746-0800200b9a66
Butonate | 126-22-7 | 126227 | 126227 | C8H14Cl3O5P |  | Mass | kg | emission | water | https://ofmpub.epa.gov/sor_internet/registry/substreg/searchandretrieve/substancesearch/search.do?details=displayDetails&selectedSubstanceId=76743 | 1 | Chemicals | 800f7777-0627-36a4-89dc-bb0dfa1423e4 | 68a5ef8e-68b8-384c-8097-5c940b8436e8 | 20aadc24-a391-41cf-b340-3e4529f44bde | 93a60a56-a3c8-11da-a746-0800200b9a66
Neopentyl glycol | 126-30-7 | 126307 | 126307 | C5H12O2 |  | Mass | kg | emission | water | https://ofmpub.epa.gov/sor_internet/registry/substreg/searchandretrieve/substancesearch/search.do?details=displayDetails&selectedSubstanceId=46776 | 1 | Chemicals | 410f1b25-cfb7-3eab-bf26-7eb0cac0f1d6 | 68a5ef8e-68b8-384c-8097-5c940b8436e8 | 20aadc24-a391-41cf-b340-3e4529f44bde | 93a60a56-a3c8-11da-a746-0800200b9a66
Sulfolane | 126-33-0 | 126330 | 126330 | C4H8O2S |  | Mass | kg | emission | water | https://ofmpub.epa.gov/sor_internet/registry/substreg/searchandretrieve/substancesearch/search.do?details=displayDetails&selectedSubstanceId=46775 | 1 | Chemicals | d559f962-3f10-372b-8c49-222c8c186a6f | 68a5ef8e-68b8-384c-8097-5c940b8436e8 | 20aadc24-a391-41cf-b340-3e4529f44bde | 93a60a56-a3c8-11da-a746-0800200b9a66
Triflusulfuron-methyl | 126535-15-7 | 126535157 | 126535157 | C17H19F3N6O6S |  | Mass | kg | emission | water | https://ofmpub.epa.gov/sor_internet/registry/substreg/searchandretrieve/substancesearch/search.do?details=displayDetails&selectedSubstanceId=80775 | 1 | Chemicals | ff45e82d-19fd-3d37-a83c-713fc3de4aea | 68a5ef8e-68b8-384c-8097-5c940b8436e8 | 20aadc24-a391-41cf-b340-3e4529f44bde | 93a60a56-a3c8-11da-a746-0800200b9a66
Triisobutyl phosphate | 126-71-6 | 126716 | 126716 | C12H27O4P |  | Mass | kg | emission | water | https://ofmpub.epa.gov/sor_internet/registry/substreg/searchandretrieve/substancesearch/search.do?details=displayDetails&selectedSubstanceId=46768 | 1 | Chemicals | 7de0cde3-e21e-3d33-8c00-f5b277071619 | 68a5ef8e-68b8-384c-8097-5c940b8436e8 | 20aadc24-a391-41cf-b340-3e4529f44bde | 93a60a56-a3c8-11da-a746-0800200b9a66
Aroclor 1248 | 12672-29-6 | 12672296 | 12672296 | - |  | Mass | kg | emission | water | https://ofmpub.epa.gov/sor_internet/registry/substreg/searchandretrieve/substancesearch/search.do?details=displayDetails&selectedSubstanceId=61983 | 1 | Chemicals | 5902a321-dd7b-3a16-be1f-faf7cb4a5339 | 68a5ef8e-68b8-384c-8097-5c940b8436e8 | 20aadc24-a391-41cf-b340-3e4529f44bde | 93a60a56-a3c8-11da-a746-0800200b9a66
Tris(2,3-dibromopropyl) phosphate | 126-72-7 | 126727 | 126727 | C9H15Br6O4P |  | Mass | kg | emission | water | https://ofmpub.epa.gov/sor_internet/registry/substreg/searchandretrieve/substancesearch/search.do?details=displayDetails&selectedSubstanceId=94461 | 1 | Chemicals | 525dedb3-80a6-3eb1-a696-c9072ed80cea | 68a5ef8e-68b8-384c-8097-5c940b8436e8 | 20aadc24-a391-41cf-b340-3e4529f44bde | 93a60a56-a3c8-11da-a746-0800200b9a66
Tributyl phosphate | 126-73-8 | 126738 | 126738 | C12H27O4P |  | Mass | kg | emission | water | https://ofmpub.epa.gov/sor_internet/registry/substreg/searchandretrieve/substancesearch/search.do?details=displayDetails&selectedSubstanceId=46767 | 1 | Chemicals | 7a93b5b8-eeca-3c39-a631-5836bdd7ff7c | 68a5ef8e-68b8-384c-8097-5c940b8436e8 | 20aadc24-a391-41cf-b340-3e4529f44bde | 93a60a56-a3c8-11da-a746-0800200b9a66
1,3-Cyclohexanedione, 5,5-dimethyl- | 126-81-8 | 126818 | 126818 | C8H12O2 |  | Mass | kg | emission | water | https://ofmpub.epa.gov/sor_internet/registry/substreg/searchandretrieve/substancesearch/search.do?details=displayDetails&selectedSubstanceId=94460 | 1 | Chemicals | a49128c4-ae9c-3a06-88cf-28dde576d779 | 68a5ef8e-68b8-384c-8097-5c940b8436e8 | 20aadc24-a391-41cf-b340-3e4529f44bde | 93a60a56-a3c8-11da-a746-0800200b9a66
Fenhexamid | 126833-17-8 | 126833178 | 126833178 | C14H17Cl2NO2 |  | Mass | kg | emission | water | https://ofmpub.epa.gov/sor_internet/registry/substreg/searchandretrieve/substancesearch/search.do?details=displayDetails&selectedSubstanceId=76899 | 1 | Chemicals | 9f05609e-ca01-3b15-9baf-e25034bfc560 | 68a5ef8e-68b8-384c-8097-5c940b8436e8 | 20aadc24-a391-41cf-b340-3e4529f44bde | 93a60a56-a3c8-11da-a746-0800200b9a66
Methacrylonitrile | 126-98-7 | 126987 | 126987 | C4H5N |  | Mass | kg | emission | water | https://ofmpub.epa.gov/sor_internet/registry/substreg/searchandretrieve/substancesearch/search.do?details=displayDetails&selectedSubstanceId=46757 | 1 | Chemicals | f02e768e-91cd-376d-94d4-64029dcb5496 | 68a5ef8e-68b8-384c-8097-5c940b8436e8 | 20aadc24-a391-41cf-b340-3e4529f44bde | 93a60a56-a3c8-11da-a746-0800200b9a66
Chloroprene | 126-99-8 | 126998 | 126998 | C4H5Cl |  | Mass | kg | emission | water | https://ofmpub.epa.gov/sor_internet/registry/substreg/searchandretrieve/substancesearch/search.do?details=displayDetails&selectedSubstanceId=46756 | 1 | Chemicals | 10845c6a-3975-3f7b-bc98-e61a1cb5cbdf | 68a5ef8e-68b8-384c-8097-5c940b8436e8 | 20aadc24-a391-41cf-b340-3e4529f44bde | 93a60a56-a3c8-11da-a746-0800200b9a66
1-Chloro-2-propanol | 127-00-4 | 127004 | 127004 | C3H7ClO |  | Mass | kg | emission | water | https://ofmpub.epa.gov/sor_internet/registry/substreg/searchandretrieve/substancesearch/search.do?details=displayDetails&selectedSubstanceId=46755 | 1 | Chemicals | 81874ec9-d2d0-33f1-b1de-088582bf419b | 68a5ef8e-68b8-384c-8097-5c940b8436e8 | 20aadc24-a391-41cf-b340-3e4529f44bde | 93a60a56-a3c8-11da-a746-0800200b9a66
Acetone oxime | 127-06-0 | 127060 | 127060 | C3H7NO |  | Mass | kg | emission | water | https://ofmpub.epa.gov/sor_internet/registry/substreg/searchandretrieve/substancesearch/search.do?details=displayDetails&selectedSubstanceId=46754 | 1 | Chemicals | ed686a53-3ef3-3bb3-ac28-fb39bcaf4528 | 68a5ef8e-68b8-384c-8097-5c940b8436e8 | 20aadc24-a391-41cf-b340-3e4529f44bde | 93a60a56-a3c8-11da-a746-0800200b9a66
Hydroxyurea | 127-07-1 | 127071 | 127071 | CH4N2O2 |  | Mass | kg | emission | water | https://ofmpub.epa.gov/sor_internet/registry/substreg/searchandretrieve/substancesearch/search.do?details=displayDetails&selectedSubstanceId=82232 | 1 | Chemicals | ad5eda83-8ac5-3369-8bdf-818954d30af8 | 68a5ef8e-68b8-384c-8097-5c940b8436e8 | 20aadc24-a391-41cf-b340-3e4529f44bde | 93a60a56-a3c8-11da-a746-0800200b9a66
Sodium acetate | 127-09-3 | 127093 | 127093 | C2H3NaO2 |  | Mass | kg | emission | water | https://ofmpub.epa.gov/sor_internet/registry/substreg/searchandretrieve/substancesearch/search.do?details=displayDetails&selectedSubstanceId=46752 | 1 | Chemicals | 34714d85-a2e4-3ca9-89da-671b1defe801 | 68a5ef8e-68b8-384c-8097-5c940b8436e8 | 20aadc24-a391-41cf-b340-3e4529f44bde | 93a60a56-a3c8-11da-a746-0800200b9a66
Tetrachloroethylene | 127-18-4 | 127184 | 127184 | C2Cl4 |  | Mass | kg | emission | water | https://ofmpub.epa.gov/sor_internet/registry/substreg/searchandretrieve/substancesearch/search.do?details=displayDetails&selectedSubstanceId=46750 | 1 | Chemicals | fc9697ef-3d65-34f9-8218-65f26332cecd | 68a5ef8e-68b8-384c-8097-5c940b8436e8 | 20aadc24-a391-41cf-b340-3e4529f44bde | 93a60a56-a3c8-11da-a746-0800200b9a66
Dimethylacetamide | 127-19-5 | 127195 | 127195 | C4H9NO |  | Mass | kg | emission | water | https://ofmpub.epa.gov/sor_internet/registry/substreg/searchandretrieve/substancesearch/search.do?details=displayDetails&selectedSubstanceId=46749 | 1 | Chemicals | bd2ddf39-8932-3107-8a16-c89061a45f87 | 68a5ef8e-68b8-384c-8097-5c940b8436e8 | 20aadc24-a391-41cf-b340-3e4529f44bde | 93a60a56-a3c8-11da-a746-0800200b9a66
Dalapon-sodium | 127-20-8 | 127208 | 127208 | C3H3Cl2NaO2 |  | Mass | kg | emission | water | https://ofmpub.epa.gov/sor_internet/registry/substreg/searchandretrieve/substancesearch/search.do?details=displayDetails&selectedSubstanceId=46748 | 1 | Chemicals | bef9bc7c-e446-3c45-8c85-50607113c0af | 68a5ef8e-68b8-384c-8097-5c940b8436e8 | 20aadc24-a391-41cf-b340-3e4529f44bde | 93a60a56-a3c8-11da-a746-0800200b9a66
Pimaric acid | 127-27-5 | 127275 | 127275 | C20H30O2 |  | Mass | kg | emission | water | https://ofmpub.epa.gov/sor_internet/registry/substreg/searchandretrieve/substancesearch/search.do?details=displayDetails&selectedSubstanceId=82230 | 1 | Chemicals | 7651e9f0-04a3-3ce4-b146-69a8a91b42d9 | 68a5ef8e-68b8-384c-8097-5c940b8436e8 | 20aadc24-a391-41cf-b340-3e4529f44bde | 93a60a56-a3c8-11da-a746-0800200b9a66
Prohexadione calcium | 127277-53-6 | 127277536 | 127277536 | C10H10CaO5 |  | Mass | kg | emission | water | https://ofmpub.epa.gov/sor_internet/registry/substreg/searchandretrieve/substancesearch/search.do?details=displayDetails&selectedSubstanceId=80774 | 1 | Chemicals | 261ee916-82ce-34ea-95ea-b6cf5ae2ad2f | 68a5ef8e-68b8-384c-8097-5c940b8436e8 | 20aadc24-a391-41cf-b340-3e4529f44bde | 93a60a56-a3c8-11da-a746-0800200b9a66
Retinol acetate | 127-47-9 | 127479 | 127479 | C22H32O2 |  | Mass | kg | emission | water | https://ofmpub.epa.gov/sor_internet/registry/substreg/searchandretrieve/substancesearch/search.do?details=displayDetails&selectedSubstanceId=46740 | 1 | Chemicals | 4421475f-d077-372a-9136-18bf17086e42 | 68a5ef8e-68b8-384c-8097-5c940b8436e8 | 20aadc24-a391-41cf-b340-3e4529f44bde | 93a60a56-a3c8-11da-a746-0800200b9a66
Chloramine B | 127-52-6 | 127526 | 127526 | C6H5ClNNaO2S |  | Mass | kg | emission | water | https://ofmpub.epa.gov/sor_internet/registry/substreg/searchandretrieve/substancesearch/search.do?details=displayDetails&selectedSubstanceId=46739 | 1 | Chemicals | eb0e872a-3569-3f69-a99a-3727a6e08588 | 68a5ef8e-68b8-384c-8097-5c940b8436e8 | 20aadc24-a391-41cf-b340-3e4529f44bde | 93a60a56-a3c8-11da-a746-0800200b9a66
Chloramine T | 127-65-1 | 127651 | 127651 | C7H7ClNNaO2S |  | Mass | kg | emission | water | https://ofmpub.epa.gov/sor_internet/registry/substreg/searchandretrieve/substancesearch/search.do?details=displayDetails&selectedSubstanceId=46736 | 1 | Chemicals | 12f4ff4c-6a72-3bc9-bea9-a040382cb15a | 68a5ef8e-68b8-384c-8097-5c940b8436e8 | 20aadc24-a391-41cf-b340-3e4529f44bde | 93a60a56-a3c8-11da-a746-0800200b9a66
2-Phenyl-3-butyn-2-ol | 127-66-2 | 127662 | 127662 | C10H10O |  | Mass | kg | emission | water | https://ofmpub.epa.gov/sor_internet/registry/substreg/searchandretrieve/substancesearch/search.do?details=displayDetails&selectedSubstanceId=46735 | 1 | Chemicals | debc6936-208a-3fe0-b7c8-bb22ab96b4a9 | 68a5ef8e-68b8-384c-8097-5c940b8436e8 | 20aadc24-a391-41cf-b340-3e4529f44bde | 93a60a56-a3c8-11da-a746-0800200b9a66
Sodium 3-Nitrobenzenesulfonate | 127-68-4 | 127684 | 127684 | C6H4NNaO5S |  | Mass | kg | emission | water | https://ofmpub.epa.gov/sor_internet/registry/substreg/searchandretrieve/substancesearch/search.do?details=displayDetails&selectedSubstanceId=94452 | 1 | Chemicals | 05bbab2e-437f-3723-b9ea-bc3e88a1ef40 | 68a5ef8e-68b8-384c-8097-5c940b8436e8 | 20aadc24-a391-41cf-b340-3e4529f44bde | 93a60a56-a3c8-11da-a746-0800200b9a66
Ancymidol | 12771-68-5 | 12771685 | 12771685 | C15H16N2O2 |  | Mass | kg | emission | water | https://ofmpub.epa.gov/sor_internet/registry/substreg/searchandretrieve/substancesearch/search.do?details=displayDetails&selectedSubstanceId=61952 | 1 | Chemicals | 722fe3e1-ad4c-3413-9810-7d4f9625e9b0 | 68a5ef8e-68b8-384c-8097-5c940b8436e8 | 20aadc24-a391-41cf-b340-3e4529f44bde | 93a60a56-a3c8-11da-a746-0800200b9a66
.beta.-Pinene | 127-91-3 | 127913 | 127913 | C10H16 |  | Mass | kg | emission | water | https://ofmpub.epa.gov/sor_internet/registry/substreg/searchandretrieve/substancesearch/search.do?details=displayDetails&selectedSubstanceId=46731 | 1 | Chemicals | c5184bd7-3fa6-3ae7-af49-6bf4c2b9a67d | 68a5ef8e-68b8-384c-8097-5c940b8436e8 | 20aadc24-a391-41cf-b340-3e4529f44bde | 93a60a56-a3c8-11da-a746-0800200b9a66
Potassium dimethyldithiocarbamate | 128-03-0 | 128030 | 128030 | C3H6KNS2 |  | Mass | kg | emission | water | https://ofmpub.epa.gov/sor_internet/registry/substreg/searchandretrieve/substancesearch/search.do?details=displayDetails&selectedSubstanceId=94449 | 1 | Chemicals | e3de80e3-248b-3fc9-bd46-7a11e1a5de60 | 68a5ef8e-68b8-384c-8097-5c940b8436e8 | 20aadc24-a391-41cf-b340-3e4529f44bde | 93a60a56-a3c8-11da-a746-0800200b9a66
Sodium dimethyldithiocarbamate | 128-04-1 | 128041 | 128041 | C3H6NNaS2 |  | Mass | kg | emission | water | https://ofmpub.epa.gov/sor_internet/registry/substreg/searchandretrieve/substancesearch/search.do?details=displayDetails&selectedSubstanceId=46728 | 1 | Chemicals | 31b93d16-3aa5-39ff-8cc9-5d9e96507c4f | 68a5ef8e-68b8-384c-8097-5c940b8436e8 | 20aadc24-a391-41cf-b340-3e4529f44bde | 93a60a56-a3c8-11da-a746-0800200b9a66
2,6-Di-tert-butyl-p-cresol | 128-37-0 | 128370 | 128370 | C15H24O |  | Mass | kg | emission | water | https://ofmpub.epa.gov/sor_internet/registry/substreg/searchandretrieve/substancesearch/search.do?details=displayDetails&selectedSubstanceId=46726 | 1 | Chemicals | a5390385-af20-33b9-8e6a-adb1df3f412a | 68a5ef8e-68b8-384c-8097-5c940b8436e8 | 20aadc24-a391-41cf-b340-3e4529f44bde | 93a60a56-a3c8-11da-a746-0800200b9a66
Saccharin sodium | 128-44-9 | 128449 | 128449 | C7H4NNaO3S |  | Mass | kg | emission | water | https://ofmpub.epa.gov/sor_internet/registry/substreg/searchandretrieve/substancesearch/search.do?details=displayDetails&selectedSubstanceId=94446 | 1 | Chemicals | c679bd2e-4633-30b9-8f03-330853d852c1 | 68a5ef8e-68b8-384c-8097-5c940b8436e8 | 20aadc24-a391-41cf-b340-3e4529f44bde | 93a60a56-a3c8-11da-a746-0800200b9a66
Carfentrazone-ethyl | 128639-02-1 | 128639021 | 128639021 | C15H14Cl2F3N3O3 |  | Mass | kg | emission | water | https://ofmpub.epa.gov/sor_internet/registry/substreg/searchandretrieve/substancesearch/search.do?details=displayDetails&selectedSubstanceId=80773 | 1 | Chemicals | 1e179d64-827e-3947-98f4-f29b63b5fb94 | 68a5ef8e-68b8-384c-8097-5c940b8436e8 | 20aadc24-a391-41cf-b340-3e4529f44bde | 93a60a56-a3c8-11da-a746-0800200b9a66
C.I. Vat Yellow 4 | 128-66-5 | 128665 | 128665 | C24H12O2 |  | Mass | kg | emission | water | https://ofmpub.epa.gov/sor_internet/registry/substreg/searchandretrieve/substancesearch/search.do?details=displayDetails&selectedSubstanceId=46718 | 1 | Chemicals | d1245acd-f817-3893-a2aa-a67f580c6224 | 68a5ef8e-68b8-384c-8097-5c940b8436e8 | 20aadc24-a391-41cf-b340-3e4529f44bde | 93a60a56-a3c8-11da-a746-0800200b9a66
Pyrene | 129-00-0 | 129000 | 129000 | C16H10 |  | Mass | kg | emission | water | https://ofmpub.epa.gov/sor_internet/registry/substreg/searchandretrieve/substancesearch/search.do?details=displayDetails&selectedSubstanceId=46705 | 1 | Chemicals | d98dd098-8ccc-3385-98ed-1481592fdd40 | 68a5ef8e-68b8-384c-8097-5c940b8436e8 | 20aadc24-a391-41cf-b340-3e4529f44bde | 93a60a56-a3c8-11da-a746-0800200b9a66
2-Methyl-1-nitroanthraquinone | 129-15-7 | 129157 | 129157 | C15H9NO4 |  | Mass | kg | emission | water | https://ofmpub.epa.gov/sor_internet/registry/substreg/searchandretrieve/substancesearch/search.do?details=displayDetails&selectedSubstanceId=78048 | 1 | Chemicals | b65578ef-5263-3327-bd68-a705a8f56f7c | 68a5ef8e-68b8-384c-8097-5c940b8436e8 | 20aadc24-a391-41cf-b340-3e4529f44bde | 93a60a56-a3c8-11da-a746-0800200b9a66
9,10-Anthracenedione, 1-hydroxy- | 129-43-1 | 129431 | 129431 | C14H8O3 |  | Mass | kg | emission | water | https://ofmpub.epa.gov/sor_internet/registry/substreg/searchandretrieve/substancesearch/search.do?details=displayDetails&selectedSubstanceId=46694 | 1 | Chemicals | 9eb77775-609a-3800-9134-7f7ae6d0a2f0 | 68a5ef8e-68b8-384c-8097-5c940b8436e8 | 20aadc24-a391-41cf-b340-3e4529f44bde | 93a60a56-a3c8-11da-a746-0800200b9a66
Pyraflufen-ethyl | 129630-19-9 | 129630199 | 129630199 | C15H13Cl2F3N2O4 |  | Mass | kg | emission | water | https://ofmpub.epa.gov/sor_internet/registry/substreg/searchandretrieve/substancesearch/search.do?details=displayDetails&selectedSubstanceId=76897 | 1 | Chemicals | ea288243-ff11-375f-8773-be5a3c3c93ca | 68a5ef8e-68b8-384c-8097-5c940b8436e8 | 20aadc24-a391-41cf-b340-3e4529f44bde | 93a60a56-a3c8-11da-a746-0800200b9a66
N'-Nitro-N-nitroso-N-propylguanidine | 13010-07-6 | 13010076 | 13010076 | C4H9N5O3 |  | Mass | kg | emission | water | https://ofmpub.epa.gov/sor_internet/registry/substreg/searchandretrieve/substancesearch/search.do?details=displayDetails&selectedSubstanceId=97371 | 1 | Chemicals | d888c3e3-64d0-3759-aea1-a825de326dcf | 68a5ef8e-68b8-384c-8097-5c940b8436e8 | 20aadc24-a391-41cf-b340-3e4529f44bde | 93a60a56-a3c8-11da-a746-0800200b9a66
1,4-Naphthoquinone | 130-15-4 | 130154 | 130154 | C10H6O2 |  | Mass | kg | emission | water | https://ofmpub.epa.gov/sor_internet/registry/substreg/searchandretrieve/substancesearch/search.do?details=displayDetails&selectedSubstanceId=46684 | 1 | Chemicals | 06dc9835-8b8e-3bde-83fd-b227b6c0fde6 | 68a5ef8e-68b8-384c-8097-5c940b8436e8 | 20aadc24-a391-41cf-b340-3e4529f44bde | 93a60a56-a3c8-11da-a746-0800200b9a66
Sodium alizarinesulfonate | 130-22-3 | 130223 | 130223 | - |  | Mass | kg | emission | water | https://ofmpub.epa.gov/sor_internet/registry/substreg/searchandretrieve/substancesearch/search.do?details=displayDetails&selectedSubstanceId=98020 | 1 | Chemicals | 60644ce9-7acf-3f52-b086-2fc076bd3e28 | 68a5ef8e-68b8-384c-8097-5c940b8436e8 | 20aadc24-a391-41cf-b340-3e4529f44bde | 93a60a56-a3c8-11da-a746-0800200b9a66
Bentonite | 1302-78-9 | 1302789 | 1302789 | - |  | Mass | kg | emission | water | https://ofmpub.epa.gov/sor_internet/registry/substreg/searchandretrieve/substancesearch/search.do?details=displayDetails&selectedSubstanceId=16372 | 1 | Chemicals | 8d0f9137-3cb6-34f2-a850-d13f07870289 | 68a5ef8e-68b8-384c-8097-5c940b8436e8 | 20aadc24-a391-41cf-b340-3e4529f44bde | 93a60a56-a3c8-11da-a746-0800200b9a66
Cyanofenphos | 13067-93-1 | 13067931 | 13067931 | C15H14NO2PS |  | Mass | kg | emission | water | https://ofmpub.epa.gov/sor_internet/registry/substreg/searchandretrieve/substancesearch/search.do?details=displayDetails&selectedSubstanceId=98010 | 1 | Chemicals | d782a496-a6ab-3256-b70b-d7cae09d0046 | 68a5ef8e-68b8-384c-8097-5c940b8436e8 | 20aadc24-a391-41cf-b340-3e4529f44bde | 93a60a56-a3c8-11da-a746-0800200b9a66
Terbufos | 13071-79-9 | 13071799 | 13071799 | C9H21O2PS3 |  | Mass | kg | emission | water | https://ofmpub.epa.gov/sor_internet/registry/substreg/searchandretrieve/substancesearch/search.do?details=displayDetails&selectedSubstanceId=61528 | 1 | Chemicals | 030b027d-de77-35a1-9a45-4295f2ff5651 | 68a5ef8e-68b8-384c-8097-5c940b8436e8 | 20aadc24-a391-41cf-b340-3e4529f44bde | 93a60a56-a3c8-11da-a746-0800200b9a66
L-Ethionine | 13073-35-3 | 13073353 | 13073353 | C6H13NO2S |  | Mass | kg | emission | water | https://ofmpub.epa.gov/sor_internet/registry/substreg/searchandretrieve/substancesearch/search.do?details=displayDetails&selectedSubstanceId=61527 | 1 | Chemicals | c7128bb2-059f-374b-a7bf-51eea3ffb14f | 68a5ef8e-68b8-384c-8097-5c940b8436e8 | 20aadc24-a391-41cf-b340-3e4529f44bde | 93a60a56-a3c8-11da-a746-0800200b9a66
9,10-Anthracenedione, 2-chloro- | 131-09-9 | 131099 | 131099 | C14H7ClO2 |  | Mass | kg | emission | water | https://ofmpub.epa.gov/sor_internet/registry/substreg/searchandretrieve/substancesearch/search.do?details=displayDetails&selectedSubstanceId=46675 | 1 | Chemicals | 96cdd456-a87e-380a-90e7-fad98d1554e0 | 68a5ef8e-68b8-384c-8097-5c940b8436e8 | 20aadc24-a391-41cf-b340-3e4529f44bde | 93a60a56-a3c8-11da-a746-0800200b9a66
Dimethyl phthalate | 131-11-3 | 131113 | 131113 | C10H10O4 |  | Mass | kg | emission | water | https://ofmpub.epa.gov/sor_internet/registry/substreg/searchandretrieve/substancesearch/search.do?details=displayDetails&selectedSubstanceId=97998 | 1 | Chemicals | dc76111f-2b6d-3c9f-981f-f5e229f3e110 | 68a5ef8e-68b8-384c-8097-5c940b8436e8 | 20aadc24-a391-41cf-b340-3e4529f44bde | 93a60a56-a3c8-11da-a746-0800200b9a66
Dipropyl phthalate | 131-16-8 | 131168 | 131168 | C14H18O4 |  | Mass | kg | emission | water | https://ofmpub.epa.gov/sor_internet/registry/substreg/searchandretrieve/substancesearch/search.do?details=displayDetails&selectedSubstanceId=46673 | 1 | Chemicals | 6b4a53d0-5c53-3e60-868e-18196331c0a5 | 68a5ef8e-68b8-384c-8097-5c940b8436e8 | 20aadc24-a391-41cf-b340-3e4529f44bde | 93a60a56-a3c8-11da-a746-0800200b9a66
Diallyl phthalate | 131-17-9 | 131179 | 131179 | C14H14O4 |  | Mass | kg | emission | water | https://ofmpub.epa.gov/sor_internet/registry/substreg/searchandretrieve/substancesearch/search.do?details=displayDetails&selectedSubstanceId=46672 | 1 | Chemicals | 98649a92-5d5f-3eee-a59d-247a6ad2ca56 | 68a5ef8e-68b8-384c-8097-5c940b8436e8 | 20aadc24-a391-41cf-b340-3e4529f44bde | 93a60a56-a3c8-11da-a746-0800200b9a66
Cyhexatin | 13121-70-5 | 13121705 | 13121705 | C18H34OSn |  | Mass | kg | emission | water | https://ofmpub.epa.gov/sor_internet/registry/substreg/searchandretrieve/substancesearch/search.do?details=displayDetails&selectedSubstanceId=83509 | 1 | Chemicals | bfab7a6b-5c09-35a3-8834-cba934651556 | 68a5ef8e-68b8-384c-8097-5c940b8436e8 | 20aadc24-a391-41cf-b340-3e4529f44bde | 93a60a56-a3c8-11da-a746-0800200b9a66
Molybdenum trioxide | 1313-27-5 | 1313275 | 1313275 | MoO3 |  | Mass | kg | emission | water | https://ofmpub.epa.gov/sor_internet/registry/substreg/searchandretrieve/substancesearch/search.do?details=displayDetails&selectedSubstanceId=42882 | 1 | Chemicals | 7faf59f9-5322-3aba-b645-49b9faad20dc | 68a5ef8e-68b8-384c-8097-5c940b8436e8 | 20aadc24-a391-41cf-b340-3e4529f44bde | 93a60a56-a3c8-11da-a746-0800200b9a66
Fludioxonil | 131341-86-1 | 131341861 | 131341861 | C12H6F2N2O2 |  | Mass | kg | emission | water | https://ofmpub.epa.gov/sor_internet/registry/substreg/searchandretrieve/substancesearch/search.do?details=displayDetails&selectedSubstanceId=84466 | 1 | Chemicals | a5faf083-99cd-379b-8ace-2aa6566f0912 | 68a5ef8e-68b8-384c-8097-5c940b8436e8 | 20aadc24-a391-41cf-b340-3e4529f44bde | 93a60a56-a3c8-11da-a746-0800200b9a66
Zinc phosphide | 1314-84-7 | 1314847 | 1314847 | P2Zn3 |  | Mass | kg | emission | water | https://ofmpub.epa.gov/sor_internet/registry/substreg/searchandretrieve/substancesearch/search.do?details=displayDetails&selectedSubstanceId=42847 | 1 | Chemicals | 2bd7eb0b-e0df-301a-85dd-2223b1723f64 | 68a5ef8e-68b8-384c-8097-5c940b8436e8 | 20aadc24-a391-41cf-b340-3e4529f44bde | 93a60a56-a3c8-11da-a746-0800200b9a66
Sodium lauryl(triethylene glycol) sulfate | 13150-00-0 | 13150000 | 13150000 | C18H37NaO7S |  | Mass | kg | emission | water | https://ofmpub.epa.gov/sor_internet/registry/substreg/searchandretrieve/substancesearch/search.do?details=displayDetails&selectedSubstanceId=61488 | 1 | Chemicals | 0bfcf7b8-993c-3132-ad8b-9c52d1f31b71 | 68a5ef8e-68b8-384c-8097-5c940b8436e8 | 20aadc24-a391-41cf-b340-3e4529f44bde | 93a60a56-a3c8-11da-a746-0800200b9a66
Sodium pentachlorophenate | 131-52-2 | 131522 | 131522 | C6Cl5NaO |  | Mass | kg | emission | water | https://ofmpub.epa.gov/sor_internet/registry/substreg/searchandretrieve/substancesearch/search.do?details=displayDetails&selectedSubstanceId=46669 | 1 | Chemicals | 2180b11a-7de5-3d62-9641-892d76b2f713 | 68a5ef8e-68b8-384c-8097-5c940b8436e8 | 20aadc24-a391-41cf-b340-3e4529f44bde | 93a60a56-a3c8-11da-a746-0800200b9a66
Phosphamidon | 13171-21-6 | 13171216 | 13171216 | C10H19ClNO5P |  | Mass | kg | emission | water | https://ofmpub.epa.gov/sor_internet/registry/substreg/searchandretrieve/substancesearch/search.do?details=displayDetails&selectedSubstanceId=61306 | 1 | Chemicals | be191d5e-a860-3f46-a0e2-a128a90bf99a | 68a5ef8e-68b8-384c-8097-5c940b8436e8 | 20aadc24-a391-41cf-b340-3e4529f44bde | 93a60a56-a3c8-11da-a746-0800200b9a66
Cupric oxide | 1317-38-0 | 1317380 | 1317380 | CuO |  | Mass | kg | emission | water | https://ofmpub.epa.gov/sor_internet/registry/substreg/searchandretrieve/substancesearch/search.do?details=displayDetails&selectedSubstanceId=43248 | 1 | Chemicals | 875502d7-31f6-3858-85c3-f302083d99cb | 68a5ef8e-68b8-384c-8097-5c940b8436e8 | 20aadc24-a391-41cf-b340-3e4529f44bde | 93a60a56-a3c8-11da-a746-0800200b9a66
C.I. Solvent Yellow 6 | 131-79-3 | 131793 | 131793 | C17H15N3 |  | Mass | kg | emission | water | https://ofmpub.epa.gov/sor_internet/registry/substreg/searchandretrieve/substancesearch/search.do?details=displayDetails&selectedSubstanceId=97353 | 1 | Chemicals | 7d389124-5c98-3eba-a904-0010b9505f00 | 68a5ef8e-68b8-384c-8097-5c940b8436e8 | 20aadc24-a391-41cf-b340-3e4529f44bde | 93a60a56-a3c8-11da-a746-0800200b9a66
Famoxadone | 131807-57-3 | 131807573 | 131807573 | C22H18N2O4 |  | Mass | kg | emission | water | https://ofmpub.epa.gov/sor_internet/registry/substreg/searchandretrieve/substancesearch/search.do?details=displayDetails&selectedSubstanceId=76892 | 1 | Chemicals | bed46323-3412-3ff8-962f-b7eaab96dbf1 | 68a5ef8e-68b8-384c-8097-5c940b8436e8 | 20aadc24-a391-41cf-b340-3e4529f44bde | 93a60a56-a3c8-11da-a746-0800200b9a66
Bromofenoxim | 13181-17-4 | 13181174 | 13181174 | C13H7Br2N3O6 |  | Mass | kg | emission | water | https://ofmpub.epa.gov/sor_internet/registry/substreg/searchandretrieve/substancesearch/search.do?details=displayDetails&selectedSubstanceId=83395 | 1 | Chemicals | 4c822edf-ed42-31fb-ba52-dc49a706ecd7 | 68a5ef8e-68b8-384c-8097-5c940b8436e8 | 20aadc24-a391-41cf-b340-3e4529f44bde | 93a60a56-a3c8-11da-a746-0800200b9a66
Azoxystrobin | 131860-33-8 | 131860338 | 131860338 | C22H17N3O5 |  | Mass | kg | emission | water | https://ofmpub.epa.gov/sor_internet/registry/substreg/searchandretrieve/substancesearch/search.do?details=displayDetails&selectedSubstanceId=84382 | 1 | Chemicals | a45128fa-a99b-30ff-94f7-2ed0a9cb72f4 | 68a5ef8e-68b8-384c-8097-5c940b8436e8 | 20aadc24-a391-41cf-b340-3e4529f44bde | 93a60a56-a3c8-11da-a746-0800200b9a66
Dinex | 131-89-5 | 131895 | 131895 | C12H14N2O5 |  | Mass | kg | emission | water | https://ofmpub.epa.gov/sor_internet/registry/substreg/searchandretrieve/substancesearch/search.do?details=displayDetails&selectedSubstanceId=97976 | 1 | Chemicals | 9b487eb3-8401-3fbf-ab97-838a7160c537 | 68a5ef8e-68b8-384c-8097-5c940b8436e8 | 20aadc24-a391-41cf-b340-3e4529f44bde | 93a60a56-a3c8-11da-a746-0800200b9a66
2-Naphthalenol, 1-nitroso- | 131-91-9 | 131919 | 131919 | C10H7NO2 |  | Mass | kg | emission | water | https://ofmpub.epa.gov/sor_internet/registry/substreg/searchandretrieve/substancesearch/search.do?details=displayDetails&selectedSubstanceId=46661 | 1 | Chemicals | bd596831-689f-3787-b92e-5df80b533aa0 | 68a5ef8e-68b8-384c-8097-5c940b8436e8 | 20aadc24-a391-41cf-b340-3e4529f44bde | 93a60a56-a3c8-11da-a746-0800200b9a66
Ethoprop | 13194-48-4 | 13194484 | 13194484 | C8H19O2PS2 |  | Mass | kg | emission | water | https://ofmpub.epa.gov/sor_internet/registry/substreg/searchandretrieve/substancesearch/search.do?details=displayDetails&selectedSubstanceId=97974 | 1 | Chemicals | 44bc0ddd-f5c1-3215-af87-0d5ec9ddca19 | 68a5ef8e-68b8-384c-8097-5c940b8436e8 | 20aadc24-a391-41cf-b340-3e4529f44bde | 93a60a56-a3c8-11da-a746-0800200b9a66
Cresol | 1319-77-3 | 1319773 | 1319773 | C7H8O |  | Mass | kg | emission | water | https://ofmpub.epa.gov/sor_internet/registry/substreg/searchandretrieve/substancesearch/search.do?details=displayDetails&selectedSubstanceId=43230 | 1 | Chemicals | 3cad17ec-0610-3bec-b559-fad03680e6f5 | 68a5ef8e-68b8-384c-8097-5c940b8436e8 | 20aadc24-a391-41cf-b340-3e4529f44bde | 93a60a56-a3c8-11da-a746-0800200b9a66
C.I. Acid Orange 24, monosodium salt | 1320-07-6 | 1320076 | 1320076 | C20H17N4NaO5S |  | Mass | kg | emission | water | https://ofmpub.epa.gov/sor_internet/registry/substreg/searchandretrieve/substancesearch/search.do?details=displayDetails&selectedSubstanceId=43226 | 1 | Chemicals | b968f252-040b-31d6-bd96-02d087245328 | 68a5ef8e-68b8-384c-8097-5c940b8436e8 | 20aadc24-a391-41cf-b340-3e4529f44bde | 93a60a56-a3c8-11da-a746-0800200b9a66
2,4-D 2-butoxymethylethyl ester | 1320-18-9 | 1320189 | 1320189 | - |  | Mass | kg | emission | water | https://ofmpub.epa.gov/sor_internet/registry/substreg/searchandretrieve/substancesearch/search.do?details=displayDetails&selectedSubstanceId=43223 | 1 | Chemicals | d8e86952-8631-3dfb-b0d9-753dbf351547 | 68a5ef8e-68b8-384c-8097-5c940b8436e8 | 20aadc24-a391-41cf-b340-3e4529f44bde | 93a60a56-a3c8-11da-a746-0800200b9a66
Methylnaphthalene | 1321-94-4 | 1321944 | 1321944 | C11H10 |  | Mass | kg | emission | water | https://ofmpub.epa.gov/sor_internet/registry/substreg/searchandretrieve/substancesearch/search.do?details=displayDetails&selectedSubstanceId=43208 | 1 | Chemicals | 4971aa67-18b7-38bf-bbf4-abafdfda49d6 | 68a5ef8e-68b8-384c-8097-5c940b8436e8 | 20aadc24-a391-41cf-b340-3e4529f44bde | 93a60a56-a3c8-11da-a746-0800200b9a66
Sodium o-phenylphenoxide | 132-27-4 | 132274 | 132274 | C12H9NaO |  | Mass | kg | emission | water | https://ofmpub.epa.gov/sor_internet/registry/substreg/searchandretrieve/substancesearch/search.do?details=displayDetails&selectedSubstanceId=46656 | 1 | Chemicals | d592d560-4a6e-3656-b872-fe8ac22703b8 | 68a5ef8e-68b8-384c-8097-5c940b8436e8 | 20aadc24-a391-41cf-b340-3e4529f44bde | 93a60a56-a3c8-11da-a746-0800200b9a66
N,N,-Diamylnitrosamine | 13256-06-9 | 13256069 | 13256069 | C10H22N2O |  | Mass | kg | emission | water | https://ofmpub.epa.gov/sor_internet/registry/substreg/searchandretrieve/substancesearch/search.do?details=displayDetails&selectedSubstanceId=77833 | 1 | Chemicals | 9b1ac3ac-12a2-32b9-86a1-e630fd64cea6 | 68a5ef8e-68b8-384c-8097-5c940b8436e8 | 20aadc24-a391-41cf-b340-3e4529f44bde | 93a60a56-a3c8-11da-a746-0800200b9a66
Dibenzofuran | 132-64-9 | 132649 | 132649 | C12H8O |  | Mass | kg | emission | water | https://ofmpub.epa.gov/sor_internet/registry/substreg/searchandretrieve/substancesearch/search.do?details=displayDetails&selectedSubstanceId=46646 | 1 | Chemicals | 8ac87e17-b72f-358b-bddf-ccb7dde6a26d | 68a5ef8e-68b8-384c-8097-5c940b8436e8 | 20aadc24-a391-41cf-b340-3e4529f44bde | 93a60a56-a3c8-11da-a746-0800200b9a66
Dibenzothiophene | 132-65-0 | 132650 | 132650 | C12H8S |  | Mass | kg | emission | water | https://ofmpub.epa.gov/sor_internet/registry/substreg/searchandretrieve/substancesearch/search.do?details=displayDetails&selectedSubstanceId=46645 | 1 | Chemicals | 106bbc4d-32c3-3b00-baf4-e2347afadf2a | 68a5ef8e-68b8-384c-8097-5c940b8436e8 | 20aadc24-a391-41cf-b340-3e4529f44bde | 93a60a56-a3c8-11da-a746-0800200b9a66
Rifampin | 13292-46-1 | 13292461 | 13292461 | C43H58N4O12 |  | Mass | kg | emission | water | https://ofmpub.epa.gov/sor_internet/registry/substreg/searchandretrieve/substancesearch/search.do?details=displayDetails&selectedSubstanceId=78316 | 1 | Chemicals | de50a847-f73b-3731-8277-c4bf68c4ecef | 68a5ef8e-68b8-384c-8097-5c940b8436e8 | 20aadc24-a391-41cf-b340-3e4529f44bde | 93a60a56-a3c8-11da-a746-0800200b9a66
Xylene | 1330-20-7 | 1330207 | 1330207 | C8H10 |  | Mass | kg | emission | water | https://ofmpub.epa.gov/sor_internet/registry/substreg/searchandretrieve/substancesearch/search.do?details=displayDetails&selectedSubstanceId=43047 | 1 | Chemicals | 7657e93f-2c76-3592-b717-a3ed4cc28dc1 | 68a5ef8e-68b8-384c-8097-5c940b8436e8 | 20aadc24-a391-41cf-b340-3e4529f44bde | 93a60a56-a3c8-11da-a746-0800200b9a66
Captan | 133-06-2 | 133062 | 133062 | C9H8Cl3NO2S |  | Mass | kg | emission | water | https://ofmpub.epa.gov/sor_internet/registry/substreg/searchandretrieve/substancesearch/search.do?details=displayDetails&selectedSubstanceId=46639 | 1 | Chemicals | 61efc69f-30f0-3bc6-8f2c-79d30778708f | 68a5ef8e-68b8-384c-8097-5c940b8436e8 | 20aadc24-a391-41cf-b340-3e4529f44bde | 93a60a56-a3c8-11da-a746-0800200b9a66
Folpet | 133-07-3 | 133073 | 133073 | C9H4Cl3NO2S |  | Mass | kg | emission | water | https://ofmpub.epa.gov/sor_internet/registry/substreg/searchandretrieve/substancesearch/search.do?details=displayDetails&selectedSubstanceId=97937 | 1 | Chemicals | ee5a895a-cba9-3a18-afa8-2b2aaa8328cc | 68a5ef8e-68b8-384c-8097-5c940b8436e8 | 20aadc24-a391-41cf-b340-3e4529f44bde | 93a60a56-a3c8-11da-a746-0800200b9a66
Tricresyl phosphate | 1330-78-5 | 1330785 | 1330785 | - |  | Mass | kg | emission | water | https://ofmpub.epa.gov/sor_internet/registry/substreg/searchandretrieve/substancesearch/search.do?details=displayDetails&selectedSubstanceId=43038 | 1 | Chemicals | ec38eae6-c52e-3a2f-ba6c-b0df4c0b0f8d | 68a5ef8e-68b8-384c-8097-5c940b8436e8 | 20aadc24-a391-41cf-b340-3e4529f44bde | 93a60a56-a3c8-11da-a746-0800200b9a66
Flutamide | 13311-84-7 | 13311847 | 13311847 | C11H11F3N2O3 |  | Mass | kg | emission | water | https://ofmpub.epa.gov/sor_internet/registry/substreg/searchandretrieve/substancesearch/search.do?details=displayDetails&selectedSubstanceId=78315 | 1 | Chemicals | af6fe210-2d16-3cc0-bb83-50588724efb1 | 68a5ef8e-68b8-384c-8097-5c940b8436e8 | 20aadc24-a391-41cf-b340-3e4529f44bde | 93a60a56-a3c8-11da-a746-0800200b9a66
Phenyl 4-aminosalicylate | 133-11-9 | 133119 | 133119 | C13H11NO3 |  | Mass | kg | emission | water | https://ofmpub.epa.gov/sor_internet/registry/substreg/searchandretrieve/substancesearch/search.do?details=displayDetails&selectedSubstanceId=97142 | 1 | Chemicals | 7835c9a4-5314-3da4-9f86-df60b5cba117 | 68a5ef8e-68b8-384c-8097-5c940b8436e8 | 20aadc24-a391-41cf-b340-3e4529f44bde | 93a60a56-a3c8-11da-a746-0800200b9a66
Basic copper chloride | 1332-40-7 | 1332407 | 1332407 | Cl2Cu4H6O6 |  | Mass | kg | emission | water | https://ofmpub.epa.gov/sor_internet/registry/substreg/searchandretrieve/substancesearch/search.do?details=displayDetails&selectedSubstanceId=43018 | 1 | Chemicals | b2198264-d932-3276-9c9b-9fe955c1bcc4 | 68a5ef8e-68b8-384c-8097-5c940b8436e8 | 20aadc24-a391-41cf-b340-3e4529f44bde | 93a60a56-a3c8-11da-a746-0800200b9a66
Kaolin | 1332-58-7 | 1332587 | 1332587 | - |  | Mass | kg | emission | water | https://ofmpub.epa.gov/sor_internet/registry/substreg/searchandretrieve/substancesearch/search.do?details=displayDetails&selectedSubstanceId=16368 | 1 | Chemicals | cb20b56f-83de-3e5b-9381-46b539bc6412 | 68a5ef8e-68b8-384c-8097-5c940b8436e8 | 20aadc24-a391-41cf-b340-3e4529f44bde | 93a60a56-a3c8-11da-a746-0800200b9a66
Indole-3-butyric acid | 133-32-4 | 133324 | 133324 | C12H13NO2 |  | Mass | kg | emission | water | https://ofmpub.epa.gov/sor_internet/registry/substreg/searchandretrieve/substancesearch/search.do?details=displayDetails&selectedSubstanceId=46634 | 1 | Chemicals | d5f19893-ae06-3563-93f5-8b30e91d1cfd | 68a5ef8e-68b8-384c-8097-5c940b8436e8 | 20aadc24-a391-41cf-b340-3e4529f44bde | 93a60a56-a3c8-11da-a746-0800200b9a66
Fenbutatin oxide | 13356-08-6 | 13356086 | 13356086 | C60H78OSn2 |  | Mass | kg | emission | water | https://ofmpub.epa.gov/sor_internet/registry/substreg/searchandretrieve/substancesearch/search.do?details=displayDetails&selectedSubstanceId=97918 | 1 | Chemicals | 81e5ca6f-f3fd-3b81-b671-3b15c63d073a | 68a5ef8e-68b8-384c-8097-5c940b8436e8 | 20aadc24-a391-41cf-b340-3e4529f44bde | 93a60a56-a3c8-11da-a746-0800200b9a66
Chlorbromuron | 13360-45-7 | 13360457 | 13360457 | C9H10BrClN2O2 |  | Mass | kg | emission | water | https://ofmpub.epa.gov/sor_internet/registry/substreg/searchandretrieve/substancesearch/search.do?details=displayDetails&selectedSubstanceId=77374 | 1 | Chemicals | 068ecf9c-38c4-3d88-9123-410ad201f9ec | 68a5ef8e-68b8-384c-8097-5c940b8436e8 | 20aadc24-a391-41cf-b340-3e4529f44bde | 93a60a56-a3c8-11da-a746-0800200b9a66
Chloramben | 133-90-4 | 133904 | 133904 | C7H5Cl2NO2 |  | Mass | kg | emission | water | https://ofmpub.epa.gov/sor_internet/registry/substreg/searchandretrieve/substancesearch/search.do?details=displayDetails&selectedSubstanceId=46629 | 1 | Chemicals | a8849a3d-a2e9-368a-9f48-e8ce878c5d4e | 68a5ef8e-68b8-384c-8097-5c940b8436e8 | 20aadc24-a391-41cf-b340-3e4529f44bde | 93a60a56-a3c8-11da-a746-0800200b9a66
Fenpyroximate | 134098-61-6 | 134098616 | 134098616 | C24H27N3O4 |  | Mass | kg | emission | water | https://ofmpub.epa.gov/sor_internet/registry/substreg/searchandretrieve/substancesearch/search.do?details=displayDetails&selectedSubstanceId=76889 | 1 | Chemicals | 634d1cc7-e25a-37c1-8671-3e535f373569 | 68a5ef8e-68b8-384c-8097-5c940b8436e8 | 20aadc24-a391-41cf-b340-3e4529f44bde | 93a60a56-a3c8-11da-a746-0800200b9a66
Nifurpirinol | 13411-16-0 | 13411160 | 13411160 | C12H10N2O4 |  | Mass | kg | emission | water | https://ofmpub.epa.gov/sor_internet/registry/substreg/searchandretrieve/substancesearch/search.do?details=displayDetails&selectedSubstanceId=97126 | 1 | Chemicals | 4e34c7d9-7448-35a0-9a98-392ea9cb464c | 68a5ef8e-68b8-384c-8097-5c940b8436e8 | 20aadc24-a391-41cf-b340-3e4529f44bde | 93a60a56-a3c8-11da-a746-0800200b9a66
Methyl anthranilate | 134-20-3 | 134203 | 134203 | C8H9NO2 |  | Mass | kg | emission | water | https://ofmpub.epa.gov/sor_internet/registry/substreg/searchandretrieve/substancesearch/search.do?details=displayDetails&selectedSubstanceId=97896 | 1 | Chemicals | 567c2c60-fba0-3c2e-85a8-be2fdd9b95c0 | 68a5ef8e-68b8-384c-8097-5c940b8436e8 | 20aadc24-a391-41cf-b340-3e4529f44bde | 93a60a56-a3c8-11da-a746-0800200b9a66
o-Anisidine hydrochloride | 134-29-2 | 134292 | 134292 | C7H10ClNO |  | Mass | kg | emission | water | https://ofmpub.epa.gov/sor_internet/registry/substreg/searchandretrieve/substancesearch/search.do?details=displayDetails&selectedSubstanceId=97895 | 1 | Chemicals | 17affa1a-30ae-3ac3-b891-24bd326ae141 | 68a5ef8e-68b8-384c-8097-5c940b8436e8 | 20aadc24-a391-41cf-b340-3e4529f44bde | 93a60a56-a3c8-11da-a746-0800200b9a66
1-Naphthalenamine | 134-32-7 | 134327 | 134327 | C10H9N |  | Mass | kg | emission | water | https://ofmpub.epa.gov/sor_internet/registry/substreg/searchandretrieve/substancesearch/search.do?details=displayDetails&selectedSubstanceId=46621 | 1 | Chemicals | edbdd8cc-4557-35f0-93f1-bc7815fa4459 | 68a5ef8e-68b8-384c-8097-5c940b8436e8 | 20aadc24-a391-41cf-b340-3e4529f44bde | 93a60a56-a3c8-11da-a746-0800200b9a66
Alumina | 1344-28-1 | 1344281 | 1344281 | - |  | Mass | kg | emission | water | https://ofmpub.epa.gov/sor_internet/registry/substreg/searchandretrieve/substancesearch/search.do?details=displayDetails&selectedSubstanceId=42955 | 1 | Chemicals | 647749d5-a02e-3fc2-a723-cd68ce89824c | 68a5ef8e-68b8-384c-8097-5c940b8436e8 | 20aadc24-a391-41cf-b340-3e4529f44bde | 93a60a56-a3c8-11da-a746-0800200b9a66
Calcium polysulfide | 1344-81-6 | 1344816 | 1344816 | - |  | Mass | kg | emission | water | https://ofmpub.epa.gov/sor_internet/registry/substreg/searchandretrieve/substancesearch/search.do?details=displayDetails&selectedSubstanceId=42943 | 1 | Chemicals | 65d8ede2-ac53-3db6-9e75-7f76e1a80217 | 68a5ef8e-68b8-384c-8097-5c940b8436e8 | 20aadc24-a391-41cf-b340-3e4529f44bde | 93a60a56-a3c8-11da-a746-0800200b9a66
Pyrazophos | 13457-18-6 | 13457186 | 13457186 | C14H20N3O5PS |  | Mass | kg | emission | water | https://ofmpub.epa.gov/sor_internet/registry/substreg/searchandretrieve/substancesearch/search.do?details=displayDetails&selectedSubstanceId=97883 | 1 | Chemicals | 5bac577d-435a-3876-90a5-7a508cce2644 | 68a5ef8e-68b8-384c-8097-5c940b8436e8 | 20aadc24-a391-41cf-b340-3e4529f44bde | 93a60a56-a3c8-11da-a746-0800200b9a66
N,N-Diethyl-m-toluamide | 134-62-3 | 134623 | 134623 | C12H17NO |  | Mass | kg | emission | water | https://ofmpub.epa.gov/sor_internet/registry/substreg/searchandretrieve/substancesearch/search.do?details=displayDetails&selectedSubstanceId=46618 | 1 | Chemicals | 3dee1ae0-d215-327c-97df-cced5d876f8c | 68a5ef8e-68b8-384c-8097-5c940b8436e8 | 20aadc24-a391-41cf-b340-3e4529f44bde | 93a60a56-a3c8-11da-a746-0800200b9a66
Zinc pyrithione | 13463-41-7 | 13463417 | 13463417 | C10H8N2O2S2Zn |  | Mass | kg | emission | water | https://ofmpub.epa.gov/sor_internet/registry/substreg/searchandretrieve/substancesearch/search.do?details=displayDetails&selectedSubstanceId=60584 | 1 | Chemicals | 084c2327-1732-30e7-b4c6-2bf5b4f43ecd | 68a5ef8e-68b8-384c-8097-5c940b8436e8 | 20aadc24-a391-41cf-b340-3e4529f44bde | 93a60a56-a3c8-11da-a746-0800200b9a66
Dipotassium phosphite | 13492-26-7 | 13492267 | 13492267 | HK2O3P |  | Mass | kg | emission | water | https://ofmpub.epa.gov/sor_internet/registry/substreg/searchandretrieve/substancesearch/search.do?details=displayDetails&selectedSubstanceId=60329 | 1 | Chemicals | e1eca834-a411-3b7b-9ab7-93687d16adaf | 68a5ef8e-68b8-384c-8097-5c940b8436e8 | 20aadc24-a391-41cf-b340-3e4529f44bde | 93a60a56-a3c8-11da-a746-0800200b9a66
o-Diethylbenzene | 135-01-3 | 135013 | 135013 | C10H14 |  | Mass | kg | emission | water | https://ofmpub.epa.gov/sor_internet/registry/substreg/searchandretrieve/substancesearch/search.do?details=displayDetails&selectedSubstanceId=46611 | 1 | Chemicals | dcae922b-f21a-3586-a60a-cd60d38a1861 | 68a5ef8e-68b8-384c-8097-5c940b8436e8 | 20aadc24-a391-41cf-b340-3e4529f44bde | 93a60a56-a3c8-11da-a746-0800200b9a66
Acibenzolar-S-methyl | 135158-54-2 | 135158542 | 135158542 | C8H6N2OS2 |  | Mass | kg | emission | water | https://ofmpub.epa.gov/sor_internet/registry/substreg/searchandretrieve/substancesearch/search.do?details=displayDetails&selectedSubstanceId=80675 | 1 | Chemicals | 2687a3a6-6e83-35e3-8bdd-dc4d0db6ae5a | 68a5ef8e-68b8-384c-8097-5c940b8436e8 | 20aadc24-a391-41cf-b340-3e4529f44bde | 93a60a56-a3c8-11da-a746-0800200b9a66
2-Naphthalenol | 135-19-3 | 135193 | 135193 | C10H8O |  | Mass | kg | emission | water | https://ofmpub.epa.gov/sor_internet/registry/substreg/searchandretrieve/substancesearch/search.do?details=displayDetails&selectedSubstanceId=46608 | 1 | Chemicals | 48b476d3-f678-3340-93a1-8ee072c03e45 | 68a5ef8e-68b8-384c-8097-5c940b8436e8 | 20aadc24-a391-41cf-b340-3e4529f44bde | 93a60a56-a3c8-11da-a746-0800200b9a66
Cupferron | 135-20-6 | 135206 | 135206 | C6H9N3O2 |  | Mass | kg | emission | water | https://ofmpub.epa.gov/sor_internet/registry/substreg/searchandretrieve/substancesearch/search.do?details=displayDetails&selectedSubstanceId=46607 | 1 | Chemicals | 8aacc86a-46d2-34a6-9b66-3514cb15cb59 | 68a5ef8e-68b8-384c-8097-5c940b8436e8 | 20aadc24-a391-41cf-b340-3e4529f44bde | 93a60a56-a3c8-11da-a746-0800200b9a66
Methapyrilene hydrochloride | 135-23-9 | 135239 | 135239 | C14H20ClN3S |  | Mass | kg | emission | water | https://ofmpub.epa.gov/sor_internet/registry/substreg/searchandretrieve/substancesearch/search.do?details=displayDetails&selectedSubstanceId=97865 | 1 | Chemicals | 4c3259ef-ddf1-366d-b11f-bbf24376f45b | 68a5ef8e-68b8-384c-8097-5c940b8436e8 | 20aadc24-a391-41cf-b340-3e4529f44bde | 93a60a56-a3c8-11da-a746-0800200b9a66
Acetamiprid | 135410-20-7 | 135410207 | 135410207 | C10H11ClN4 |  | Mass | kg | emission | water | https://ofmpub.epa.gov/sor_internet/registry/substreg/searchandretrieve/substancesearch/search.do?details=displayDetails&selectedSubstanceId=80674 | 1 | Chemicals | 3613cf55-ef11-3158-bf9d-2d852433f4ee | 68a5ef8e-68b8-384c-8097-5c940b8436e8 | 20aadc24-a391-41cf-b340-3e4529f44bde | 93a60a56-a3c8-11da-a746-0800200b9a66
4,4'-Methylenedianiline dihydrochloride | 13552-44-8 | 13552448 | 13552448 | C13H16Cl2N2 |  | Mass | kg | emission | water | https://ofmpub.epa.gov/sor_internet/registry/substreg/searchandretrieve/substancesearch/search.do?details=displayDetails&selectedSubstanceId=60097 | 1 | Chemicals | f538cfc6-57ba-379f-961b-f17e1c461730 | 68a5ef8e-68b8-384c-8097-5c940b8436e8 | 20aadc24-a391-41cf-b340-3e4529f44bde | 93a60a56-a3c8-11da-a746-0800200b9a66
N-Phenyl-2-naphthylamine | 135-88-6 | 135886 | 135886 | C16H13N |  | Mass | kg | emission | water | https://ofmpub.epa.gov/sor_internet/registry/substreg/searchandretrieve/substancesearch/search.do?details=displayDetails&selectedSubstanceId=46587 | 1 | Chemicals | 45e01f28-f7f7-3d9f-951d-f569fd34a773 | 68a5ef8e-68b8-384c-8097-5c940b8436e8 | 20aadc24-a391-41cf-b340-3e4529f44bde | 93a60a56-a3c8-11da-a746-0800200b9a66
Quinalphos | 13593-03-8 | 13593038 | 13593038 | C12H15N2O3PS |  | Mass | kg | emission | water | https://ofmpub.epa.gov/sor_internet/registry/substreg/searchandretrieve/substancesearch/search.do?details=displayDetails&selectedSubstanceId=59880 | 1 | Chemicals | 4290d914-7d21-3f5c-a29b-878c1d163e3f | 68a5ef8e-68b8-384c-8097-5c940b8436e8 | 20aadc24-a391-41cf-b340-3e4529f44bde | 93a60a56-a3c8-11da-a746-0800200b9a66
Erbon | 136-25-4 | 136254 | 136254 | C11H9Cl5O3 |  | Mass | kg | emission | water | https://ofmpub.epa.gov/sor_internet/registry/substreg/searchandretrieve/substancesearch/search.do?details=displayDetails&selectedSubstanceId=77761 | 1 | Chemicals | f069acaf-e309-3899-9eec-b3b6989d383c | 68a5ef8e-68b8-384c-8097-5c940b8436e8 | 20aadc24-a391-41cf-b340-3e4529f44bde | 93a60a56-a3c8-11da-a746-0800200b9a66
Phenazopyridine hydrochloride | 136-40-3 | 136403 | 136403 | C11H12ClN5 |  | Mass | kg | emission | water | https://ofmpub.epa.gov/sor_internet/registry/substreg/searchandretrieve/substancesearch/search.do?details=displayDetails&selectedSubstanceId=78046 | 1 | Chemicals | 4d2d9fc7-d4ee-327b-bed7-4f51a1049155 | 68a5ef8e-68b8-384c-8097-5c940b8436e8 | 20aadc24-a391-41cf-b340-3e4529f44bde | 93a60a56-a3c8-11da-a746-0800200b9a66
Tris(1-chloro-2-propyl) phosphate | 13674-84-5 | 13674845 | 13674845 | C9H18Cl3O4P |  | Mass | kg | emission | water | https://ofmpub.epa.gov/sor_internet/registry/substreg/searchandretrieve/substancesearch/search.do?details=displayDetails&selectedSubstanceId=59648 | 1 | Chemicals | f353f739-1a68-3e78-8153-c6a35d7ff8dd | 68a5ef8e-68b8-384c-8097-5c940b8436e8 | 20aadc24-a391-41cf-b340-3e4529f44bde | 93a60a56-a3c8-11da-a746-0800200b9a66
Tris(1,3-dichloro-2-propyl)phosphate | 13674-87-8 | 13674878 | 13674878 | C9H15Cl6O4P |  | Mass | kg | emission | water | https://ofmpub.epa.gov/sor_internet/registry/substreg/searchandretrieve/substancesearch/search.do?details=displayDetails&selectedSubstanceId=59647 | 1 | Chemicals | 53f64eb9-e97d-30d9-9a75-fcf08d267bc2 | 68a5ef8e-68b8-384c-8097-5c940b8436e8 | 20aadc24-a391-41cf-b340-3e4529f44bde | 93a60a56-a3c8-11da-a746-0800200b9a66
Desmedipham | 13684-56-5 | 13684565 | 13684565 | C16H16N2O4 |  | Mass | kg | emission | water | https://ofmpub.epa.gov/sor_internet/registry/substreg/searchandretrieve/substancesearch/search.do?details=displayDetails&selectedSubstanceId=36428 | 1 | Chemicals | b298bbcd-0bb9-33d4-b67d-4e4824a438d5 | 68a5ef8e-68b8-384c-8097-5c940b8436e8 | 20aadc24-a391-41cf-b340-3e4529f44bde | 93a60a56-a3c8-11da-a746-0800200b9a66
Phenmedipham | 13684-63-4 | 13684634 | 13684634 | C16H16N2O4 |  | Mass | kg | emission | water | https://ofmpub.epa.gov/sor_internet/registry/substreg/searchandretrieve/substancesearch/search.do?details=displayDetails&selectedSubstanceId=97833 | 1 | Chemicals | d462c432-7e87-3fe1-8433-a610ecdf9c92 | 68a5ef8e-68b8-384c-8097-5c940b8436e8 | 20aadc24-a391-41cf-b340-3e4529f44bde | 93a60a56-a3c8-11da-a746-0800200b9a66
2,4-Diaminophenol dihydrochloride | 137-09-7 | 137097 | 137097 | C6H10Cl2N2O |  | Mass | kg | emission | water | https://ofmpub.epa.gov/sor_internet/registry/substreg/searchandretrieve/substancesearch/search.do?details=displayDetails&selectedSubstanceId=97825 | 1 | Chemicals | 4d425976-153d-33a9-ba79-840f8cee06b6 | 68a5ef8e-68b8-384c-8097-5c940b8436e8 | 20aadc24-a391-41cf-b340-3e4529f44bde | 93a60a56-a3c8-11da-a746-0800200b9a66
2,4,5-Trimethylaniline | 137-17-7 | 137177 | 137177 | C9H13N |  | Mass | kg | emission | water | https://ofmpub.epa.gov/sor_internet/registry/substreg/searchandretrieve/substancesearch/search.do?details=displayDetails&selectedSubstanceId=78044 | 1 | Chemicals | ffc67b3e-1c74-328c-b366-9828b18defa0 | 68a5ef8e-68b8-384c-8097-5c940b8436e8 | 20aadc24-a391-41cf-b340-3e4529f44bde | 93a60a56-a3c8-11da-a746-0800200b9a66
1,3-Benzenediol, 4,6-dichloro- | 137-19-9 | 137199 | 137199 | C6H4Cl2O2 |  | Mass | kg | emission | water | https://ofmpub.epa.gov/sor_internet/registry/substreg/searchandretrieve/substancesearch/search.do?details=displayDetails&selectedSubstanceId=46566 | 1 | Chemicals | 57d177e5-db1b-3b13-89d9-d8a652a25e81 | 68a5ef8e-68b8-384c-8097-5c940b8436e8 | 20aadc24-a391-41cf-b340-3e4529f44bde | 93a60a56-a3c8-11da-a746-0800200b9a66
Thiram | 137-26-8 | 137268 | 137268 | C6H12N2S4 |  | Mass | kg | emission | water | https://ofmpub.epa.gov/sor_internet/registry/substreg/searchandretrieve/substancesearch/search.do?details=displayDetails&selectedSubstanceId=97821 | 1 | Chemicals | 541a9114-1da7-3804-a71d-36c0d5d2bbd7 | 68a5ef8e-68b8-384c-8097-5c940b8436e8 | 20aadc24-a391-41cf-b340-3e4529f44bde | 93a60a56-a3c8-11da-a746-0800200b9a66
Copper dimethyldithiocarbamate | 137-29-1 | 137291 | 137291 | C6H12CuN2S4 |  | Mass | kg | emission | water | https://ofmpub.epa.gov/sor_internet/registry/substreg/searchandretrieve/substancesearch/search.do?details=displayDetails&selectedSubstanceId=46564 | 1 | Chemicals | 980db3f7-d92a-37e3-b280-9e3973f46891 | 68a5ef8e-68b8-384c-8097-5c940b8436e8 | 20aadc24-a391-41cf-b340-3e4529f44bde | 93a60a56-a3c8-11da-a746-0800200b9a66
Ziram | 137-30-4 | 137304 | 137304 | C6H12N2S4Zn |  | Mass | kg | emission | water | https://ofmpub.epa.gov/sor_internet/registry/substreg/searchandretrieve/substancesearch/search.do?details=displayDetails&selectedSubstanceId=97820 | 1 | Chemicals | 9c106a78-d051-3628-a799-4f7749a813b9 | 68a5ef8e-68b8-384c-8097-5c940b8436e8 | 20aadc24-a391-41cf-b340-3e4529f44bde | 93a60a56-a3c8-11da-a746-0800200b9a66
Sodium propionate | 137-40-6 | 137406 | 137406 | C3H5NaO2 |  | Mass | kg | emission | water | https://ofmpub.epa.gov/sor_internet/registry/substreg/searchandretrieve/substancesearch/search.do?details=displayDetails&selectedSubstanceId=46562 | 1 | Chemicals | 7c1ca430-c222-37ef-8e3e-4c084e6b9eb3 | 68a5ef8e-68b8-384c-8097-5c940b8436e8 | 20aadc24-a391-41cf-b340-3e4529f44bde | 93a60a56-a3c8-11da-a746-0800200b9a66
Potassium N-methyldithiocarbamate | 137-41-7 | 137417 | 137417 | C2H4KNS2 |  | Mass | kg | emission | water | https://ofmpub.epa.gov/sor_internet/registry/substreg/searchandretrieve/substancesearch/search.do?details=displayDetails&selectedSubstanceId=46561 | 1 | Chemicals | 2a9bdd0e-567b-34d4-ae7d-184fb4a6a0d8 | 68a5ef8e-68b8-384c-8097-5c940b8436e8 | 20aadc24-a391-41cf-b340-3e4529f44bde | 93a60a56-a3c8-11da-a746-0800200b9a66
Sodium methyldithiocarbamate | 137-42-8 | 137428 | 137428 | C2H4NNaS2 |  | Mass | kg | emission | water | https://ofmpub.epa.gov/sor_internet/registry/substreg/searchandretrieve/substancesearch/search.do?details=displayDetails&selectedSubstanceId=97819 | 1 | Chemicals | f031bddf-86d2-30ea-997d-9f4b3b03bb5f | 68a5ef8e-68b8-384c-8097-5c940b8436e8 | 20aadc24-a391-41cf-b340-3e4529f44bde | 93a60a56-a3c8-11da-a746-0800200b9a66
N-Oxydiethylenethiocarbamyl-N'-oxydiethylenesulfenamide | 13752-51-7 | 13752517 | 13752517 | C9H16N2O2S2 |  | Mass | kg | emission | water | https://ofmpub.epa.gov/sor_internet/registry/substreg/searchandretrieve/substancesearch/search.do?details=displayDetails&selectedSubstanceId=62187 | 1 | Chemicals | 9a04a338-f6ca-3bae-a9df-3087925b53e1 | 68a5ef8e-68b8-384c-8097-5c940b8436e8 | 20aadc24-a391-41cf-b340-3e4529f44bde | 93a60a56-a3c8-11da-a746-0800200b9a66
n-Butyl lactate | 138-22-7 | 138227 | 138227 | C7H14O3 |  | Mass | kg | emission | water | https://ofmpub.epa.gov/sor_internet/registry/substreg/searchandretrieve/substancesearch/search.do?details=displayDetails&selectedSubstanceId=46550 | 1 | Chemicals | 6175f994-273d-3349-9ba4-39f6980b4429 | 68a5ef8e-68b8-384c-8097-5c940b8436e8 | 20aadc24-a391-41cf-b340-3e4529f44bde | 93a60a56-a3c8-11da-a746-0800200b9a66
Imidacloprid | 138261-41-3 | 138261413 | 138261413 | C9H10ClN5O2 |  | Mass | kg | emission | water | https://ofmpub.epa.gov/sor_internet/registry/substreg/searchandretrieve/substancesearch/search.do?details=displayDetails&selectedSubstanceId=82986 | 1 | Chemicals | d7fdbb4e-2763-304a-ad78-624d7b9ebb29 | 68a5ef8e-68b8-384c-8097-5c940b8436e8 | 20aadc24-a391-41cf-b340-3e4529f44bde | 93a60a56-a3c8-11da-a746-0800200b9a66
3-Phenoxybenzenemethanol | 13826-35-2 | 13826352 | 13826352 | C13H12O2 |  | Mass | kg | emission | water | https://ofmpub.epa.gov/sor_internet/registry/substreg/searchandretrieve/substancesearch/search.do?details=displayDetails&selectedSubstanceId=61705 | 1 | Chemicals | fcd9b31d-3004-3729-ac7c-1e248d094503 | 68a5ef8e-68b8-384c-8097-5c940b8436e8 | 20aadc24-a391-41cf-b340-3e4529f44bde | 93a60a56-a3c8-11da-a746-0800200b9a66
Disodium 4,4'-bis[4-anilino-6-(N-methyl-2-hydroxyethylamino)-1,3,5-triazin-2-yl)-amino]stilbene-2,2'-disulfonate | 13863-31-5 | 13863315 | 13863315 | C38H38N12Na2O8S2 |  | Mass | kg | emission | water | https://ofmpub.epa.gov/sor_internet/registry/substreg/searchandretrieve/substancesearch/search.do?details=displayDetails&selectedSubstanceId=97801 | 1 | Chemicals | c7a3963c-1485-3415-b277-02840374fdae | 68a5ef8e-68b8-384c-8097-5c940b8436e8 | 20aadc24-a391-41cf-b340-3e4529f44bde | 93a60a56-a3c8-11da-a746-0800200b9a66
Limonene | 138-86-3 | 138863 | 138863 | C10H16 |  | Mass | kg | emission | water | https://ofmpub.epa.gov/sor_internet/registry/substreg/searchandretrieve/substancesearch/search.do?details=displayDetails&selectedSubstanceId=46540 | 1 | Chemicals | 1207aee2-703d-3130-b95c-e486d43ee2fa | 68a5ef8e-68b8-384c-8097-5c940b8436e8 | 20aadc24-a391-41cf-b340-3e4529f44bde | 93a60a56-a3c8-11da-a746-0800200b9a66
Disodium cyanodithioimidocarbonate | 138-93-2 | 138932 | 138932 | C2N2Na2S2 |  | Mass | kg | emission | water | https://ofmpub.epa.gov/sor_internet/registry/substreg/searchandretrieve/substancesearch/search.do?details=displayDetails&selectedSubstanceId=46536 | 1 | Chemicals | d1a9b264-791c-3bc8-9827-693faee3d6ce | 68a5ef8e-68b8-384c-8097-5c940b8436e8 | 20aadc24-a391-41cf-b340-3e4529f44bde | 93a60a56-a3c8-11da-a746-0800200b9a66
Sodium cyclamate | 139-05-9 | 139059 | 139059 | C6H12NNaO3S |  | Mass | kg | emission | water | https://ofmpub.epa.gov/sor_internet/registry/substreg/searchandretrieve/substancesearch/search.do?details=displayDetails&selectedSubstanceId=46534 | 1 | Chemicals | ea715305-de5c-31fc-947d-e08bc676e3c8 | 68a5ef8e-68b8-384c-8097-5c940b8436e8 | 20aadc24-a391-41cf-b340-3e4529f44bde | 93a60a56-a3c8-11da-a746-0800200b9a66
2',3',4'-Trimethoxyacetophenone | 13909-73-4 | 13909734 | 13909734 | C11H14O4 |  | Mass | kg | emission | water | https://ofmpub.epa.gov/sor_internet/registry/substreg/searchandretrieve/substancesearch/search.do?details=displayDetails&selectedSubstanceId=97090 | 1 | Chemicals | 2aa24bd3-ba0b-3cb7-9955-deca7ad53c7a | 68a5ef8e-68b8-384c-8097-5c940b8436e8 | 20aadc24-a391-41cf-b340-3e4529f44bde | 93a60a56-a3c8-11da-a746-0800200b9a66
Nitrilotriacetic acid | 139-13-9 | 139139 | 139139 | C6H9NO6 |  | Mass | kg | emission | water | https://ofmpub.epa.gov/sor_internet/registry/substreg/searchandretrieve/substancesearch/search.do?details=displayDetails&selectedSubstanceId=46891 | 1 | Chemicals | 0f7299c3-ac0c-3e0e-b1c8-d44d29249ee7 | 68a5ef8e-68b8-384c-8097-5c940b8436e8 | 20aadc24-a391-41cf-b340-3e4529f44bde | 93a60a56-a3c8-11da-a746-0800200b9a66
Propazine | 139-40-2 | 139402 | 139402 | C9H16ClN5 |  | Mass | kg | emission | water | https://ofmpub.epa.gov/sor_internet/registry/substreg/searchandretrieve/substancesearch/search.do?details=displayDetails&selectedSubstanceId=46889 | 1 | Chemicals | 7069b7ed-4329-3444-b898-48775fecd6dc | 68a5ef8e-68b8-384c-8097-5c940b8436e8 | 20aadc24-a391-41cf-b340-3e4529f44bde | 93a60a56-a3c8-11da-a746-0800200b9a66
4,4'-Thiodianiline | 139-65-1 | 139651 | 139651 | C12H12N2S |  | Mass | kg | emission | water | https://ofmpub.epa.gov/sor_internet/registry/substreg/searchandretrieve/substancesearch/search.do?details=displayDetails&selectedSubstanceId=97791 | 1 | Chemicals | ec549f0b-5e5a-3d73-9110-a7261dbea45b | 68a5ef8e-68b8-384c-8097-5c940b8436e8 | 20aadc24-a391-41cf-b340-3e4529f44bde | 93a60a56-a3c8-11da-a746-0800200b9a66
Antimycin A | 1397-94-0 | 1397940 | 1397940 | - |  | Mass | kg | emission | water | https://ofmpub.epa.gov/sor_internet/registry/substreg/searchandretrieve/substancesearch/search.do?details=displayDetails&selectedSubstanceId=42927 | 1 | Chemicals | 641da80f-54a9-32cb-9232-64106c89a109 | 68a5ef8e-68b8-384c-8097-5c940b8436e8 | 20aadc24-a391-41cf-b340-3e4529f44bde | 93a60a56-a3c8-11da-a746-0800200b9a66
Nithiazide | 139-94-6 | 139946 | 139946 | C6H8N4O3S |  | Mass | kg | emission | water | https://ofmpub.epa.gov/sor_internet/registry/substreg/searchandretrieve/substancesearch/search.do?details=displayDetails&selectedSubstanceId=78043 | 1 | Chemicals | 71ede813-0b0f-37cd-a743-2e7c09fdcb93 | 68a5ef8e-68b8-384c-8097-5c940b8436e8 | 20aadc24-a391-41cf-b340-3e4529f44bde | 93a60a56-a3c8-11da-a746-0800200b9a66
4-Chloro-2-allylphenol | 13997-73-4 | 13997734 | 13997734 | C9H9ClO |  | Mass | kg | emission | water | https://ofmpub.epa.gov/sor_internet/registry/substreg/searchandretrieve/substancesearch/search.do?details=displayDetails&selectedSubstanceId=97085 | 1 | Chemicals | 7c527ab2-128f-3ace-8c7e-6d14e951bedd | 68a5ef8e-68b8-384c-8097-5c940b8436e8 | 20aadc24-a391-41cf-b340-3e4529f44bde | 93a60a56-a3c8-11da-a746-0800200b9a66
Pentasodium diethylenetriaminepentaacetate | 140-01-2 | 140012 | 140012 | C14H18N3Na5O10 |  | Mass | kg | emission | water | https://ofmpub.epa.gov/sor_internet/registry/substreg/searchandretrieve/substancesearch/search.do?details=displayDetails&selectedSubstanceId=97784 | 1 | Chemicals | 04463694-e968-31a9-98a2-2560dee15ec4 | 68a5ef8e-68b8-384c-8097-5c940b8436e8 | 20aadc24-a391-41cf-b340-3e4529f44bde | 93a60a56-a3c8-11da-a746-0800200b9a66
Benzyl acetate | 140-11-4 | 140114 | 140114 | C9H10O2 |  | Mass | kg | emission | water | https://ofmpub.epa.gov/sor_internet/registry/substreg/searchandretrieve/substancesearch/search.do?details=displayDetails&selectedSubstanceId=46873 | 1 | Chemicals | 73e47a19-4478-382e-91bf-62e279f8f019 | 68a5ef8e-68b8-384c-8097-5c940b8436e8 | 20aadc24-a391-41cf-b340-3e4529f44bde | 93a60a56-a3c8-11da-a746-0800200b9a66
Tannic acid | 1401-55-4 | 1401554 | 1401554 | - |  | Mass | kg | emission | water | https://ofmpub.epa.gov/sor_internet/registry/substreg/searchandretrieve/substancesearch/search.do?details=displayDetails&selectedSubstanceId=16360 | 1 | Chemicals | 9e25404b-2a4c-3129-82b9-90839caf38a3 | 68a5ef8e-68b8-384c-8097-5c940b8436e8 | 20aadc24-a391-41cf-b340-3e4529f44bde | 93a60a56-a3c8-11da-a746-0800200b9a66
1-Piperazineethanamine | 140-31-8 | 140318 | 140318 | C6H15N3 |  | Mass | kg | emission | water | https://ofmpub.epa.gov/sor_internet/registry/substreg/searchandretrieve/substancesearch/search.do?details=displayDetails&selectedSubstanceId=97777 | 1 | Chemicals | 08e9bda3-8a48-3679-9c8d-68fb24367d77 | 68a5ef8e-68b8-384c-8097-5c940b8436e8 | 20aadc24-a391-41cf-b340-3e4529f44bde | 93a60a56-a3c8-11da-a746-0800200b9a66
4-Chlorophenylurea | 140-38-5 | 140385 | 140385 | C7H7ClN2O |  | Mass | kg | emission | water | https://ofmpub.epa.gov/sor_internet/registry/substreg/searchandretrieve/substancesearch/search.do?details=displayDetails&selectedSubstanceId=97776 | 1 | Chemicals | 319364d4-ea98-369c-9590-0435c7a7bb77 | 68a5ef8e-68b8-384c-8097-5c940b8436e8 | 20aadc24-a391-41cf-b340-3e4529f44bde | 93a60a56-a3c8-11da-a746-0800200b9a66
Fenaminosulf | 140-56-7 | 140567 | 140567 | C8H10N3NaO3S |  | Mass | kg | emission | water | https://ofmpub.epa.gov/sor_internet/registry/substreg/searchandretrieve/substancesearch/search.do?details=displayDetails&selectedSubstanceId=78042 | 1 | Chemicals | 32b56583-e904-3b44-8edc-df9b275737da | 68a5ef8e-68b8-384c-8097-5c940b8436e8 | 20aadc24-a391-41cf-b340-3e4529f44bde | 93a60a56-a3c8-11da-a746-0800200b9a66
Aramite | 140-57-8 | 140578 | 140578 | C15H23ClO4S |  | Mass | kg | emission | water | https://ofmpub.epa.gov/sor_internet/registry/substreg/searchandretrieve/substancesearch/search.do?details=displayDetails&selectedSubstanceId=46863 | 1 | Chemicals | 13af2d69-201a-344d-a690-74d0347a946c | 68a5ef8e-68b8-384c-8097-5c940b8436e8 | 20aadc24-a391-41cf-b340-3e4529f44bde | 93a60a56-a3c8-11da-a746-0800200b9a66
3-Aminobenzoyl hydrazine | 14062-34-1 | 14062341 | 14062341 | C7H9N3O |  | Mass | kg | emission | water | https://ofmpub.epa.gov/sor_internet/registry/substreg/searchandretrieve/substancesearch/search.do?details=displayDetails&selectedSubstanceId=96893 | 1 | Chemicals | cb19284d-223d-3d29-bcea-79b09b873993 | 68a5ef8e-68b8-384c-8097-5c940b8436e8 | 20aadc24-a391-41cf-b340-3e4529f44bde | 93a60a56-a3c8-11da-a746-0800200b9a66
p-(1,1,3,3-Tetramethylbutyl)phenol | 140-66-9 | 140669 | 140669 | C14H22O |  | Mass | kg | emission | water | https://ofmpub.epa.gov/sor_internet/registry/substreg/searchandretrieve/substancesearch/search.do?details=displayDetails&selectedSubstanceId=46862 | 1 | Chemicals | cb2ce25c-6762-3644-ba30-bd757aac0720 | 68a5ef8e-68b8-384c-8097-5c940b8436e8 | 20aadc24-a391-41cf-b340-3e4529f44bde | 93a60a56-a3c8-11da-a746-0800200b9a66
Estragole | 140-67-0 | 140670 | 140670 | C10H12O |  | Mass | kg | emission | water | https://ofmpub.epa.gov/sor_internet/registry/substreg/searchandretrieve/substancesearch/search.do?details=displayDetails&selectedSubstanceId=97773 | 1 | Chemicals | 4408b3c2-a901-360d-a3c3-ec6e0d99f851 | 68a5ef8e-68b8-384c-8097-5c940b8436e8 | 20aadc24-a391-41cf-b340-3e4529f44bde | 93a60a56-a3c8-11da-a746-0800200b9a66
Piperazine, 1,4-dinitroso- | 140-79-4 | 140794 | 140794 | C4H8N4O2 |  | Mass | kg | emission | water | https://ofmpub.epa.gov/sor_internet/registry/substreg/searchandretrieve/substancesearch/search.do?details=displayDetails&selectedSubstanceId=97769 | 1 | Chemicals | 1d7ca93d-5929-34eb-a3a6-19855e9c14dc | 68a5ef8e-68b8-384c-8097-5c940b8436e8 | 20aadc24-a391-41cf-b340-3e4529f44bde | 93a60a56-a3c8-11da-a746-0800200b9a66
Ethyl acrylate | 140-88-5 | 140885 | 140885 | C5H8O2 |  | Mass | kg | emission | water | https://ofmpub.epa.gov/sor_internet/registry/substreg/searchandretrieve/substancesearch/search.do?details=displayDetails&selectedSubstanceId=97768 | 1 | Chemicals | 2cde9be5-5c0c-371b-a718-50d8568ff991 | 68a5ef8e-68b8-384c-8097-5c940b8436e8 | 20aadc24-a391-41cf-b340-3e4529f44bde | 93a60a56-a3c8-11da-a746-0800200b9a66
Proclonol | 14088-71-2 | 14088712 | 14088712 | C16H14Cl2O |  | Mass | kg | emission | water | https://ofmpub.epa.gov/sor_internet/registry/substreg/searchandretrieve/substancesearch/search.do?details=displayDetails&selectedSubstanceId=97767 | 1 | Chemicals | fd692a62-d656-3f16-969a-45c58e131008 | 68a5ef8e-68b8-384c-8097-5c940b8436e8 | 20aadc24-a391-41cf-b340-3e4529f44bde | 93a60a56-a3c8-11da-a746-0800200b9a66
Potassium ethyl xanthate | 140-89-6 | 140896 | 140896 | C3H5KOS2 |  | Mass | kg | emission | water | https://ofmpub.epa.gov/sor_internet/registry/substreg/searchandretrieve/substancesearch/search.do?details=displayDetails&selectedSubstanceId=46855 | 1 | Chemicals | 0cdd1408-84a9-3f2f-a2bd-c189b1bf2579 | 68a5ef8e-68b8-384c-8097-5c940b8436e8 | 20aadc24-a391-41cf-b340-3e4529f44bde | 93a60a56-a3c8-11da-a746-0800200b9a66
Proxan-sodium | 140-93-2 | 140932 | 140932 | C4H7NaOS2 |  | Mass | kg | emission | water | https://ofmpub.epa.gov/sor_internet/registry/substreg/searchandretrieve/substancesearch/search.do?details=displayDetails&selectedSubstanceId=46853 | 1 | Chemicals | 949b45f3-66a2-358b-b239-4f63a86853f0 | 68a5ef8e-68b8-384c-8097-5c940b8436e8 | 20aadc24-a391-41cf-b340-3e4529f44bde | 93a60a56-a3c8-11da-a746-0800200b9a66
Dibutyl succinate | 141-03-7 | 141037 | 141037 | C12H22O4 |  | Mass | kg | emission | water | https://ofmpub.epa.gov/sor_internet/registry/substreg/searchandretrieve/substancesearch/search.do?details=displayDetails&selectedSubstanceId=46848 | 1 | Chemicals | 803003ea-f960-35f5-9df2-e851299c003f | 68a5ef8e-68b8-384c-8097-5c940b8436e8 | 20aadc24-a391-41cf-b340-3e4529f44bde | 93a60a56-a3c8-11da-a746-0800200b9a66
Pseudoionone | 141-10-6 | 141106 | 141106 | C13H20O |  | Mass | kg | emission | water | https://ofmpub.epa.gov/sor_internet/registry/substreg/searchandretrieve/substancesearch/search.do?details=displayDetails&selectedSubstanceId=46842 | 1 | Chemicals | c566fab9-7aa3-3480-aadb-2904657ef3c2 | 68a5ef8e-68b8-384c-8097-5c940b8436e8 | 20aadc24-a391-41cf-b340-3e4529f44bde | 93a60a56-a3c8-11da-a746-0800200b9a66
Isoxaflutole | 141112-29-0 | 141112290 | 141112290 | C15H12F3NO4S |  | Mass | kg | emission | water | https://ofmpub.epa.gov/sor_internet/registry/substreg/searchandretrieve/substancesearch/search.do?details=displayDetails&selectedSubstanceId=80670 | 1 | Chemicals | 24184e71-6272-3f8a-8667-6b4572a9c78b | 68a5ef8e-68b8-384c-8097-5c940b8436e8 | 20aadc24-a391-41cf-b340-3e4529f44bde | 93a60a56-a3c8-11da-a746-0800200b9a66
Hexanedioic acid, diethyl ester | 141-28-6 | 141286 | 141286 | C10H18O4 |  | Mass | kg | emission | water | https://ofmpub.epa.gov/sor_internet/registry/substreg/searchandretrieve/substancesearch/search.do?details=displayDetails&selectedSubstanceId=97757 | 1 | Chemicals | cf67666d-8bb8-33e9-8284-1d9d6def39e9 | 68a5ef8e-68b8-384c-8097-5c940b8436e8 | 20aadc24-a391-41cf-b340-3e4529f44bde | 93a60a56-a3c8-11da-a746-0800200b9a66
Butyl acrylate | 141-32-2 | 141322 | 141322 | C7H12O2 |  | Mass | kg | emission | water | https://ofmpub.epa.gov/sor_internet/registry/substreg/searchandretrieve/substancesearch/search.do?details=displayDetails&selectedSubstanceId=46147 | 1 | Chemicals | f042de0f-b608-3b4f-a848-a1f68c96d3a4 | 68a5ef8e-68b8-384c-8097-5c940b8436e8 | 20aadc24-a391-41cf-b340-3e4529f44bde | 93a60a56-a3c8-11da-a746-0800200b9a66
Ethanolamine | 141-43-5 | 141435 | 141435 | C2H7NO |  | Mass | kg | emission | water | https://ofmpub.epa.gov/sor_internet/registry/substreg/searchandretrieve/substancesearch/search.do?details=displayDetails&selectedSubstanceId=46145 | 1 | Chemicals | 6b457d8a-e8a4-37c5-879d-9eb65cda5fd9 | 68a5ef8e-68b8-384c-8097-5c940b8436e8 | 20aadc24-a391-41cf-b340-3e4529f44bde | 93a60a56-a3c8-11da-a746-0800200b9a66
Trifloxystrobin | 141517-21-7 | 141517217 | 141517217 | C20H19F3N2O4 |  | Mass | kg | emission | water | https://ofmpub.epa.gov/sor_internet/registry/substreg/searchandretrieve/substancesearch/search.do?details=displayDetails&selectedSubstanceId=80668 | 1 | Chemicals | 15332846-7315-37cf-9960-66d2e42da84f | 68a5ef8e-68b8-384c-8097-5c940b8436e8 | 20aadc24-a391-41cf-b340-3e4529f44bde | 93a60a56-a3c8-11da-a746-0800200b9a66
Sodium formate | 141-53-7 | 141537 | 141537 | CHNaO2 |  | Mass | kg | emission | water | https://ofmpub.epa.gov/sor_internet/registry/substreg/searchandretrieve/substancesearch/search.do?details=displayDetails&selectedSubstanceId=46143 | 1 | Chemicals | db81a68b-e6e4-39f4-acfe-8e27b793b493 | 68a5ef8e-68b8-384c-8097-5c940b8436e8 | 20aadc24-a391-41cf-b340-3e4529f44bde | 93a60a56-a3c8-11da-a746-0800200b9a66
Dicrotophos | 141-66-2 | 141662 | 141662 | C8H16NO5P |  | Mass | kg | emission | water | https://ofmpub.epa.gov/sor_internet/registry/substreg/searchandretrieve/substancesearch/search.do?details=displayDetails&selectedSubstanceId=46139 | 1 | Chemicals | 22853334-0d80-3333-b024-511fbe5a8f74 | 68a5ef8e-68b8-384c-8097-5c940b8436e8 | 20aadc24-a391-41cf-b340-3e4529f44bde | 93a60a56-a3c8-11da-a746-0800200b9a66
Sulfosulfuron | 141776-32-1 | 141776321 | 141776321 | C16H18N6O7S2 |  | Mass | kg | emission | water | https://ofmpub.epa.gov/sor_internet/registry/substreg/searchandretrieve/substancesearch/search.do?details=displayDetails&selectedSubstanceId=76880 | 1 | Chemicals | 4d17225e-28f9-3b64-a28d-2a4a45276d85 | 68a5ef8e-68b8-384c-8097-5c940b8436e8 | 20aadc24-a391-41cf-b340-3e4529f44bde | 93a60a56-a3c8-11da-a746-0800200b9a66
Ethyl acetate | 141-78-6 | 141786 | 141786 | C4H8O2 |  | Mass | kg | emission | water | https://ofmpub.epa.gov/sor_internet/registry/substreg/searchandretrieve/substancesearch/search.do?details=displayDetails&selectedSubstanceId=46136 | 1 | Chemicals | bc927ae7-8425-3c46-b0bd-daa8ccb06614 | 68a5ef8e-68b8-384c-8097-5c940b8436e8 | 20aadc24-a391-41cf-b340-3e4529f44bde | 93a60a56-a3c8-11da-a746-0800200b9a66
Thiouracil | 141-90-2 | 141902 | 141902 | C4H4N2OS |  | Mass | kg | emission | water | https://ofmpub.epa.gov/sor_internet/registry/substreg/searchandretrieve/substancesearch/search.do?details=displayDetails&selectedSubstanceId=46131 | 1 | Chemicals | 68a9b571-f0a9-33a4-b590-201daba71754 | 68a5ef8e-68b8-384c-8097-5c940b8436e8 | 20aadc24-a391-41cf-b340-3e4529f44bde | 93a60a56-a3c8-11da-a746-0800200b9a66
2,6-Dimethylmorpholine | 141-91-3 | 141913 | 141913 | C6H13NO |  | Mass | kg | emission | water | https://ofmpub.epa.gov/sor_internet/registry/substreg/searchandretrieve/substancesearch/search.do?details=displayDetails&selectedSubstanceId=46130 | 1 | Chemicals | e15c5038-ca9f-3a33-8682-c9536643189a | 68a5ef8e-68b8-384c-8097-5c940b8436e8 | 20aadc24-a391-41cf-b340-3e4529f44bde | 93a60a56-a3c8-11da-a746-0800200b9a66
m-Diethylbenzene | 141-93-5 | 141935 | 141935 | C10H14 |  | Mass | kg | emission | water | https://ofmpub.epa.gov/sor_internet/registry/substreg/searchandretrieve/substancesearch/search.do?details=displayDetails&selectedSubstanceId=46129 | 1 | Chemicals | 6cc302c8-a1a7-300d-b71b-b9506f5a5b5c | 68a5ef8e-68b8-384c-8097-5c940b8436e8 | 20aadc24-a391-41cf-b340-3e4529f44bde | 93a60a56-a3c8-11da-a746-0800200b9a66
Ethyl acetoacetate | 141-97-9 | 141979 | 141979 | C6H10O3 |  | Mass | kg | emission | water | https://ofmpub.epa.gov/sor_internet/registry/substreg/searchandretrieve/substancesearch/search.do?details=displayDetails&selectedSubstanceId=46127 | 1 | Chemicals | 0c1c6cf9-41f6-3a1f-b6f8-dd877defc68d | 68a5ef8e-68b8-384c-8097-5c940b8436e8 | 20aadc24-a391-41cf-b340-3e4529f44bde | 93a60a56-a3c8-11da-a746-0800200b9a66
Clonitralid | 1420-04-8 | 1420048 | 1420048 | C15H15Cl2N3O5 |  | Mass | kg | emission | water | https://ofmpub.epa.gov/sor_internet/registry/substreg/searchandretrieve/substancesearch/search.do?details=displayDetails&selectedSubstanceId=42913 | 1 | Chemicals | 5e25b601-e567-3864-a78e-c7d9119e6d2d | 68a5ef8e-68b8-384c-8097-5c940b8436e8 | 20aadc24-a391-41cf-b340-3e4529f44bde | 93a60a56-a3c8-11da-a746-0800200b9a66
Trifenmorph | 1420-06-0 | 1420060 | 1420060 | C23H23NO |  | Mass | kg | emission | water | https://ofmpub.epa.gov/sor_internet/registry/substreg/searchandretrieve/substancesearch/search.do?details=displayDetails&selectedSubstanceId=77618 | 1 | Chemicals | 529c6705-f237-3628-8c24-f3c7d12ee882 | 68a5ef8e-68b8-384c-8097-5c940b8436e8 | 20aadc24-a391-41cf-b340-3e4529f44bde | 93a60a56-a3c8-11da-a746-0800200b9a66
Dinoterb | 1420-07-1 | 1420071 | 1420071 | C10H12N2O5 |  | Mass | kg | emission | water | https://ofmpub.epa.gov/sor_internet/registry/substreg/searchandretrieve/substancesearch/search.do?details=displayDetails&selectedSubstanceId=42912 | 1 | Chemicals | 61fa027d-3b38-31b8-a544-6d295b7f4cd5 | 68a5ef8e-68b8-384c-8097-5c940b8436e8 | 20aadc24-a391-41cf-b340-3e4529f44bde | 93a60a56-a3c8-11da-a746-0800200b9a66
Aniline hydrochloride | 142-04-1 | 142041 | 142041 | C6H8ClN |  | Mass | kg | emission | water | https://ofmpub.epa.gov/sor_internet/registry/substreg/searchandretrieve/substancesearch/search.do?details=displayDetails&selectedSubstanceId=46125 | 1 | Chemicals | 542adf3f-618f-3a2c-9a59-3ef84a44c10f | 68a5ef8e-68b8-384c-8097-5c940b8436e8 | 20aadc24-a391-41cf-b340-3e4529f44bde | 93a60a56-a3c8-11da-a746-0800200b9a66
2(1H)-Pyridinone | 142-08-5 | 142085 | 142085 | C5H5NO |  | Mass | kg | emission | water | https://ofmpub.epa.gov/sor_internet/registry/substreg/searchandretrieve/substancesearch/search.do?details=displayDetails&selectedSubstanceId=46124 | 1 | Chemicals | 756fc20d-7b99-3ac1-88b9-eb80a5acf814 | 68a5ef8e-68b8-384c-8097-5c940b8436e8 | 20aadc24-a391-41cf-b340-3e4529f44bde | 93a60a56-a3c8-11da-a746-0800200b9a66
Propanidid | 1421-14-3 | 1421143 | 1421143 | C18H27NO5 |  | Mass | kg | emission | water | https://ofmpub.epa.gov/sor_internet/registry/substreg/searchandretrieve/substancesearch/search.do?details=displayDetails&selectedSubstanceId=96886 | 1 | Chemicals | d9b169db-fc9e-30d9-aba1-386e0d59e118 | 68a5ef8e-68b8-384c-8097-5c940b8436e8 | 20aadc24-a391-41cf-b340-3e4529f44bde | 93a60a56-a3c8-11da-a746-0800200b9a66
Difenoxuron | 14214-32-5 | 14214325 | 14214325 | C16H18N2O3 |  | Mass | kg | emission | water | https://ofmpub.epa.gov/sor_internet/registry/substreg/searchandretrieve/substancesearch/search.do?details=displayDetails&selectedSubstanceId=83385 | 1 | Chemicals | 9b0fb9c5-bc6d-35af-bbfa-6b029e38c997 | 68a5ef8e-68b8-384c-8097-5c940b8436e8 | 20aadc24-a391-41cf-b340-3e4529f44bde | 93a60a56-a3c8-11da-a746-0800200b9a66
1,3-Dichloropropane | 142-28-9 | 142289 | 142289 | C3H6Cl2 |  | Mass | kg | emission | water | https://ofmpub.epa.gov/sor_internet/registry/substreg/searchandretrieve/substancesearch/search.do?details=displayDetails&selectedSubstanceId=97729 | 1 | Chemicals | 4a0bfb29-6c9e-3032-b1f6-6f8c20076ecf | 68a5ef8e-68b8-384c-8097-5c940b8436e8 | 20aadc24-a391-41cf-b340-3e4529f44bde | 93a60a56-a3c8-11da-a746-0800200b9a66
Sodium octyl sulfate | 142-31-4 | 142314 | 142314 | C8H17NaO4S |  | Mass | kg | emission | water | https://ofmpub.epa.gov/sor_internet/registry/substreg/searchandretrieve/substancesearch/search.do?details=displayDetails&selectedSubstanceId=97728 | 1 | Chemicals | f8c382c1-7dcc-3002-abe7-a41fe216a700 | 68a5ef8e-68b8-384c-8097-5c940b8436e8 | 20aadc24-a391-41cf-b340-3e4529f44bde | 93a60a56-a3c8-11da-a746-0800200b9a66
3-Butyn-2-one | 1423-60-5 | 1423605 | 1423605 | C4H4O |  | Mass | kg | emission | water | https://ofmpub.epa.gov/sor_internet/registry/substreg/searchandretrieve/substancesearch/search.do?details=displayDetails&selectedSubstanceId=96882 | 1 | Chemicals | 70f15179-20c5-3c56-9730-9185c1f225fa | 68a5ef8e-68b8-384c-8097-5c940b8436e8 | 20aadc24-a391-41cf-b340-3e4529f44bde | 93a60a56-a3c8-11da-a746-0800200b9a66
Flufenacet | 142459-58-3 | 142459583 | 142459583 | C14H13F4N3O2S |  | Mass | kg | emission | water | https://ofmpub.epa.gov/sor_internet/registry/substreg/searchandretrieve/substancesearch/search.do?details=displayDetails&selectedSubstanceId=80665 | 1 | Chemicals | 5b0fb10e-d87a-3968-a66e-5066b0986970 | 68a5ef8e-68b8-384c-8097-5c940b8436e8 | 20aadc24-a391-41cf-b340-3e4529f44bde | 93a60a56-a3c8-11da-a746-0800200b9a66
Nabam | 142-59-6 | 142596 | 142596 | C4H6N2Na2S4 |  | Mass | kg | emission | water | https://ofmpub.epa.gov/sor_internet/registry/substreg/searchandretrieve/substancesearch/search.do?details=displayDetails&selectedSubstanceId=46109 | 1 | Chemicals | 0f1cd441-23e6-3ac0-88e8-0f73fc49f5f2 | 68a5ef8e-68b8-384c-8097-5c940b8436e8 | 20aadc24-a391-41cf-b340-3e4529f44bde | 93a60a56-a3c8-11da-a746-0800200b9a66
Hexanoic acid | 142-62-1 | 142621 | 142621 | C6H12O2 |  | Mass | kg | emission | water | https://ofmpub.epa.gov/sor_internet/registry/substreg/searchandretrieve/substancesearch/search.do?details=displayDetails&selectedSubstanceId=46531 | 1 | Chemicals | 55a8de01-ab67-38d4-b804-75feea49454e | 68a5ef8e-68b8-384c-8097-5c940b8436e8 | 20aadc24-a391-41cf-b340-3e4529f44bde | 93a60a56-a3c8-11da-a746-0800200b9a66
Heptane | 142-82-5 | 142825 | 142825 | C7H16 |  | Mass | kg | emission | water | https://ofmpub.epa.gov/sor_internet/registry/substreg/searchandretrieve/substancesearch/search.do?details=displayDetails&selectedSubstanceId=46520 | 1 | Chemicals | f736d0e2-5720-3ab2-b525-4d2dbef3f6be | 68a5ef8e-68b8-384c-8097-5c940b8436e8 | 20aadc24-a391-41cf-b340-3e4529f44bde | 93a60a56-a3c8-11da-a746-0800200b9a66
2,4-Hexadienal, (2E,4E)- | 142-83-6 | 142836 | 142836 | C6H8O |  | Mass | kg | emission | water | https://ofmpub.epa.gov/sor_internet/registry/substreg/searchandretrieve/substancesearch/search.do?details=displayDetails&selectedSubstanceId=46519 | 1 | Chemicals | 50454bd1-2835-3275-8fd5-ecced72b3eb3 | 68a5ef8e-68b8-384c-8097-5c940b8436e8 | 20aadc24-a391-41cf-b340-3e4529f44bde | 93a60a56-a3c8-11da-a746-0800200b9a66
Dipropylamine | 142-84-7 | 142847 | 142847 | C6H15N |  | Mass | kg | emission | water | https://ofmpub.epa.gov/sor_internet/registry/substreg/searchandretrieve/substancesearch/search.do?details=displayDetails&selectedSubstanceId=46518 | 1 | Chemicals | fc9cf196-8872-30cd-b114-e79fc4994433 | 68a5ef8e-68b8-384c-8097-5c940b8436e8 | 20aadc24-a391-41cf-b340-3e4529f44bde | 93a60a56-a3c8-11da-a746-0800200b9a66
Decyl sodium sulfate | 142-87-0 | 142870 | 142870 | C10H21NaO4S |  | Mass | kg | emission | water | https://ofmpub.epa.gov/sor_internet/registry/substreg/searchandretrieve/substancesearch/search.do?details=displayDetails&selectedSubstanceId=46517 | 1 | Chemicals | fa8f01f3-ad66-34f5-b2e2-9b94de86f319 | 68a5ef8e-68b8-384c-8097-5c940b8436e8 | 20aadc24-a391-41cf-b340-3e4529f44bde | 93a60a56-a3c8-11da-a746-0800200b9a66
Lauryl methacrylate | 142-90-5 | 142905 | 142905 | C16H30O2 |  | Mass | kg | emission | water | https://ofmpub.epa.gov/sor_internet/registry/substreg/searchandretrieve/substancesearch/search.do?details=displayDetails&selectedSubstanceId=97713 | 1 | Chemicals | 9927f651-3d97-3879-b153-de5bb84f3373 | 68a5ef8e-68b8-384c-8097-5c940b8436e8 | 20aadc24-a391-41cf-b340-3e4529f44bde | 93a60a56-a3c8-11da-a746-0800200b9a66
Butyl ether | 142-96-1 | 142961 | 142961 | C8H18O |  | Mass | kg | emission | water | https://ofmpub.epa.gov/sor_internet/registry/substreg/searchandretrieve/substancesearch/search.do?details=displayDetails&selectedSubstanceId=46512 | 1 | Chemicals | 01f1ad45-5b66-357c-b979-dd3e467594fb | 68a5ef8e-68b8-384c-8097-5c940b8436e8 | 20aadc24-a391-41cf-b340-3e4529f44bde | 93a60a56-a3c8-11da-a746-0800200b9a66
Lauric acid | 143-07-7 | 143077 | 143077 | C12H24O2 |  | Mass | kg | emission | water | https://ofmpub.epa.gov/sor_internet/registry/substreg/searchandretrieve/substancesearch/search.do?details=displayDetails&selectedSubstanceId=46508 | 1 | Chemicals | ce1c6d7d-3381-3bb2-9a12-c42514040fcb | 68a5ef8e-68b8-384c-8097-5c940b8436e8 | 20aadc24-a391-41cf-b340-3e4529f44bde | 93a60a56-a3c8-11da-a746-0800200b9a66
1-Nonanol | 143-08-8 | 143088 | 143088 | C9H20O |  | Mass | kg | emission | water | https://ofmpub.epa.gov/sor_internet/registry/substreg/searchandretrieve/substancesearch/search.do?details=displayDetails&selectedSubstanceId=46507 | 1 | Chemicals | 9bfe0284-612f-35cd-88e7-0992c8e22d08 | 68a5ef8e-68b8-384c-8097-5c940b8436e8 | 20aadc24-a391-41cf-b340-3e4529f44bde | 93a60a56-a3c8-11da-a746-0800200b9a66
5-Methylbenzo[b]thiophene | 14315-14-1 | 14315141 | 14315141 | C9H8S |  | Mass | kg | emission | water | https://ofmpub.epa.gov/sor_internet/registry/substreg/searchandretrieve/substancesearch/search.do?details=displayDetails&selectedSubstanceId=96877 | 1 | Chemicals | 7ed27646-f5b5-3398-b07c-6b9c38e2cb84 | 68a5ef8e-68b8-384c-8097-5c940b8436e8 | 20aadc24-a391-41cf-b340-3e4529f44bde | 93a60a56-a3c8-11da-a746-0800200b9a66
Dihexylamine | 143-16-8 | 143168 | 143168 | C12H27N |  | Mass | kg | emission | water | https://ofmpub.epa.gov/sor_internet/registry/substreg/searchandretrieve/substancesearch/search.do?details=displayDetails&selectedSubstanceId=46504 | 1 | Chemicals | 72944827-1aaf-33e2-bad9-54aa6149e05b | 68a5ef8e-68b8-384c-8097-5c940b8436e8 | 20aadc24-a391-41cf-b340-3e4529f44bde | 93a60a56-a3c8-11da-a746-0800200b9a66
N-Ethylbenzylamine | 14321-27-8 | 14321278 | 14321278 | C9H13N |  | Mass | kg | emission | water | https://ofmpub.epa.gov/sor_internet/registry/substreg/searchandretrieve/substancesearch/search.do?details=displayDetails&selectedSubstanceId=60735 | 1 | Chemicals | 5075db14-d575-3b57-9bd5-5831b2b8a40e | 68a5ef8e-68b8-384c-8097-5c940b8436e8 | 20aadc24-a391-41cf-b340-3e4529f44bde | 93a60a56-a3c8-11da-a746-0800200b9a66
Triethylene glycol monobutyl ether | 143-22-6 | 143226 | 143226 | C10H22O4 |  | Mass | kg | emission | water | https://ofmpub.epa.gov/sor_internet/registry/substreg/searchandretrieve/substancesearch/search.do?details=displayDetails&selectedSubstanceId=46502 | 1 | Chemicals | 2c3bbabf-af5d-3495-8a40-14f1b7c307ed | 68a5ef8e-68b8-384c-8097-5c940b8436e8 | 20aadc24-a391-41cf-b340-3e4529f44bde | 93a60a56-a3c8-11da-a746-0800200b9a66
Ethyl ziram | 14324-55-1 | 14324551 | 14324551 | C10H20N2S4Zn |  | Mass | kg | emission | water | https://ofmpub.epa.gov/sor_internet/registry/substreg/searchandretrieve/substancesearch/search.do?details=displayDetails&selectedSubstanceId=60553 | 1 | Chemicals | 4b511baa-8428-3e80-9520-89e652df28c6 | 68a5ef8e-68b8-384c-8097-5c940b8436e8 | 20aadc24-a391-41cf-b340-3e4529f44bde | 93a60a56-a3c8-11da-a746-0800200b9a66
Hexadecylamine | 143-27-1 | 143271 | 143271 | C16H35N |  | Mass | kg | emission | water | https://ofmpub.epa.gov/sor_internet/registry/substreg/searchandretrieve/substancesearch/search.do?details=displayDetails&selectedSubstanceId=46500 | 1 | Chemicals | 4260d8ef-a5d3-3677-aed3-09eade935f9c | 68a5ef8e-68b8-384c-8097-5c940b8436e8 | 20aadc24-a391-41cf-b340-3e4529f44bde | 93a60a56-a3c8-11da-a746-0800200b9a66
Kresoxim-methyl | 143390-89-0 | 143390890 | 143390890 | C18H19NO4 |  | Mass | kg | emission | water | https://ofmpub.epa.gov/sor_internet/registry/substreg/searchandretrieve/substancesearch/search.do?details=displayDetails&selectedSubstanceId=80664 | 1 | Chemicals | f24d7189-89b6-3676-90e3-4f92e3f2e62c | 68a5ef8e-68b8-384c-8097-5c940b8436e8 | 20aadc24-a391-41cf-b340-3e4529f44bde | 93a60a56-a3c8-11da-a746-0800200b9a66
Chlordecone | 143-50-0 | 143500 | 143500 | C10Cl10O |  | Mass | kg | emission | water | https://ofmpub.epa.gov/sor_internet/registry/substreg/searchandretrieve/substancesearch/search.do?details=displayDetails&selectedSubstanceId=46497 | 1 | Chemicals | 5cdd7eeb-f40f-3adc-9e1d-7098bfd3ee7d | 68a5ef8e-68b8-384c-8097-5c940b8436e8 | 20aadc24-a391-41cf-b340-3e4529f44bde | 93a60a56-a3c8-11da-a746-0800200b9a66
Disodium methanearsonate | 144-21-8 | 144218 | 144218 | CH3AsNa2O3 |  | Mass | kg | emission | water | https://ofmpub.epa.gov/sor_internet/registry/substreg/searchandretrieve/substancesearch/search.do?details=displayDetails&selectedSubstanceId=46495 | 1 | Chemicals | 68d45b98-d3c9-30a7-b014-5356d0e171ec | 68a5ef8e-68b8-384c-8097-5c940b8436e8 | 20aadc24-a391-41cf-b340-3e4529f44bde | 93a60a56-a3c8-11da-a746-0800200b9a66
Chlorfenprop-methyl | 14437-17-3 | 14437173 | 14437173 | C10H10Cl2O2 |  | Mass | kg | emission | water | https://ofmpub.epa.gov/sor_internet/registry/substreg/searchandretrieve/substancesearch/search.do?details=displayDetails&selectedSubstanceId=81030 | 1 | Chemicals | bf2b543a-b7f1-3b92-aa68-7b790167ee27 | 68a5ef8e-68b8-384c-8097-5c940b8436e8 | 20aadc24-a391-41cf-b340-3e4529f44bde | 93a60a56-a3c8-11da-a746-0800200b9a66
Fluoroacetic acid | 144-49-0 | 144490 | 144490 | C2H3FO2 |  | Mass | kg | emission | water | https://ofmpub.epa.gov/sor_internet/registry/substreg/searchandretrieve/substancesearch/search.do?details=displayDetails&selectedSubstanceId=46490 | 1 | Chemicals | afae4245-7143-3a16-a822-3a2deedc218f | 68a5ef8e-68b8-384c-8097-5c940b8436e8 | 20aadc24-a391-41cf-b340-3e4529f44bde | 93a60a56-a3c8-11da-a746-0800200b9a66
Diisopropyl methylphosphonate | 1445-75-6 | 1445756 | 1445756 | C7H17O3P |  | Mass | kg | emission | water | https://ofmpub.epa.gov/sor_internet/registry/substreg/searchandretrieve/substancesearch/search.do?details=displayDetails&selectedSubstanceId=43191 | 1 | Chemicals | 8d70a3d2-e969-3282-a440-140edd6c7aa8 | 68a5ef8e-68b8-384c-8097-5c940b8436e8 | 20aadc24-a391-41cf-b340-3e4529f44bde | 93a60a56-a3c8-11da-a746-0800200b9a66
Oxalic acid | 144-62-7 | 144627 | 144627 | C2H2O4 |  | Mass | kg | emission | water | https://ofmpub.epa.gov/sor_internet/registry/substreg/searchandretrieve/substancesearch/search.do?details=displayDetails&selectedSubstanceId=46489 | 1 | Chemicals | 78cff3e1-20a1-38f7-b08c-7d4c9df70c6e | 68a5ef8e-68b8-384c-8097-5c940b8436e8 | 20aadc24-a391-41cf-b340-3e4529f44bde | 93a60a56-a3c8-11da-a746-0800200b9a66
Ferbam | 14484-64-1 | 14484641 | 14484641 | C9H18FeN3S6 |  | Mass | kg | emission | water | https://ofmpub.epa.gov/sor_internet/registry/substreg/searchandretrieve/substancesearch/search.do?details=displayDetails&selectedSubstanceId=60313 | 1 | Chemicals | e5be58ec-19cc-34d9-a2df-8015c775cf6d | 68a5ef8e-68b8-384c-8097-5c940b8436e8 | 20aadc24-a391-41cf-b340-3e4529f44bde | 93a60a56-a3c8-11da-a746-0800200b9a66
Isonicotinamide | 1453-82-3 | 1453823 | 1453823 | C6H6N2O |  | Mass | kg | emission | water | https://ofmpub.epa.gov/sor_internet/registry/substreg/searchandretrieve/substancesearch/search.do?details=displayDetails&selectedSubstanceId=97670 | 1 | Chemicals | 28da18db-052c-3fcc-894a-5f454d6e1b30 | 68a5ef8e-68b8-384c-8097-5c940b8436e8 | 20aadc24-a391-41cf-b340-3e4529f44bde | 93a60a56-a3c8-11da-a746-0800200b9a66
Methanone, phenyl-4-pyridinyl- | 14548-46-0 | 14548460 | 14548460 | C12H9NO |  | Mass | kg | emission | water | https://ofmpub.epa.gov/sor_internet/registry/substreg/searchandretrieve/substancesearch/search.do?details=displayDetails&selectedSubstanceId=60290 | 1 | Chemicals | b743d81f-7f4b-3209-a68c-5651246f2a96 | 68a5ef8e-68b8-384c-8097-5c940b8436e8 | 20aadc24-a391-41cf-b340-3e4529f44bde | 93a60a56-a3c8-11da-a746-0800200b9a66
Diclosulam | 145701-21-9 | 145701219 | 145701219 | C13H10Cl2FN5O3S |  | Mass | kg | emission | water | https://ofmpub.epa.gov/sor_internet/registry/substreg/searchandretrieve/substancesearch/search.do?details=displayDetails&selectedSubstanceId=76873 | 1 | Chemicals | e8a21aec-9d8c-34a3-a1e9-2d3350a18251 | 68a5ef8e-68b8-384c-8097-5c940b8436e8 | 20aadc24-a391-41cf-b340-3e4529f44bde | 93a60a56-a3c8-11da-a746-0800200b9a66
Endothall | 145-73-3 | 145733 | 145733 | C8H10O5 |  | Mass | kg | emission | water | https://ofmpub.epa.gov/sor_internet/registry/substreg/searchandretrieve/substancesearch/search.do?details=displayDetails&selectedSubstanceId=46482 | 1 | Chemicals | 2a789293-4d58-33ad-a2dd-5cb1e2cbd76c | 68a5ef8e-68b8-384c-8097-5c940b8436e8 | 20aadc24-a391-41cf-b340-3e4529f44bde | 93a60a56-a3c8-11da-a746-0800200b9a66
Tributyltin chloride | 1461-22-9 | 1461229 | 1461229 | C12H27ClSn |  | Mass | kg | emission | water | https://ofmpub.epa.gov/sor_internet/registry/substreg/searchandretrieve/substancesearch/search.do?details=displayDetails&selectedSubstanceId=43176 | 1 | Chemicals | 9497780b-d21a-34a5-a7a1-8684027f1232 | 68a5ef8e-68b8-384c-8097-5c940b8436e8 | 20aadc24-a391-41cf-b340-3e4529f44bde | 93a60a56-a3c8-11da-a746-0800200b9a66
Tetrabutyltin | 1461-25-2 | 1461252 | 1461252 | C16H36Sn |  | Mass | kg | emission | water | https://ofmpub.epa.gov/sor_internet/registry/substreg/searchandretrieve/substancesearch/search.do?details=displayDetails&selectedSubstanceId=43175 | 1 | Chemicals | 19173fb1-2562-3be8-a8f5-0a2e80960d8c | 68a5ef8e-68b8-384c-8097-5c940b8436e8 | 20aadc24-a391-41cf-b340-3e4529f44bde | 93a60a56-a3c8-11da-a746-0800200b9a66
Polyoxorim-zinc | 146659-78-1 | 146659781 | 146659781 | C17H21N5O14Zn |  | Mass | kg | emission | water | https://ofmpub.epa.gov/sor_internet/registry/substreg/searchandretrieve/substancesearch/search.do?details=displayDetails&selectedSubstanceId=84629 | 1 | Chemicals | ab28b4ec-415e-3939-903b-563d2a8fc8ab | 68a5ef8e-68b8-384c-8097-5c940b8436e8 | 20aadc24-a391-41cf-b340-3e4529f44bde | 93a60a56-a3c8-11da-a746-0800200b9a66
Oxolinic acid | 14698-29-4 | 14698294 | 14698294 | C13H11NO5 |  | Mass | kg | emission | water | https://ofmpub.epa.gov/sor_internet/registry/substreg/searchandretrieve/substancesearch/search.do?details=displayDetails&selectedSubstanceId=96840 | 1 | Chemicals | 37a2ab81-db5c-3c31-8c2b-73ebef3e7523 | 68a5ef8e-68b8-384c-8097-5c940b8436e8 | 20aadc24-a391-41cf-b340-3e4529f44bde | 93a60a56-a3c8-11da-a746-0800200b9a66
Silver(I) | 14701-21-4 | 14701214 | 14701214 | Ag |  | Mass | kg | emission | water | https://ofmpub.epa.gov/sor_internet/registry/substreg/searchandretrieve/substancesearch/search.do?details=displayDetails&selectedSubstanceId=78783 | 1 | Chemicals | 013b4fe5-f158-3305-915a-d40088a7aafd | 68a5ef8e-68b8-384c-8097-5c940b8436e8 | 20aadc24-a391-41cf-b340-3e4529f44bde | 93a60a56-a3c8-11da-a746-0800200b9a66
Cloransulam-methyl | 147150-35-4 | 147150354 | 147150354 | C15H13ClFN5O5S |  | Mass | kg | emission | water | https://ofmpub.epa.gov/sor_internet/registry/substreg/searchandretrieve/substancesearch/search.do?details=displayDetails&selectedSubstanceId=80662 | 1 | Chemicals | ada77bf1-d76d-3524-87dd-cd40413bef3b | 68a5ef8e-68b8-384c-8097-5c940b8436e8 | 20aadc24-a391-41cf-b340-3e4529f44bde | 93a60a56-a3c8-11da-a746-0800200b9a66
Nitrate | 14797-55-8 | 14797558 | 14797558 | NO3 |  | Mass | kg | emission | water | https://ofmpub.epa.gov/sor_internet/registry/substreg/searchandretrieve/substancesearch/search.do?details=displayDetails&selectedSubstanceId=97628 | 1 | Chemicals | 9537cf17-3d46-3992-949c-6ceffbc3b9fe | 68a5ef8e-68b8-384c-8097-5c940b8436e8 | 20aadc24-a391-41cf-b340-3e4529f44bde | 93a60a56-a3c8-11da-a746-0800200b9a66
Zoalene | 148-01-6 | 148016 | 148016 | C8H7N3O5 |  | Mass | kg | emission | water | https://ofmpub.epa.gov/sor_internet/registry/substreg/searchandretrieve/substancesearch/search.do?details=displayDetails&selectedSubstanceId=81257 | 1 | Chemicals | af08097c-4ef3-389d-a588-fe9f8374803f | 68a5ef8e-68b8-384c-8097-5c940b8436e8 | 20aadc24-a391-41cf-b340-3e4529f44bde | 93a60a56-a3c8-11da-a746-0800200b9a66
Phoxim | 14816-18-3 | 14816183 | 14816183 | C12H15N2O3PS |  | Mass | kg | emission | water | https://ofmpub.epa.gov/sor_internet/registry/substreg/searchandretrieve/substancesearch/search.do?details=displayDetails&selectedSubstanceId=77347 | 1 | Chemicals | e44b4242-2ff5-3b40-bb67-590df66c2ea8 | 68a5ef8e-68b8-384c-8097-5c940b8436e8 | 20aadc24-a391-41cf-b340-3e4529f44bde | 93a60a56-a3c8-11da-a746-0800200b9a66
Chlorphoxim | 14816-20-7 | 14816207 | 14816207 | C12H14ClN2O3PS |  | Mass | kg | emission | water | https://ofmpub.epa.gov/sor_internet/registry/substreg/searchandretrieve/substancesearch/search.do?details=displayDetails&selectedSubstanceId=97624 | 1 | Chemicals | 6da49fe3-6ceb-3e84-8e63-e5bb1eec6f2d | 68a5ef8e-68b8-384c-8097-5c940b8436e8 | 20aadc24-a391-41cf-b340-3e4529f44bde | 93a60a56-a3c8-11da-a746-0800200b9a66
Sodium diethyldithiocarbamate | 148-18-5 | 148185 | 148185 | C5H10NNaS2 |  | Mass | kg | emission | water | https://ofmpub.epa.gov/sor_internet/registry/substreg/searchandretrieve/substancesearch/search.do?details=displayDetails&selectedSubstanceId=46415 | 1 | Chemicals | 47ffbe95-b177-357c-86fa-50d0c8f30234 | 68a5ef8e-68b8-384c-8097-5c940b8436e8 | 20aadc24-a391-41cf-b340-3e4529f44bde | 93a60a56-a3c8-11da-a746-0800200b9a66
8-Quinolinol | 148-24-3 | 148243 | 148243 | C9H7NO |  | Mass | kg | emission | water | https://ofmpub.epa.gov/sor_internet/registry/substreg/searchandretrieve/substancesearch/search.do?details=displayDetails&selectedSubstanceId=46414 | 1 | Chemicals | ec891944-49b5-3ac6-821b-1557c784d955 | 68a5ef8e-68b8-384c-8097-5c940b8436e8 | 20aadc24-a391-41cf-b340-3e4529f44bde | 93a60a56-a3c8-11da-a746-0800200b9a66
Spirodiclofen | 148477-71-8 | 148477718 | 148477718 | C21H24Cl2O4 |  | Mass | kg | emission | water | https://ofmpub.epa.gov/sor_internet/registry/substreg/searchandretrieve/substancesearch/search.do?details=displayDetails&selectedSubstanceId=76869 | 1 | Chemicals | b201b07a-ff31-3e0a-b5a1-6cf9539b6109 | 68a5ef8e-68b8-384c-8097-5c940b8436e8 | 20aadc24-a391-41cf-b340-3e4529f44bde | 93a60a56-a3c8-11da-a746-0800200b9a66
Benzaldehyde, 2-hydroxy-3-methoxy- | 148-53-8 | 148538 | 148538 | C8H8O3 |  | Mass | kg | emission | water | https://ofmpub.epa.gov/sor_internet/registry/substreg/searchandretrieve/substancesearch/search.do?details=displayDetails&selectedSubstanceId=46411 | 1 | Chemicals | f084e8bd-2142-326f-b07c-510a3ca48bd7 | 68a5ef8e-68b8-384c-8097-5c940b8436e8 | 20aadc24-a391-41cf-b340-3e4529f44bde | 93a60a56-a3c8-11da-a746-0800200b9a66
Thiabendazole | 148-79-8 | 148798 | 148798 | C10H7N3S |  | Mass | kg | emission | water | https://ofmpub.epa.gov/sor_internet/registry/substreg/searchandretrieve/substancesearch/search.do?details=displayDetails&selectedSubstanceId=46407 | 1 | Chemicals | 2585a4e0-4e7c-356d-bfb1-f1ef3a8d270e | 68a5ef8e-68b8-384c-8097-5c940b8436e8 | 20aadc24-a391-41cf-b340-3e4529f44bde | 93a60a56-a3c8-11da-a746-0800200b9a66
Melphalan | 148-82-3 | 148823 | 148823 | C13H18Cl2N2O2 |  | Mass | kg | emission | water | https://ofmpub.epa.gov/sor_internet/registry/substreg/searchandretrieve/substancesearch/search.do?details=displayDetails&selectedSubstanceId=46406 | 1 | Chemicals | 3dd17908-1166-3f84-91b1-5af919e8a4c6 | 68a5ef8e-68b8-384c-8097-5c940b8436e8 | 20aadc24-a391-41cf-b340-3e4529f44bde | 93a60a56-a3c8-11da-a746-0800200b9a66
2-Mercaptobenzothiazole | 149-30-4 | 149304 | 149304 | C7H5NS2 |  | Mass | kg | emission | water | https://ofmpub.epa.gov/sor_internet/registry/substreg/searchandretrieve/substancesearch/search.do?details=displayDetails&selectedSubstanceId=46403 | 1 | Chemicals | 2a710a9b-6fcf-3111-ba4c-6e8aa2cce557 | 68a5ef8e-68b8-384c-8097-5c940b8436e8 | 20aadc24-a391-41cf-b340-3e4529f44bde | 93a60a56-a3c8-11da-a746-0800200b9a66
4-Pentylphenol | 14938-35-3 | 14938353 | 14938353 | C11H16O |  | Mass | kg | emission | water | https://ofmpub.epa.gov/sor_internet/registry/substreg/searchandretrieve/substancesearch/search.do?details=displayDetails&selectedSubstanceId=97606 | 1 | Chemicals | 0bd9667e-d90a-3766-8b0f-dfe912ba4488 | 68a5ef8e-68b8-384c-8097-5c940b8436e8 | 20aadc24-a391-41cf-b340-3e4529f44bde | 93a60a56-a3c8-11da-a746-0800200b9a66
2-Ethylhexanoic acid | 149-57-5 | 149575 | 149575 | C8H16O2 |  | Mass | kg | emission | water | https://ofmpub.epa.gov/sor_internet/registry/substreg/searchandretrieve/substancesearch/search.do?details=displayDetails&selectedSubstanceId=46400 | 1 | Chemicals | 7d51e05f-b3c2-33e1-a5ac-85ae6d8020da | 68a5ef8e-68b8-384c-8097-5c940b8436e8 | 20aadc24-a391-41cf-b340-3e4529f44bde | 93a60a56-a3c8-11da-a746-0800200b9a66
Bifenazate | 149877-41-8 | 149877418 | 149877418 | C17H20N2O3 |  | Mass | kg | emission | water | https://ofmpub.epa.gov/sor_internet/registry/substreg/searchandretrieve/substancesearch/search.do?details=displayDetails&selectedSubstanceId=80659 | 1 | Chemicals | 9216dc7b-49e4-3b47-978b-70ee1939b37e | 68a5ef8e-68b8-384c-8097-5c940b8436e8 | 20aadc24-a391-41cf-b340-3e4529f44bde | 93a60a56-a3c8-11da-a746-0800200b9a66
Tepraloxydim | 149979-41-9 | 149979419 | 149979419 | C17H24ClNO4 |  | Mass | kg | emission | water | https://ofmpub.epa.gov/sor_internet/registry/substreg/searchandretrieve/substancesearch/search.do?details=displayDetails&selectedSubstanceId=80658 | 1 | Chemicals | b9000cd7-0aa6-3b72-8305-fe39d1d79059 | 68a5ef8e-68b8-384c-8097-5c940b8436e8 | 20aadc24-a391-41cf-b340-3e4529f44bde | 93a60a56-a3c8-11da-a746-0800200b9a66
Phenol, 3-methoxy- | 150-19-6 | 150196 | 150196 | C7H8O2 |  | Mass | kg | emission | water | https://ofmpub.epa.gov/sor_internet/registry/substreg/searchandretrieve/substancesearch/search.do?details=displayDetails&selectedSubstanceId=46396 | 1 | Chemicals | b96acfe4-3333-3812-ac42-8a0c194485c7 | 68a5ef8e-68b8-384c-8097-5c940b8436e8 | 20aadc24-a391-41cf-b340-3e4529f44bde | 93a60a56-a3c8-11da-a746-0800200b9a66
(2-Hydroxyethyl)ethylenediaminetriacetic acid | 150-39-0 | 150390 | 150390 | C10H18N2O7 |  | Mass | kg | emission | water | https://ofmpub.epa.gov/sor_internet/registry/substreg/searchandretrieve/substancesearch/search.do?details=displayDetails&selectedSubstanceId=46394 | 1 | Chemicals | f29a74fd-048f-3ede-a2cb-0a3069231a6e | 68a5ef8e-68b8-384c-8097-5c940b8436e8 | 20aadc24-a391-41cf-b340-3e4529f44bde | 93a60a56-a3c8-11da-a746-0800200b9a66
Merphos | 150-50-5 | 150505 | 150505 | C12H27PS3 |  | Mass | kg | emission | water | https://ofmpub.epa.gov/sor_internet/registry/substreg/searchandretrieve/substancesearch/search.do?details=displayDetails&selectedSubstanceId=46392 | 1 | Chemicals | 3702be90-a9a3-3808-a36f-897108322882 | 68a5ef8e-68b8-384c-8097-5c940b8436e8 | 20aadc24-a391-41cf-b340-3e4529f44bde | 93a60a56-a3c8-11da-a746-0800200b9a66
Monuron | 150-68-5 | 150685 | 150685 | C9H11ClN2O |  | Mass | kg | emission | water | https://ofmpub.epa.gov/sor_internet/registry/substreg/searchandretrieve/substancesearch/search.do?details=displayDetails&selectedSubstanceId=46390 | 1 | Chemicals | 5aae3516-7ef9-33f2-b74d-60b0fc72e859 | 68a5ef8e-68b8-384c-8097-5c940b8436e8 | 20aadc24-a391-41cf-b340-3e4529f44bde | 93a60a56-a3c8-11da-a746-0800200b9a66
Dulcin | 150-69-6 | 150696 | 150696 | C9H12N2O2 |  | Mass | kg | emission | water | https://ofmpub.epa.gov/sor_internet/registry/substreg/searchandretrieve/substancesearch/search.do?details=displayDetails&selectedSubstanceId=97586 | 1 | Chemicals | 093bac83-8e2c-3878-b146-3a01b3c773be | 68a5ef8e-68b8-384c-8097-5c940b8436e8 | 20aadc24-a391-41cf-b340-3e4529f44bde | 93a60a56-a3c8-11da-a746-0800200b9a66
p-Methoxyphenol | 150-76-5 | 150765 | 150765 | C7H8O2 |  | Mass | kg | emission | water | https://ofmpub.epa.gov/sor_internet/registry/substreg/searchandretrieve/substancesearch/search.do?details=displayDetails&selectedSubstanceId=97584 | 1 | Chemicals | 03eda7cf-c435-3583-930f-b4789c2183ec | 68a5ef8e-68b8-384c-8097-5c940b8436e8 | 20aadc24-a391-41cf-b340-3e4529f44bde | 93a60a56-a3c8-11da-a746-0800200b9a66
p-Dimethoxybenzene | 150-78-7 | 150787 | 150787 | C8H10O2 |  | Mass | kg | emission | water | https://ofmpub.epa.gov/sor_internet/registry/substreg/searchandretrieve/substancesearch/search.do?details=displayDetails&selectedSubstanceId=46388 | 1 | Chemicals | 5c6b70b4-48f3-340a-a13a-65fea383c69f | 68a5ef8e-68b8-384c-8097-5c940b8436e8 | 20aadc24-a391-41cf-b340-3e4529f44bde | 93a60a56-a3c8-11da-a746-0800200b9a66
Cryolite | 15096-52-3 | 15096523 | 15096523 | - |  | Mass | kg | emission | water | https://ofmpub.epa.gov/sor_internet/registry/substreg/searchandretrieve/substancesearch/search.do?details=displayDetails&selectedSubstanceId=36363 | 1 | Chemicals | 5f74e0be-0045-3acb-8cbb-b0e629853cfb | 68a5ef8e-68b8-384c-8097-5c940b8436e8 | 20aadc24-a391-41cf-b340-3e4529f44bde | 93a60a56-a3c8-11da-a746-0800200b9a66
Sodium lauryl sulfate | 151-21-3 | 151213 | 151213 | C12H25NaO4S |  | Mass | kg | emission | water | https://ofmpub.epa.gov/sor_internet/registry/substreg/searchandretrieve/substancesearch/search.do?details=displayDetails&selectedSubstanceId=97575 | 1 | Chemicals | fca94ac5-7a4c-37b5-965e-c6b16f14adf1 | 68a5ef8e-68b8-384c-8097-5c940b8436e8 | 20aadc24-a391-41cf-b340-3e4529f44bde | 93a60a56-a3c8-11da-a746-0800200b9a66
Aziridine | 151-56-4 | 151564 | 151564 | C2H5N |  | Mass | kg | emission | water | https://ofmpub.epa.gov/sor_internet/registry/substreg/searchandretrieve/substancesearch/search.do?details=displayDetails&selectedSubstanceId=46377 | 1 | Chemicals | c9a35eec-61b0-3aba-9da4-31def176ede7 | 68a5ef8e-68b8-384c-8097-5c940b8436e8 | 20aadc24-a391-41cf-b340-3e4529f44bde | 93a60a56-a3c8-11da-a746-0800200b9a66
Copper(II) | 15158-11-9 | 15158119 | 15158119 | - |  | Mass | kg | emission | water | https://ofmpub.epa.gov/sor_internet/registry/substreg/searchandretrieve/substancesearch/search.do?details=displayDetails&selectedSubstanceId=97313 | 1 | Chemicals | ad7a3fbd-f1c0-3a32-afad-5d0d594bc241 | 68a5ef8e-68b8-384c-8097-5c940b8436e8 | 20aadc24-a391-41cf-b340-3e4529f44bde | 93a60a56-a3c8-11da-a746-0800200b9a66
Potassium 1-naphthaleneacetate | 15165-79-4 | 15165794 | 15165794 | C12H9KO2 |  | Mass | kg | emission | water | https://ofmpub.epa.gov/sor_internet/registry/substreg/searchandretrieve/substancesearch/search.do?details=displayDetails&selectedSubstanceId=36345 | 1 | Chemicals | e3f10a0b-44e8-33c7-9589-92443198051f | 68a5ef8e-68b8-384c-8097-5c940b8436e8 | 20aadc24-a391-41cf-b340-3e4529f44bde | 93a60a56-a3c8-11da-a746-0800200b9a66
Halothane | 151-67-7 | 151677 | 151677 | C2HBrClF3 |  | Mass | kg | emission | water | https://ofmpub.epa.gov/sor_internet/registry/substreg/searchandretrieve/substancesearch/search.do?details=displayDetails&selectedSubstanceId=97567 | 1 | Chemicals | 45947aa8-a496-381c-b2ab-71ec9c9049ef | 68a5ef8e-68b8-384c-8097-5c940b8436e8 | 20aadc24-a391-41cf-b340-3e4529f44bde | 93a60a56-a3c8-11da-a746-0800200b9a66
Schradan | 152-16-9 | 152169 | 152169 | C8H24N4O3P2 |  | Mass | kg | emission | water | https://ofmpub.epa.gov/sor_internet/registry/substreg/searchandretrieve/substancesearch/search.do?details=displayDetails&selectedSubstanceId=97557 | 1 | Chemicals | 700fcc1f-d86a-3c71-a41f-93e75f4c093c | 68a5ef8e-68b8-384c-8097-5c940b8436e8 | 20aadc24-a391-41cf-b340-3e4529f44bde | 93a60a56-a3c8-11da-a746-0800200b9a66
Lead(II) styphnate | 15245-44-0 | 15245440 | 15245440 | C6HN3O8Pb |  | Mass | kg | emission | water | https://ofmpub.epa.gov/sor_internet/registry/substreg/searchandretrieve/substancesearch/search.do?details=displayDetails&selectedSubstanceId=36326 | 1 | Chemicals | 9371abd8-39a3-3769-90e9-57997b5f3417 | 68a5ef8e-68b8-384c-8097-5c940b8436e8 | 20aadc24-a391-41cf-b340-3e4529f44bde | 93a60a56-a3c8-11da-a746-0800200b9a66
Tranid | 15271-41-7 | 15271417 | 15271417 | C10H12ClN3O2 |  | Mass | kg | emission | water | https://ofmpub.epa.gov/sor_internet/registry/substreg/searchandretrieve/substancesearch/search.do?details=displayDetails&selectedSubstanceId=62131 | 1 | Chemicals | 666e2664-8c57-35f0-a30d-e1dff73b1c93 | 68a5ef8e-68b8-384c-8097-5c940b8436e8 | 20aadc24-a391-41cf-b340-3e4529f44bde | 93a60a56-a3c8-11da-a746-0800200b9a66
Napropamide | 15299-99-7 | 15299997 | 15299997 | C17H21NO2 |  | Mass | kg | emission | water | https://ofmpub.epa.gov/sor_internet/registry/substreg/searchandretrieve/substancesearch/search.do?details=displayDetails&selectedSubstanceId=62119 | 1 | Chemicals | f7f38ecf-ddb7-3ef0-9a6f-c4ae3c2a5960 | 68a5ef8e-68b8-384c-8097-5c940b8436e8 | 20aadc24-a391-41cf-b340-3e4529f44bde | 93a60a56-a3c8-11da-a746-0800200b9a66
Benodanil | 15310-01-7 | 15310017 | 15310017 | C13H10INO |  | Mass | kg | emission | water | https://ofmpub.epa.gov/sor_internet/registry/substreg/searchandretrieve/substancesearch/search.do?details=displayDetails&selectedSubstanceId=81025 | 1 | Chemicals | c679f9e9-ace6-37fa-92e0-1d943e2e260b | 68a5ef8e-68b8-384c-8097-5c940b8436e8 | 20aadc24-a391-41cf-b340-3e4529f44bde | 93a60a56-a3c8-11da-a746-0800200b9a66
Etoxazole | 153233-91-1 | 153233911 | 153233911 | C21H23F2NO2 |  | Mass | kg | emission | water | https://ofmpub.epa.gov/sor_internet/registry/substreg/searchandretrieve/substancesearch/search.do?details=displayDetails&selectedSubstanceId=76866 | 1 | Chemicals | f1e0d660-0b87-3e75-9600-4ffb3d1f8e05 | 68a5ef8e-68b8-384c-8097-5c940b8436e8 | 20aadc24-a391-41cf-b340-3e4529f44bde | 93a60a56-a3c8-11da-a746-0800200b9a66
Thiamethoxam | 153719-23-4 | 153719234 | 153719234 | C8H10ClN5O3S |  | Mass | kg | emission | water | https://ofmpub.epa.gov/sor_internet/registry/substreg/searchandretrieve/substancesearch/search.do?details=displayDetails&selectedSubstanceId=80657 | 1 | Chemicals | f30ed025-0554-36e3-bc5a-3896cbd06423 | 68a5ef8e-68b8-384c-8097-5c940b8436e8 | 20aadc24-a391-41cf-b340-3e4529f44bde | 93a60a56-a3c8-11da-a746-0800200b9a66
Fluorodifen | 15457-05-3 | 15457053 | 15457053 | C13H7F3N2O5 |  | Mass | kg | emission | water | https://ofmpub.epa.gov/sor_internet/registry/substreg/searchandretrieve/substancesearch/search.do?details=displayDetails&selectedSubstanceId=61882 | 1 | Chemicals | 7b95989f-4166-3bf8-9d14-dc2507705515 | 68a5ef8e-68b8-384c-8097-5c940b8436e8 | 20aadc24-a391-41cf-b340-3e4529f44bde | 93a60a56-a3c8-11da-a746-0800200b9a66
Chlorotoluron | 15545-48-9 | 15545489 | 15545489 | C10H13ClN2O |  | Mass | kg | emission | water | https://ofmpub.epa.gov/sor_internet/registry/substreg/searchandretrieve/substancesearch/search.do?details=displayDetails&selectedSubstanceId=97513 | 1 | Chemicals | 4dc37a40-f02a-38b4-b818-af41093d7fb7 | 68a5ef8e-68b8-384c-8097-5c940b8436e8 | 20aadc24-a391-41cf-b340-3e4529f44bde | 93a60a56-a3c8-11da-a746-0800200b9a66
Emamectin benzoate | 155569-91-8 | 155569918 | 155569918 | - |  | Mass | kg | emission | water | https://ofmpub.epa.gov/sor_internet/registry/substreg/searchandretrieve/substancesearch/search.do?details=displayDetails&selectedSubstanceId=80656 | 1 | Chemicals | de0c040c-69c7-3a91-8dc5-d2bcf266e67f | 68a5ef8e-68b8-384c-8097-5c940b8436e8 | 20aadc24-a391-41cf-b340-3e4529f44bde | 93a60a56-a3c8-11da-a746-0800200b9a66
Zoxamide | 156052-68-5 | 156052685 | 156052685 | C14H16Cl3NO2 |  | Mass | kg | emission | water | https://ofmpub.epa.gov/sor_internet/registry/substreg/searchandretrieve/substancesearch/search.do?details=displayDetails&selectedSubstanceId=80655 | 1 | Chemicals | fea9c3a9-2fae-394c-84de-252a0e673a5d | 68a5ef8e-68b8-384c-8097-5c940b8436e8 | 20aadc24-a391-41cf-b340-3e4529f44bde | 93a60a56-a3c8-11da-a746-0800200b9a66
p-Nitrosodiphenylamine | 156-10-5 | 156105 | 156105 | C12H10N2O |  | Mass | kg | emission | water | https://ofmpub.epa.gov/sor_internet/registry/substreg/searchandretrieve/substancesearch/search.do?details=displayDetails&selectedSubstanceId=46369 | 1 | Chemicals | 7d505dd1-81b1-30da-842a-2f5f33aa9d97 | 68a5ef8e-68b8-384c-8097-5c940b8436e8 | 20aadc24-a391-41cf-b340-3e4529f44bde | 93a60a56-a3c8-11da-a746-0800200b9a66
2,3-Dihydro-2,2-dimethyl-7-benzofuranol | 1563-38-8 | 1563388 | 1563388 | C10H12O2 |  | Mass | kg | emission | water | https://ofmpub.epa.gov/sor_internet/registry/substreg/searchandretrieve/substancesearch/search.do?details=displayDetails&selectedSubstanceId=41801 | 1 | Chemicals | b8cfd6dd-b98c-3b48-aa16-dbc884c910bd | 68a5ef8e-68b8-384c-8097-5c940b8436e8 | 20aadc24-a391-41cf-b340-3e4529f44bde | 93a60a56-a3c8-11da-a746-0800200b9a66
Carbofuran | 1563-66-2 | 1563662 | 1563662 | C12H15NO3 |  | Mass | kg | emission | water | https://ofmpub.epa.gov/sor_internet/registry/substreg/searchandretrieve/substancesearch/search.do?details=displayDetails&selectedSubstanceId=41800 | 1 | Chemicals | d32b68b0-7525-3054-8a74-d17a5a4dabf2 | 68a5ef8e-68b8-384c-8097-5c940b8436e8 | 20aadc24-a391-41cf-b340-3e4529f44bde | 93a60a56-a3c8-11da-a746-0800200b9a66
Butanoic acid, sodium salt | 156-54-7 | 156547 | 156547 | C4H7NaO2 |  | Mass | kg | emission | water | https://ofmpub.epa.gov/sor_internet/registry/substreg/searchandretrieve/substancesearch/search.do?details=displayDetails&selectedSubstanceId=46365 | 1 | Chemicals | f03b8abd-ae00-32eb-b282-4900ec041343 | 68a5ef8e-68b8-384c-8097-5c940b8436e8 | 20aadc24-a391-41cf-b340-3e4529f44bde | 93a60a56-a3c8-11da-a746-0800200b9a66
trans-1,2-Dichloroethylene | 156-60-5 | 156605 | 156605 | C2H2Cl2 |  | Mass | kg | emission | water | https://ofmpub.epa.gov/sor_internet/registry/substreg/searchandretrieve/substancesearch/search.do?details=displayDetails&selectedSubstanceId=46362 | 1 | Chemicals | 01033884-76df-338e-a053-c9f024e287ef | 68a5ef8e-68b8-384c-8097-5c940b8436e8 | 20aadc24-a391-41cf-b340-3e4529f44bde | 93a60a56-a3c8-11da-a746-0800200b9a66
Ryanodine | 15662-33-6 | 15662336 | 15662336 | C25H35NO9 |  | Mass | kg | emission | water | https://ofmpub.epa.gov/sor_internet/registry/substreg/searchandretrieve/substancesearch/search.do?details=displayDetails&selectedSubstanceId=61614 | 1 | Chemicals | cb2bc1e2-9afd-3286-8a4c-fcfb101a3796 | 68a5ef8e-68b8-384c-8097-5c940b8436e8 | 20aadc24-a391-41cf-b340-3e4529f44bde | 93a60a56-a3c8-11da-a746-0800200b9a66
Benzeneacetic acid, .alpha.-methyl-4-(2-methylpropyl)- | 15687-27-1 | 15687271 | 15687271 | C13H18O2 |  | Mass | kg | emission | water | https://ofmpub.epa.gov/sor_internet/registry/substreg/searchandretrieve/substancesearch/search.do?details=displayDetails&selectedSubstanceId=61604 | 1 | Chemicals | 8856b7eb-8846-3441-8d77-c163e4aa0914 | 68a5ef8e-68b8-384c-8097-5c940b8436e8 | 20aadc24-a391-41cf-b340-3e4529f44bde | 93a60a56-a3c8-11da-a746-0800200b9a66
4-Chloro-2-methylphenol | 1570-64-5 | 1570645 | 1570645 | C7H7ClO |  | Mass | kg | emission | water | https://ofmpub.epa.gov/sor_internet/registry/substreg/searchandretrieve/substancesearch/search.do?details=displayDetails&selectedSubstanceId=41792 | 1 | Chemicals | c2e66407-f73f-3ce9-8c4a-0660af26e540 | 68a5ef8e-68b8-384c-8097-5c940b8436e8 | 20aadc24-a391-41cf-b340-3e4529f44bde | 93a60a56-a3c8-11da-a746-0800200b9a66
4,6-Dichloro-o-cresol | 1570-65-6 | 1570656 | 1570656 | C7H6Cl2O |  | Mass | kg | emission | water | https://ofmpub.epa.gov/sor_internet/registry/substreg/searchandretrieve/substancesearch/search.do?details=displayDetails&selectedSubstanceId=41791 | 1 | Chemicals | d4199b9a-70d4-3940-865e-2dc8f274da12 | 68a5ef8e-68b8-384c-8097-5c940b8436e8 | 20aadc24-a391-41cf-b340-3e4529f44bde | 93a60a56-a3c8-11da-a746-0800200b9a66
Flonicamid | 158062-67-0 | 158062670 | 158062670 | C9H6F3N3O |  | Mass | kg | emission | water | https://ofmpub.epa.gov/sor_internet/registry/substreg/searchandretrieve/substancesearch/search.do?details=displayDetails&selectedSubstanceId=76865 | 1 | Chemicals | d3a6f33d-306d-39c4-b4c2-d6ef15dbb055 | 68a5ef8e-68b8-384c-8097-5c940b8436e8 | 20aadc24-a391-41cf-b340-3e4529f44bde | 93a60a56-a3c8-11da-a746-0800200b9a66
Trifluralin | 1582-09-8 | 1582098 | 1582098 | C13H16F3N3O4 |  | Mass | kg | emission | water | https://ofmpub.epa.gov/sor_internet/registry/substreg/searchandretrieve/substancesearch/search.do?details=displayDetails&selectedSubstanceId=93632 | 1 | Chemicals | 5a2d54c6-a250-3b57-9ef8-d7e741a9e4fc | 68a5ef8e-68b8-384c-8097-5c940b8436e8 | 20aadc24-a391-41cf-b340-3e4529f44bde | 93a60a56-a3c8-11da-a746-0800200b9a66
Phosphonic acid, [[(phosphonomethyl)imino]bis[2,1-ethanediylnitrilobis(methylene)]]tetrakis- | 15827-60-8 | 15827608 | 15827608 | C9H28N3O15P5 |  | Mass | kg | emission | water | https://ofmpub.epa.gov/sor_internet/registry/substreg/searchandretrieve/substancesearch/search.do?details=displayDetails&selectedSubstanceId=93630 | 1 | Chemicals | fbc38d44-6cae-33a7-9d9b-58b55c8b2b19 | 68a5ef8e-68b8-384c-8097-5c940b8436e8 | 20aadc24-a391-41cf-b340-3e4529f44bde | 93a60a56-a3c8-11da-a746-0800200b9a66
2,4,5-Trichlorobiphenyl | 15862-07-4 | 15862074 | 15862074 | C12H7Cl3 |  | Mass | kg | emission | water | https://ofmpub.epa.gov/sor_internet/registry/substreg/searchandretrieve/substancesearch/search.do?details=displayDetails&selectedSubstanceId=83374 | 1 | Chemicals | 5855bee3-68ab-3f16-9543-419e398de07f | 68a5ef8e-68b8-384c-8097-5c940b8436e8 | 20aadc24-a391-41cf-b340-3e4529f44bde | 93a60a56-a3c8-11da-a746-0800200b9a66
Guanidine, N,N'''-1,6-hexanediylbis[N'-cyano- | 15894-70-9 | 15894709 | 15894709 | C10H18N8 |  | Mass | kg | emission | water | https://ofmpub.epa.gov/sor_internet/registry/substreg/searchandretrieve/substancesearch/search.do?details=displayDetails&selectedSubstanceId=93626 | 1 | Chemicals | 71e1e461-2eea-3bcd-a539-ef76920f0d5d | 68a5ef8e-68b8-384c-8097-5c940b8436e8 | 20aadc24-a391-41cf-b340-3e4529f44bde | 93a60a56-a3c8-11da-a746-0800200b9a66
Pyrithione sodium | 15922-78-8 | 15922788 | 15922788 | C5H4NNaOS |  | Mass | kg | emission | water | https://ofmpub.epa.gov/sor_internet/registry/substreg/searchandretrieve/substancesearch/search.do?details=displayDetails&selectedSubstanceId=61147 | 1 | Chemicals | 6929f07b-cbcb-34b3-bb0f-8186ccebb2ed | 68a5ef8e-68b8-384c-8097-5c940b8436e8 | 20aadc24-a391-41cf-b340-3e4529f44bde | 93a60a56-a3c8-11da-a746-0800200b9a66
Dodemorph | 1593-77-7 | 1593777 | 1593777 | C18H35NO |  | Mass | kg | emission | water | https://ofmpub.epa.gov/sor_internet/registry/substreg/searchandretrieve/substancesearch/search.do?details=displayDetails&selectedSubstanceId=77614 | 1 | Chemicals | 0ef30c16-8d82-366f-a86c-5bbe4d0b1cde | 68a5ef8e-68b8-384c-8097-5c940b8436e8 | 20aadc24-a391-41cf-b340-3e4529f44bde | 93a60a56-a3c8-11da-a746-0800200b9a66
2,3,4-Trichlorophenol | 15950-66-0 | 15950660 | 15950660 | C6H3Cl3O |  | Mass | kg | emission | water | https://ofmpub.epa.gov/sor_internet/registry/substreg/searchandretrieve/substancesearch/search.do?details=displayDetails&selectedSubstanceId=60964 | 1 | Chemicals | 9ea63bfd-d3cb-378d-9206-8747b12ef2f3 | 68a5ef8e-68b8-384c-8097-5c940b8436e8 | 20aadc24-a391-41cf-b340-3e4529f44bde | 93a60a56-a3c8-11da-a746-0800200b9a66
Daminozide | 1596-84-5 | 1596845 | 1596845 | C6H12N2O3 |  | Mass | kg | emission | water | https://ofmpub.epa.gov/sor_internet/registry/substreg/searchandretrieve/substancesearch/search.do?details=displayDetails&selectedSubstanceId=41604 | 1 | Chemicals | ba05e68e-54db-3aa9-9e08-e709dd43e765 | 68a5ef8e-68b8-384c-8097-5c940b8436e8 | 20aadc24-a391-41cf-b340-3e4529f44bde | 93a60a56-a3c8-11da-a746-0800200b9a66
Alachlor | 15972-60-8 | 15972608 | 15972608 | C14H20ClNO2 |  | Mass | kg | emission | water | https://ofmpub.epa.gov/sor_internet/registry/substreg/searchandretrieve/substancesearch/search.do?details=displayDetails&selectedSubstanceId=60955 | 1 | Chemicals | a9c5f7cc-03d0-3bf8-a9fa-786e4ded8b3a | 68a5ef8e-68b8-384c-8097-5c940b8436e8 | 20aadc24-a391-41cf-b340-3e4529f44bde | 93a60a56-a3c8-11da-a746-0800200b9a66
2,3,4,5,6-Pentachlorobenzenemethanol | 16022-69-8 | 16022698 | 16022698 | C7H3Cl5O |  | Mass | kg | emission | water | https://ofmpub.epa.gov/sor_internet/registry/substreg/searchandretrieve/substancesearch/search.do?details=displayDetails&selectedSubstanceId=95094 | 1 | Chemicals | 71fe06e2-fb56-36b9-b965-6ca32dc17e68 | 68a5ef8e-68b8-384c-8097-5c940b8436e8 | 20aadc24-a391-41cf-b340-3e4529f44bde | 93a60a56-a3c8-11da-a746-0800200b9a66
Chromium(III) | 16065-83-1 | 16065831 | 16065831 | Cr |  | Mass | kg | emission | water | https://ofmpub.epa.gov/sor_internet/registry/substreg/searchandretrieve/substancesearch/search.do?details=displayDetails&selectedSubstanceId=60916 | 1 | Chemicals | 1a00a60b-dfa3-3cae-a4e0-ae30a26978f5 | 68a5ef8e-68b8-384c-8097-5c940b8436e8 | 20aadc24-a391-41cf-b340-3e4529f44bde | 93a60a56-a3c8-11da-a746-0800200b9a66
C.I. Direct Brown 95 | 16071-86-6 | 16071866 | 16071866 | C31H18CuN6Na2O9S |  | Mass | kg | emission | water | https://ofmpub.epa.gov/sor_internet/registry/substreg/searchandretrieve/substancesearch/search.do?details=displayDetails&selectedSubstanceId=60729 | 1 | Chemicals | f96ee40f-2800-3211-8f2e-781df493edb8 | 68a5ef8e-68b8-384c-8097-5c940b8436e8 | 20aadc24-a391-41cf-b340-3e4529f44bde | 93a60a56-a3c8-11da-a746-0800200b9a66
1-Bromo-3-chloro-5,5-dimethyl-2,4-imidazolidinedione | 16079-88-2 | 16079882 | 16079882 | C5H6BrClN2O2 |  | Mass | kg | emission | water | https://ofmpub.epa.gov/sor_internet/registry/substreg/searchandretrieve/substancesearch/search.do?details=displayDetails&selectedSubstanceId=93454 | 1 | Chemicals | bc67929b-f736-3895-a51d-d4b164b378a6 | 68a5ef8e-68b8-384c-8097-5c940b8436e8 | 20aadc24-a391-41cf-b340-3e4529f44bde | 93a60a56-a3c8-11da-a746-0800200b9a66
Prometon | 1610-18-0 | 1610180 | 1610180 | C10H19N5O |  | Mass | kg | emission | water | https://ofmpub.epa.gov/sor_internet/registry/substreg/searchandretrieve/substancesearch/search.do?details=displayDetails&selectedSubstanceId=41587 | 1 | Chemicals | f62d762a-097e-3ecc-8a20-770ca0e2beda | 68a5ef8e-68b8-384c-8097-5c940b8436e8 | 20aadc24-a391-41cf-b340-3e4529f44bde | 93a60a56-a3c8-11da-a746-0800200b9a66
Methoxyfenozide | 161050-58-4 | 161050584 | 161050584 | C22H28N2O3 |  | Mass | kg | emission | water | https://ofmpub.epa.gov/sor_internet/registry/substreg/searchandretrieve/substancesearch/search.do?details=displayDetails&selectedSubstanceId=80653 | 1 | Chemicals | 217c778b-6287-3474-aeb1-f0d809e7725e | 68a5ef8e-68b8-384c-8097-5c940b8436e8 | 20aadc24-a391-41cf-b340-3e4529f44bde | 93a60a56-a3c8-11da-a746-0800200b9a66
Carbetamide | 16118-49-3 | 16118493 | 16118493 | C12H16N2O3 |  | Mass | kg | emission | water | https://ofmpub.epa.gov/sor_internet/registry/substreg/searchandretrieve/substancesearch/search.do?details=displayDetails&selectedSubstanceId=81024 | 1 | Chemicals | 87862e35-b942-3825-8ac0-e54e26af9bc3 | 68a5ef8e-68b8-384c-8097-5c940b8436e8 | 20aadc24-a391-41cf-b340-3e4529f44bde | 93a60a56-a3c8-11da-a746-0800200b9a66
Fenamidone | 161326-34-7 | 161326347 | 161326347 | C17H17N3OS |  | Mass | kg | emission | water | https://ofmpub.epa.gov/sor_internet/registry/substreg/searchandretrieve/substancesearch/search.do?details=displayDetails&selectedSubstanceId=76864 | 1 | Chemicals | 10458223-935b-35ec-8125-afa47a2bd5ad | 68a5ef8e-68b8-384c-8097-5c940b8436e8 | 20aadc24-a391-41cf-b340-3e4529f44bde | 93a60a56-a3c8-11da-a746-0800200b9a66
2,4-Pentadienenitrile | 1615-70-9 | 1615709 | 1615709 | C5H5N |  | Mass | kg | emission | water | https://ofmpub.epa.gov/sor_internet/registry/substreg/searchandretrieve/substancesearch/search.do?details=displayDetails&selectedSubstanceId=95086 | 1 | Chemicals | cf3f3cd8-4e60-31d4-be03-e8ac9d4644d6 | 68a5ef8e-68b8-384c-8097-5c940b8436e8 | 20aadc24-a391-41cf-b340-3e4529f44bde | 93a60a56-a3c8-11da-a746-0800200b9a66
4-Octylaniline | 16245-79-7 | 16245797 | 16245797 | C14H23N |  | Mass | kg | emission | water | https://ofmpub.epa.gov/sor_internet/registry/substreg/searchandretrieve/substancesearch/search.do?details=displayDetails&selectedSubstanceId=95078 | 1 | Chemicals | 40eddda7-8afb-39e1-9d9e-25fa5dd1a084 | 68a5ef8e-68b8-384c-8097-5c940b8436e8 | 20aadc24-a391-41cf-b340-3e4529f44bde | 93a60a56-a3c8-11da-a746-0800200b9a66
Methyl tert-butyl ether | 1634-04-4 | 1634044 | 1634044 | C5H12O |  | Mass | kg | emission | water | https://ofmpub.epa.gov/sor_internet/registry/substreg/searchandretrieve/substancesearch/search.do?details=displayDetails&selectedSubstanceId=41401 | 1 | Chemicals | eaaf3015-1af0-3699-af3a-38911e128925 | 68a5ef8e-68b8-384c-8097-5c940b8436e8 | 20aadc24-a391-41cf-b340-3e4529f44bde | 93a60a56-a3c8-11da-a746-0800200b9a66
Malaoxon | 1634-78-2 | 1634782 | 1634782 | C10H19O7PS |  | Mass | kg | emission | water | https://ofmpub.epa.gov/sor_internet/registry/substreg/searchandretrieve/substancesearch/search.do?details=displayDetails&selectedSubstanceId=81823 | 1 | Chemicals | a185b4ae-4f94-34e1-9e1d-81f72fd03237 | 68a5ef8e-68b8-384c-8097-5c940b8436e8 | 20aadc24-a391-41cf-b340-3e4529f44bde | 93a60a56-a3c8-11da-a746-0800200b9a66
Dimethenamid-P | 163515-14-8 | 163515148 | 163515148 | C12H18ClNO2S |  | Mass | kg | emission | water | https://ofmpub.epa.gov/sor_internet/registry/substreg/searchandretrieve/substancesearch/search.do?details=displayDetails&selectedSubstanceId=76862 | 1 | Chemicals | 928cd16e-4959-30f9-ad49-902aeb35de5a | 68a5ef8e-68b8-384c-8097-5c940b8436e8 | 20aadc24-a391-41cf-b340-3e4529f44bde | 93a60a56-a3c8-11da-a746-0800200b9a66
Di-n-octyl sodium sulfosuccinate | 1639-66-3 | 1639663 | 1639663 | C20H37NaO7S |  | Mass | kg | emission | water | https://ofmpub.epa.gov/sor_internet/registry/substreg/searchandretrieve/substancesearch/search.do?details=displayDetails&selectedSubstanceId=41391 | 1 | Chemicals | 248b4364-2554-3ed9-a09a-a621629bc7b6 | 68a5ef8e-68b8-384c-8097-5c940b8436e8 | 20aadc24-a391-41cf-b340-3e4529f44bde | 93a60a56-a3c8-11da-a746-0800200b9a66
Erythrosine B | 16423-68-0 | 16423680 | 16423680 | C20H6I4Na2O5 |  | Mass | kg | emission | water | https://ofmpub.epa.gov/sor_internet/registry/substreg/searchandretrieve/substancesearch/search.do?details=displayDetails&selectedSubstanceId=60478 | 1 | Chemicals | 1950a494-70d8-3ada-97ce-cc4d09b03a73 | 68a5ef8e-68b8-384c-8097-5c940b8436e8 | 20aadc24-a391-41cf-b340-3e4529f44bde | 93a60a56-a3c8-11da-a746-0800200b9a66
Aldicarb sulfoxide | 1646-87-3 | 1646873 | 1646873 | C7H14N2O3S |  | Mass | kg | emission | water | https://ofmpub.epa.gov/sor_internet/registry/substreg/searchandretrieve/substancesearch/search.do?details=displayDetails&selectedSubstanceId=41381 | 1 | Chemicals | 73545c1f-3346-3e98-9421-d50c3bd0d8a5 | 68a5ef8e-68b8-384c-8097-5c940b8436e8 | 20aadc24-a391-41cf-b340-3e4529f44bde | 93a60a56-a3c8-11da-a746-0800200b9a66
Aldicarb sulfone | 1646-88-4 | 1646884 | 1646884 | C7H14N2O4S |  | Mass | kg | emission | water | https://ofmpub.epa.gov/sor_internet/registry/substreg/searchandretrieve/substancesearch/search.do?details=displayDetails&selectedSubstanceId=93263 | 1 | Chemicals | 9b34163f-1e6d-3616-8b74-bac903f1d72b | 68a5ef8e-68b8-384c-8097-5c940b8436e8 | 20aadc24-a391-41cf-b340-3e4529f44bde | 93a60a56-a3c8-11da-a746-0800200b9a66
1,9-Decadiene | 1647-16-1 | 1647161 | 1647161 | C10H18 |  | Mass | kg | emission | water | https://ofmpub.epa.gov/sor_internet/registry/substreg/searchandretrieve/substancesearch/search.do?details=displayDetails&selectedSubstanceId=41380 | 1 | Chemicals | f6a43ce0-7d81-37ee-b560-df4b39276c90 | 68a5ef8e-68b8-384c-8097-5c940b8436e8 | 20aadc24-a391-41cf-b340-3e4529f44bde | 93a60a56-a3c8-11da-a746-0800200b9a66
(R)-Mecoprop | 16484-77-8 | 16484778 | 16484778 | C10H11ClO3 |  | Mass | kg | emission | water | https://ofmpub.epa.gov/sor_internet/registry/substreg/searchandretrieve/substancesearch/search.do?details=displayDetails&selectedSubstanceId=60453 | 1 | Chemicals | c04e8fa9-9599-33c0-b4b3-8ec615e11205 | 68a5ef8e-68b8-384c-8097-5c940b8436e8 | 20aadc24-a391-41cf-b340-3e4529f44bde | 93a60a56-a3c8-11da-a746-0800200b9a66
Dinotefuran | 165252-70-0 | 165252700 | 165252700 | C7H14N4O3 |  | Mass | kg | emission | water | https://ofmpub.epa.gov/sor_internet/registry/substreg/searchandretrieve/substancesearch/search.do?details=displayDetails&selectedSubstanceId=76860 | 1 | Chemicals | 4c46f3a1-dddf-3487-b3fc-571c31de468c | 68a5ef8e-68b8-384c-8097-5c940b8436e8 | 20aadc24-a391-41cf-b340-3e4529f44bde | 93a60a56-a3c8-11da-a746-0800200b9a66
6-Methyl-1-heptanol | 1653-40-3 | 1653403 | 1653403 | C8H18O |  | Mass | kg | emission | water | https://ofmpub.epa.gov/sor_internet/registry/substreg/searchandretrieve/substancesearch/search.do?details=displayDetails&selectedSubstanceId=77915 | 1 | Chemicals | 4ae38f27-255a-389b-8acc-9c19305a9395 | 68a5ef8e-68b8-384c-8097-5c940b8436e8 | 20aadc24-a391-41cf-b340-3e4529f44bde | 93a60a56-a3c8-11da-a746-0800200b9a66
Gyromitrin | 16568-02-8 | 16568028 | 16568028 | C4H8N2O |  | Mass | kg | emission | water | https://ofmpub.epa.gov/sor_internet/registry/substreg/searchandretrieve/substancesearch/search.do?details=displayDetails&selectedSubstanceId=78237 | 1 | Chemicals | b2229df6-426f-3a1c-aaef-02bdb213dc0a | 68a5ef8e-68b8-384c-8097-5c940b8436e8 | 20aadc24-a391-41cf-b340-3e4529f44bde | 93a60a56-a3c8-11da-a746-0800200b9a66
2-Propenoic acid, 1,1-dimethylethyl ester | 1663-39-4 | 1663394 | 1663394 | C7H12O2 |  | Mass | kg | emission | water | https://ofmpub.epa.gov/sor_internet/registry/substreg/searchandretrieve/substancesearch/search.do?details=displayDetails&selectedSubstanceId=41201 | 1 | Chemicals | f235b1a4-3921-3f0b-9fb7-0aa9f468a217 | 68a5ef8e-68b8-384c-8097-5c940b8436e8 | 20aadc24-a391-41cf-b340-3e4529f44bde | 93a60a56-a3c8-11da-a746-0800200b9a66
Ethephon | 16672-87-0 | 16672870 | 16672870 | C2H6ClO3P |  | Mass | kg | emission | water | https://ofmpub.epa.gov/sor_internet/registry/substreg/searchandretrieve/substancesearch/search.do?details=displayDetails&selectedSubstanceId=60031 | 1 | Chemicals | 36553277-0209-36f9-af7e-739364fecf25 | 68a5ef8e-68b8-384c-8097-5c940b8436e8 | 20aadc24-a391-41cf-b340-3e4529f44bde | 93a60a56-a3c8-11da-a746-0800200b9a66
Methomyl | 16752-77-5 | 16752775 | 16752775 | C5H10N2O2S |  | Mass | kg | emission | water | https://ofmpub.epa.gov/sor_internet/registry/substreg/searchandretrieve/substancesearch/search.do?details=displayDetails&selectedSubstanceId=93071 | 1 | Chemicals | 4c8a8809-4bdc-3a1a-9ddf-78892598c49b | 68a5ef8e-68b8-384c-8097-5c940b8436e8 | 20aadc24-a391-41cf-b340-3e4529f44bde | 93a60a56-a3c8-11da-a746-0800200b9a66
Ethylcyclohexane | 1678-91-7 | 1678917 | 1678917 | C8H16 |  | Mass | kg | emission | water | https://ofmpub.epa.gov/sor_internet/registry/substreg/searchandretrieve/substancesearch/search.do?details=displayDetails&selectedSubstanceId=41183 | 1 | Chemicals | 46ab5f34-e1d2-3bde-ba88-74c0d2b97545 | 68a5ef8e-68b8-384c-8097-5c940b8436e8 | 20aadc24-a391-41cf-b340-3e4529f44bde | 93a60a56-a3c8-11da-a746-0800200b9a66
Spinosad | 168316-95-8 | 168316958 | 168316958 | - |  | Mass | kg | emission | water | https://ofmpub.epa.gov/sor_internet/registry/substreg/searchandretrieve/substancesearch/search.do?details=displayDetails&selectedSubstanceId=80504 | 1 | Chemicals | b3c68351-cf06-3032-907c-e8eae97df50a | 68a5ef8e-68b8-384c-8097-5c940b8436e8 | 20aadc24-a391-41cf-b340-3e4529f44bde | 93a60a56-a3c8-11da-a746-0800200b9a66
9-Hydroxyfluorene | 1689-64-1 | 1689641 | 1689641 | C13H10O |  | Mass | kg | emission | water | https://ofmpub.epa.gov/sor_internet/registry/substreg/searchandretrieve/substancesearch/search.do?details=displayDetails&selectedSubstanceId=41167 | 1 | Chemicals | aa7ef38d-a716-3411-911c-d978c060440b | 68a5ef8e-68b8-384c-8097-5c940b8436e8 | 20aadc24-a391-41cf-b340-3e4529f44bde | 93a60a56-a3c8-11da-a746-0800200b9a66
p-Phenylazophenol | 1689-82-3 | 1689823 | 1689823 | C12H10N2O |  | Mass | kg | emission | water | https://ofmpub.epa.gov/sor_internet/registry/substreg/searchandretrieve/substancesearch/search.do?details=displayDetails&selectedSubstanceId=41165 | 1 | Chemicals | 396b73b0-065c-3ad8-adb3-4421d0187a33 | 68a5ef8e-68b8-384c-8097-5c940b8436e8 | 20aadc24-a391-41cf-b340-3e4529f44bde | 93a60a56-a3c8-11da-a746-0800200b9a66
Ioxynil | 1689-83-4 | 1689834 | 1689834 | C7H3I2NO |  | Mass | kg | emission | water | https://ofmpub.epa.gov/sor_internet/registry/substreg/searchandretrieve/substancesearch/search.do?details=displayDetails&selectedSubstanceId=81822 | 1 | Chemicals | c6f974d6-947e-3900-a0d6-64ef768079cc | 68a5ef8e-68b8-384c-8097-5c940b8436e8 | 20aadc24-a391-41cf-b340-3e4529f44bde | 93a60a56-a3c8-11da-a746-0800200b9a66
Bromoxynil | 1689-84-5 | 1689845 | 1689845 | C7H3Br2NO |  | Mass | kg | emission | water | https://ofmpub.epa.gov/sor_internet/registry/substreg/searchandretrieve/substancesearch/search.do?details=displayDetails&selectedSubstanceId=41164 | 1 | Chemicals | 83048278-a671-3e66-af77-4f91e7aef7b9 | 68a5ef8e-68b8-384c-8097-5c940b8436e8 | 20aadc24-a391-41cf-b340-3e4529f44bde | 93a60a56-a3c8-11da-a746-0800200b9a66
Bromoxynil octanoate | 1689-99-2 | 1689992 | 1689992 | C15H17Br2NO2 |  | Mass | kg | emission | water | https://ofmpub.epa.gov/sor_internet/registry/substreg/searchandretrieve/substancesearch/search.do?details=displayDetails&selectedSubstanceId=41163 | 1 | Chemicals | 3e1f8443-93d2-371f-83d3-bf4c3c503013 | 68a5ef8e-68b8-384c-8097-5c940b8436e8 | 20aadc24-a391-41cf-b340-3e4529f44bde | 93a60a56-a3c8-11da-a746-0800200b9a66
C.I. Acid Violet 49 | 1694-09-3 | 1694093 | 1694093 | C39H40N3NaO6S2 |  | Mass | kg | emission | water | https://ofmpub.epa.gov/sor_internet/registry/substreg/searchandretrieve/substancesearch/search.do?details=displayDetails&selectedSubstanceId=41161 | 1 | Chemicals | d1e01acd-b5d7-3d2c-b0ce-a37b703cd8a5 | 68a5ef8e-68b8-384c-8097-5c940b8436e8 | 20aadc24-a391-41cf-b340-3e4529f44bde | 93a60a56-a3c8-11da-a746-0800200b9a66
Spectinomycin | 1695-77-8 | 1695778 | 1695778 | C14H24N2O7 |  | Mass | kg | emission | water | https://ofmpub.epa.gov/sor_internet/registry/substreg/searchandretrieve/substancesearch/search.do?details=displayDetails&selectedSubstanceId=94853 | 1 | Chemicals | aa52e7df-3189-3546-94c1-e00155a3d975 | 68a5ef8e-68b8-384c-8097-5c940b8436e8 | 20aadc24-a391-41cf-b340-3e4529f44bde | 93a60a56-a3c8-11da-a746-0800200b9a66
Pyrazon | 1698-60-8 | 1698608 | 1698608 | C10H8ClN3O |  | Mass | kg | emission | water | https://ofmpub.epa.gov/sor_internet/registry/substreg/searchandretrieve/substancesearch/search.do?details=displayDetails&selectedSubstanceId=93052 | 1 | Chemicals | 0c73c356-9e52-3e4a-97ca-e21cb483dda4 | 68a5ef8e-68b8-384c-8097-5c940b8436e8 | 20aadc24-a391-41cf-b340-3e4529f44bde | 93a60a56-a3c8-11da-a746-0800200b9a66
Clopyralid | 1702-17-6 | 1702176 | 1702176 | C6H3Cl2NO2 |  | Mass | kg | emission | water | https://ofmpub.epa.gov/sor_internet/registry/substreg/searchandretrieve/substancesearch/search.do?details=displayDetails&selectedSubstanceId=93048 | 1 | Chemicals | 7486c2ae-4296-3a65-8ef6-b625824b44a8 | 68a5ef8e-68b8-384c-8097-5c940b8436e8 | 20aadc24-a391-41cf-b340-3e4529f44bde | 93a60a56-a3c8-11da-a746-0800200b9a66
3-Amino-4-ethoxyacetanilide | 17026-81-2 | 17026812 | 17026812 | C10H14N2O2 |  | Mass | kg | emission | water | https://ofmpub.epa.gov/sor_internet/registry/substreg/searchandretrieve/substancesearch/search.do?details=displayDetails&selectedSubstanceId=36291 | 1 | Chemicals | cf944717-7d65-36a5-9b9d-77e39f428041 | 68a5ef8e-68b8-384c-8097-5c940b8436e8 | 20aadc24-a391-41cf-b340-3e4529f44bde | 93a60a56-a3c8-11da-a746-0800200b9a66
C.I. Reactive Black 5 | 17095-24-8 | 17095248 | 17095248 | C26H21N5Na4O19S6 |  | Mass | kg | emission | water | https://ofmpub.epa.gov/sor_internet/registry/substreg/searchandretrieve/substancesearch/search.do?details=displayDetails&selectedSubstanceId=36272 | 1 | Chemicals | 5363564f-6f32-3b9b-b530-256f40762304 | 68a5ef8e-68b8-384c-8097-5c940b8436e8 | 20aadc24-a391-41cf-b340-3e4529f44bde | 93a60a56-a3c8-11da-a746-0800200b9a66
Edifenphos | 17109-49-8 | 17109498 | 17109498 | C14H15O2PS2 |  | Mass | kg | emission | water | https://ofmpub.epa.gov/sor_internet/registry/substreg/searchandretrieve/substancesearch/search.do?details=displayDetails&selectedSubstanceId=92884 | 1 | Chemicals | 7452e71d-7d1f-354b-ae91-f535cc3ffa85 | 68a5ef8e-68b8-384c-8097-5c940b8436e8 | 20aadc24-a391-41cf-b340-3e4529f44bde | 93a60a56-a3c8-11da-a746-0800200b9a66
HCFC-141b | 1717-00-6 | 1717006 | 1717006 | C2H3Cl2F |  | Mass | kg | emission | water | https://ofmpub.epa.gov/sor_internet/registry/substreg/searchandretrieve/substancesearch/search.do?details=displayDetails&selectedSubstanceId=40976 | 1 | Chemicals | df2707fb-1527-3470-8af0-8c13986e4c89 | 68a5ef8e-68b8-384c-8097-5c940b8436e8 | 20aadc24-a391-41cf-b340-3e4529f44bde | 93a60a56-a3c8-11da-a746-0800200b9a66
Cyclododecanol | 1724-39-6 | 1724396 | 1724396 | C12H24O |  | Mass | kg | emission | water | https://ofmpub.epa.gov/sor_internet/registry/substreg/searchandretrieve/substancesearch/search.do?details=displayDetails&selectedSubstanceId=40968 | 1 | Chemicals | 023bc9f6-60f1-3e73-a84e-267f414ff3e4 | 68a5ef8e-68b8-384c-8097-5c940b8436e8 | 20aadc24-a391-41cf-b340-3e4529f44bde | 93a60a56-a3c8-11da-a746-0800200b9a66
Indoxacarb | 173584-44-6 | 173584446 | 173584446 | C22H17ClF3N3O7 |  | Mass | kg | emission | water | https://ofmpub.epa.gov/sor_internet/registry/substreg/searchandretrieve/substancesearch/search.do?details=displayDetails&selectedSubstanceId=80652 | 1 | Chemicals | ecacd037-cf7e-3de1-bf27-421f8485fee6 | 68a5ef8e-68b8-384c-8097-5c940b8436e8 | 20aadc24-a391-41cf-b340-3e4529f44bde | 93a60a56-a3c8-11da-a746-0800200b9a66
Eosin Yellowish | 17372-87-1 | 17372871 | 17372871 | C20H6Br4Na2O5 |  | Mass | kg | emission | water | https://ofmpub.epa.gov/sor_internet/registry/substreg/searchandretrieve/substancesearch/search.do?details=displayDetails&selectedSubstanceId=36202 | 1 | Chemicals | acfb0a57-1edb-3e63-968d-b92b6dca2693 | 68a5ef8e-68b8-384c-8097-5c940b8436e8 | 20aadc24-a391-41cf-b340-3e4529f44bde | 93a60a56-a3c8-11da-a746-0800200b9a66
Dimethylaminopropionitrile | 1738-25-6 | 1738256 | 1738256 | C5H10N2 |  | Mass | kg | emission | water | https://ofmpub.epa.gov/sor_internet/registry/substreg/searchandretrieve/substancesearch/search.do?details=displayDetails&selectedSubstanceId=92851 | 1 | Chemicals | 18be5f4e-f194-324b-b39c-451c49c2ded5 | 68a5ef8e-68b8-384c-8097-5c940b8436e8 | 20aadc24-a391-41cf-b340-3e4529f44bde | 93a60a56-a3c8-11da-a746-0800200b9a66
Arsenic(V) | 17428-41-0 | 17428410 | 17428410 | As |  | Mass | kg | emission | water | https://ofmpub.epa.gov/sor_internet/registry/substreg/searchandretrieve/substancesearch/search.do?details=displayDetails&selectedSubstanceId=79081 | 1 | Chemicals | 4a7904eb-f35c-37a8-bf43-ba2b40cad9ac | 68a5ef8e-68b8-384c-8097-5c940b8436e8 | 20aadc24-a391-41cf-b340-3e4529f44bde | 93a60a56-a3c8-11da-a746-0800200b9a66
Phenol, 2-(2-propenyl)- | 1745-81-9 | 1745819 | 1745819 | C9H10O |  | Mass | kg | emission | water | https://ofmpub.epa.gov/sor_internet/registry/substreg/searchandretrieve/substancesearch/search.do?details=displayDetails&selectedSubstanceId=92700 | 1 | Chemicals | f93a840d-6787-3010-a20c-1f91452cdd70 | 68a5ef8e-68b8-384c-8097-5c940b8436e8 | 20aadc24-a391-41cf-b340-3e4529f44bde | 93a60a56-a3c8-11da-a746-0800200b9a66
2,3,7,8-Tetrachlorodibenzo-p-dioxin | 1746-01-6 | 1746016 | 1746016 | C12H4Cl4O2 |  | Mass | kg | emission | water | https://ofmpub.epa.gov/sor_internet/registry/substreg/searchandretrieve/substancesearch/search.do?details=displayDetails&selectedSubstanceId=40776 | 1 | Chemicals | 01e0bdef-c4c1-3c89-8df6-ecbe71c0d299 | 68a5ef8e-68b8-384c-8097-5c940b8436e8 | 20aadc24-a391-41cf-b340-3e4529f44bde | 93a60a56-a3c8-11da-a746-0800200b9a66
Monolinuron | 1746-81-2 | 1746812 | 1746812 | C9H11ClN2O2 |  | Mass | kg | emission | water | https://ofmpub.epa.gov/sor_internet/registry/substreg/searchandretrieve/substancesearch/search.do?details=displayDetails&selectedSubstanceId=92694 | 1 | Chemicals | 5cb42a02-6172-3ac8-b534-e736960afa36 | 68a5ef8e-68b8-384c-8097-5c940b8436e8 | 20aadc24-a391-41cf-b340-3e4529f44bde | 93a60a56-a3c8-11da-a746-0800200b9a66
Pyraclostrobin | 175013-18-0 | 175013180 | 175013180 | C19H18ClN3O4 |  | Mass | kg | emission | water | https://ofmpub.epa.gov/sor_internet/registry/substreg/searchandretrieve/substancesearch/search.do?details=displayDetails&selectedSubstanceId=76857 | 1 | Chemicals | 93f983cf-4495-3ca2-84c3-95b70ed17395 | 68a5ef8e-68b8-384c-8097-5c940b8436e8 | 20aadc24-a391-41cf-b340-3e4529f44bde | 93a60a56-a3c8-11da-a746-0800200b9a66
3-Amino-5,6-dimethyl-1,2,4-triazine | 17584-12-2 | 17584122 | 17584122 | C5H8N4 |  | Mass | kg | emission | water | https://ofmpub.epa.gov/sor_internet/registry/substreg/searchandretrieve/substancesearch/search.do?details=displayDetails&selectedSubstanceId=94799 | 1 | Chemicals | 0220087e-664d-3a80-8c09-3d38c8a2c4bf | 68a5ef8e-68b8-384c-8097-5c940b8436e8 | 20aadc24-a391-41cf-b340-3e4529f44bde | 93a60a56-a3c8-11da-a746-0800200b9a66
Methanesulfinic acid, aminoimino- | 1758-73-2 | 1758732 | 1758732 | CH4N2O2S |  | Mass | kg | emission | water | https://ofmpub.epa.gov/sor_internet/registry/substreg/searchandretrieve/substancesearch/search.do?details=displayDetails&selectedSubstanceId=40766 | 1 | Chemicals | 6087b265-3bfe-348e-bf34-086a78921564 | 68a5ef8e-68b8-384c-8097-5c940b8436e8 | 20aadc24-a391-41cf-b340-3e4529f44bde | 93a60a56-a3c8-11da-a746-0800200b9a66
Benzaldehyde, 5-bromo-2-hydroxy- | 1761-61-1 | 1761611 | 1761611 | C7H5BrO2 |  | Mass | kg | emission | water | https://ofmpub.epa.gov/sor_internet/registry/substreg/searchandretrieve/substancesearch/search.do?details=displayDetails&selectedSubstanceId=40761 | 1 | Chemicals | 6fc7830e-0cb4-3063-908c-e34e1f535f02 | 68a5ef8e-68b8-384c-8097-5c940b8436e8 | 20aadc24-a391-41cf-b340-3e4529f44bde | 93a60a56-a3c8-11da-a746-0800200b9a66
3'-Nitro-p-acetophenetide | 1777-84-0 | 1777840 | 1777840 | C10H12N2O4 |  | Mass | kg | emission | water | https://ofmpub.epa.gov/sor_internet/registry/substreg/searchandretrieve/substancesearch/search.do?details=displayDetails&selectedSubstanceId=40748 | 1 | Chemicals | 7d252902-338d-3fae-ab7a-8464107280a9 | 68a5ef8e-68b8-384c-8097-5c940b8436e8 | 20aadc24-a391-41cf-b340-3e4529f44bde | 93a60a56-a3c8-11da-a746-0800200b9a66
N-(Cyclohexylthio)phthalimide | 17796-82-6 | 17796826 | 17796826 | C14H15NO2S |  | Mass | kg | emission | water | https://ofmpub.epa.gov/sor_internet/registry/substreg/searchandretrieve/substancesearch/search.do?details=displayDetails&selectedSubstanceId=36088 | 1 | Chemicals | 4f501967-767c-3cbd-87f3-4cf2952637f1 | 68a5ef8e-68b8-384c-8097-5c940b8436e8 | 20aadc24-a391-41cf-b340-3e4529f44bde | 93a60a56-a3c8-11da-a746-0800200b9a66
Benomyl | 17804-35-2 | 17804352 | 17804352 | C14H18N4O3 |  | Mass | kg | emission | water | https://ofmpub.epa.gov/sor_internet/registry/substreg/searchandretrieve/substancesearch/search.do?details=displayDetails&selectedSubstanceId=36086 | 1 | Chemicals | 870db8fc-bb1d-3766-9c83-2e4906b0cd61 | 68a5ef8e-68b8-384c-8097-5c940b8436e8 | 20aadc24-a391-41cf-b340-3e4529f44bde | 93a60a56-a3c8-11da-a746-0800200b9a66
2-Chlorobenzenemethanol | 17849-38-6 | 17849386 | 17849386 | C7H7ClO |  | Mass | kg | emission | water | https://ofmpub.epa.gov/sor_internet/registry/substreg/searchandretrieve/substancesearch/search.do?details=displayDetails&selectedSubstanceId=94600 | 1 | Chemicals | 45d3a6dd-b732-3250-862b-e2ff08868f8a | 68a5ef8e-68b8-384c-8097-5c940b8436e8 | 20aadc24-a391-41cf-b340-3e4529f44bde | 93a60a56-a3c8-11da-a746-0800200b9a66
C.I. Mordant Black 11, monosodium salt | 1787-61-7 | 1787617 | 1787617 | C20H12N3NaO7S |  | Mass | kg | emission | water | https://ofmpub.epa.gov/sor_internet/registry/substreg/searchandretrieve/substancesearch/search.do?details=displayDetails&selectedSubstanceId=92498 | 1 | Chemicals | 984b0cfc-7ee9-3d0a-803e-bddfa998a336 | 68a5ef8e-68b8-384c-8097-5c940b8436e8 | 20aadc24-a391-41cf-b340-3e4529f44bde | 93a60a56-a3c8-11da-a746-0800200b9a66
Zearalenone | 17924-92-4 | 17924924 | 17924924 | C18H22O5 |  | Mass | kg | emission | water | https://ofmpub.epa.gov/sor_internet/registry/substreg/searchandretrieve/substancesearch/search.do?details=displayDetails&selectedSubstanceId=36058 | 1 | Chemicals | 44580dc1-5995-3a94-bbbd-ac0ffc59a9df | 68a5ef8e-68b8-384c-8097-5c940b8436e8 | 20aadc24-a391-41cf-b340-3e4529f44bde | 93a60a56-a3c8-11da-a746-0800200b9a66
Propoxycarbazone-sodium | 181274-15-7 | 181274157 | 181274157 | C15H17N4NaO7S |  | Mass | kg | emission | water | https://ofmpub.epa.gov/sor_internet/registry/substreg/searchandretrieve/substancesearch/search.do?details=displayDetails&selectedSubstanceId=76853 | 1 | Chemicals | a88b8652-1f22-3c42-8327-914f284b82a7 | 68a5ef8e-68b8-384c-8097-5c940b8436e8 | 20aadc24-a391-41cf-b340-3e4529f44bde | 93a60a56-a3c8-11da-a746-0800200b9a66
Flucarbazon-sodium | 181274-17-9 | 181274179 | 181274179 | C12H10F3N4NaO6S |  | Mass | kg | emission | water | https://ofmpub.epa.gov/sor_internet/registry/substreg/searchandretrieve/substancesearch/search.do?details=displayDetails&selectedSubstanceId=76852 | 1 | Chemicals | be8996e3-e56c-3295-bf40-33d8f0512951 | 68a5ef8e-68b8-384c-8097-5c940b8436e8 | 20aadc24-a391-41cf-b340-3e4529f44bde | 93a60a56-a3c8-11da-a746-0800200b9a66
Jodfenphos | 18181-70-9 | 18181709 | 18181709 | C8H8Cl2IO3PS |  | Mass | kg | emission | water | https://ofmpub.epa.gov/sor_internet/registry/substreg/searchandretrieve/substancesearch/search.do?details=displayDetails&selectedSubstanceId=92304 | 1 | Chemicals | a9a8af67-9017-3de5-bee7-81ccf92f6c68 | 68a5ef8e-68b8-384c-8097-5c940b8436e8 | 20aadc24-a391-41cf-b340-3e4529f44bde | 93a60a56-a3c8-11da-a746-0800200b9a66
Bromopropylate | 18181-80-1 | 18181801 | 18181801 | C17H16Br2O3 |  | Mass | kg | emission | water | https://ofmpub.epa.gov/sor_internet/registry/substreg/searchandretrieve/substancesearch/search.do?details=displayDetails&selectedSubstanceId=83347 | 1 | Chemicals | 19bf0784-5f8f-3ed3-bf28-05c750faa916 | 68a5ef8e-68b8-384c-8097-5c940b8436e8 | 20aadc24-a391-41cf-b340-3e4529f44bde | 93a60a56-a3c8-11da-a746-0800200b9a66
5-Chlorouracil | 1820-81-1 | 1820811 | 1820811 | C4H3ClN2O2 |  | Mass | kg | emission | water | https://ofmpub.epa.gov/sor_internet/registry/substreg/searchandretrieve/substancesearch/search.do?details=displayDetails&selectedSubstanceId=94588 | 1 | Chemicals | 0b7df96a-36d1-3266-a8b9-546c110a8a76 | 68a5ef8e-68b8-384c-8097-5c940b8436e8 | 20aadc24-a391-41cf-b340-3e4529f44bde | 93a60a56-a3c8-11da-a746-0800200b9a66
4-Phenylbutyric acid | 1821-12-1 | 1821121 | 1821121 | C10H12O2 |  | Mass | kg | emission | water | https://ofmpub.epa.gov/sor_internet/registry/substreg/searchandretrieve/substancesearch/search.do?details=displayDetails&selectedSubstanceId=40549 | 1 | Chemicals | efde23a3-33c7-3516-a4eb-7e6d9dd1767f | 68a5ef8e-68b8-384c-8097-5c940b8436e8 | 20aadc24-a391-41cf-b340-3e4529f44bde | 93a60a56-a3c8-11da-a746-0800200b9a66
Pentachloroanisole | 1825-21-4 | 1825214 | 1825214 | C7H3Cl5O |  | Mass | kg | emission | water | https://ofmpub.epa.gov/sor_internet/registry/substreg/searchandretrieve/substancesearch/search.do?details=displayDetails&selectedSubstanceId=81675 | 1 | Chemicals | 740242a4-d071-3a78-9660-695db739a3c2 | 68a5ef8e-68b8-384c-8097-5c940b8436e8 | 20aadc24-a391-41cf-b340-3e4529f44bde | 93a60a56-a3c8-11da-a746-0800200b9a66
Tetrafluoroterephthalonitrile | 1835-49-0 | 1835490 | 1835490 | C8F4N2 |  | Mass | kg | emission | water | https://ofmpub.epa.gov/sor_internet/registry/substreg/searchandretrieve/substancesearch/search.do?details=displayDetails&selectedSubstanceId=94577 | 1 | Chemicals | 713fcbbb-b633-370f-9baf-c99b8d68a2cf | 68a5ef8e-68b8-384c-8097-5c940b8436e8 | 20aadc24-a391-41cf-b340-3e4529f44bde | 93a60a56-a3c8-11da-a746-0800200b9a66
Nitrofen | 1836-75-5 | 1836755 | 1836755 | C12H7Cl2NO3 |  | Mass | kg | emission | water | https://ofmpub.epa.gov/sor_internet/registry/substreg/searchandretrieve/substancesearch/search.do?details=displayDetails&selectedSubstanceId=40525 | 1 | Chemicals | 1e683182-f6dd-3fe0-aa6a-a759258dc316 | 68a5ef8e-68b8-384c-8097-5c940b8436e8 | 20aadc24-a391-41cf-b340-3e4529f44bde | 93a60a56-a3c8-11da-a746-0800200b9a66
Chlornitrofen | 1836-77-7 | 1836777 | 1836777 | C12H6Cl3NO3 |  | Mass | kg | emission | water | https://ofmpub.epa.gov/sor_internet/registry/substreg/searchandretrieve/substancesearch/search.do?details=displayDetails&selectedSubstanceId=92141 | 1 | Chemicals | bb0aa40d-2f4f-30d9-8835-cb49504e410c | 68a5ef8e-68b8-384c-8097-5c940b8436e8 | 20aadc24-a391-41cf-b340-3e4529f44bde | 93a60a56-a3c8-11da-a746-0800200b9a66
2-Hydroxy-4-octyloxybenzophenone | 1843-05-6 | 1843056 | 1843056 | C21H26O3 |  | Mass | kg | emission | water | https://ofmpub.epa.gov/sor_internet/registry/substreg/searchandretrieve/substancesearch/search.do?details=displayDetails&selectedSubstanceId=40359 | 1 | Chemicals | 21486795-8052-3c76-ba4d-89ac8e143520 | 68a5ef8e-68b8-384c-8097-5c940b8436e8 | 20aadc24-a391-41cf-b340-3e4529f44bde | 93a60a56-a3c8-11da-a746-0800200b9a66
.alpha.-L-xylo-2-Hexulofuranosonic acid, 2,3:4,6-bis-O-(1-methylethylidene)- | 18467-77-1 | 18467771 | 18467771 | C12H18O7 |  | Mass | kg | emission | water | https://ofmpub.epa.gov/sor_internet/registry/substreg/searchandretrieve/substancesearch/search.do?details=displayDetails&selectedSubstanceId=92126 | 1 | Chemicals | 3ef4032e-fe73-36c8-bb64-91f02919df20 | 68a5ef8e-68b8-384c-8097-5c940b8436e8 | 20aadc24-a391-41cf-b340-3e4529f44bde | 93a60a56-a3c8-11da-a746-0800200b9a66
1-Octen-3-ol, 3,7-dimethyl- | 18479-49-7 | 18479497 | 18479497 | C10H20O |  | Mass | kg | emission | water | https://ofmpub.epa.gov/sor_internet/registry/substreg/searchandretrieve/substancesearch/search.do?details=displayDetails&selectedSubstanceId=92123 | 1 | Chemicals | 4858a817-cabb-3c28-a6a0-ff82c4c65056 | 68a5ef8e-68b8-384c-8097-5c940b8436e8 | 20aadc24-a391-41cf-b340-3e4529f44bde | 93a60a56-a3c8-11da-a746-0800200b9a66
Norea | 18530-56-8 | 18530568 | 18530568 | C13H22N2O |  | Mass | kg | emission | water | https://ofmpub.epa.gov/sor_internet/registry/substreg/searchandretrieve/substancesearch/search.do?details=displayDetails&selectedSubstanceId=83854 | 1 | Chemicals | 2521f730-63ad-3996-bf28-2309741cfdd5 | 68a5ef8e-68b8-384c-8097-5c940b8436e8 | 20aadc24-a391-41cf-b340-3e4529f44bde | 93a60a56-a3c8-11da-a746-0800200b9a66
Chromium(VI) | 18540-29-9 | 18540299 | 18540299 | Cr |  | Mass | kg | emission | water | https://ofmpub.epa.gov/sor_internet/registry/substreg/searchandretrieve/substancesearch/search.do?details=displayDetails&selectedSubstanceId=62530 | 1 | Chemicals | e8c5a8b1-6821-32f0-a30c-699e6d76c5db | 68a5ef8e-68b8-384c-8097-5c940b8436e8 | 20aadc24-a391-41cf-b340-3e4529f44bde | 93a60a56-a3c8-11da-a746-0800200b9a66
Dimethyloldihydroxyethyleneurea | 1854-26-8 | 1854268 | 1854268 | C5H10N2O5 |  | Mass | kg | emission | water | https://ofmpub.epa.gov/sor_internet/registry/substreg/searchandretrieve/substancesearch/search.do?details=displayDetails&selectedSubstanceId=40351 | 1 | Chemicals | 301057be-8f7b-3bbd-862d-e683bb4dc43e | 68a5ef8e-68b8-384c-8097-5c940b8436e8 | 20aadc24-a391-41cf-b340-3e4529f44bde | 93a60a56-a3c8-11da-a746-0800200b9a66
Chlorthal-dimethyl | 1861-32-1 | 1861321 | 1861321 | C10H6Cl4O4 |  | Mass | kg | emission | water | https://ofmpub.epa.gov/sor_internet/registry/substreg/searchandretrieve/substancesearch/search.do?details=displayDetails&selectedSubstanceId=40347 | 1 | Chemicals | b95d42bf-6a37-3835-a716-7274bf12126b | 68a5ef8e-68b8-384c-8097-5c940b8436e8 | 20aadc24-a391-41cf-b340-3e4529f44bde | 93a60a56-a3c8-11da-a746-0800200b9a66
Benfluralin | 1861-40-1 | 1861401 | 1861401 | C13H16F3N3O4 |  | Mass | kg | emission | water | https://ofmpub.epa.gov/sor_internet/registry/substreg/searchandretrieve/substancesearch/search.do?details=displayDetails&selectedSubstanceId=92106 | 1 | Chemicals | bda5d61d-887a-3adb-b013-6a4453ecf1fd | 68a5ef8e-68b8-384c-8097-5c940b8436e8 | 20aadc24-a391-41cf-b340-3e4529f44bde | 93a60a56-a3c8-11da-a746-0800200b9a66
Nitrilotriacetic acid trisodium salt, monohydrate | 18662-53-8 | 18662538 | 18662538 | C6H8NNa3O7 |  | Mass | kg | emission | water | https://ofmpub.epa.gov/sor_internet/registry/substreg/searchandretrieve/substancesearch/search.do?details=displayDetails&selectedSubstanceId=77814 | 1 | Chemicals | 2cccb415-6f3e-3790-ae1c-ab8a48bd2ce5 | 68a5ef8e-68b8-384c-8097-5c940b8436e8 | 20aadc24-a391-41cf-b340-3e4529f44bde | 93a60a56-a3c8-11da-a746-0800200b9a66
Methabenzthiazuron | 18691-97-9 | 18691979 | 18691979 | C10H11N3OS |  | Mass | kg | emission | water | https://ofmpub.epa.gov/sor_internet/registry/substreg/searchandretrieve/substancesearch/search.do?details=displayDetails&selectedSubstanceId=77305 | 1 | Chemicals | 38c91771-3760-390e-acad-cc5381ca0889 | 68a5ef8e-68b8-384c-8097-5c940b8436e8 | 20aadc24-a391-41cf-b340-3e4529f44bde | 93a60a56-a3c8-11da-a746-0800200b9a66
Boscalid | 188425-85-6 | 188425856 | 188425856 | C18H12Cl2N2O |  | Mass | kg | emission | water | https://ofmpub.epa.gov/sor_internet/registry/substreg/searchandretrieve/substancesearch/search.do?details=displayDetails&selectedSubstanceId=76849 | 1 | Chemicals | 243965da-26ac-35a2-9192-bd8e8d55717a | 68a5ef8e-68b8-384c-8097-5c940b8436e8 | 20aadc24-a391-41cf-b340-3e4529f44bde | 93a60a56-a3c8-11da-a746-0800200b9a66
Isoxathion | 18854-01-8 | 18854018 | 18854018 | C13H16NO4PS |  | Mass | kg | emission | water | https://ofmpub.epa.gov/sor_internet/registry/substreg/searchandretrieve/substancesearch/search.do?details=displayDetails&selectedSubstanceId=91938 | 1 | Chemicals | 27e58f71-0941-3d48-a189-db1e238e7824 | 68a5ef8e-68b8-384c-8097-5c940b8436e8 | 20aadc24-a391-41cf-b340-3e4529f44bde | 93a60a56-a3c8-11da-a746-0800200b9a66
Benzenesulfonic acid, dodecyl ester | 1886-81-3 | 1886813 | 1886813 | C18H30O3S |  | Mass | kg | emission | water | https://ofmpub.epa.gov/sor_internet/registry/substreg/searchandretrieve/substancesearch/search.do?details=displayDetails&selectedSubstanceId=40327 | 1 | Chemicals | 63500ee0-de1d-37cc-80d0-783e0f87e84d | 68a5ef8e-68b8-384c-8097-5c940b8436e8 | 20aadc24-a391-41cf-b340-3e4529f44bde | 93a60a56-a3c8-11da-a746-0800200b9a66
Chlorothalonil | 1897-45-6 | 1897456 | 1897456 | C8Cl4N2 |  | Mass | kg | emission | water | https://ofmpub.epa.gov/sor_internet/registry/substreg/searchandretrieve/substancesearch/search.do?details=displayDetails&selectedSubstanceId=40313 | 1 | Chemicals | b6ec872c-fc04-387d-b8ad-e6e0a318e399 | 68a5ef8e-68b8-384c-8097-5c940b8436e8 | 20aadc24-a391-41cf-b340-3e4529f44bde | 93a60a56-a3c8-11da-a746-0800200b9a66
Oryzalin | 19044-88-3 | 19044883 | 19044883 | C12H18N4O6S |  | Mass | kg | emission | water | https://ofmpub.epa.gov/sor_internet/registry/substreg/searchandretrieve/substancesearch/search.do?details=displayDetails&selectedSubstanceId=91924 | 1 | Chemicals | 224e14a5-b07d-35f5-9860-9a491b33e940 | 68a5ef8e-68b8-384c-8097-5c940b8436e8 | 20aadc24-a391-41cf-b340-3e4529f44bde | 93a60a56-a3c8-11da-a746-0800200b9a66
Paraquat dichloride | 1910-42-5 | 1910425 | 1910425 | C12H14Cl2N2 |  | Mass | kg | emission | water | https://ofmpub.epa.gov/sor_internet/registry/substreg/searchandretrieve/substancesearch/search.do?details=displayDetails&selectedSubstanceId=40147 | 1 | Chemicals | 9d4c2a41-c5ca-3a42-89b8-b13bd3bc9389 | 68a5ef8e-68b8-384c-8097-5c940b8436e8 | 20aadc24-a391-41cf-b340-3e4529f44bde | 93a60a56-a3c8-11da-a746-0800200b9a66
Atrazine | 1912-24-9 | 1912249 | 1912249 | C8H14ClN5 |  | Mass | kg | emission | water | https://ofmpub.epa.gov/sor_internet/registry/substreg/searchandretrieve/substancesearch/search.do?details=displayDetails&selectedSubstanceId=91913 | 1 | Chemicals | b5c264b9-9d76-360d-8bf6-757df63c979f | 68a5ef8e-68b8-384c-8097-5c940b8436e8 | 20aadc24-a391-41cf-b340-3e4529f44bde | 93a60a56-a3c8-11da-a746-0800200b9a66
Trietazine | 1912-26-1 | 1912261 | 1912261 | C9H16ClN5 |  | Mass | kg | emission | water | https://ofmpub.epa.gov/sor_internet/registry/substreg/searchandretrieve/substancesearch/search.do?details=displayDetails&selectedSubstanceId=40146 | 1 | Chemicals | 21fcf4e4-1305-3b23-a94a-1ca880cfab84 | 68a5ef8e-68b8-384c-8097-5c940b8436e8 | 20aadc24-a391-41cf-b340-3e4529f44bde | 93a60a56-a3c8-11da-a746-0800200b9a66
Dicamba | 1918-00-9 | 1918009 | 1918009 | C8H6Cl2O3 |  | Mass | kg | emission | water | https://ofmpub.epa.gov/sor_internet/registry/substreg/searchandretrieve/substancesearch/search.do?details=displayDetails&selectedSubstanceId=40140 | 1 | Chemicals | 585562f2-2e97-360c-add3-057b9b213ccf | 68a5ef8e-68b8-384c-8097-5c940b8436e8 | 20aadc24-a391-41cf-b340-3e4529f44bde | 93a60a56-a3c8-11da-a746-0800200b9a66
Chlorthiamid | 1918-13-4 | 1918134 | 1918134 | C7H5Cl2NS |  | Mass | kg | emission | water | https://ofmpub.epa.gov/sor_internet/registry/substreg/searchandretrieve/substancesearch/search.do?details=displayDetails&selectedSubstanceId=78255 | 1 | Chemicals | 59525020-abda-392b-b435-3d3637cc2e8b | 68a5ef8e-68b8-384c-8097-5c940b8436e8 | 20aadc24-a391-41cf-b340-3e4529f44bde | 93a60a56-a3c8-11da-a746-0800200b9a66
Propachlor | 1918-16-7 | 1918167 | 1918167 | C11H14ClNO |  | Mass | kg | emission | water | https://ofmpub.epa.gov/sor_internet/registry/substreg/searchandretrieve/substancesearch/search.do?details=displayDetails&selectedSubstanceId=40139 | 1 | Chemicals | 650ff320-d823-3216-8fea-a6bbe9018a83 | 68a5ef8e-68b8-384c-8097-5c940b8436e8 | 20aadc24-a391-41cf-b340-3e4529f44bde | 93a60a56-a3c8-11da-a746-0800200b9a66
Swep | 1918-18-9 | 1918189 | 1918189 | C8H7Cl2NO2 |  | Mass | kg | emission | water | https://ofmpub.epa.gov/sor_internet/registry/substreg/searchandretrieve/substancesearch/search.do?details=displayDetails&selectedSubstanceId=83866 | 1 | Chemicals | db6b7ac0-8460-355a-a651-27f651e8edb7 | 68a5ef8e-68b8-384c-8097-5c940b8436e8 | 20aadc24-a391-41cf-b340-3e4529f44bde | 93a60a56-a3c8-11da-a746-0800200b9a66
2,4-D 2-ethylhexyl ester | 1928-43-4 | 1928434 | 1928434 | C16H22Cl2O3 |  | Mass | kg | emission | water | https://ofmpub.epa.gov/sor_internet/registry/substreg/searchandretrieve/substancesearch/search.do?details=displayDetails&selectedSubstanceId=91753 | 1 | Chemicals | f322cb56-6c02-39bf-bbca-d949c6951368 | 68a5ef8e-68b8-384c-8097-5c940b8436e8 | 20aadc24-a391-41cf-b340-3e4529f44bde | 93a60a56-a3c8-11da-a746-0800200b9a66
2,4-D 3-butoxypropyl ester | 1928-45-6 | 1928456 | 1928456 | C15H20Cl2O4 |  | Mass | kg | emission | water | https://ofmpub.epa.gov/sor_internet/registry/substreg/searchandretrieve/substancesearch/search.do?details=displayDetails&selectedSubstanceId=40129 | 1 | Chemicals | 27dec7a1-ee10-3a21-9da4-3146c3445bba | 68a5ef8e-68b8-384c-8097-5c940b8436e8 | 20aadc24-a391-41cf-b340-3e4529f44bde | 93a60a56-a3c8-11da-a746-0800200b9a66
2,4-D 2-butoxyethyl ester | 1929-73-3 | 1929733 | 1929733 | C14H18Cl2O4 |  | Mass | kg | emission | water | https://ofmpub.epa.gov/sor_internet/registry/substreg/searchandretrieve/substancesearch/search.do?details=displayDetails&selectedSubstanceId=40126 | 1 | Chemicals | 1b5e959c-0ebf-3ff6-b2a9-e429fc58867f | 68a5ef8e-68b8-384c-8097-5c940b8436e8 | 20aadc24-a391-41cf-b340-3e4529f44bde | 93a60a56-a3c8-11da-a746-0800200b9a66
Vernolate | 1929-77-7 | 1929777 | 1929777 | C10H21NOS |  | Mass | kg | emission | water | https://ofmpub.epa.gov/sor_internet/registry/substreg/searchandretrieve/substancesearch/search.do?details=displayDetails&selectedSubstanceId=40125 | 1 | Chemicals | 48ef7abb-538d-3ff1-86c5-edcde761394a | 68a5ef8e-68b8-384c-8097-5c940b8436e8 | 20aadc24-a391-41cf-b340-3e4529f44bde | 93a60a56-a3c8-11da-a746-0800200b9a66
Nitrapyrin | 1929-82-4 | 1929824 | 1929824 | C6H3Cl4N |  | Mass | kg | emission | water | https://ofmpub.epa.gov/sor_internet/registry/substreg/searchandretrieve/substancesearch/search.do?details=displayDetails&selectedSubstanceId=91749 | 1 | Chemicals | d802f835-dc30-348a-8f22-22791bc65fef | 68a5ef8e-68b8-384c-8097-5c940b8436e8 | 20aadc24-a391-41cf-b340-3e4529f44bde | 93a60a56-a3c8-11da-a746-0800200b9a66
Mecoprop potassium salt | 1929-86-8 | 1929868 | 1929868 | C10H10ClKO3 |  | Mass | kg | emission | water | https://ofmpub.epa.gov/sor_internet/registry/substreg/searchandretrieve/substancesearch/search.do?details=displayDetails&selectedSubstanceId=40124 | 1 | Chemicals | ab3fb607-e21b-351d-9820-7e1d86b61c9e | 68a5ef8e-68b8-384c-8097-5c940b8436e8 | 20aadc24-a391-41cf-b340-3e4529f44bde | 93a60a56-a3c8-11da-a746-0800200b9a66
Benzthiazuron | 1929-88-0 | 1929880 | 1929880 | C9H9N3OS |  | Mass | kg | emission | water | https://ofmpub.epa.gov/sor_internet/registry/substreg/searchandretrieve/substancesearch/search.do?details=displayDetails&selectedSubstanceId=91748 | 1 | Chemicals | cb0a87ed-e847-3f39-9904-475fd346b148 | 68a5ef8e-68b8-384c-8097-5c940b8436e8 | 20aadc24-a391-41cf-b340-3e4529f44bde | 93a60a56-a3c8-11da-a746-0800200b9a66
Isoamyl lactate | 19329-89-6 | 19329896 | 19329896 | C8H16O3 |  | Mass | kg | emission | water | https://ofmpub.epa.gov/sor_internet/registry/substreg/searchandretrieve/substancesearch/search.do?details=displayDetails&selectedSubstanceId=91742 | 1 | Chemicals | a9d1248a-4628-3740-acd3-09fcaa03e9f9 | 68a5ef8e-68b8-384c-8097-5c940b8436e8 | 20aadc24-a391-41cf-b340-3e4529f44bde | 93a60a56-a3c8-11da-a746-0800200b9a66
5-Aminoindazole | 19335-11-6 | 19335116 | 19335116 | C7H7N3 |  | Mass | kg | emission | water | https://ofmpub.epa.gov/sor_internet/registry/substreg/searchandretrieve/substancesearch/search.do?details=displayDetails&selectedSubstanceId=91741 | 1 | Chemicals | 11ee65e2-bb1c-376e-8441-cc3663007c73 | 68a5ef8e-68b8-384c-8097-5c940b8436e8 | 20aadc24-a391-41cf-b340-3e4529f44bde | 93a60a56-a3c8-11da-a746-0800200b9a66
Tartrazine | 1934-21-0 | 1934210 | 1934210 | C16H9N4Na3O9S2 |  | Mass | kg | emission | water | https://ofmpub.epa.gov/sor_internet/registry/substreg/searchandretrieve/substancesearch/search.do?details=displayDetails&selectedSubstanceId=91740 | 1 | Chemicals | d1b30ace-7639-3221-859a-604678b9f5c5 | 68a5ef8e-68b8-384c-8097-5c940b8436e8 | 20aadc24-a391-41cf-b340-3e4529f44bde | 93a60a56-a3c8-11da-a746-0800200b9a66
C.I. Direct Black 38 | 1937-37-7 | 1937377 | 1937377 | C34H25N9Na2O7S2 |  | Mass | kg | emission | water | https://ofmpub.epa.gov/sor_internet/registry/substreg/searchandretrieve/substancesearch/search.do?details=displayDetails&selectedSubstanceId=40116 | 1 | Chemicals | 371d881e-e195-3d99-9abc-66a8e91e6745 | 68a5ef8e-68b8-384c-8097-5c940b8436e8 | 20aadc24-a391-41cf-b340-3e4529f44bde | 93a60a56-a3c8-11da-a746-0800200b9a66
Palustric acid | 1945-53-5 | 1945535 | 1945535 | C20H30O2 |  | Mass | kg | emission | water | https://ofmpub.epa.gov/sor_internet/registry/substreg/searchandretrieve/substancesearch/search.do?details=displayDetails&selectedSubstanceId=81669 | 1 | Chemicals | dfd8eb77-3e10-3dc1-8880-310163c58008 | 68a5ef8e-68b8-384c-8097-5c940b8436e8 | 20aadc24-a391-41cf-b340-3e4529f44bde | 93a60a56-a3c8-11da-a746-0800200b9a66
tert-Butylhydroquinone | 1948-33-0 | 1948330 | 1948330 | C10H14O2 |  | Mass | kg | emission | water | https://ofmpub.epa.gov/sor_internet/registry/substreg/searchandretrieve/substancesearch/search.do?details=displayDetails&selectedSubstanceId=39938 | 1 | Chemicals | 34125a92-83e9-3ea7-a054-73c4cb2e1160 | 68a5ef8e-68b8-384c-8097-5c940b8436e8 | 20aadc24-a391-41cf-b340-3e4529f44bde | 93a60a56-a3c8-11da-a746-0800200b9a66
Pivalolactone | 1955-45-9 | 1955459 | 1955459 | C5H8O2 |  | Mass | kg | emission | water | https://ofmpub.epa.gov/sor_internet/registry/substreg/searchandretrieve/substancesearch/search.do?details=displayDetails&selectedSubstanceId=39932 | 1 | Chemicals | 5e5aa158-e486-351e-b1ff-f7eeabe6fd83 | 68a5ef8e-68b8-384c-8097-5c940b8436e8 | 20aadc24-a391-41cf-b340-3e4529f44bde | 93a60a56-a3c8-11da-a746-0800200b9a66
Dibutyl terephthalate | 1962-75-0 | 1962750 | 1962750 | C16H22O4 |  | Mass | kg | emission | water | https://ofmpub.epa.gov/sor_internet/registry/substreg/searchandretrieve/substancesearch/search.do?details=displayDetails&selectedSubstanceId=82674 | 1 | Chemicals | f91fc81d-b7e1-3fa1-8bfd-c0bc51a98cad | 68a5ef8e-68b8-384c-8097-5c940b8436e8 | 20aadc24-a391-41cf-b340-3e4529f44bde | 93a60a56-a3c8-11da-a746-0800200b9a66
Dichlormate | 1966-58-1 | 1966581 | 1966581 | C9H9Cl2NO2 |  | Mass | kg | emission | water | https://ofmpub.epa.gov/sor_internet/registry/substreg/searchandretrieve/substancesearch/search.do?details=displayDetails&selectedSubstanceId=91568 | 1 | Chemicals | e8c981d1-68ac-3f69-895d-a65605f95577 | 68a5ef8e-68b8-384c-8097-5c940b8436e8 | 20aadc24-a391-41cf-b340-3e4529f44bde | 93a60a56-a3c8-11da-a746-0800200b9a66
Oxadiazon | 19666-30-9 | 19666309 | 19666309 | C15H18Cl2N2O3 |  | Mass | kg | emission | water | https://ofmpub.epa.gov/sor_internet/registry/substreg/searchandretrieve/substancesearch/search.do?details=displayDetails&selectedSubstanceId=58712 | 1 | Chemicals | 5b1705cd-b42e-3754-893f-735de8d15062 | 68a5ef8e-68b8-384c-8097-5c940b8436e8 | 20aadc24-a391-41cf-b340-3e4529f44bde | 93a60a56-a3c8-11da-a746-0800200b9a66
Chlorbufam | 1967-16-4 | 1967164 | 1967164 | C11H10ClNO2 |  | Mass | kg | emission | water | https://ofmpub.epa.gov/sor_internet/registry/substreg/searchandretrieve/substancesearch/search.do?details=displayDetails&selectedSubstanceId=81127 | 1 | Chemicals | 3e1830b5-b021-3c67-be7b-15ce7bfd8363 | 68a5ef8e-68b8-384c-8097-5c940b8436e8 | 20aadc24-a391-41cf-b340-3e4529f44bde | 93a60a56-a3c8-11da-a746-0800200b9a66
Chloroxuron | 1982-47-4 | 1982474 | 1982474 | C15H15ClN2O2 |  | Mass | kg | emission | water | https://ofmpub.epa.gov/sor_internet/registry/substreg/searchandretrieve/substancesearch/search.do?details=displayDetails&selectedSubstanceId=39921 | 1 | Chemicals | ce4b5119-3a4e-3af6-9e5e-beb05ce9c9fc | 68a5ef8e-68b8-384c-8097-5c940b8436e8 | 20aadc24-a391-41cf-b340-3e4529f44bde | 93a60a56-a3c8-11da-a746-0800200b9a66
Siduron | 1982-49-6 | 1982496 | 1982496 | C14H20N2O |  | Mass | kg | emission | water | https://ofmpub.epa.gov/sor_internet/registry/substreg/searchandretrieve/substancesearch/search.do?details=displayDetails&selectedSubstanceId=91546 | 1 | Chemicals | c10e9bee-7447-3ca8-980f-788acdd9a51f | 68a5ef8e-68b8-384c-8097-5c940b8436e8 | 20aadc24-a391-41cf-b340-3e4529f44bde | 93a60a56-a3c8-11da-a746-0800200b9a66
Sodium dicamba | 1982-69-0 | 1982690 | 1982690 | C8H5Cl2NaO3 |  | Mass | kg | emission | water | https://ofmpub.epa.gov/sor_internet/registry/substreg/searchandretrieve/substancesearch/search.do?details=displayDetails&selectedSubstanceId=39920 | 1 | Chemicals | 3dcf342f-3a19-3406-b70e-07829151d5f9 | 68a5ef8e-68b8-384c-8097-5c940b8436e8 | 20aadc24-a391-41cf-b340-3e4529f44bde | 93a60a56-a3c8-11da-a746-0800200b9a66
2,3-Dichloroanisole | 1984-59-4 | 1984594 | 1984594 | C7H6Cl2O |  | Mass | kg | emission | water | https://ofmpub.epa.gov/sor_internet/registry/substreg/searchandretrieve/substancesearch/search.do?details=displayDetails&selectedSubstanceId=39915 | 1 | Chemicals | 8ab9727f-12e3-3b62-9e71-ba6c2c13d158 | 68a5ef8e-68b8-384c-8097-5c940b8436e8 | 20aadc24-a391-41cf-b340-3e4529f44bde | 93a60a56-a3c8-11da-a746-0800200b9a66
2,6-Dichloroanisole | 1984-65-2 | 1984652 | 1984652 | C7H6Cl2O |  | Mass | kg | emission | water | https://ofmpub.epa.gov/sor_internet/registry/substreg/searchandretrieve/substancesearch/search.do?details=displayDetails&selectedSubstanceId=39914 | 1 | Chemicals | c7b9790c-347b-3636-9ec6-da228e7cc7ae | 68a5ef8e-68b8-384c-8097-5c940b8436e8 | 20aadc24-a391-41cf-b340-3e4529f44bde | 93a60a56-a3c8-11da-a746-0800200b9a66
Metoxuron | 19937-59-8 | 19937598 | 19937598 | C10H13ClN2O2 |  | Mass | kg | emission | water | https://ofmpub.epa.gov/sor_internet/registry/substreg/searchandretrieve/substancesearch/search.do?details=displayDetails&selectedSubstanceId=77297 | 1 | Chemicals | 3a1d32b4-4811-31fe-a08b-82b2b87bb292 | 68a5ef8e-68b8-384c-8097-5c940b8436e8 | 20aadc24-a391-41cf-b340-3e4529f44bde | 93a60a56-a3c8-11da-a746-0800200b9a66
2-Cyclohexen-1-one, 2,5,6-trimethyl- | 20030-30-2 | 20030302 | 20030302 | C9H14O |  | Mass | kg | emission | water | https://ofmpub.epa.gov/sor_internet/registry/substreg/searchandretrieve/substancesearch/search.do?details=displayDetails&selectedSubstanceId=94348 | 1 | Chemicals | 4aefe7eb-583a-3925-ad18-f8fe415a8b01 | 68a5ef8e-68b8-384c-8097-5c940b8436e8 | 20aadc24-a391-41cf-b340-3e4529f44bde | 93a60a56-a3c8-11da-a746-0800200b9a66
2,4-D dimethylamine salt | 2008-39-1 | 2008391 | 2008391 | C10H13Cl2NO3 |  | Mass | kg | emission | water | https://ofmpub.epa.gov/sor_internet/registry/substreg/searchandretrieve/substancesearch/search.do?details=displayDetails&selectedSubstanceId=39903 | 1 | Chemicals | a01022ee-0489-35b2-a621-3c44ab1047b2 | 68a5ef8e-68b8-384c-8097-5c940b8436e8 | 20aadc24-a391-41cf-b340-3e4529f44bde | 93a60a56-a3c8-11da-a746-0800200b9a66
Butylate | 2008-41-5 | 2008415 | 2008415 | C11H23NOS |  | Mass | kg | emission | water | https://ofmpub.epa.gov/sor_internet/registry/substreg/searchandretrieve/substancesearch/search.do?details=displayDetails&selectedSubstanceId=39902 | 1 | Chemicals | fae8cb7a-8318-3dda-8784-9144068ee365 | 68a5ef8e-68b8-384c-8097-5c940b8436e8 | 20aadc24-a391-41cf-b340-3e4529f44bde | 93a60a56-a3c8-11da-a746-0800200b9a66
2,6-Dichlorobenzamide | 2008-58-4 | 2008584 | 2008584 | C7H5Cl2NO |  | Mass | kg | emission | water | https://ofmpub.epa.gov/sor_internet/registry/substreg/searchandretrieve/substancesearch/search.do?details=displayDetails&selectedSubstanceId=94341 | 1 | Chemicals | 86e65245-e966-32e1-b0bd-07d810a8d703 | 68a5ef8e-68b8-384c-8097-5c940b8436e8 | 20aadc24-a391-41cf-b340-3e4529f44bde | 93a60a56-a3c8-11da-a746-0800200b9a66
Phosphonic acid, [3-[(hydroxymethyl)amino]-3-oxopropyl]-, dimethyl ester | 20120-33-6 | 20120336 | 20120336 | C6H14NO5P |  | Mass | kg | emission | water | https://ofmpub.epa.gov/sor_internet/registry/substreg/searchandretrieve/substancesearch/search.do?details=displayDetails&selectedSubstanceId=58467 | 1 | Chemicals | 9f2d7857-b249-32a5-b1cb-3dd0a15eba47 | 68a5ef8e-68b8-384c-8097-5c940b8436e8 | 20aadc24-a391-41cf-b340-3e4529f44bde | 93a60a56-a3c8-11da-a746-0800200b9a66
1-Tetradecanamine | 2016-42-4 | 2016424 | 2016424 | C14H31N |  | Mass | kg | emission | water | https://ofmpub.epa.gov/sor_internet/registry/substreg/searchandretrieve/substancesearch/search.do?details=displayDetails&selectedSubstanceId=39897 | 1 | Chemicals | 014fe747-1eec-380f-8d18-84ebca136ee7 | 68a5ef8e-68b8-384c-8097-5c940b8436e8 | 20aadc24-a391-41cf-b340-3e4529f44bde | 93a60a56-a3c8-11da-a746-0800200b9a66
Decylamine | 2016-57-1 | 2016571 | 2016571 | C10H23N |  | Mass | kg | emission | water | https://ofmpub.epa.gov/sor_internet/registry/substreg/searchandretrieve/substancesearch/search.do?details=displayDetails&selectedSubstanceId=39895 | 1 | Chemicals | ca4b46fa-5d71-3ff3-a142-42fcc2cda900 | 68a5ef8e-68b8-384c-8097-5c940b8436e8 | 20aadc24-a391-41cf-b340-3e4529f44bde | 93a60a56-a3c8-11da-a746-0800200b9a66
p-Chloroaniline hydrochloride | 20265-96-7 | 20265967 | 20265967 | C6H7Cl2N |  | Mass | kg | emission | water | https://ofmpub.epa.gov/sor_internet/registry/substreg/searchandretrieve/substancesearch/search.do?details=displayDetails&selectedSubstanceId=58263 | 1 | Chemicals | b991f096-025a-3908-974f-ea10b7cb27ba | 68a5ef8e-68b8-384c-8097-5c940b8436e8 | 20aadc24-a391-41cf-b340-3e4529f44bde | 93a60a56-a3c8-11da-a746-0800200b9a66
3-Butyn-2-ol | 2028-63-9 | 2028639 | 2028639 | C4H6O |  | Mass | kg | emission | water | https://ofmpub.epa.gov/sor_internet/registry/substreg/searchandretrieve/substancesearch/search.do?details=displayDetails&selectedSubstanceId=39727 | 1 | Chemicals | 06f1ae8f-71cd-3e30-a93c-4c1d1b7ad61c | 68a5ef8e-68b8-384c-8097-5c940b8436e8 | 20aadc24-a391-41cf-b340-3e4529f44bde | 93a60a56-a3c8-11da-a746-0800200b9a66
2-Ethylhexyl laurate | 20292-08-4 | 20292084 | 20292084 | C20H40O2 |  | Mass | kg | emission | water | https://ofmpub.epa.gov/sor_internet/registry/substreg/searchandretrieve/substancesearch/search.do?details=displayDetails&selectedSubstanceId=58252 | 1 | Chemicals | f545c901-33f6-30fd-96df-57236410b080 | 68a5ef8e-68b8-384c-8097-5c940b8436e8 | 20aadc24-a391-41cf-b340-3e4529f44bde | 93a60a56-a3c8-11da-a746-0800200b9a66
3,3'-Dimethoxybenzidine dihydrochloride | 20325-40-0 | 20325400 | 20325400 | C14H18Cl2N2O2 |  | Mass | kg | emission | water | https://ofmpub.epa.gov/sor_internet/registry/substreg/searchandretrieve/substancesearch/search.do?details=displayDetails&selectedSubstanceId=94314 | 1 | Chemicals | b843841b-ea51-30d4-bbc6-746b741066a6 | 68a5ef8e-68b8-384c-8097-5c940b8436e8 | 20aadc24-a391-41cf-b340-3e4529f44bde | 93a60a56-a3c8-11da-a746-0800200b9a66
Aminocarb | 2032-59-9 | 2032599 | 2032599 | C11H16N2O2 |  | Mass | kg | emission | water | https://ofmpub.epa.gov/sor_internet/registry/substreg/searchandretrieve/substancesearch/search.do?details=displayDetails&selectedSubstanceId=94312 | 1 | Chemicals | 27d344ce-2094-3209-a24f-4a41eafb954e | 68a5ef8e-68b8-384c-8097-5c940b8436e8 | 20aadc24-a391-41cf-b340-3e4529f44bde | 93a60a56-a3c8-11da-a746-0800200b9a66
Methiocarb | 2032-65-7 | 2032657 | 2032657 | C11H15NO2S |  | Mass | kg | emission | water | https://ofmpub.epa.gov/sor_internet/registry/substreg/searchandretrieve/substancesearch/search.do?details=displayDetails&selectedSubstanceId=39720 | 1 | Chemicals | f3122dc6-d15c-32dd-88b4-8ffa6075e5e7 | 68a5ef8e-68b8-384c-8097-5c940b8436e8 | 20aadc24-a391-41cf-b340-3e4529f44bde | 93a60a56-a3c8-11da-a746-0800200b9a66
MCPA-dimethylammonium | 2039-46-5 | 2039465 | 2039465 | C11H16ClNO3 |  | Mass | kg | emission | water | https://ofmpub.epa.gov/sor_internet/registry/substreg/searchandretrieve/substancesearch/search.do?details=displayDetails&selectedSubstanceId=39713 | 1 | Chemicals | 98395549-faf2-3c13-831e-7bd0e1e3ffa5 | 68a5ef8e-68b8-384c-8097-5c940b8436e8 | 20aadc24-a391-41cf-b340-3e4529f44bde | 93a60a56-a3c8-11da-a746-0800200b9a66
Cupric hydroxide | 20427-59-2 | 20427592 | 20427592 | CuH2O2 |  | Mass | kg | emission | water | https://ofmpub.epa.gov/sor_internet/registry/substreg/searchandretrieve/substancesearch/search.do?details=displayDetails&selectedSubstanceId=58042 | 1 | Chemicals | 761126a5-33e1-3b59-adbd-76425c14980e | 68a5ef8e-68b8-384c-8097-5c940b8436e8 | 20aadc24-a391-41cf-b340-3e4529f44bde | 93a60a56-a3c8-11da-a746-0800200b9a66
4,4'-Dichlorobiphenyl | 2050-68-2 | 2050682 | 2050682 | C12H8Cl2 |  | Mass | kg | emission | water | https://ofmpub.epa.gov/sor_internet/registry/substreg/searchandretrieve/substancesearch/search.do?details=displayDetails&selectedSubstanceId=81662 | 1 | Chemicals | 49054d71-0055-3971-91b9-56f47a84622e | 68a5ef8e-68b8-384c-8097-5c940b8436e8 | 20aadc24-a391-41cf-b340-3e4529f44bde | 93a60a56-a3c8-11da-a746-0800200b9a66
2-Chlorobiphenyl | 2051-60-7 | 2051607 | 2051607 | C12H9Cl |  | Mass | kg | emission | water | https://ofmpub.epa.gov/sor_internet/registry/substreg/searchandretrieve/substancesearch/search.do?details=displayDetails&selectedSubstanceId=81661 | 1 | Chemicals | 0dbec56d-ca24-3344-9a61-6266f77129a9 | 68a5ef8e-68b8-384c-8097-5c940b8436e8 | 20aadc24-a391-41cf-b340-3e4529f44bde | 93a60a56-a3c8-11da-a746-0800200b9a66
3-Chlorobiphenyl | 2051-61-8 | 2051618 | 2051618 | C12H9Cl |  | Mass | kg | emission | water | https://ofmpub.epa.gov/sor_internet/registry/substreg/searchandretrieve/substancesearch/search.do?details=displayDetails&selectedSubstanceId=81660 | 1 | Chemicals | 110923b7-697a-3870-afd9-58a378ec3954 | 68a5ef8e-68b8-384c-8097-5c940b8436e8 | 20aadc24-a391-41cf-b340-3e4529f44bde | 93a60a56-a3c8-11da-a746-0800200b9a66
4-Chlorobiphenyl | 2051-62-9 | 2051629 | 2051629 | C12H9Cl |  | Mass | kg | emission | water | https://ofmpub.epa.gov/sor_internet/registry/substreg/searchandretrieve/substancesearch/search.do?details=displayDetails&selectedSubstanceId=93572 | 1 | Chemicals | 2a6a9c75-b379-35a6-9c34-044b1c29b4ba | 68a5ef8e-68b8-384c-8097-5c940b8436e8 | 20aadc24-a391-41cf-b340-3e4529f44bde | 93a60a56-a3c8-11da-a746-0800200b9a66
Copper octanoate | 20543-04-8 | 20543048 | 20543048 | C16H30CuO4 |  | Mass | kg | emission | water | https://ofmpub.epa.gov/sor_internet/registry/substreg/searchandretrieve/substancesearch/search.do?details=displayDetails&selectedSubstanceId=58021 | 1 | Chemicals | 286b79eb-175c-3626-b072-45afd6f342fe | 68a5ef8e-68b8-384c-8097-5c940b8436e8 | 20aadc24-a391-41cf-b340-3e4529f44bde | 93a60a56-a3c8-11da-a746-0800200b9a66
Benzo[b]naphtho[1,2-d]thiophene | 205-43-6 | 205436 | 205436 | C16H10S |  | Mass | kg | emission | water | https://ofmpub.epa.gov/sor_internet/registry/substreg/searchandretrieve/substancesearch/search.do?details=displayDetails&selectedSubstanceId=98257 | 1 | Chemicals | 1e16d44d-6ee4-3673-b2e9-15a3c03ee5b8 | 68a5ef8e-68b8-384c-8097-5c940b8436e8 | 20aadc24-a391-41cf-b340-3e4529f44bde | 93a60a56-a3c8-11da-a746-0800200b9a66
Oxytetracycline hydrochloride | 2058-46-0 | 2058460 | 2058460 | C22H25ClN2O9 |  | Mass | kg | emission | water | https://ofmpub.epa.gov/sor_internet/registry/substreg/searchandretrieve/substancesearch/search.do?details=displayDetails&selectedSubstanceId=42824 | 1 | Chemicals | ec31b289-194b-318e-a079-f07042982983 | 68a5ef8e-68b8-384c-8097-5c940b8436e8 | 20aadc24-a391-41cf-b340-3e4529f44bde | 93a60a56-a3c8-11da-a746-0800200b9a66
Fluoranthene | 206-44-0 | 206440 | 206440 | C16H10 |  | Mass | kg | emission | water | https://ofmpub.epa.gov/sor_internet/registry/substreg/searchandretrieve/substancesearch/search.do?details=displayDetails&selectedSubstanceId=46345 | 1 | Chemicals | 39eb214e-126d-351b-ac7c-f8717b20f4a1 | 68a5ef8e-68b8-384c-8097-5c940b8436e8 | 20aadc24-a391-41cf-b340-3e4529f44bde | 93a60a56-a3c8-11da-a746-0800200b9a66
Paraquat methosulfate | 2074-50-2 | 2074502 | 2074502 | C14H20N2O8S2 |  | Mass | kg | emission | water | https://ofmpub.epa.gov/sor_internet/registry/substreg/searchandretrieve/substancesearch/search.do?details=displayDetails&selectedSubstanceId=42819 | 1 | Chemicals | cf4a78b5-3cb8-310a-949a-458a654cd111 | 68a5ef8e-68b8-384c-8097-5c940b8436e8 | 20aadc24-a391-41cf-b340-3e4529f44bde | 93a60a56-a3c8-11da-a746-0800200b9a66
Blasticidin S | 2079-00-7 | 2079007 | 2079007 | C17H26N8O5 |  | Mass | kg | emission | water | https://ofmpub.epa.gov/sor_internet/registry/substreg/searchandretrieve/substancesearch/search.do?details=displayDetails&selectedSubstanceId=93405 | 1 | Chemicals | a7e28145-e8e9-3ccf-ae57-b228b84dcc1e | 68a5ef8e-68b8-384c-8097-5c940b8436e8 | 20aadc24-a391-41cf-b340-3e4529f44bde | 93a60a56-a3c8-11da-a746-0800200b9a66
Ethylenediaminetetraacetic acid diammonium salt | 20824-56-0 | 20824560 | 20824560 | C10H22N4O8 |  | Mass | kg | emission | water | https://ofmpub.epa.gov/sor_internet/registry/substreg/searchandretrieve/substancesearch/search.do?details=displayDetails&selectedSubstanceId=57606 | 1 | Chemicals | c33780a5-b939-39d7-b1a6-b4855bb226bc | 68a5ef8e-68b8-384c-8097-5c940b8436e8 | 20aadc24-a391-41cf-b340-3e4529f44bde | 93a60a56-a3c8-11da-a746-0800200b9a66
Octadecyl 3,5-bis(tert-butyl)-4-hydroxyhydrocinnamate | 2082-79-3 | 2082793 | 2082793 | C35H62O3 |  | Mass | kg | emission | water | https://ofmpub.epa.gov/sor_internet/registry/substreg/searchandretrieve/substancesearch/search.do?details=displayDetails&selectedSubstanceId=42815 | 1 | Chemicals | d78df502-987e-379f-931e-10607cfeb637 | 68a5ef8e-68b8-384c-8097-5c940b8436e8 | 20aadc24-a391-41cf-b340-3e4529f44bde | 93a60a56-a3c8-11da-a746-0800200b9a66
Mesosulfuron-methyl | 208465-21-8 | 208465218 | 208465218 | C17H21N5O9S2 |  | Mass | kg | emission | water | https://ofmpub.epa.gov/sor_internet/registry/substreg/searchandretrieve/substancesearch/search.do?details=displayDetails&selectedSubstanceId=80649 | 1 | Chemicals | e3353f04-96bc-311b-b631-39ea4a5e2de6 | 68a5ef8e-68b8-384c-8097-5c940b8436e8 | 20aadc24-a391-41cf-b340-3e4529f44bde | 93a60a56-a3c8-11da-a746-0800200b9a66
Aluminum phosphide | 20859-73-8 | 20859738 | 20859738 | AlP |  | Mass | kg | emission | water | https://ofmpub.epa.gov/sor_internet/registry/substreg/searchandretrieve/substancesearch/search.do?details=displayDetails&selectedSubstanceId=57599 | 1 | Chemicals | 3cc16f91-a6fe-3c1d-8148-17ce35a6146d | 68a5ef8e-68b8-384c-8097-5c940b8436e8 | 20aadc24-a391-41cf-b340-3e4529f44bde | 93a60a56-a3c8-11da-a746-0800200b9a66
O-Ethyl O-(p-nitrophenyl) phenylphosphonothioate | 2104-64-5 | 2104645 | 2104645 | C14H14NO4PS |  | Mass | kg | emission | water | https://ofmpub.epa.gov/sor_internet/registry/substreg/searchandretrieve/substancesearch/search.do?details=displayDetails&selectedSubstanceId=93383 | 1 | Chemicals | 6c28e267-1b34-3fbb-b5b0-9eb82b8968d8 | 68a5ef8e-68b8-384c-8097-5c940b8436e8 | 20aadc24-a391-41cf-b340-3e4529f44bde | 93a60a56-a3c8-11da-a746-0800200b9a66
Bromophos | 2104-96-3 | 2104963 | 2104963 | C8H8BrCl2O3PS |  | Mass | kg | emission | water | https://ofmpub.epa.gov/sor_internet/registry/substreg/searchandretrieve/substancesearch/search.do?details=displayDetails&selectedSubstanceId=82671 | 1 | Chemicals | ee258b5f-a31a-33e9-bac8-8236e7e4c8b8 | 68a5ef8e-68b8-384c-8097-5c940b8436e8 | 20aadc24-a391-41cf-b340-3e4529f44bde | 93a60a56-a3c8-11da-a746-0800200b9a66
Metribuzin | 21087-64-9 | 21087649 | 21087649 | C8H14N4OS |  | Mass | kg | emission | water | https://ofmpub.epa.gov/sor_internet/registry/substreg/searchandretrieve/substancesearch/search.do?details=displayDetails&selectedSubstanceId=93379 | 1 | Chemicals | ee21ea8a-6cb4-3b34-85a9-827b552c235b | 68a5ef8e-68b8-384c-8097-5c940b8436e8 | 20aadc24-a391-41cf-b340-3e4529f44bde | 93a60a56-a3c8-11da-a746-0800200b9a66
Clothianidin | 210880-92-5 | 210880925 | 210880925 | C6H8ClN5O2S |  | Mass | kg | emission | water | https://ofmpub.epa.gov/sor_internet/registry/substreg/searchandretrieve/substancesearch/search.do?details=displayDetails&selectedSubstanceId=80650 | 1 | Chemicals | 50f35514-0cd8-37ed-81c0-c960e158299d | 68a5ef8e-68b8-384c-8097-5c940b8436e8 | 20aadc24-a391-41cf-b340-3e4529f44bde | 93a60a56-a3c8-11da-a746-0800200b9a66
Pyridine, 4-(phenylmethyl)- | 2116-65-6 | 2116656 | 2116656 | C12H11N |  | Mass | kg | emission | water | https://ofmpub.epa.gov/sor_internet/registry/substreg/searchandretrieve/substancesearch/search.do?details=displayDetails&selectedSubstanceId=41983 | 1 | Chemicals | c0c22a43-32bf-3517-8d39-e6ec2067ca7c | 68a5ef8e-68b8-384c-8097-5c940b8436e8 | 20aadc24-a391-41cf-b340-3e4529f44bde | 93a60a56-a3c8-11da-a746-0800200b9a66
Urea sulfate | 21351-39-3 | 21351393 | 21351393 | CH6N2O5S |  | Mass | kg | emission | water | https://ofmpub.epa.gov/sor_internet/registry/substreg/searchandretrieve/substancesearch/search.do?details=displayDetails&selectedSubstanceId=57354 | 1 | Chemicals | 8c07a72f-36e6-39fd-87f3-142fa0e547f5 | 68a5ef8e-68b8-384c-8097-5c940b8436e8 | 20aadc24-a391-41cf-b340-3e4529f44bde | 93a60a56-a3c8-11da-a746-0800200b9a66
Methyl-2,4-dihydroxybenzoate | 2150-47-2 | 2150472 | 2150472 | C8H8O4 |  | Mass | kg | emission | water | https://ofmpub.epa.gov/sor_internet/registry/substreg/searchandretrieve/substancesearch/search.do?details=displayDetails&selectedSubstanceId=41955 | 1 | Chemicals | 6a835d69-f538-3790-830c-478ed0c5182f | 68a5ef8e-68b8-384c-8097-5c940b8436e8 | 20aadc24-a391-41cf-b340-3e4529f44bde | 93a60a56-a3c8-11da-a746-0800200b9a66
Tributyltin methacrylate | 2155-70-6 | 2155706 | 2155706 | C16H32O2Sn |  | Mass | kg | emission | water | https://ofmpub.epa.gov/sor_internet/registry/substreg/searchandretrieve/substancesearch/search.do?details=displayDetails&selectedSubstanceId=41947 | 1 | Chemicals | 2bb528fc-cc0a-340d-889f-8d1446722302 | 68a5ef8e-68b8-384c-8097-5c940b8436e8 | 20aadc24-a391-41cf-b340-3e4529f44bde | 93a60a56-a3c8-11da-a746-0800200b9a66
2-(Benzothiazolylthio)methyl thiocyanate | 21564-17-0 | 21564170 | 21564170 | C9H6N2S3 |  | Mass | kg | emission | water | https://ofmpub.epa.gov/sor_internet/registry/substreg/searchandretrieve/substancesearch/search.do?details=displayDetails&selectedSubstanceId=57156 | 1 | Chemicals | 92b78db7-7141-39f6-a33c-00854d6d10ce | 68a5ef8e-68b8-384c-8097-5c940b8436e8 | 20aadc24-a391-41cf-b340-3e4529f44bde | 93a60a56-a3c8-11da-a746-0800200b9a66
Leptophos | 21609-90-5 | 21609905 | 21609905 | C13H10BrCl2O2PS |  | Mass | kg | emission | water | https://ofmpub.epa.gov/sor_internet/registry/substreg/searchandretrieve/substancesearch/search.do?details=displayDetails&selectedSubstanceId=93187 | 1 | Chemicals | c315a517-f98d-30d0-994a-0a7bed31cdbb | 68a5ef8e-68b8-384c-8097-5c940b8436e8 | 20aadc24-a391-41cf-b340-3e4529f44bde | 93a60a56-a3c8-11da-a746-0800200b9a66
N,N-Dimethyl-N'-tetrahydrodicyclopentadienylurea | 2163-79-3 | 2163793 | 2163793 | C13H22N2O |  | Mass | kg | emission | water | https://ofmpub.epa.gov/sor_internet/registry/substreg/searchandretrieve/substancesearch/search.do?details=displayDetails&selectedSubstanceId=93184 | 1 | Chemicals | a6e92288-003e-3d28-9abb-c4174455317b | 68a5ef8e-68b8-384c-8097-5c940b8436e8 | 20aadc24-a391-41cf-b340-3e4529f44bde | 93a60a56-a3c8-11da-a746-0800200b9a66
Monosodium methanearsonate | 2163-80-6 | 2163806 | 2163806 | CH4AsNaO3 |  | Mass | kg | emission | water | https://ofmpub.epa.gov/sor_internet/registry/substreg/searchandretrieve/substancesearch/search.do?details=displayDetails&selectedSubstanceId=41767 | 1 | Chemicals | dce8afb0-3027-3176-bc6e-6541aed0fd32 | 68a5ef8e-68b8-384c-8097-5c940b8436e8 | 20aadc24-a391-41cf-b340-3e4529f44bde | 93a60a56-a3c8-11da-a746-0800200b9a66
Dipotassium endothall | 2164-07-0 | 2164070 | 2164070 | C8H8K2O5 |  | Mass | kg | emission | water | https://ofmpub.epa.gov/sor_internet/registry/substreg/searchandretrieve/substancesearch/search.do?details=displayDetails&selectedSubstanceId=41765 | 1 | Chemicals | c84be941-ffb8-3505-86b3-eb415280b403 | 68a5ef8e-68b8-384c-8097-5c940b8436e8 | 20aadc24-a391-41cf-b340-3e4529f44bde | 93a60a56-a3c8-11da-a746-0800200b9a66
Fluometuron | 2164-17-2 | 2164172 | 2164172 | C10H11F3N2O |  | Mass | kg | emission | water | https://ofmpub.epa.gov/sor_internet/registry/substreg/searchandretrieve/substancesearch/search.do?details=displayDetails&selectedSubstanceId=41764 | 1 | Chemicals | 1148a843-79fc-3625-bd6c-760ce94fba2b | 68a5ef8e-68b8-384c-8097-5c940b8436e8 | 20aadc24-a391-41cf-b340-3e4529f44bde | 93a60a56-a3c8-11da-a746-0800200b9a66
Cyanazine | 21725-46-2 | 21725462 | 21725462 | C9H13ClN6 |  | Mass | kg | emission | water | https://ofmpub.epa.gov/sor_internet/registry/substreg/searchandretrieve/substancesearch/search.do?details=displayDetails&selectedSubstanceId=93027 | 1 | Chemicals | bc582d78-67f8-38cf-9cfb-9d03b07f586f | 68a5ef8e-68b8-384c-8097-5c940b8436e8 | 20aadc24-a391-41cf-b340-3e4529f44bde | 93a60a56-a3c8-11da-a746-0800200b9a66
Benzenemethanol, 3,4-dichloro-.alpha.-(trichloromethyl)-, acetate | 21757-82-4 | 21757824 | 21757824 | C10H7Cl5O2 |  | Mass | kg | emission | water | https://ofmpub.epa.gov/sor_internet/registry/substreg/searchandretrieve/substancesearch/search.do?details=displayDetails&selectedSubstanceId=83213 | 1 | Chemicals | 17466837-4ad5-3f05-bc86-0a6939224da3 | 68a5ef8e-68b8-384c-8097-5c940b8436e8 | 20aadc24-a391-41cf-b340-3e4529f44bde | 93a60a56-a3c8-11da-a746-0800200b9a66
Pyridine, pentachloro- | 2176-62-7 | 2176627 | 2176627 | C5Cl5N |  | Mass | kg | emission | water | https://ofmpub.epa.gov/sor_internet/registry/substreg/searchandretrieve/substancesearch/search.do?details=displayDetails&selectedSubstanceId=41755 | 1 | Chemicals | 398fa80d-70aa-3a83-91fb-199fa1a56ae4 | 68a5ef8e-68b8-384c-8097-5c940b8436e8 | 20aadc24-a391-41cf-b340-3e4529f44bde | 93a60a56-a3c8-11da-a746-0800200b9a66
2-Biphenylamine hydrochloride | 2185-92-4 | 2185924 | 2185924 | C12H12ClN |  | Mass | kg | emission | water | https://ofmpub.epa.gov/sor_internet/registry/substreg/searchandretrieve/substancesearch/search.do?details=displayDetails&selectedSubstanceId=93014 | 1 | Chemicals | 207b4602-421a-345d-9c20-9e94502b51d6 | 68a5ef8e-68b8-384c-8097-5c940b8436e8 | 20aadc24-a391-41cf-b340-3e4529f44bde | 93a60a56-a3c8-11da-a746-0800200b9a66
p-(Dimethoxymethyl)anisole | 2186-92-7 | 2186927 | 2186927 | C10H14O3 |  | Mass | kg | emission | water | https://ofmpub.epa.gov/sor_internet/registry/substreg/searchandretrieve/substancesearch/search.do?details=displayDetails&selectedSubstanceId=41747 | 1 | Chemicals | f5e15089-221f-3141-af19-8af86b0404f0 | 68a5ef8e-68b8-384c-8097-5c940b8436e8 | 20aadc24-a391-41cf-b340-3e4529f44bde | 93a60a56-a3c8-11da-a746-0800200b9a66
Chlorthiophos I | 21923-23-9 | 21923239 | 21923239 | C11H15Cl2O3PS2 |  | Mass | kg | emission | water | https://ofmpub.epa.gov/sor_internet/registry/substreg/searchandretrieve/substancesearch/search.do?details=displayDetails&selectedSubstanceId=56935 | 1 | Chemicals | 50713370-a706-3c77-813d-650e5a293b65 | 68a5ef8e-68b8-384c-8097-5c940b8436e8 | 20aadc24-a391-41cf-b340-3e4529f44bde | 93a60a56-a3c8-11da-a746-0800200b9a66
Penoxsulam | 219714-96-2 | 219714962 | 219714962 | C16H14F5N5O5S |  | Mass | kg | emission | water | https://ofmpub.epa.gov/sor_internet/registry/substreg/searchandretrieve/substancesearch/search.do?details=displayDetails&selectedSubstanceId=76846 | 1 | Chemicals | 1e9370e8-65d0-37f8-9111-f5d56b1221b4 | 68a5ef8e-68b8-384c-8097-5c940b8436e8 | 20aadc24-a391-41cf-b340-3e4529f44bde | 93a60a56-a3c8-11da-a746-0800200b9a66
Sodium [[(phosphonomethyl)imino]bis[2,1-ethanediylnitrilobis(methylene)]]tetrakisphosphonate | 22042-96-2 | 22042962 | 22042962 | - |  | Mass | kg | emission | water | https://ofmpub.epa.gov/sor_internet/registry/substreg/searchandretrieve/substancesearch/search.do?details=displayDetails&selectedSubstanceId=56914 | 1 | Chemicals | ace8fab2-9412-388c-83ab-ed853fc7231f | 68a5ef8e-68b8-384c-8097-5c940b8436e8 | 20aadc24-a391-41cf-b340-3e4529f44bde | 93a60a56-a3c8-11da-a746-0800200b9a66
Molinate | 2212-67-1 | 2212671 | 2212671 | C9H17NOS |  | Mass | kg | emission | water | https://ofmpub.epa.gov/sor_internet/registry/substreg/searchandretrieve/substancesearch/search.do?details=displayDetails&selectedSubstanceId=41567 | 1 | Chemicals | 61a6c8f2-4ff7-3278-9363-a006d30fa667 | 68a5ef8e-68b8-384c-8097-5c940b8436e8 | 20aadc24-a391-41cf-b340-3e4529f44bde | 93a60a56-a3c8-11da-a746-0800200b9a66
Zinc bis[O,O-bis(1,3-dimethylbutyl) dithiophosphate] | 2215-35-2 | 2215352 | 2215352 | C24H52O4P2S4Zn |  | Mass | kg | emission | water | https://ofmpub.epa.gov/sor_internet/registry/substreg/searchandretrieve/substancesearch/search.do?details=displayDetails&selectedSubstanceId=92836 | 1 | Chemicals | bf05d346-7082-3659-aecd-e34c6a92cef4 | 68a5ef8e-68b8-384c-8097-5c940b8436e8 | 20aadc24-a391-41cf-b340-3e4529f44bde | 93a60a56-a3c8-11da-a746-0800200b9a66
Levomenthol | 2216-51-5 | 2216515 | 2216515 | C10H20O |  | Mass | kg | emission | water | https://ofmpub.epa.gov/sor_internet/registry/substreg/searchandretrieve/substancesearch/search.do?details=displayDetails&selectedSubstanceId=41559 | 1 | Chemicals | f2bee9ec-bba7-35a7-add9-dd3168ddd0db | 68a5ef8e-68b8-384c-8097-5c940b8436e8 | 20aadc24-a391-41cf-b340-3e4529f44bde | 93a60a56-a3c8-11da-a746-0800200b9a66
Benzoylprop-ethyl | 22212-55-1 | 22212551 | 22212551 | C18H17Cl2NO3 |  | Mass | kg | emission | water | https://ofmpub.epa.gov/sor_internet/registry/substreg/searchandretrieve/substancesearch/search.do?details=displayDetails&selectedSubstanceId=92831 | 1 | Chemicals | 495d51e0-e76e-3118-8725-e06d27e08cf1 | 68a5ef8e-68b8-384c-8097-5c940b8436e8 | 20aadc24-a391-41cf-b340-3e4529f44bde | 93a60a56-a3c8-11da-a746-0800200b9a66
Fenamiphos | 22224-92-6 | 22224926 | 22224926 | C13H22NO3PS |  | Mass | kg | emission | water | https://ofmpub.epa.gov/sor_internet/registry/substreg/searchandretrieve/substancesearch/search.do?details=displayDetails&selectedSubstanceId=56887 | 1 | Chemicals | 5c7f93d7-b1b0-3148-97e0-fcd56bfab5c5 | 68a5ef8e-68b8-384c-8097-5c940b8436e8 | 20aadc24-a391-41cf-b340-3e4529f44bde | 93a60a56-a3c8-11da-a746-0800200b9a66
Cadmium stearate | 2223-93-0 | 2223930 | 2223930 | C36H70CdO4 |  | Mass | kg | emission | water | https://ofmpub.epa.gov/sor_internet/registry/substreg/searchandretrieve/substancesearch/search.do?details=displayDetails&selectedSubstanceId=92827 | 1 | Chemicals | a5a631c0-d04b-3aba-ae40-0c5d3c56469b | 68a5ef8e-68b8-384c-8097-5c940b8436e8 | 20aadc24-a391-41cf-b340-3e4529f44bde | 93a60a56-a3c8-11da-a746-0800200b9a66
Tetrachlorvinphos | 22248-79-9 | 22248799 | 22248799 | C10H9Cl4O4P |  | Mass | kg | emission | water | https://ofmpub.epa.gov/sor_internet/registry/substreg/searchandretrieve/substancesearch/search.do?details=displayDetails&selectedSubstanceId=92825 | 1 | Chemicals | d8c125f8-bba2-3786-a1cc-344d7a7b07d9 | 68a5ef8e-68b8-384c-8097-5c940b8436e8 | 20aadc24-a391-41cf-b340-3e4529f44bde | 93a60a56-a3c8-11da-a746-0800200b9a66
Tetrasul | 2227-13-6 | 2227136 | 2227136 | C12H6Cl4S |  | Mass | kg | emission | water | https://ofmpub.epa.gov/sor_internet/registry/substreg/searchandretrieve/substancesearch/search.do?details=displayDetails&selectedSubstanceId=77594 | 1 | Chemicals | ffe77b05-30bb-33b1-bce2-4dfae417c437 | 68a5ef8e-68b8-384c-8097-5c940b8436e8 | 20aadc24-a391-41cf-b340-3e4529f44bde | 93a60a56-a3c8-11da-a746-0800200b9a66
Dienochlor | 2227-17-0 | 2227170 | 2227170 | C10Cl10 |  | Mass | kg | emission | water | https://ofmpub.epa.gov/sor_internet/registry/substreg/searchandretrieve/substancesearch/search.do?details=displayDetails&selectedSubstanceId=92823 | 1 | Chemicals | 6ea180d9-a55b-365c-8bb5-57f6996aa6e5 | 68a5ef8e-68b8-384c-8097-5c940b8436e8 | 20aadc24-a391-41cf-b340-3e4529f44bde | 93a60a56-a3c8-11da-a746-0800200b9a66
Octachloronaphthalene | 2234-13-1 | 2234131 | 2234131 | C10Cl8 |  | Mass | kg | emission | water | https://ofmpub.epa.gov/sor_internet/registry/substreg/searchandretrieve/substancesearch/search.do?details=displayDetails&selectedSubstanceId=92815 | 1 | Chemicals | 4ae4ce02-6c49-3b1d-baaf-9447ed5be984 | 68a5ef8e-68b8-384c-8097-5c940b8436e8 | 20aadc24-a391-41cf-b340-3e4529f44bde | 93a60a56-a3c8-11da-a746-0800200b9a66
2',4'-Dichloroacetophenone | 2234-16-4 | 2234164 | 2234164 | C8H6Cl2O |  | Mass | kg | emission | water | https://ofmpub.epa.gov/sor_internet/registry/substreg/searchandretrieve/substancesearch/search.do?details=displayDetails&selectedSubstanceId=41526 | 1 | Chemicals | 2624298e-3e41-30e3-b5e1-965fbd32e3b4 | 68a5ef8e-68b8-384c-8097-5c940b8436e8 | 20aadc24-a391-41cf-b340-3e4529f44bde | 93a60a56-a3c8-11da-a746-0800200b9a66
Ethylmercuric phosphate | 2235-25-8 | 2235258 | 2235258 | C2H7HgO4P |  | Mass | kg | emission | water | https://ofmpub.epa.gov/sor_internet/registry/substreg/searchandretrieve/substancesearch/search.do?details=displayDetails&selectedSubstanceId=41364 | 1 | Chemicals | c2856d8f-1dcf-306b-a83a-d17cb11c10ef | 68a5ef8e-68b8-384c-8097-5c940b8436e8 | 20aadc24-a391-41cf-b340-3e4529f44bde | 93a60a56-a3c8-11da-a746-0800200b9a66
Ammonium lauryl sulfate | 2235-54-3 | 2235543 | 2235543 | C12H29NO4S |  | Mass | kg | emission | water | https://ofmpub.epa.gov/sor_internet/registry/substreg/searchandretrieve/substancesearch/search.do?details=displayDetails&selectedSubstanceId=92811 | 1 | Chemicals | b71a5b5a-134f-3e6f-885f-1f662ae41a1f | 68a5ef8e-68b8-384c-8097-5c940b8436e8 | 20aadc24-a391-41cf-b340-3e4529f44bde | 93a60a56-a3c8-11da-a746-0800200b9a66
Nonanenitrile | 2243-27-8 | 2243278 | 2243278 | C9H17N |  | Mass | kg | emission | water | https://ofmpub.epa.gov/sor_internet/registry/substreg/searchandretrieve/substancesearch/search.do?details=displayDetails&selectedSubstanceId=92802 | 1 | Chemicals | 9d8f74ba-7ecd-348d-b5df-8150469a33aa | 68a5ef8e-68b8-384c-8097-5c940b8436e8 | 20aadc24-a391-41cf-b340-3e4529f44bde | 93a60a56-a3c8-11da-a746-0800200b9a66
1,5-Naphthalenediamine | 2243-62-1 | 2243621 | 2243621 | C10H10N2 |  | Mass | kg | emission | water | https://ofmpub.epa.gov/sor_internet/registry/substreg/searchandretrieve/substancesearch/search.do?details=displayDetails&selectedSubstanceId=92799 | 1 | Chemicals | 04f52cf1-021f-3cbc-930a-49a3a4adc679 | 68a5ef8e-68b8-384c-8097-5c940b8436e8 | 20aadc24-a391-41cf-b340-3e4529f44bde | 93a60a56-a3c8-11da-a746-0800200b9a66
1,6,7-Trimethylnaphthalene | 2245-38-7 | 2245387 | 2245387 | C13H14 |  | Mass | kg | emission | water | https://ofmpub.epa.gov/sor_internet/registry/substreg/searchandretrieve/substancesearch/search.do?details=displayDetails&selectedSubstanceId=41352 | 1 | Chemicals | 7391ffdd-f850-3be4-b86b-b13b9a71b4a9 | 68a5ef8e-68b8-384c-8097-5c940b8436e8 | 20aadc24-a391-41cf-b340-3e4529f44bde | 93a60a56-a3c8-11da-a746-0800200b9a66
Tetraammonium ethylenediaminetetraacetate | 22473-78-5 | 22473785 | 22473785 | C10H28N6O8 |  | Mass | kg | emission | water | https://ofmpub.epa.gov/sor_internet/registry/substreg/searchandretrieve/substancesearch/search.do?details=displayDetails&selectedSubstanceId=56678 | 1 | Chemicals | d7be0f10-cbe3-3c34-8296-efc8b5918bc7 | 68a5ef8e-68b8-384c-8097-5c940b8436e8 | 20aadc24-a391-41cf-b340-3e4529f44bde | 93a60a56-a3c8-11da-a746-0800200b9a66
Benz[a]acridine | 225-11-6 | 225116 | 225116 | C17H11N |  | Mass | kg | emission | water | https://ofmpub.epa.gov/sor_internet/registry/substreg/searchandretrieve/substancesearch/search.do?details=displayDetails&selectedSubstanceId=98256 | 1 | Chemicals | 39d76b02-f282-318d-b8c1-5812aa0d59e4 | 68a5ef8e-68b8-384c-8097-5c940b8436e8 | 20aadc24-a391-41cf-b340-3e4529f44bde | 93a60a56-a3c8-11da-a746-0800200b9a66
Arsenic(III) | 22541-54-4 | 22541544 | 22541544 | As |  | Mass | kg | emission | water | https://ofmpub.epa.gov/sor_internet/registry/substreg/searchandretrieve/substancesearch/search.do?details=displayDetails&selectedSubstanceId=79080 | 1 | Chemicals | 956348e0-753f-3f2f-b9c4-98a12867b865 | 68a5ef8e-68b8-384c-8097-5c940b8436e8 | 20aadc24-a391-41cf-b340-3e4529f44bde | 93a60a56-a3c8-11da-a746-0800200b9a66
Benz[c]acridine | 225-51-4 | 225514 | 225514 | C17H11N |  | Mass | kg | emission | water | https://ofmpub.epa.gov/sor_internet/registry/substreg/searchandretrieve/substancesearch/search.do?details=displayDetails&selectedSubstanceId=92646 | 1 | Chemicals | c45753b7-84a2-324a-8aa2-b623fbf2fafb | 68a5ef8e-68b8-384c-8097-5c940b8436e8 | 20aadc24-a391-41cf-b340-3e4529f44bde | 93a60a56-a3c8-11da-a746-0800200b9a66
Phenkapton | 2275-14-1 | 2275141 | 2275141 | C11H15Cl2O2PS3 |  | Mass | kg | emission | water | https://ofmpub.epa.gov/sor_internet/registry/substreg/searchandretrieve/substancesearch/search.do?details=displayDetails&selectedSubstanceId=81125 | 1 | Chemicals | e51ec353-0ca3-32ba-9dc9-3b3648e15ace | 68a5ef8e-68b8-384c-8097-5c940b8436e8 | 20aadc24-a391-41cf-b340-3e4529f44bde | 93a60a56-a3c8-11da-a746-0800200b9a66
Vamidothion | 2275-23-2 | 2275232 | 2275232 | C8H18NO4PS2 |  | Mass | kg | emission | water | https://ofmpub.epa.gov/sor_internet/registry/substreg/searchandretrieve/substancesearch/search.do?details=displayDetails&selectedSubstanceId=92633 | 1 | Chemicals | a0d4af70-f094-39de-b96c-33b9f17f8984 | 68a5ef8e-68b8-384c-8097-5c940b8436e8 | 20aadc24-a391-41cf-b340-3e4529f44bde | 93a60a56-a3c8-11da-a746-0800200b9a66
Bendiocarb | 22781-23-3 | 22781233 | 22781233 | C11H13NO4 |  | Mass | kg | emission | water | https://ofmpub.epa.gov/sor_internet/registry/substreg/searchandretrieve/substancesearch/search.do?details=displayDetails&selectedSubstanceId=56467 | 1 | Chemicals | 808b1abe-8349-37e1-b13c-334377b1f39b | 68a5ef8e-68b8-384c-8097-5c940b8436e8 | 20aadc24-a391-41cf-b340-3e4529f44bde | 93a60a56-a3c8-11da-a746-0800200b9a66
Dimethametryn | 22936-75-0 | 22936750 | 22936750 | C11H21N5S |  | Mass | kg | emission | water | https://ofmpub.epa.gov/sor_internet/registry/substreg/searchandretrieve/substancesearch/search.do?details=displayDetails&selectedSubstanceId=56443 | 1 | Chemicals | 0800d4c7-7d41-3358-826f-bf6888624afa | 68a5ef8e-68b8-384c-8097-5c940b8436e8 | 20aadc24-a391-41cf-b340-3e4529f44bde | 93a60a56-a3c8-11da-a746-0800200b9a66
Cyprazine | 22936-86-3 | 22936863 | 22936863 | C9H14ClN5 |  | Mass | kg | emission | water | https://ofmpub.epa.gov/sor_internet/registry/substreg/searchandretrieve/substancesearch/search.do?details=displayDetails&selectedSubstanceId=81008 | 1 | Chemicals | 72942273-ace4-3dce-a098-d6985dbc50de | 68a5ef8e-68b8-384c-8097-5c940b8436e8 | 20aadc24-a391-41cf-b340-3e4529f44bde | 93a60a56-a3c8-11da-a746-0800200b9a66
Estradiol mustard | 22966-79-6 | 22966796 | 22966796 | C42H50Cl4N2O4 |  | Mass | kg | emission | water | https://ofmpub.epa.gov/sor_internet/registry/substreg/searchandretrieve/substancesearch/search.do?details=displayDetails&selectedSubstanceId=77804 | 1 | Chemicals | 8aa37a3c-9c8a-3d55-9c1a-5c16e1a5e237 | 68a5ef8e-68b8-384c-8097-5c940b8436e8 | 20aadc24-a391-41cf-b340-3e4529f44bde | 93a60a56-a3c8-11da-a746-0800200b9a66
Phenanthridine | 229-87-8 | 229878 | 229878 | C13H9N |  | Mass | kg | emission | water | https://ofmpub.epa.gov/sor_internet/registry/substreg/searchandretrieve/substancesearch/search.do?details=displayDetails&selectedSubstanceId=92614 | 1 | Chemicals | 0f8fec34-37a9-3fe4-a063-7baee2a90c59 | 68a5ef8e-68b8-384c-8097-5c940b8436e8 | 20aadc24-a391-41cf-b340-3e4529f44bde | 93a60a56-a3c8-11da-a746-0800200b9a66
Benzo[h]quinoline | 230-27-3 | 230273 | 230273 | C13H9N |  | Mass | kg | emission | water | https://ofmpub.epa.gov/sor_internet/registry/substreg/searchandretrieve/substancesearch/search.do?details=displayDetails&selectedSubstanceId=97075 | 1 | Chemicals | eccfd235-07ca-3b7f-b2a1-f987fe7bdd45 | 68a5ef8e-68b8-384c-8097-5c940b8436e8 | 20aadc24-a391-41cf-b340-3e4529f44bde | 93a60a56-a3c8-11da-a746-0800200b9a66
Prallethrin | 23031-36-9 | 23031369 | 23031369 | C19H24O3 |  | Mass | kg | emission | water | https://ofmpub.epa.gov/sor_internet/registry/substreg/searchandretrieve/substancesearch/search.do?details=displayDetails&selectedSubstanceId=81007 | 1 | Chemicals | c59c11fe-39d3-38dd-a602-ce11b46c558e | 68a5ef8e-68b8-384c-8097-5c940b8436e8 | 20aadc24-a391-41cf-b340-3e4529f44bde | 93a60a56-a3c8-11da-a746-0800200b9a66
Diallate | 2303-16-4 | 2303164 | 2303164 | C10H17Cl2NOS |  | Mass | kg | emission | water | https://ofmpub.epa.gov/sor_internet/registry/substreg/searchandretrieve/substancesearch/search.do?details=displayDetails&selectedSubstanceId=41313 | 1 | Chemicals | f8d55346-c389-3eb6-843c-4ce73362cebc | 68a5ef8e-68b8-384c-8097-5c940b8436e8 | 20aadc24-a391-41cf-b340-3e4529f44bde | 93a60a56-a3c8-11da-a746-0800200b9a66
Triallate | 2303-17-5 | 2303175 | 2303175 | C10H16Cl3NOS |  | Mass | kg | emission | water | https://ofmpub.epa.gov/sor_internet/registry/substreg/searchandretrieve/substancesearch/search.do?details=displayDetails&selectedSubstanceId=41312 | 1 | Chemicals | 8825ba53-2e74-38d5-a9f4-ab4698df48c3 | 68a5ef8e-68b8-384c-8097-5c940b8436e8 | 20aadc24-a391-41cf-b340-3e4529f44bde | 93a60a56-a3c8-11da-a746-0800200b9a66
Pentanochlor | 2307-68-8 | 2307688 | 2307688 | C13H18ClNO |  | Mass | kg | emission | water | https://ofmpub.epa.gov/sor_internet/registry/substreg/searchandretrieve/substancesearch/search.do?details=displayDetails&selectedSubstanceId=92463 | 1 | Chemicals | b8c36271-4e2f-30ca-a49f-606950d45b5e | 68a5ef8e-68b8-384c-8097-5c940b8436e8 | 20aadc24-a391-41cf-b340-3e4529f44bde | 93a60a56-a3c8-11da-a746-0800200b9a66
Phosalone | 2310-17-0 | 2310170 | 2310170 | C12H15ClNO4PS2 |  | Mass | kg | emission | water | https://ofmpub.epa.gov/sor_internet/registry/substreg/searchandretrieve/substancesearch/search.do?details=displayDetails&selectedSubstanceId=41142 | 1 | Chemicals | 70c81d35-f982-3cf4-ad57-601d84263035 | 68a5ef8e-68b8-384c-8097-5c940b8436e8 | 20aadc24-a391-41cf-b340-3e4529f44bde | 93a60a56-a3c8-11da-a746-0800200b9a66
Pirimicarb | 23103-98-2 | 23103982 | 23103982 | C11H18N4O2 |  | Mass | kg | emission | water | https://ofmpub.epa.gov/sor_internet/registry/substreg/searchandretrieve/substancesearch/search.do?details=displayDetails&selectedSubstanceId=92460 | 1 | Chemicals | a26b3457-a1da-3e31-9e78-eae10ea4273d | 68a5ef8e-68b8-384c-8097-5c940b8436e8 | 20aadc24-a391-41cf-b340-3e4529f44bde | 93a60a56-a3c8-11da-a746-0800200b9a66
Propargite | 2312-35-8 | 2312358 | 2312358 | C19H26O4S |  | Mass | kg | emission | water | https://ofmpub.epa.gov/sor_internet/registry/substreg/searchandretrieve/substancesearch/search.do?details=displayDetails&selectedSubstanceId=41141 | 1 | Chemicals | 9cd094e7-e061-34cf-9d8d-f9547b106edd | 68a5ef8e-68b8-384c-8097-5c940b8436e8 | 20aadc24-a391-41cf-b340-3e4529f44bde | 93a60a56-a3c8-11da-a746-0800200b9a66
Oxamyl | 23135-22-0 | 23135220 | 23135220 | C7H13N3O3S |  | Mass | kg | emission | water | https://ofmpub.epa.gov/sor_internet/registry/substreg/searchandretrieve/substancesearch/search.do?details=displayDetails&selectedSubstanceId=92455 | 1 | Chemicals | 23aa59b1-5186-3556-a73a-2b07970723d3 | 68a5ef8e-68b8-384c-8097-5c940b8436e8 | 20aadc24-a391-41cf-b340-3e4529f44bde | 93a60a56-a3c8-11da-a746-0800200b9a66
Butachlor | 23184-66-9 | 23184669 | 23184669 | C17H26ClNO2 |  | Mass | kg | emission | water | https://ofmpub.epa.gov/sor_internet/registry/substreg/searchandretrieve/substancesearch/search.do?details=displayDetails&selectedSubstanceId=56242 | 1 | Chemicals | 7e2c9c53-8c98-343c-b12c-8703c68da3d7 | 68a5ef8e-68b8-384c-8097-5c940b8436e8 | 20aadc24-a391-41cf-b340-3e4529f44bde | 93a60a56-a3c8-11da-a746-0800200b9a66
Formetanate hydrochloride | 23422-53-9 | 23422539 | 23422539 | C11H16ClN3O2 |  | Mass | kg | emission | water | https://ofmpub.epa.gov/sor_internet/registry/substreg/searchandretrieve/substancesearch/search.do?details=displayDetails&selectedSubstanceId=92434 | 1 | Chemicals | 650185b5-bc06-33f7-8376-8332fecfff94 | 68a5ef8e-68b8-384c-8097-5c940b8436e8 | 20aadc24-a391-41cf-b340-3e4529f44bde | 93a60a56-a3c8-11da-a746-0800200b9a66
Heptenophos | 23560-59-0 | 23560590 | 23560590 | C9H12ClO4P |  | Mass | kg | emission | water | https://ofmpub.epa.gov/sor_internet/registry/substreg/searchandretrieve/substancesearch/search.do?details=displayDetails&selectedSubstanceId=77269 | 1 | Chemicals | 5bbaad89-7358-3a90-8c0f-6d054dbb33bd | 68a5ef8e-68b8-384c-8097-5c940b8436e8 | 20aadc24-a391-41cf-b340-3e4529f44bde | 93a60a56-a3c8-11da-a746-0800200b9a66
Thiophanate-methyl | 23564-05-8 | 23564058 | 23564058 | C12H14N4O4S2 |  | Mass | kg | emission | water | https://ofmpub.epa.gov/sor_internet/registry/substreg/searchandretrieve/substancesearch/search.do?details=displayDetails&selectedSubstanceId=92271 | 1 | Chemicals | 623a3fa2-60da-3f8e-9253-7cc40eed8ebd | 68a5ef8e-68b8-384c-8097-5c940b8436e8 | 20aadc24-a391-41cf-b340-3e4529f44bde | 93a60a56-a3c8-11da-a746-0800200b9a66
Thiophanate ethyl | 23564-06-9 | 23564069 | 23564069 | C14H18N4O4S2 |  | Mass | kg | emission | water | https://ofmpub.epa.gov/sor_internet/registry/substreg/searchandretrieve/substancesearch/search.do?details=displayDetails&selectedSubstanceId=55992 | 1 | Chemicals | 58e0314f-92a0-3a0c-b890-e1e9f25549e4 | 68a5ef8e-68b8-384c-8097-5c940b8436e8 | 20aadc24-a391-41cf-b340-3e4529f44bde | 93a60a56-a3c8-11da-a746-0800200b9a66
2-Ethoxyethyl methacrylate | 2370-63-0 | 2370630 | 2370630 | C8H14O3 |  | Mass | kg | emission | water | https://ofmpub.epa.gov/sor_internet/registry/substreg/searchandretrieve/substancesearch/search.do?details=displayDetails&selectedSubstanceId=41099 | 1 | Chemicals | 022691ce-0adb-3da1-81dc-071b3dad8f44 | 68a5ef8e-68b8-384c-8097-5c940b8436e8 | 20aadc24-a391-41cf-b340-3e4529f44bde | 93a60a56-a3c8-11da-a746-0800200b9a66
Zinc(II) | 23713-49-7 | 23713497 | 23713497 | - |  | Mass | kg | emission | water | https://ofmpub.epa.gov/sor_internet/registry/substreg/searchandretrieve/substancesearch/search.do?details=displayDetails&selectedSubstanceId=97071 | 1 | Chemicals | 0c6d45b6-0f3f-3468-825d-ed7e3b60eed3 | 68a5ef8e-68b8-384c-8097-5c940b8436e8 | 20aadc24-a391-41cf-b340-3e4529f44bde | 93a60a56-a3c8-11da-a746-0800200b9a66
Potassium bis(2-hydroxyethyl)dithiocarbamate | 23746-34-1 | 23746341 | 23746341 | C5H10KNO2S2 |  | Mass | kg | emission | water | https://ofmpub.epa.gov/sor_internet/registry/substreg/searchandretrieve/substancesearch/search.do?details=displayDetails&selectedSubstanceId=59549 | 1 | Chemicals | 5057c66f-f27b-335c-aaa4-fd35a4d6e465 | 68a5ef8e-68b8-384c-8097-5c940b8436e8 | 20aadc24-a391-41cf-b340-3e4529f44bde | 93a60a56-a3c8-11da-a746-0800200b9a66
Mirex | 2385-85-5 | 2385855 | 2385855 | C10Cl12 |  | Mass | kg | emission | water | https://ofmpub.epa.gov/sor_internet/registry/substreg/searchandretrieve/substancesearch/search.do?details=displayDetails&selectedSubstanceId=92090 | 1 | Chemicals | ed3069d1-ec10-3fa3-8bb3-e21151fe98d1 | 68a5ef8e-68b8-384c-8097-5c940b8436e8 | 20aadc24-a391-41cf-b340-3e4529f44bde | 93a60a56-a3c8-11da-a746-0800200b9a66
Sodium laurylsulfonate | 2386-53-0 | 2386530 | 2386530 | C12H25NaO3S |  | Mass | kg | emission | water | https://ofmpub.epa.gov/sor_internet/registry/substreg/searchandretrieve/substancesearch/search.do?details=displayDetails&selectedSubstanceId=40924 | 1 | Chemicals | 3bc1ac09-7009-3839-9a52-ed56708dc702 | 68a5ef8e-68b8-384c-8097-5c940b8436e8 | 20aadc24-a391-41cf-b340-3e4529f44bde | 93a60a56-a3c8-11da-a746-0800200b9a66
Ethirimol | 23947-60-6 | 23947606 | 23947606 | C11H19N3O |  | Mass | kg | emission | water | https://ofmpub.epa.gov/sor_internet/registry/substreg/searchandretrieve/substancesearch/search.do?details=displayDetails&selectedSubstanceId=77267 | 1 | Chemicals | ed9b25a9-b1fd-3ae6-a2ae-7cb3537c9778 | 68a5ef8e-68b8-384c-8097-5c940b8436e8 | 20aadc24-a391-41cf-b340-3e4529f44bde | 93a60a56-a3c8-11da-a746-0800200b9a66
Pronamide | 23950-58-5 | 23950585 | 23950585 | C12H11Cl2NO |  | Mass | kg | emission | water | https://ofmpub.epa.gov/sor_internet/registry/substreg/searchandretrieve/substancesearch/search.do?details=displayDetails&selectedSubstanceId=58676 | 1 | Chemicals | e70d3db2-42b6-3c51-8ba6-43392bba15ea | 68a5ef8e-68b8-384c-8097-5c940b8436e8 | 20aadc24-a391-41cf-b340-3e4529f44bde | 93a60a56-a3c8-11da-a746-0800200b9a66
Triazophos | 24017-47-8 | 24017478 | 24017478 | C12H16N3O3PS |  | Mass | kg | emission | water | https://ofmpub.epa.gov/sor_internet/registry/substreg/searchandretrieve/substancesearch/search.do?details=displayDetails&selectedSubstanceId=58666 | 1 | Chemicals | fedf66a1-1786-396b-8a3a-e725cd39ff64 | 68a5ef8e-68b8-384c-8097-5c940b8436e8 | 20aadc24-a391-41cf-b340-3e4529f44bde | 93a60a56-a3c8-11da-a746-0800200b9a66
2,3,5,6-Tetrachloropyridine | 2402-79-1 | 2402791 | 2402791 | C5HCl4N |  | Mass | kg | emission | water | https://ofmpub.epa.gov/sor_internet/registry/substreg/searchandretrieve/substancesearch/search.do?details=displayDetails&selectedSubstanceId=40890 | 1 | Chemicals | 5a6e04e8-7f3f-3dbc-aae5-5807efdca443 | 68a5ef8e-68b8-384c-8097-5c940b8436e8 | 20aadc24-a391-41cf-b340-3e4529f44bde | 93a60a56-a3c8-11da-a746-0800200b9a66
4-Piperidinol, 2,2,6,6-tetramethyl- | 2403-88-5 | 2403885 | 2403885 | C9H19NO |  | Mass | kg | emission | water | https://ofmpub.epa.gov/sor_internet/registry/substreg/searchandretrieve/substancesearch/search.do?details=displayDetails&selectedSubstanceId=92075 | 1 | Chemicals | 79ae40d2-b42f-31c9-8462-ae680b36ec6d | 68a5ef8e-68b8-384c-8097-5c940b8436e8 | 20aadc24-a391-41cf-b340-3e4529f44bde | 93a60a56-a3c8-11da-a746-0800200b9a66
2,3,6-Trimethylphenol | 2416-94-6 | 2416946 | 2416946 | C9H12O |  | Mass | kg | emission | water | https://ofmpub.epa.gov/sor_internet/registry/substreg/searchandretrieve/substancesearch/search.do?details=displayDetails&selectedSubstanceId=92062 | 1 | Chemicals | b33e2957-b11f-3f7b-b5f7-1be84ae1c598 | 68a5ef8e-68b8-384c-8097-5c940b8436e8 | 20aadc24-a391-41cf-b340-3e4529f44bde | 93a60a56-a3c8-11da-a746-0800200b9a66
1-Chloro-2-nitropropane | 2425-66-3 | 2425663 | 2425663 | C3H6ClNO2 |  | Mass | kg | emission | water | https://ofmpub.epa.gov/sor_internet/registry/substreg/searchandretrieve/substancesearch/search.do?details=displayDetails&selectedSubstanceId=91906 | 1 | Chemicals | bab25f59-41af-3fc1-91bc-4424fb8ac00e | 68a5ef8e-68b8-384c-8097-5c940b8436e8 | 20aadc24-a391-41cf-b340-3e4529f44bde | 93a60a56-a3c8-11da-a746-0800200b9a66
C.I. Pigment Red 3 | 2425-85-6 | 2425856 | 2425856 | C17H13N3O3 |  | Mass | kg | emission | water | https://ofmpub.epa.gov/sor_internet/registry/substreg/searchandretrieve/substancesearch/search.do?details=displayDetails&selectedSubstanceId=40698 | 1 | Chemicals | e68eedb4-fcb3-3124-ab30-13aeed46e066 | 68a5ef8e-68b8-384c-8097-5c940b8436e8 | 20aadc24-a391-41cf-b340-3e4529f44bde | 93a60a56-a3c8-11da-a746-0800200b9a66
C.I. Direct Blue 15 | 2429-74-5 | 2429745 | 2429745 | C34H24N6Na4O16S4 |  | Mass | kg | emission | water | https://ofmpub.epa.gov/sor_internet/registry/substreg/searchandretrieve/substancesearch/search.do?details=displayDetails&selectedSubstanceId=40690 | 1 | Chemicals | cd199332-15ca-3e5e-995e-916c2e87918a | 68a5ef8e-68b8-384c-8097-5c940b8436e8 | 20aadc24-a391-41cf-b340-3e4529f44bde | 93a60a56-a3c8-11da-a746-0800200b9a66
Mepiquat chloride | 24307-26-4 | 24307264 | 24307264 | C7H16ClN |  | Mass | kg | emission | water | https://ofmpub.epa.gov/sor_internet/registry/substreg/searchandretrieve/substancesearch/search.do?details=displayDetails&selectedSubstanceId=58459 | 1 | Chemicals | b6c230f2-65b9-3424-85ff-454dc230e81f | 68a5ef8e-68b8-384c-8097-5c940b8436e8 | 20aadc24-a391-41cf-b340-3e4529f44bde | 93a60a56-a3c8-11da-a746-0800200b9a66
11-Aminoundecanoic acid | 2432-99-7 | 2432997 | 2432997 | C11H23NO2 |  | Mass | kg | emission | water | https://ofmpub.epa.gov/sor_internet/registry/substreg/searchandretrieve/substancesearch/search.do?details=displayDetails&selectedSubstanceId=40522 | 1 | Chemicals | 46dddff5-4ea8-3c39-b474-7d4c69261740 | 68a5ef8e-68b8-384c-8097-5c940b8436e8 | 20aadc24-a391-41cf-b340-3e4529f44bde | 93a60a56-a3c8-11da-a746-0800200b9a66
Isocarbophos | 24353-61-5 | 24353615 | 24353615 | C11H16NO4PS |  | Mass | kg | emission | water | https://ofmpub.epa.gov/sor_internet/registry/substreg/searchandretrieve/substancesearch/search.do?details=displayDetails&selectedSubstanceId=77266 | 1 | Chemicals | 5db08018-0f93-3006-a74f-19248ce5d654 | 68a5ef8e-68b8-384c-8097-5c940b8436e8 | 20aadc24-a391-41cf-b340-3e4529f44bde | 93a60a56-a3c8-11da-a746-0800200b9a66
2,2',4,4'-Tetrachlorobiphenyl | 2437-79-8 | 2437798 | 2437798 | C12H6Cl4 |  | Mass | kg | emission | water | https://ofmpub.epa.gov/sor_internet/registry/substreg/searchandretrieve/substancesearch/search.do?details=displayDetails&selectedSubstanceId=81641 | 1 | Chemicals | a60263c0-b86e-3786-9c21-accf7e6ac1d9 | 68a5ef8e-68b8-384c-8097-5c940b8436e8 | 20aadc24-a391-41cf-b340-3e4529f44bde | 93a60a56-a3c8-11da-a746-0800200b9a66
Sodium malonaldehyde | 24382-04-5 | 24382045 | 24382045 | C3H3NaO2 |  | Mass | kg | emission | water | https://ofmpub.epa.gov/sor_internet/registry/substreg/searchandretrieve/substancesearch/search.do?details=displayDetails&selectedSubstanceId=77797 | 1 | Chemicals | 2c86a2ca-a495-3e82-a5c2-6975172dbdb4 | 68a5ef8e-68b8-384c-8097-5c940b8436e8 | 20aadc24-a391-41cf-b340-3e4529f44bde | 93a60a56-a3c8-11da-a746-0800200b9a66
2,3,6-Trichlorophenylacetic acid sodium salt | 2439-00-1 | 2439001 | 2439001 | C8H4Cl3NaO2 |  | Mass | kg | emission | water | https://ofmpub.epa.gov/sor_internet/registry/substreg/searchandretrieve/substancesearch/search.do?details=displayDetails&selectedSubstanceId=40514 | 1 | Chemicals | d76409fb-b994-3090-b23a-794d808e52a5 | 68a5ef8e-68b8-384c-8097-5c940b8436e8 | 20aadc24-a391-41cf-b340-3e4529f44bde | 93a60a56-a3c8-11da-a746-0800200b9a66
2-(Dimethylamino)ethyl acrylate | 2439-35-2 | 2439352 | 2439352 | C7H13NO2 |  | Mass | kg | emission | water | https://ofmpub.epa.gov/sor_internet/registry/substreg/searchandretrieve/substancesearch/search.do?details=displayDetails&selectedSubstanceId=40512 | 1 | Chemicals | 35eb1a94-c9ba-3e4e-b77b-6f21d5c0d4aa | 68a5ef8e-68b8-384c-8097-5c940b8436e8 | 20aadc24-a391-41cf-b340-3e4529f44bde | 93a60a56-a3c8-11da-a746-0800200b9a66
2,6-Diisopropylaniline | 24544-04-5 | 24544045 | 24544045 | C12H19N |  | Mass | kg | emission | water | https://ofmpub.epa.gov/sor_internet/registry/substreg/searchandretrieve/substancesearch/search.do?details=displayDetails&selectedSubstanceId=58421 | 1 | Chemicals | e16f9222-c1ea-3247-a8d2-2a291494fca8 | 68a5ef8e-68b8-384c-8097-5c940b8436e8 | 20aadc24-a391-41cf-b340-3e4529f44bde | 93a60a56-a3c8-11da-a746-0800200b9a66
2-Ethyl-6-methylaniline | 24549-06-2 | 24549062 | 24549062 | C9H13N |  | Mass | kg | emission | water | https://ofmpub.epa.gov/sor_internet/registry/substreg/searchandretrieve/substancesearch/search.do?details=displayDetails&selectedSubstanceId=58420 | 1 | Chemicals | 7d95b410-5618-3b4a-83ad-abe2a688d9ba | 68a5ef8e-68b8-384c-8097-5c940b8436e8 | 20aadc24-a391-41cf-b340-3e4529f44bde | 93a60a56-a3c8-11da-a746-0800200b9a66
Tetrahydrofurfuryl methacrylate | 2455-24-5 | 2455245 | 2455245 | C9H14O3 |  | Mass | kg | emission | water | https://ofmpub.epa.gov/sor_internet/registry/substreg/searchandretrieve/substancesearch/search.do?details=displayDetails&selectedSubstanceId=40496 | 1 | Chemicals | d997a80a-9359-35a2-a2ac-9d0d32768613 | 68a5ef8e-68b8-384c-8097-5c940b8436e8 | 20aadc24-a391-41cf-b340-3e4529f44bde | 93a60a56-a3c8-11da-a746-0800200b9a66
N-[(4-(5-Nitro-2-furyl)-2-tiazolyl)]formamide | 24554-26-5 | 24554265 | 24554265 | C8H5N3O4S |  | Mass | kg | emission | water | https://ofmpub.epa.gov/sor_internet/registry/substreg/searchandretrieve/substancesearch/search.do?details=displayDetails&selectedSubstanceId=91866 | 1 | Chemicals | 0049fe4e-ef80-3513-aa5d-4c686e2f56cc | 68a5ef8e-68b8-384c-8097-5c940b8436e8 | 20aadc24-a391-41cf-b340-3e4529f44bde | 93a60a56-a3c8-11da-a746-0800200b9a66
Propamocarb | 24579-73-5 | 24579735 | 24579735 | C9H20N2O2 |  | Mass | kg | emission | water | https://ofmpub.epa.gov/sor_internet/registry/substreg/searchandretrieve/substancesearch/search.do?details=displayDetails&selectedSubstanceId=58417 | 1 | Chemicals | f0258fac-bc71-3065-b7df-c525a5dcc785 | 68a5ef8e-68b8-384c-8097-5c940b8436e8 | 20aadc24-a391-41cf-b340-3e4529f44bde | 93a60a56-a3c8-11da-a746-0800200b9a66
Benzoic acid, 4-hydrazino-, monohydrochloride | 24589-77-3 | 24589773 | 24589773 | C7H9ClN2O2 |  | Mass | kg | emission | water | https://ofmpub.epa.gov/sor_internet/registry/substreg/searchandretrieve/substancesearch/search.do?details=displayDetails&selectedSubstanceId=91718 | 1 | Chemicals | 9787e0ed-57cc-34c9-8580-77d7993b0982 | 68a5ef8e-68b8-384c-8097-5c940b8436e8 | 20aadc24-a391-41cf-b340-3e4529f44bde | 93a60a56-a3c8-11da-a746-0800200b9a66
2,6-Dimethyl-4-tridecylmorpholine | 24602-86-6 | 24602866 | 24602866 | C19H39NO |  | Mass | kg | emission | water | https://ofmpub.epa.gov/sor_internet/registry/substreg/searchandretrieve/substancesearch/search.do?details=displayDetails&selectedSubstanceId=81006 | 1 | Chemicals | 55971bc1-530a-34e5-bd6b-f290ea8c9e11 | 68a5ef8e-68b8-384c-8097-5c940b8436e8 | 20aadc24-a391-41cf-b340-3e4529f44bde | 93a60a56-a3c8-11da-a746-0800200b9a66
4,5-Dichloroguaiacol | 2460-49-3 | 2460493 | 2460493 | C7H6Cl2O2 |  | Mass | kg | emission | water | https://ofmpub.epa.gov/sor_internet/registry/substreg/searchandretrieve/substancesearch/search.do?details=displayDetails&selectedSubstanceId=81639 | 1 | Chemicals | 557f7a5d-66e1-3df0-9746-3393b397b3ac | 68a5ef8e-68b8-384c-8097-5c940b8436e8 | 20aadc24-a391-41cf-b340-3e4529f44bde | 93a60a56-a3c8-11da-a746-0800200b9a66
2-Ethylhexyl glycidyl ether | 2461-15-6 | 2461156 | 2461156 | C11H22O2 |  | Mass | kg | emission | water | https://ofmpub.epa.gov/sor_internet/registry/substreg/searchandretrieve/substancesearch/search.do?details=displayDetails&selectedSubstanceId=91714 | 1 | Chemicals | b053d0b3-fb9d-3b29-b73f-633d6bb326fb | 68a5ef8e-68b8-384c-8097-5c940b8436e8 | 20aadc24-a391-41cf-b340-3e4529f44bde | 93a60a56-a3c8-11da-a746-0800200b9a66
Dicapthon | 2463-84-5 | 2463845 | 2463845 | C8H9ClNO5PS |  | Mass | kg | emission | water | https://ofmpub.epa.gov/sor_internet/registry/substreg/searchandretrieve/substancesearch/search.do?details=displayDetails&selectedSubstanceId=40482 | 1 | Chemicals | 1643314b-5a13-3d18-97a4-79a6125ba0f1 | 68a5ef8e-68b8-384c-8097-5c940b8436e8 | 20aadc24-a391-41cf-b340-3e4529f44bde | 93a60a56-a3c8-11da-a746-0800200b9a66
Chlorflurenol | 2464-37-1 | 2464371 | 2464371 | C14H9ClO3 |  | Mass | kg | emission | water | https://ofmpub.epa.gov/sor_internet/registry/substreg/searchandretrieve/substancesearch/search.do?details=displayDetails&selectedSubstanceId=78385 | 1 | Chemicals | f222fdbf-a2c1-36fd-a9bd-e52adf83a509 | 68a5ef8e-68b8-384c-8097-5c940b8436e8 | 20aadc24-a391-41cf-b340-3e4529f44bde | 93a60a56-a3c8-11da-a746-0800200b9a66
Auramine, monohydrochloride | 2465-27-2 | 2465272 | 2465272 | C17H22ClN3 |  | Mass | kg | emission | water | https://ofmpub.epa.gov/sor_internet/registry/substreg/searchandretrieve/substancesearch/search.do?details=displayDetails&selectedSubstanceId=40481 | 1 | Chemicals | 1bf6aeb6-154a-362f-843c-ab494d15751c | 68a5ef8e-68b8-384c-8097-5c940b8436e8 | 20aadc24-a391-41cf-b340-3e4529f44bde | 93a60a56-a3c8-11da-a746-0800200b9a66
C.I. Disperse Blue 1 | 2475-45-8 | 2475458 | 2475458 | C14H12N4O2 |  | Mass | kg | emission | water | https://ofmpub.epa.gov/sor_internet/registry/substreg/searchandretrieve/substancesearch/search.do?details=displayDetails&selectedSubstanceId=91700 | 1 | Chemicals | a8c537d5-6e62-3459-926a-1c6ad7e54706 | 68a5ef8e-68b8-384c-8097-5c940b8436e8 | 20aadc24-a391-41cf-b340-3e4529f44bde | 93a60a56-a3c8-11da-a746-0800200b9a66
C.I. Disperse Blue 3 | 2475-46-9 | 2475469 | 2475469 | C17H16N2O3 |  | Mass | kg | emission | water | https://ofmpub.epa.gov/sor_internet/registry/substreg/searchandretrieve/substancesearch/search.do?details=displayDetails&selectedSubstanceId=40300 | 1 | Chemicals | 12a53a73-5f40-376b-b6b6-15d2f02d536f | 68a5ef8e-68b8-384c-8097-5c940b8436e8 | 20aadc24-a391-41cf-b340-3e4529f44bde | 93a60a56-a3c8-11da-a746-0800200b9a66
Trimethylthiourea | 2489-77-2 | 2489772 | 2489772 | C4H10N2S |  | Mass | kg | emission | water | https://ofmpub.epa.gov/sor_internet/registry/substreg/searchandretrieve/substancesearch/search.do?details=displayDetails&selectedSubstanceId=40289 | 1 | Chemicals | 79368793-5d74-3f61-8970-c379dd8a41ad | 68a5ef8e-68b8-384c-8097-5c940b8436e8 | 20aadc24-a391-41cf-b340-3e4529f44bde | 93a60a56-a3c8-11da-a746-0800200b9a66
Sodium mercaptobenzothiazole | 2492-26-4 | 2492264 | 2492264 | C7H4NNaS2 |  | Mass | kg | emission | water | https://ofmpub.epa.gov/sor_internet/registry/substreg/searchandretrieve/substancesearch/search.do?details=displayDetails&selectedSubstanceId=40284 | 1 | Chemicals | f88c2de5-4d59-30b9-85b4-07ac5b5b91fd | 68a5ef8e-68b8-384c-8097-5c940b8436e8 | 20aadc24-a391-41cf-b340-3e4529f44bde | 93a60a56-a3c8-11da-a746-0800200b9a66
Chlormephos | 24934-91-6 | 24934916 | 24934916 | C5H12ClO2PS2 |  | Mass | kg | emission | water | https://ofmpub.epa.gov/sor_internet/registry/substreg/searchandretrieve/substancesearch/search.do?details=displayDetails&selectedSubstanceId=58006 | 1 | Chemicals | f4e3a963-c4ac-36a0-ae68-e1729a107770 | 68a5ef8e-68b8-384c-8097-5c940b8436e8 | 20aadc24-a391-41cf-b340-3e4529f44bde | 93a60a56-a3c8-11da-a746-0800200b9a66
2-Propene-1-sulfonic acid, sodium salt | 2495-39-8 | 2495398 | 2495398 | C3H5NaO3S |  | Mass | kg | emission | water | https://ofmpub.epa.gov/sor_internet/registry/substreg/searchandretrieve/substancesearch/search.do?details=displayDetails&selectedSubstanceId=91672 | 1 | Chemicals | ce7cf1f5-2c32-3c10-9b85-527b7b304a29 | 68a5ef8e-68b8-384c-8097-5c940b8436e8 | 20aadc24-a391-41cf-b340-3e4529f44bde | 93a60a56-a3c8-11da-a746-0800200b9a66
Hexyl acrylate | 2499-95-8 | 2499958 | 2499958 | C9H16O2 |  | Mass | kg | emission | water | https://ofmpub.epa.gov/sor_internet/registry/substreg/searchandretrieve/substancesearch/search.do?details=displayDetails&selectedSubstanceId=40265 | 1 | Chemicals | 21178032-d3a0-3e83-8eff-9ef75d095e7e | 68a5ef8e-68b8-384c-8097-5c940b8436e8 | 20aadc24-a391-41cf-b340-3e4529f44bde | 93a60a56-a3c8-11da-a746-0800200b9a66
Butylated hydroxyanisole | 25013-16-5 | 25013165 | 25013165 | C11H16O2 |  | Mass | kg | emission | water | https://ofmpub.epa.gov/sor_internet/registry/substreg/searchandretrieve/substancesearch/search.do?details=displayDetails&selectedSubstanceId=57779 | 1 | Chemicals | 1dee33e7-599d-39d3-b700-48958afbd60a | 68a5ef8e-68b8-384c-8097-5c940b8436e8 | 20aadc24-a391-41cf-b340-3e4529f44bde | 93a60a56-a3c8-11da-a746-0800200b9a66
Bentazon | 25057-89-0 | 25057890 | 25057890 | C10H12N2O3S |  | Mass | kg | emission | water | https://ofmpub.epa.gov/sor_internet/registry/substreg/searchandretrieve/substancesearch/search.do?details=displayDetails&selectedSubstanceId=57531 | 1 | Chemicals | 1db15b5b-de48-3cf5-9ef1-91b1f85ff190 | 68a5ef8e-68b8-384c-8097-5c940b8436e8 | 20aadc24-a391-41cf-b340-3e4529f44bde | 93a60a56-a3c8-11da-a746-0800200b9a66
Nonylphenol | 25154-52-3 | 25154523 | 25154523 | C14H22O |  | Mass | kg | emission | water | https://ofmpub.epa.gov/sor_internet/registry/substreg/searchandretrieve/substancesearch/search.do?details=displayDetails&selectedSubstanceId=56871 | 1 | Chemicals | 23bb5048-af71-3553-b0af-a41cda255ab2 | 68a5ef8e-68b8-384c-8097-5c940b8436e8 | 20aadc24-a391-41cf-b340-3e4529f44bde | 93a60a56-a3c8-11da-a746-0800200b9a66
Tris(dimethylphenol) phosphate | 25155-23-1 | 25155231 | 25155231 | C24H27O4P |  | Mass | kg | emission | water | https://ofmpub.epa.gov/sor_internet/registry/substreg/searchandretrieve/substancesearch/search.do?details=displayDetails&selectedSubstanceId=91519 | 1 | Chemicals | acbc6dd7-8b77-30d8-ae01-c9a2796417f1 | 68a5ef8e-68b8-384c-8097-5c940b8436e8 | 20aadc24-a391-41cf-b340-3e4529f44bde | 93a60a56-a3c8-11da-a746-0800200b9a66
Sodium dodecylbenzenesulfonate | 25155-30-0 | 25155300 | 25155300 | C18H29NaO3S |  | Mass | kg | emission | water | https://ofmpub.epa.gov/sor_internet/registry/substreg/searchandretrieve/substancesearch/search.do?details=displayDetails&selectedSubstanceId=91518 | 1 | Chemicals | c6185696-9370-39e2-bf33-319313469cc4 | 68a5ef8e-68b8-384c-8097-5c940b8436e8 | 20aadc24-a391-41cf-b340-3e4529f44bde | 93a60a56-a3c8-11da-a746-0800200b9a66
Dichlorophenol | 25167-81-1 | 25167811 | 25167811 | - |  | Mass | kg | emission | water | https://ofmpub.epa.gov/sor_internet/registry/substreg/searchandretrieve/substancesearch/search.do?details=displayDetails&selectedSubstanceId=56855 | 1 | Chemicals | acf95d7f-1fb1-307a-99f8-9097a6f3f013 | 68a5ef8e-68b8-384c-8097-5c940b8436e8 | 20aadc24-a391-41cf-b340-3e4529f44bde | 93a60a56-a3c8-11da-a746-0800200b9a66
Trichlorophenol | 25167-82-2 | 25167822 | 25167822 | - |  | Mass | kg | emission | water | https://ofmpub.epa.gov/sor_internet/registry/substreg/searchandretrieve/substancesearch/search.do?details=displayDetails&selectedSubstanceId=91515 | 1 | Chemicals | 47470c01-089e-3090-a6ea-fdb3b1cd0903 | 68a5ef8e-68b8-384c-8097-5c940b8436e8 | 20aadc24-a391-41cf-b340-3e4529f44bde | 93a60a56-a3c8-11da-a746-0800200b9a66
Tetrachlorophenol | 25167-83-3 | 25167833 | 25167833 | - |  | Mass | kg | emission | water | https://ofmpub.epa.gov/sor_internet/registry/substreg/searchandretrieve/substancesearch/search.do?details=displayDetails&selectedSubstanceId=56854 | 1 | Chemicals | aab87efc-4384-3883-8d08-ec8d98d01268 | 68a5ef8e-68b8-384c-8097-5c940b8436e8 | 20aadc24-a391-41cf-b340-3e4529f44bde | 93a60a56-a3c8-11da-a746-0800200b9a66
2,4,5-T isooctyl ester | 25168-15-4 | 25168154 | 25168154 | C16H21Cl3O3 |  | Mass | kg | emission | water | https://ofmpub.epa.gov/sor_internet/registry/substreg/searchandretrieve/substancesearch/search.do?details=displayDetails&selectedSubstanceId=91513 | 1 | Chemicals | 7310668d-4912-3a0b-ae6a-6d2331449df8 | 68a5ef8e-68b8-384c-8097-5c940b8436e8 | 20aadc24-a391-41cf-b340-3e4529f44bde | 93a60a56-a3c8-11da-a746-0800200b9a66
2,4-D isooctyl ester | 25168-26-7 | 25168267 | 25168267 | C16H22Cl2O3 |  | Mass | kg | emission | water | https://ofmpub.epa.gov/sor_internet/registry/substreg/searchandretrieve/substancesearch/search.do?details=displayDetails&selectedSubstanceId=56848 | 1 | Chemicals | 03b54cf3-8828-39f5-bcc1-a6414986a71e | 68a5ef8e-68b8-384c-8097-5c940b8436e8 | 20aadc24-a391-41cf-b340-3e4529f44bde | 93a60a56-a3c8-11da-a746-0800200b9a66
Hexene | 25264-93-1 | 25264931 | 25264931 | - |  | Mass | kg | emission | water | https://ofmpub.epa.gov/sor_internet/registry/substreg/searchandretrieve/substancesearch/search.do?details=displayDetails&selectedSubstanceId=56439 | 1 | Chemicals | c9e9e7e4-7aa2-36bb-b6c2-2cfc14452a10 | 68a5ef8e-68b8-384c-8097-5c940b8436e8 | 20aadc24-a391-41cf-b340-3e4529f44bde | 93a60a56-a3c8-11da-a746-0800200b9a66
2,2,4-Trimethylpentane-1,3-diol monoisobutyrate | 25265-77-4 | 25265774 | 25265774 | - |  | Mass | kg | emission | water | https://ofmpub.epa.gov/sor_internet/registry/substreg/searchandretrieve/substancesearch/search.do?details=displayDetails&selectedSubstanceId=56432 | 1 | Chemicals | cd489df4-f156-3850-8417-64016b97a26b | 68a5ef8e-68b8-384c-8097-5c940b8436e8 | 20aadc24-a391-41cf-b340-3e4529f44bde | 93a60a56-a3c8-11da-a746-0800200b9a66
Dibutyl phenyl phosphate | 2528-36-1 | 2528361 | 2528361 | C14H23O4P |  | Mass | kg | emission | water | https://ofmpub.epa.gov/sor_internet/registry/substreg/searchandretrieve/substancesearch/search.do?details=displayDetails&selectedSubstanceId=40078 | 1 | Chemicals | 2ada7edb-f706-3bc1-b596-b3ca913820a5 | 68a5ef8e-68b8-384c-8097-5c940b8436e8 | 20aadc24-a391-41cf-b340-3e4529f44bde | 93a60a56-a3c8-11da-a746-0800200b9a66
Isofenphos | 25311-71-1 | 25311711 | 25311711 | C15H24NO4PS |  | Mass | kg | emission | water | https://ofmpub.epa.gov/sor_internet/registry/substreg/searchandretrieve/substancesearch/search.do?details=displayDetails&selectedSubstanceId=56404 | 1 | Chemicals | ee9968bc-3289-3296-90bf-544c42ef9eaa | 68a5ef8e-68b8-384c-8097-5c940b8436e8 | 20aadc24-a391-41cf-b340-3e4529f44bde | 93a60a56-a3c8-11da-a746-0800200b9a66
MCPA-thioethyl | 25319-90-8 | 25319908 | 25319908 | C11H13ClO2S |  | Mass | kg | emission | water | https://ofmpub.epa.gov/sor_internet/registry/substreg/searchandretrieve/substancesearch/search.do?details=displayDetails&selectedSubstanceId=77256 | 1 | Chemicals | 81e365ca-18ae-3477-90dc-96b3bfd423ec | 68a5ef8e-68b8-384c-8097-5c940b8436e8 | 20aadc24-a391-41cf-b340-3e4529f44bde | 93a60a56-a3c8-11da-a746-0800200b9a66
Dinitrotoluene | 25321-14-6 | 25321146 | 25321146 | C7H6N2O4 |  | Mass | kg | emission | water | https://ofmpub.epa.gov/sor_internet/registry/substreg/searchandretrieve/substancesearch/search.do?details=displayDetails&selectedSubstanceId=91492 | 1 | Chemicals | 2f774f43-6696-3e38-8163-38775e85f80b | 68a5ef8e-68b8-384c-8097-5c940b8436e8 | 20aadc24-a391-41cf-b340-3e4529f44bde | 93a60a56-a3c8-11da-a746-0800200b9a66
Dichlorobenzene | 25321-22-6 | 25321226 | 25321226 | C6H4Cl2 |  | Mass | kg | emission | water | https://ofmpub.epa.gov/sor_internet/registry/substreg/searchandretrieve/substancesearch/search.do?details=displayDetails&selectedSubstanceId=56401 | 1 | Chemicals | c7b09304-3451-39c3-abe3-3b69c5f5d055 | 68a5ef8e-68b8-384c-8097-5c940b8436e8 | 20aadc24-a391-41cf-b340-3e4529f44bde | 93a60a56-a3c8-11da-a746-0800200b9a66
Tetrachloroethane | 25322-20-7 | 25322207 | 25322207 | - |  | Mass | kg | emission | water | https://ofmpub.epa.gov/sor_internet/registry/substreg/searchandretrieve/substancesearch/search.do?details=displayDetails&selectedSubstanceId=91490 | 1 | Chemicals | 87e53200-77c6-3e17-af27-0636997f2203 | 68a5ef8e-68b8-384c-8097-5c940b8436e8 | 20aadc24-a391-41cf-b340-3e4529f44bde | 93a60a56-a3c8-11da-a746-0800200b9a66
Trichloroethane | 25323-89-1 | 25323891 | 25323891 | - |  | Mass | kg | emission | water | https://ofmpub.epa.gov/sor_internet/registry/substreg/searchandretrieve/substancesearch/search.do?details=displayDetails&selectedSubstanceId=91489 | 1 | Chemicals | ca1cb205-44d1-396b-8ed4-d3270c237fe1 | 68a5ef8e-68b8-384c-8097-5c940b8436e8 | 20aadc24-a391-41cf-b340-3e4529f44bde | 93a60a56-a3c8-11da-a746-0800200b9a66
Isodecanol | 25339-17-7 | 25339177 | 25339177 | - |  | Mass | kg | emission | water | https://ofmpub.epa.gov/sor_internet/registry/substreg/searchandretrieve/substancesearch/search.do?details=displayDetails&selectedSubstanceId=56211 | 1 | Chemicals | d17f8052-97ab-3cbc-a4b7-e2a835b2c727 | 68a5ef8e-68b8-384c-8097-5c940b8436e8 | 20aadc24-a391-41cf-b340-3e4529f44bde | 93a60a56-a3c8-11da-a746-0800200b9a66
Heptene | 25339-56-4 | 25339564 | 25339564 | - |  | Mass | kg | emission | water | https://ofmpub.epa.gov/sor_internet/registry/substreg/searchandretrieve/substancesearch/search.do?details=displayDetails&selectedSubstanceId=56210 | 1 | Chemicals | 871f3a72-1c8f-3cd2-9346-510f20db721b | 68a5ef8e-68b8-384c-8097-5c940b8436e8 | 20aadc24-a391-41cf-b340-3e4529f44bde | 93a60a56-a3c8-11da-a746-0800200b9a66
Phthalazine | 253-52-1 | 253521 | 253521 | C8H6N2 |  | Mass | kg | emission | water | https://ofmpub.epa.gov/sor_internet/registry/substreg/searchandretrieve/substancesearch/search.do?details=displayDetails&selectedSubstanceId=46339 | 1 | Chemicals | 2a6e66d0-1b8f-3cf3-a316-296245feebca | 68a5ef8e-68b8-384c-8097-5c940b8436e8 | 20aadc24-a391-41cf-b340-3e4529f44bde | 93a60a56-a3c8-11da-a746-0800200b9a66
Toluenediamine | 25376-45-8 | 25376458 | 25376458 | - |  | Mass | kg | emission | water | https://ofmpub.epa.gov/sor_internet/registry/substreg/searchandretrieve/substancesearch/search.do?details=displayDetails&selectedSubstanceId=56189 | 1 | Chemicals | 50a93c95-5979-37db-a424-4862d8ab7843 | 68a5ef8e-68b8-384c-8097-5c940b8436e8 | 20aadc24-a391-41cf-b340-3e4529f44bde | 93a60a56-a3c8-11da-a746-0800200b9a66
Octene | 25377-83-7 | 25377837 | 25377837 | - |  | Mass | kg | emission | water | https://ofmpub.epa.gov/sor_internet/registry/substreg/searchandretrieve/substancesearch/search.do?details=displayDetails&selectedSubstanceId=56186 | 1 | Chemicals | 5e25622c-8948-3f1b-a8e7-bb61a4520ee9 | 68a5ef8e-68b8-384c-8097-5c940b8436e8 | 20aadc24-a391-41cf-b340-3e4529f44bde | 93a60a56-a3c8-11da-a746-0800200b9a66
Tetrachloroguaiacol | 2539-17-5 | 2539175 | 2539175 | C7H4Cl4O2 |  | Mass | kg | emission | water | https://ofmpub.epa.gov/sor_internet/registry/substreg/searchandretrieve/substancesearch/search.do?details=displayDetails&selectedSubstanceId=40066 | 1 | Chemicals | 918a6832-8d6d-3a8f-9dbb-eb7dda38845d | 68a5ef8e-68b8-384c-8097-5c940b8436e8 | 20aadc24-a391-41cf-b340-3e4529f44bde | 93a60a56-a3c8-11da-a746-0800200b9a66
Trichlorosyringol | 2539-26-6 | 2539266 | 2539266 | C8H7Cl3O3 |  | Mass | kg | emission | water | https://ofmpub.epa.gov/sor_internet/registry/substreg/searchandretrieve/substancesearch/search.do?details=displayDetails&selectedSubstanceId=83864 | 1 | Chemicals | 9c66c35c-4926-3007-87ad-782f72cfa0c0 | 68a5ef8e-68b8-384c-8097-5c940b8436e8 | 20aadc24-a391-41cf-b340-3e4529f44bde | 93a60a56-a3c8-11da-a746-0800200b9a66
Formothion | 2540-82-1 | 2540821 | 2540821 | C6H12NO4PS2 |  | Mass | kg | emission | water | https://ofmpub.epa.gov/sor_internet/registry/substreg/searchandretrieve/substancesearch/search.do?details=displayDetails&selectedSubstanceId=40063 | 1 | Chemicals | 11b449ff-3303-3d75-bc32-5028fcd5e27d | 68a5ef8e-68b8-384c-8097-5c940b8436e8 | 20aadc24-a391-41cf-b340-3e4529f44bde | 93a60a56-a3c8-11da-a746-0800200b9a66
2,4,5-T 2-butoxyethyl ester | 2545-59-7 | 2545597 | 2545597 | C14H17Cl3O4 |  | Mass | kg | emission | water | https://ofmpub.epa.gov/sor_internet/registry/substreg/searchandretrieve/substancesearch/search.do?details=displayDetails&selectedSubstanceId=40062 | 1 | Chemicals | 68728fa1-d62e-3c01-bf19-ca901b075a2b | 68a5ef8e-68b8-384c-8097-5c940b8436e8 | 20aadc24-a391-41cf-b340-3e4529f44bde | 93a60a56-a3c8-11da-a746-0800200b9a66
Picloram-potassium | 2545-60-0 | 2545600 | 2545600 | C6H2Cl3KN2O2 |  | Mass | kg | emission | water | https://ofmpub.epa.gov/sor_internet/registry/substreg/searchandretrieve/substancesearch/search.do?details=displayDetails&selectedSubstanceId=40061 | 1 | Chemicals | dae56dd3-4023-3ccc-ba6d-37cbe554666e | 68a5ef8e-68b8-384c-8097-5c940b8436e8 | 20aadc24-a391-41cf-b340-3e4529f44bde | 93a60a56-a3c8-11da-a746-0800200b9a66
Ammonium 1-naphthaleneacetate | 25545-89-5 | 25545895 | 25545895 | C12H13NO2 |  | Mass | kg | emission | water | https://ofmpub.epa.gov/sor_internet/registry/substreg/searchandretrieve/substancesearch/search.do?details=displayDetails&selectedSubstanceId=59495 | 1 | Chemicals | 1d161fb7-f9ad-3286-b6ab-20c31da21b13 | 68a5ef8e-68b8-384c-8097-5c940b8436e8 | 20aadc24-a391-41cf-b340-3e4529f44bde | 93a60a56-a3c8-11da-a746-0800200b9a66
Dinitrophenol | 25550-58-7 | 25550587 | 25550587 | - |  | Mass | kg | emission | water | https://ofmpub.epa.gov/sor_internet/registry/substreg/searchandretrieve/substancesearch/search.do?details=displayDetails&selectedSubstanceId=59489 | 1 | Chemicals | 6447b57b-bef0-3251-8f13-e970888f3120 | 68a5ef8e-68b8-384c-8097-5c940b8436e8 | 20aadc24-a391-41cf-b340-3e4529f44bde | 93a60a56-a3c8-11da-a746-0800200b9a66
Trimethylbenzene | 25551-13-7 | 25551137 | 25551137 | - |  | Mass | kg | emission | water | https://ofmpub.epa.gov/sor_internet/registry/substreg/searchandretrieve/substancesearch/search.do?details=displayDetails&selectedSubstanceId=59488 | 1 | Chemicals | 5e0dd29b-5e2b-3592-b966-2fdefbaf710a | 68a5ef8e-68b8-384c-8097-5c940b8436e8 | 20aadc24-a391-41cf-b340-3e4529f44bde | 93a60a56-a3c8-11da-a746-0800200b9a66
Chloronaphthalene | 25586-43-0 | 25586430 | 25586430 | - |  | Mass | kg | emission | water | https://ofmpub.epa.gov/sor_internet/registry/substreg/searchandretrieve/substancesearch/search.do?details=displayDetails&selectedSubstanceId=58625 | 1 | Chemicals | d6220db6-3d9d-38cd-8693-738fbee7e750 | 68a5ef8e-68b8-384c-8097-5c940b8436e8 | 20aadc24-a391-41cf-b340-3e4529f44bde | 93a60a56-a3c8-11da-a746-0800200b9a66
Propamocarb hydrochloride | 25606-41-1 | 25606411 | 25606411 | C9H21ClN2O2 |  | Mass | kg | emission | water | https://ofmpub.epa.gov/sor_internet/registry/substreg/searchandretrieve/substancesearch/search.do?details=displayDetails&selectedSubstanceId=94273 | 1 | Chemicals | f3317c64-2fc4-3cd9-8257-d3494442a81d | 68a5ef8e-68b8-384c-8097-5c940b8436e8 | 20aadc24-a391-41cf-b340-3e4529f44bde | 93a60a56-a3c8-11da-a746-0800200b9a66
Trimethylhexamethylenediamine | 25620-58-0 | 25620580 | 25620580 | - |  | Mass | kg | emission | water | https://ofmpub.epa.gov/sor_internet/registry/substreg/searchandretrieve/substancesearch/search.do?details=displayDetails&selectedSubstanceId=58601 | 1 | Chemicals | 16e5e366-2cd1-3f99-ae01-d6f617ed040e | 68a5ef8e-68b8-384c-8097-5c940b8436e8 | 20aadc24-a391-41cf-b340-3e4529f44bde | 93a60a56-a3c8-11da-a746-0800200b9a66
Hexabromocyclododecane | 25637-99-4 | 25637994 | 25637994 | - |  | Mass | kg | emission | water | https://ofmpub.epa.gov/sor_internet/registry/substreg/searchandretrieve/substancesearch/search.do?details=displayDetails&selectedSubstanceId=58592 | 1 | Chemicals | 304f9e4f-eee6-3cfa-83c6-3c33a35242bd | 68a5ef8e-68b8-384c-8097-5c940b8436e8 | 20aadc24-a391-41cf-b340-3e4529f44bde | 93a60a56-a3c8-11da-a746-0800200b9a66
Pentadecylamine | 2570-26-5 | 2570265 | 2570265 | C15H33N |  | Mass | kg | emission | water | https://ofmpub.epa.gov/sor_internet/registry/substreg/searchandretrieve/substancesearch/search.do?details=displayDetails&selectedSubstanceId=39869 | 1 | Chemicals | 1e07143b-5850-3d0c-8648-9ab51f6b8d73 | 68a5ef8e-68b8-384c-8097-5c940b8436e8 | 20aadc24-a391-41cf-b340-3e4529f44bde | 93a60a56-a3c8-11da-a746-0800200b9a66
4-Nitro-m-cresol | 2581-34-2 | 2581342 | 2581342 | C7H7NO3 |  | Mass | kg | emission | water | https://ofmpub.epa.gov/sor_internet/registry/substreg/searchandretrieve/substancesearch/search.do?details=displayDetails&selectedSubstanceId=39860 | 1 | Chemicals | 82da34d7-e894-36f4-9737-ef7167d894d0 | 68a5ef8e-68b8-384c-8097-5c940b8436e8 | 20aadc24-a391-41cf-b340-3e4529f44bde | 93a60a56-a3c8-11da-a746-0800200b9a66
Azoxymethane | 25843-45-2 | 25843452 | 25843452 | C2H6N2O |  | Mass | kg | emission | water | https://ofmpub.epa.gov/sor_internet/registry/substreg/searchandretrieve/substancesearch/search.do?details=displayDetails&selectedSubstanceId=77794 | 1 | Chemicals | e62ce3b7-96f7-376d-a679-4478801b5fa8 | 68a5ef8e-68b8-384c-8097-5c940b8436e8 | 20aadc24-a391-41cf-b340-3e4529f44bde | 93a60a56-a3c8-11da-a746-0800200b9a66
Etridiazole | 2593-15-9 | 2593159 | 2593159 | C5H5Cl3N2OS |  | Mass | kg | emission | water | https://ofmpub.epa.gov/sor_internet/registry/substreg/searchandretrieve/substancesearch/search.do?details=displayDetails&selectedSubstanceId=93535 | 1 | Chemicals | e8e089c2-c364-32f7-9022-1ffbd733ee99 | 68a5ef8e-68b8-384c-8097-5c940b8436e8 | 20aadc24-a391-41cf-b340-3e4529f44bde | 93a60a56-a3c8-11da-a746-0800200b9a66
Fosamine-ammonium | 25954-13-6 | 25954136 | 25954136 | C3H11N2O4P |  | Mass | kg | emission | water | https://ofmpub.epa.gov/sor_internet/registry/substreg/searchandretrieve/substancesearch/search.do?details=displayDetails&selectedSubstanceId=57719 | 1 | Chemicals | 4be15652-648d-325e-bef4-36d9a2ea56bf | 68a5ef8e-68b8-384c-8097-5c940b8436e8 | 20aadc24-a391-41cf-b340-3e4529f44bde | 93a60a56-a3c8-11da-a746-0800200b9a66
Mecarbam | 2595-54-2 | 2595542 | 2595542 | C10H20NO5PS2 |  | Mass | kg | emission | water | https://ofmpub.epa.gov/sor_internet/registry/substreg/searchandretrieve/substancesearch/search.do?details=displayDetails&selectedSubstanceId=93533 | 1 | Chemicals | 69f59c19-7022-34e7-9f1a-3033321c0286 | 68a5ef8e-68b8-384c-8097-5c940b8436e8 | 20aadc24-a391-41cf-b340-3e4529f44bde | 93a60a56-a3c8-11da-a746-0800200b9a66
Phenothrin | 26002-80-2 | 26002802 | 26002802 | C23H26O3 |  | Mass | kg | emission | water | https://ofmpub.epa.gov/sor_internet/registry/substreg/searchandretrieve/substancesearch/search.do?details=displayDetails&selectedSubstanceId=57679 | 1 | Chemicals | ad13ae4f-f2ea-364e-b5c9-b8094cb42e74 | 68a5ef8e-68b8-384c-8097-5c940b8436e8 | 20aadc24-a391-41cf-b340-3e4529f44bde | 93a60a56-a3c8-11da-a746-0800200b9a66
C.I. Direct Blue 6 | 2602-46-2 | 2602462 | 2602462 | C32H20N6Na4O14S4 |  | Mass | kg | emission | water | https://ofmpub.epa.gov/sor_internet/registry/substreg/searchandretrieve/substancesearch/search.do?details=displayDetails&selectedSubstanceId=93522 | 1 | Chemicals | e0f66368-b5ee-3abd-bcff-853f01b3c2d1 | 68a5ef8e-68b8-384c-8097-5c940b8436e8 | 20aadc24-a391-41cf-b340-3e4529f44bde | 93a60a56-a3c8-11da-a746-0800200b9a66
Acridine | 260-94-6 | 260946 | 260946 | C13H9N |  | Mass | kg | emission | water | https://ofmpub.epa.gov/sor_internet/registry/substreg/searchandretrieve/substancesearch/search.do?details=displayDetails&selectedSubstanceId=46336 | 1 | Chemicals | cd016d14-4715-3a4b-8881-b96eef69b9a1 | 68a5ef8e-68b8-384c-8097-5c940b8436e8 | 20aadc24-a391-41cf-b340-3e4529f44bde | 93a60a56-a3c8-11da-a746-0800200b9a66
C.I. Acid Red 18, trisodium salt | 2611-82-7 | 2611827 | 2611827 | C20H11N2Na3O10S3 |  | Mass | kg | emission | water | https://ofmpub.epa.gov/sor_internet/registry/substreg/searchandretrieve/substancesearch/search.do?details=displayDetails&selectedSubstanceId=39671 | 1 | Chemicals | 491493f1-0c12-3de5-9a5e-ba9b2441415a | 68a5ef8e-68b8-384c-8097-5c940b8436e8 | 20aadc24-a391-41cf-b340-3e4529f44bde | 93a60a56-a3c8-11da-a746-0800200b9a66
Terphenyl | 26140-60-3 | 26140603 | 26140603 | - |  | Mass | kg | emission | water | https://ofmpub.epa.gov/sor_internet/registry/substreg/searchandretrieve/substancesearch/search.do?details=displayDetails&selectedSubstanceId=57247 | 1 | Chemicals | 6d355420-6c22-3acc-ae44-a92bd518ed73 | 68a5ef8e-68b8-384c-8097-5c940b8436e8 | 20aadc24-a391-41cf-b340-3e4529f44bde | 93a60a56-a3c8-11da-a746-0800200b9a66
2-Amino-9H-pyrido[2,3-b]indole | 26148-68-5 | 26148685 | 26148685 | C11H9N3 |  | Mass | kg | emission | water | https://ofmpub.epa.gov/sor_internet/registry/substreg/searchandretrieve/substancesearch/search.do?details=displayDetails&selectedSubstanceId=78233 | 1 | Chemicals | 947d597e-ad87-3fe1-a3a8-23556009a8a3 | 68a5ef8e-68b8-384c-8097-5c940b8436e8 | 20aadc24-a391-41cf-b340-3e4529f44bde | 93a60a56-a3c8-11da-a746-0800200b9a66
5-Chloro-2-methyl-4-isothiazolin-3-one | 26172-55-4 | 26172554 | 26172554 | C4H4ClNOS |  | Mass | kg | emission | water | https://ofmpub.epa.gov/sor_internet/registry/substreg/searchandretrieve/substancesearch/search.do?details=displayDetails&selectedSubstanceId=57230 | 1 | Chemicals | bf1d045f-a44a-3e4a-9e21-1484705909e8 | 68a5ef8e-68b8-384c-8097-5c940b8436e8 | 20aadc24-a391-41cf-b340-3e4529f44bde | 93a60a56-a3c8-11da-a746-0800200b9a66
Ethofumesate | 26225-79-6 | 26225796 | 26225796 | C13H18O5S |  | Mass | kg | emission | water | https://ofmpub.epa.gov/sor_internet/registry/substreg/searchandretrieve/substancesearch/search.do?details=displayDetails&selectedSubstanceId=57041 | 1 | Chemicals | 0c4d449d-304d-334c-8cf1-d894d3d2ac7b | 68a5ef8e-68b8-384c-8097-5c940b8436e8 | 20aadc24-a391-41cf-b340-3e4529f44bde | 93a60a56-a3c8-11da-a746-0800200b9a66
Sodium tridecylbenzenesulfonate | 26248-24-8 | 26248248 | 26248248 | - |  | Mass | kg | emission | water | https://ofmpub.epa.gov/sor_internet/registry/substreg/searchandretrieve/substancesearch/search.do?details=displayDetails&selectedSubstanceId=57035 | 1 | Chemicals | 7fd0a9b0-1d1d-3ad7-b485-ee972c321e07 | 68a5ef8e-68b8-384c-8097-5c940b8436e8 | 20aadc24-a391-41cf-b340-3e4529f44bde | 93a60a56-a3c8-11da-a746-0800200b9a66
Secbumeton | 26259-45-0 | 26259450 | 26259450 | C10H19N5O |  | Mass | kg | emission | water | https://ofmpub.epa.gov/sor_internet/registry/substreg/searchandretrieve/substancesearch/search.do?details=displayDetails&selectedSubstanceId=93507 | 1 | Chemicals | 6ae1f78f-45d3-3320-9d70-b1ed4d8cc89a | 68a5ef8e-68b8-384c-8097-5c940b8436e8 | 20aadc24-a391-41cf-b340-3e4529f44bde | 93a60a56-a3c8-11da-a746-0800200b9a66
Calcium dodecylbenzenesulfonate | 26264-06-2 | 26264062 | 26264062 | - |  | Mass | kg | emission | water | https://ofmpub.epa.gov/sor_internet/registry/substreg/searchandretrieve/substancesearch/search.do?details=displayDetails&selectedSubstanceId=57026 | 1 | Chemicals | a6e91577-490d-3e34-8e92-fd3c4135c600 | 68a5ef8e-68b8-384c-8097-5c940b8436e8 | 20aadc24-a391-41cf-b340-3e4529f44bde | 93a60a56-a3c8-11da-a746-0800200b9a66
Promecarb | 2631-37-0 | 2631370 | 2631370 | C12H17NO2 |  | Mass | kg | emission | water | https://ofmpub.epa.gov/sor_internet/registry/substreg/searchandretrieve/substancesearch/search.do?details=displayDetails&selectedSubstanceId=93356 | 1 | Chemicals | 092f73db-5f38-3896-abaf-1a00a2ba3307 | 68a5ef8e-68b8-384c-8097-5c940b8436e8 | 20aadc24-a391-41cf-b340-3e4529f44bde | 93a60a56-a3c8-11da-a746-0800200b9a66
Isoprocarb | 2631-40-5 | 2631405 | 2631405 | C11H15NO2 |  | Mass | kg | emission | water | https://ofmpub.epa.gov/sor_internet/registry/substreg/searchandretrieve/substancesearch/search.do?details=displayDetails&selectedSubstanceId=39647 | 1 | Chemicals | c0c6494f-8480-3e68-89b9-93c858dafd7f | 68a5ef8e-68b8-384c-8097-5c940b8436e8 | 20aadc24-a391-41cf-b340-3e4529f44bde | 93a60a56-a3c8-11da-a746-0800200b9a66
1,2-Benzisothiazolin-3-one | 2634-33-5 | 2634335 | 2634335 | C7H5NOS |  | Mass | kg | emission | water | https://ofmpub.epa.gov/sor_internet/registry/substreg/searchandretrieve/substancesearch/search.do?details=displayDetails&selectedSubstanceId=39644 | 1 | Chemicals | e7d55d50-e4b5-3526-a75f-39cc9482e295 | 68a5ef8e-68b8-384c-8097-5c940b8436e8 | 20aadc24-a391-41cf-b340-3e4529f44bde | 93a60a56-a3c8-11da-a746-0800200b9a66
Cyanophos | 2636-26-2 | 2636262 | 2636262 | C9H10NO3PS |  | Mass | kg | emission | water | https://ofmpub.epa.gov/sor_internet/registry/substreg/searchandretrieve/substancesearch/search.do?details=displayDetails&selectedSubstanceId=39642 | 1 | Chemicals | a707e9e6-159a-3d88-a679-09e53ae91e20 | 68a5ef8e-68b8-384c-8097-5c940b8436e8 | 20aadc24-a391-41cf-b340-3e4529f44bde | 93a60a56-a3c8-11da-a746-0800200b9a66
Azinphos-ethyl | 2642-71-9 | 2642719 | 2642719 | C12H16N3O3PS2 |  | Mass | kg | emission | water | https://ofmpub.epa.gov/sor_internet/registry/substreg/searchandretrieve/substancesearch/search.do?details=displayDetails&selectedSubstanceId=39636 | 1 | Chemicals | bb345c48-9007-3543-9cf8-df17bea5e387 | 68a5ef8e-68b8-384c-8097-5c940b8436e8 | 20aadc24-a391-41cf-b340-3e4529f44bde | 93a60a56-a3c8-11da-a746-0800200b9a66
Cresyl diphenyl phosphate | 26444-49-5 | 26444495 | 26444495 | C19H17O4P |  | Mass | kg | emission | water | https://ofmpub.epa.gov/sor_internet/registry/substreg/searchandretrieve/substancesearch/search.do?details=displayDetails&selectedSubstanceId=93346 | 1 | Chemicals | 90389313-30fd-349f-a8ca-6d13b38744e1 | 68a5ef8e-68b8-384c-8097-5c940b8436e8 | 20aadc24-a391-41cf-b340-3e4529f44bde | 93a60a56-a3c8-11da-a746-0800200b9a66
Toluene diisocyanate | 26471-62-5 | 26471625 | 26471625 | - |  | Mass | kg | emission | water | https://ofmpub.epa.gov/sor_internet/registry/substreg/searchandretrieve/substancesearch/search.do?details=displayDetails&selectedSubstanceId=93340 | 1 | Chemicals | df30dfe8-ccdf-33ac-b6ad-ba4c16f091d1 | 68a5ef8e-68b8-384c-8097-5c940b8436e8 | 20aadc24-a391-41cf-b340-3e4529f44bde | 93a60a56-a3c8-11da-a746-0800200b9a66
Octhilinone | 26530-20-1 | 26530201 | 26530201 | C11H19NOS |  | Mass | kg | emission | water | https://ofmpub.epa.gov/sor_internet/registry/substreg/searchandretrieve/substancesearch/search.do?details=displayDetails&selectedSubstanceId=56362 | 1 | Chemicals | 21440ac3-6b62-39b3-8bde-5f5dc0873c54 | 68a5ef8e-68b8-384c-8097-5c940b8436e8 | 20aadc24-a391-41cf-b340-3e4529f44bde | 93a60a56-a3c8-11da-a746-0800200b9a66
MCPA-isooctyl | 26544-20-7 | 26544207 | 26544207 | - |  | Mass | kg | emission | water | https://ofmpub.epa.gov/sor_internet/registry/substreg/searchandretrieve/substancesearch/search.do?details=displayDetails&selectedSubstanceId=56352 | 1 | Chemicals | 9ea789f5-d30c-3213-b513-0dda70fb33fb | 68a5ef8e-68b8-384c-8097-5c940b8436e8 | 20aadc24-a391-41cf-b340-3e4529f44bde | 93a60a56-a3c8-11da-a746-0800200b9a66
Butacarb | 2655-19-8 | 2655198 | 2655198 | C16H25NO2 |  | Mass | kg | emission | water | https://ofmpub.epa.gov/sor_internet/registry/substreg/searchandretrieve/substancesearch/search.do?details=displayDetails&selectedSubstanceId=77572 | 1 | Chemicals | b4bf42f8-abd2-3c7d-965f-1a0469760307 | 68a5ef8e-68b8-384c-8097-5c940b8436e8 | 20aadc24-a391-41cf-b340-3e4529f44bde | 93a60a56-a3c8-11da-a746-0800200b9a66
Sodium azide | 26628-22-8 | 26628228 | 26628228 | N3Na |  | Mass | kg | emission | water | https://ofmpub.epa.gov/sor_internet/registry/substreg/searchandretrieve/substancesearch/search.do?details=displayDetails&selectedSubstanceId=56116 | 1 | Chemicals | fb125041-224b-38d5-a161-f4944db6dc98 | 68a5ef8e-68b8-384c-8097-5c940b8436e8 | 20aadc24-a391-41cf-b340-3e4529f44bde | 93a60a56-a3c8-11da-a746-0800200b9a66
Triforine | 26644-46-2 | 26644462 | 26644462 | C10H14Cl6N4O2 |  | Mass | kg | emission | water | https://ofmpub.epa.gov/sor_internet/registry/substreg/searchandretrieve/substancesearch/search.do?details=displayDetails&selectedSubstanceId=93322 | 1 | Chemicals | 95937407-d32e-345b-b35c-eb50792d6120 | 68a5ef8e-68b8-384c-8097-5c940b8436e8 | 20aadc24-a391-41cf-b340-3e4529f44bde | 93a60a56-a3c8-11da-a746-0800200b9a66
4,5,6-Trichloroguaiacol | 2668-24-8 | 2668248 | 2668248 | C7H5Cl3O2 |  | Mass | kg | emission | water | https://ofmpub.epa.gov/sor_internet/registry/substreg/searchandretrieve/substancesearch/search.do?details=displayDetails&selectedSubstanceId=81625 | 1 | Chemicals | d0abe92c-89ae-31f8-b125-2efe57418974 | 68a5ef8e-68b8-384c-8097-5c940b8436e8 | 20aadc24-a391-41cf-b340-3e4529f44bde | 93a60a56-a3c8-11da-a746-0800200b9a66
Diisodecyl phthalate | 26761-40-0 | 26761400 | 26761400 | C28H46O4 |  | Mass | kg | emission | water | https://ofmpub.epa.gov/sor_internet/registry/substreg/searchandretrieve/substancesearch/search.do?details=displayDetails&selectedSubstanceId=93166 | 1 | Chemicals | df87215f-7ee2-3fc7-9fe3-52c73848e999 | 68a5ef8e-68b8-384c-8097-5c940b8436e8 | 20aadc24-a391-41cf-b340-3e4529f44bde | 93a60a56-a3c8-11da-a746-0800200b9a66
Glycidyl neodecanoate | 26761-45-5 | 26761455 | 26761455 | - |  | Mass | kg | emission | water | https://ofmpub.epa.gov/sor_internet/registry/substreg/searchandretrieve/substancesearch/search.do?details=displayDetails&selectedSubstanceId=58550 | 1 | Chemicals | 3d025430-a2d5-3e45-9d7a-fc6d238b9ee2 | 68a5ef8e-68b8-384c-8097-5c940b8436e8 | 20aadc24-a391-41cf-b340-3e4529f44bde | 93a60a56-a3c8-11da-a746-0800200b9a66
2-Methyl-3(2H)-isothiazolone | 2682-20-4 | 2682204 | 2682204 | C4H5NOS |  | Mass | kg | emission | water | https://ofmpub.epa.gov/sor_internet/registry/substreg/searchandretrieve/substancesearch/search.do?details=displayDetails&selectedSubstanceId=42765 | 1 | Chemicals | 9cf5fc58-4316-30dd-8342-230606289660 | 68a5ef8e-68b8-384c-8097-5c940b8436e8 | 20aadc24-a391-41cf-b340-3e4529f44bde | 93a60a56-a3c8-11da-a746-0800200b9a66
3,4,5-Trimethylphenyl methylcarbamate | 2686-99-9 | 2686999 | 2686999 | C11H15NO2 |  | Mass | kg | emission | water | https://ofmpub.epa.gov/sor_internet/registry/substreg/searchandretrieve/substancesearch/search.do?details=displayDetails&selectedSubstanceId=42762 | 1 | Chemicals | acf5705f-6e8b-3ff3-b41a-ae1967344866 | 68a5ef8e-68b8-384c-8097-5c940b8436e8 | 20aadc24-a391-41cf-b340-3e4529f44bde | 93a60a56-a3c8-11da-a746-0800200b9a66
Cyclotetramethylenetetranitramine | 2691-41-0 | 2691410 | 2691410 | C4H8N8O8 |  | Mass | kg | emission | water | https://ofmpub.epa.gov/sor_internet/registry/substreg/searchandretrieve/substancesearch/search.do?details=displayDetails&selectedSubstanceId=42754 | 1 | Chemicals | 71855bcf-7538-3235-ac3c-cc5da26cda04 | 68a5ef8e-68b8-384c-8097-5c940b8436e8 | 20aadc24-a391-41cf-b340-3e4529f44bde | 93a60a56-a3c8-11da-a746-0800200b9a66
Isooctanol | 26952-21-6 | 26952216 | 26952216 | - |  | Mass | kg | emission | water | https://ofmpub.epa.gov/sor_internet/registry/substreg/searchandretrieve/substancesearch/search.do?details=displayDetails&selectedSubstanceId=58102 | 1 | Chemicals | b3363ec1-7fb8-3279-b8b2-836aa79cbcd5 | 68a5ef8e-68b8-384c-8097-5c940b8436e8 | 20aadc24-a391-41cf-b340-3e4529f44bde | 93a60a56-a3c8-11da-a746-0800200b9a66
o-Chlorobenzylidene malononitrile | 2698-41-1 | 2698411 | 2698411 | C10H5ClN2 |  | Mass | kg | emission | water | https://ofmpub.epa.gov/sor_internet/registry/substreg/searchandretrieve/substancesearch/search.do?details=displayDetails&selectedSubstanceId=42748 | 1 | Chemicals | 72bc3d77-a413-3dd4-9de4-1b6e30b92c19 | 68a5ef8e-68b8-384c-8097-5c940b8436e8 | 20aadc24-a391-41cf-b340-3e4529f44bde | 93a60a56-a3c8-11da-a746-0800200b9a66
2,4-D sodium salt | 2702-72-9 | 2702729 | 2702729 | C8H5Cl2NaO3 |  | Mass | kg | emission | water | https://ofmpub.epa.gov/sor_internet/registry/substreg/searchandretrieve/substancesearch/search.do?details=displayDetails&selectedSubstanceId=42746 | 1 | Chemicals | f49524bf-f6a7-386a-a696-7e34dc35a8de | 68a5ef8e-68b8-384c-8097-5c940b8436e8 | 20aadc24-a391-41cf-b340-3e4529f44bde | 93a60a56-a3c8-11da-a746-0800200b9a66
O-Ethyl O-(p-(methylthio)phenyl) methylphosphonothioate | 2703-13-1 | 2703131 | 2703131 | C10H15O2PS2 |  | Mass | kg | emission | water | https://ofmpub.epa.gov/sor_internet/registry/substreg/searchandretrieve/substancesearch/search.do?details=displayDetails&selectedSubstanceId=42745 | 1 | Chemicals | 471f5b01-7100-3bf6-99e0-b43fa5b63c50 | 68a5ef8e-68b8-384c-8097-5c940b8436e8 | 20aadc24-a391-41cf-b340-3e4529f44bde | 93a60a56-a3c8-11da-a746-0800200b9a66
Indazole | 271-44-3 | 271443 | 271443 | C7H6N2 |  | Mass | kg | emission | water | https://ofmpub.epa.gov/sor_internet/registry/substreg/searchandretrieve/substancesearch/search.do?details=displayDetails&selectedSubstanceId=98253 | 1 | Chemicals | 0df6e4e7-297f-3e4a-b20e-a57228c3360f | 68a5ef8e-68b8-384c-8097-5c940b8436e8 | 20aadc24-a391-41cf-b340-3e4529f44bde | 93a60a56-a3c8-11da-a746-0800200b9a66
Dodecylbenzenesulfonic acid | 27176-87-0 | 27176870 | 27176870 | C18H30O3S |  | Mass | kg | emission | water | https://ofmpub.epa.gov/sor_internet/registry/substreg/searchandretrieve/substancesearch/search.do?details=displayDetails&selectedSubstanceId=57637 | 1 | Chemicals | 775261d4-ce36-3d77-a610-0be23cf1127b | 68a5ef8e-68b8-384c-8097-5c940b8436e8 | 20aadc24-a391-41cf-b340-3e4529f44bde | 93a60a56-a3c8-11da-a746-0800200b9a66
Benzofuran | 271-89-6 | 271896 | 271896 | C8H6O |  | Mass | kg | emission | water | https://ofmpub.epa.gov/sor_internet/registry/substreg/searchandretrieve/substancesearch/search.do?details=displayDetails&selectedSubstanceId=46335 | 1 | Chemicals | aadfb3c2-cdda-3062-9914-db34964a7e45 | 68a5ef8e-68b8-384c-8097-5c940b8436e8 | 20aadc24-a391-41cf-b340-3e4529f44bde | 93a60a56-a3c8-11da-a746-0800200b9a66
Oxychlordane | 27304-13-8 | 27304138 | 27304138 | C10H4Cl8O |  | Mass | kg | emission | water | https://ofmpub.epa.gov/sor_internet/registry/substreg/searchandretrieve/substancesearch/search.do?details=displayDetails&selectedSubstanceId=57404 | 1 | Chemicals | d33adeab-a8b7-30ad-8554-1057257607c4 | 68a5ef8e-68b8-384c-8097-5c940b8436e8 | 20aadc24-a391-41cf-b340-3e4529f44bde | 93a60a56-a3c8-11da-a746-0800200b9a66
Norflurazon | 27314-13-2 | 27314132 | 27314132 | C12H9ClF3N3O |  | Mass | kg | emission | water | https://ofmpub.epa.gov/sor_internet/registry/substreg/searchandretrieve/substancesearch/search.do?details=displayDetails&selectedSubstanceId=57392 | 1 | Chemicals | c7c1aaa1-eacf-3605-821d-d530fcfe21a3 | 68a5ef8e-68b8-384c-8097-5c940b8436e8 | 20aadc24-a391-41cf-b340-3e4529f44bde | 93a60a56-a3c8-11da-a746-0800200b9a66
Disodium 4,4'-bis(2-sulfostyryl)biphenyl | 27344-41-8 | 27344418 | 27344418 | C28H20Na2O6S2 |  | Mass | kg | emission | water | https://ofmpub.epa.gov/sor_internet/registry/substreg/searchandretrieve/substancesearch/search.do?details=displayDetails&selectedSubstanceId=57202 | 1 | Chemicals | 29010489-9e3f-3f34-b1ad-7f1f68492904 | 68a5ef8e-68b8-384c-8097-5c940b8436e8 | 20aadc24-a391-41cf-b340-3e4529f44bde | 93a60a56-a3c8-11da-a746-0800200b9a66
4,5,6,7-Tetrachlorophthalide | 27355-22-2 | 27355222 | 27355222 | C8H2Cl4O2 |  | Mass | kg | emission | water | https://ofmpub.epa.gov/sor_internet/registry/substreg/searchandretrieve/substancesearch/search.do?details=displayDetails&selectedSubstanceId=78403 | 1 | Chemicals | f23d382f-abbe-386a-b9af-b37ab9a65f14 | 68a5ef8e-68b8-384c-8097-5c940b8436e8 | 20aadc24-a391-41cf-b340-3e4529f44bde | 93a60a56-a3c8-11da-a746-0800200b9a66
Isotridecanol | 27458-92-0 | 27458920 | 27458920 | - |  | Mass | kg | emission | water | https://ofmpub.epa.gov/sor_internet/registry/substreg/searchandretrieve/substancesearch/search.do?details=displayDetails&selectedSubstanceId=92957 | 1 | Chemicals | 8ca90b8c-e595-3c0f-818a-2f32a169269e | 68a5ef8e-68b8-384c-8097-5c940b8436e8 | 20aadc24-a391-41cf-b340-3e4529f44bde | 93a60a56-a3c8-11da-a746-0800200b9a66
Isooctadecanol | 27458-93-1 | 27458931 | 27458931 | - |  | Mass | kg | emission | water | https://ofmpub.epa.gov/sor_internet/registry/substreg/searchandretrieve/substancesearch/search.do?details=displayDetails&selectedSubstanceId=57164 | 1 | Chemicals | b26a074b-131c-326a-a426-9bcb27782427 | 68a5ef8e-68b8-384c-8097-5c940b8436e8 | 20aadc24-a391-41cf-b340-3e4529f44bde | 93a60a56-a3c8-11da-a746-0800200b9a66
Isononanol | 27458-94-2 | 27458942 | 27458942 | - |  | Mass | kg | emission | water | https://ofmpub.epa.gov/sor_internet/registry/substreg/searchandretrieve/substancesearch/search.do?details=displayDetails&selectedSubstanceId=82108 | 1 | Chemicals | 4bb38db1-3fe1-3f53-901e-4c3e250c34e5 | 68a5ef8e-68b8-384c-8097-5c940b8436e8 | 20aadc24-a391-41cf-b340-3e4529f44bde | 93a60a56-a3c8-11da-a746-0800200b9a66
Azulene | 275-51-4 | 275514 | 275514 | C10H8 |  | Mass | kg | emission | water | https://ofmpub.epa.gov/sor_internet/registry/substreg/searchandretrieve/substancesearch/search.do?details=displayDetails&selectedSubstanceId=92950 | 1 | Chemicals | 9cb80112-bd0e-39d1-bec4-8ca475ff606a | 68a5ef8e-68b8-384c-8097-5c940b8436e8 | 20aadc24-a391-41cf-b340-3e4529f44bde | 93a60a56-a3c8-11da-a746-0800200b9a66
Diquat | 2764-72-9 | 2764729 | 2764729 | C12H12N2 |  | Mass | kg | emission | water | https://ofmpub.epa.gov/sor_internet/registry/substreg/searchandretrieve/substancesearch/search.do?details=displayDetails&selectedSubstanceId=92790 | 1 | Chemicals | 92b0dfcb-af0b-33ed-b364-fb6bc5440298 | 68a5ef8e-68b8-384c-8097-5c940b8436e8 | 20aadc24-a391-41cf-b340-3e4529f44bde | 93a60a56-a3c8-11da-a746-0800200b9a66
1,1'-Biphenyl, nonabromo- | 27753-52-2 | 27753522 | 27753522 | - |  | Mass | kg | emission | water | https://ofmpub.epa.gov/sor_internet/registry/substreg/searchandretrieve/substancesearch/search.do?details=displayDetails&selectedSubstanceId=56757 | 1 | Chemicals | 14f0a7cb-9cd3-3676-931e-fbe033f90160 | 68a5ef8e-68b8-384c-8097-5c940b8436e8 | 20aadc24-a391-41cf-b340-3e4529f44bde | 93a60a56-a3c8-11da-a746-0800200b9a66
Tetramethylthiourea | 2782-91-4 | 2782914 | 2782914 | C5H12N2S |  | Mass | kg | emission | water | https://ofmpub.epa.gov/sor_internet/registry/substreg/searchandretrieve/substancesearch/search.do?details=displayDetails&selectedSubstanceId=92776 | 1 | Chemicals | 7e9eab22-94c1-309a-bf1b-1c4838b88e63 | 68a5ef8e-68b8-384c-8097-5c940b8436e8 | 20aadc24-a391-41cf-b340-3e4529f44bde | 93a60a56-a3c8-11da-a746-0800200b9a66
HC Blue 1 | 2784-94-3 | 2784943 | 2784943 | C11H17N3O4 |  | Mass | kg | emission | water | https://ofmpub.epa.gov/sor_internet/registry/substreg/searchandretrieve/substancesearch/search.do?details=displayDetails&selectedSubstanceId=41728 | 1 | Chemicals | 54841176-0864-301e-bfb0-76617fc98e24 | 68a5ef8e-68b8-384c-8097-5c940b8436e8 | 20aadc24-a391-41cf-b340-3e4529f44bde | 93a60a56-a3c8-11da-a746-0800200b9a66
2-Amino-3-chloro-1,4-naphthoquinone | 2797-51-5 | 2797515 | 2797515 | C10H6ClNO2 |  | Mass | kg | emission | water | https://ofmpub.epa.gov/sor_internet/registry/substreg/searchandretrieve/substancesearch/search.do?details=displayDetails&selectedSubstanceId=92764 | 1 | Chemicals | c613facf-07e8-31d7-ad1b-877d6327f5bb | 68a5ef8e-68b8-384c-8097-5c940b8436e8 | 20aadc24-a391-41cf-b340-3e4529f44bde | 93a60a56-a3c8-11da-a746-0800200b9a66
1,4-Diazabicyclo[2.2.2]octane | 280-57-9 | 280579 | 280579 | C6H12N2 |  | Mass | kg | emission | water | https://ofmpub.epa.gov/sor_internet/registry/substreg/searchandretrieve/substancesearch/search.do?details=displayDetails&selectedSubstanceId=46331 | 1 | Chemicals | 1fb9038a-1c30-31f8-bb07-595510a337f2 | 68a5ef8e-68b8-384c-8097-5c940b8436e8 | 20aadc24-a391-41cf-b340-3e4529f44bde | 93a60a56-a3c8-11da-a746-0800200b9a66
Etidronic acid | 2809-21-4 | 2809214 | 2809214 | C2H8O7P2 |  | Mass | kg | emission | water | https://ofmpub.epa.gov/sor_internet/registry/substreg/searchandretrieve/substancesearch/search.do?details=displayDetails&selectedSubstanceId=41706 | 1 | Chemicals | 9cf14656-5afc-3b9f-8370-836e255ba1a3 | 68a5ef8e-68b8-384c-8097-5c940b8436e8 | 20aadc24-a391-41cf-b340-3e4529f44bde | 93a60a56-a3c8-11da-a746-0800200b9a66
Isopropylphenyl diphenyl phosphate | 28108-99-8 | 28108998 | 28108998 | C21H21O4P |  | Mass | kg | emission | water | https://ofmpub.epa.gov/sor_internet/registry/substreg/searchandretrieve/substancesearch/search.do?details=displayDetails&selectedSubstanceId=56321 | 1 | Chemicals | e0f0e1da-28e1-3c06-acf9-586ff43c8394 | 68a5ef8e-68b8-384c-8097-5c940b8436e8 | 20aadc24-a391-41cf-b340-3e4529f44bde | 93a60a56-a3c8-11da-a746-0800200b9a66
Tricyclo[3.3.1.13,7]decane | 281-23-2 | 281232 | 281232 | C10H16 |  | Mass | kg | emission | water | https://ofmpub.epa.gov/sor_internet/registry/substreg/searchandretrieve/substancesearch/search.do?details=displayDetails&selectedSubstanceId=46330 | 1 | Chemicals | fef9d8ad-99b4-37e9-b59d-f365bc884b6a | 68a5ef8e-68b8-384c-8097-5c940b8436e8 | 20aadc24-a391-41cf-b340-3e4529f44bde | 93a60a56-a3c8-11da-a746-0800200b9a66
Dinoseb acetate | 2813-95-8 | 2813958 | 2813958 | C12H14N2O6 |  | Mass | kg | emission | water | https://ofmpub.epa.gov/sor_internet/registry/substreg/searchandretrieve/substancesearch/search.do?details=displayDetails&selectedSubstanceId=80239 | 1 | Chemicals | 14bbc92b-f4ac-3b2f-b0fd-6fe803b12ddc | 68a5ef8e-68b8-384c-8097-5c940b8436e8 | 20aadc24-a391-41cf-b340-3e4529f44bde | 93a60a56-a3c8-11da-a746-0800200b9a66
6-Methyl-2-(1-methylethyl)-4(1H)-pyrimidinone | 2814-20-2 | 2814202 | 2814202 | C8H12N2O |  | Mass | kg | emission | water | https://ofmpub.epa.gov/sor_internet/registry/substreg/searchandretrieve/substancesearch/search.do?details=displayDetails&selectedSubstanceId=41705 | 1 | Chemicals | 6a3ddb4b-e2aa-3b1a-a8ea-9b27bc6daba0 | 68a5ef8e-68b8-384c-8097-5c940b8436e8 | 20aadc24-a391-41cf-b340-3e4529f44bde | 93a60a56-a3c8-11da-a746-0800200b9a66
Cybutryne | 28159-98-0 | 28159980 | 28159980 | C11H19N5S |  | Mass | kg | emission | water | https://ofmpub.epa.gov/sor_internet/registry/substreg/searchandretrieve/substancesearch/search.do?details=displayDetails&selectedSubstanceId=56303 | 1 | Chemicals | 479ed48a-befa-3bd2-9b43-45b79f4a1c6b | 68a5ef8e-68b8-384c-8097-5c940b8436e8 | 20aadc24-a391-41cf-b340-3e4529f44bde | 93a60a56-a3c8-11da-a746-0800200b9a66
Thiobencarb | 28249-77-6 | 28249776 | 28249776 | C12H16ClNOS |  | Mass | kg | emission | water | https://ofmpub.epa.gov/sor_internet/registry/substreg/searchandretrieve/substancesearch/search.do?details=displayDetails&selectedSubstanceId=92602 | 1 | Chemicals | 828fb352-9c59-36ae-8790-9877164f2ddd | 68a5ef8e-68b8-384c-8097-5c940b8436e8 | 20aadc24-a391-41cf-b340-3e4529f44bde | 93a60a56-a3c8-11da-a746-0800200b9a66
C.I. Disperse Yellow 3 | 2832-40-8 | 2832408 | 2832408 | C15H15N3O2 |  | Mass | kg | emission | water | https://ofmpub.epa.gov/sor_internet/registry/substreg/searchandretrieve/substancesearch/search.do?details=displayDetails&selectedSubstanceId=92592 | 1 | Chemicals | 45601995-bdbc-3223-a30a-d3bc5c6d9a90 | 68a5ef8e-68b8-384c-8097-5c940b8436e8 | 20aadc24-a391-41cf-b340-3e4529f44bde | 93a60a56-a3c8-11da-a746-0800200b9a66
Allyl isovalerate | 2835-39-4 | 2835394 | 2835394 | C8H14O2 |  | Mass | kg | emission | water | https://ofmpub.epa.gov/sor_internet/registry/substreg/searchandretrieve/substancesearch/search.do?details=displayDetails&selectedSubstanceId=92589 | 1 | Chemicals | c1933398-0093-3118-8739-b0caa88c5487 | 68a5ef8e-68b8-384c-8097-5c940b8436e8 | 20aadc24-a391-41cf-b340-3e4529f44bde | 93a60a56-a3c8-11da-a746-0800200b9a66
d-trans-Allethrin | 28434-00-6 | 28434006 | 28434006 | C19H26O3 |  | Mass | kg | emission | water | https://ofmpub.epa.gov/sor_internet/registry/substreg/searchandretrieve/substancesearch/search.do?details=displayDetails&selectedSubstanceId=59397 | 1 | Chemicals | 07ed01ba-6d33-38e4-9a6a-5bb069338a5d | 68a5ef8e-68b8-384c-8097-5c940b8436e8 | 20aadc24-a391-41cf-b340-3e4529f44bde | 93a60a56-a3c8-11da-a746-0800200b9a66
Bioresmethrin | 28434-01-7 | 28434017 | 28434017 | C22H26O3 |  | Mass | kg | emission | water | https://ofmpub.epa.gov/sor_internet/registry/substreg/searchandretrieve/substancesearch/search.do?details=displayDetails&selectedSubstanceId=59396 | 1 | Chemicals | 5364a275-6195-3202-927f-8556275a601d | 68a5ef8e-68b8-384c-8097-5c940b8436e8 | 20aadc24-a391-41cf-b340-3e4529f44bde | 93a60a56-a3c8-11da-a746-0800200b9a66
Benzene, 1-chloro-3-methoxy- | 2845-89-8 | 2845898 | 2845898 | C7H7ClO |  | Mass | kg | emission | water | https://ofmpub.epa.gov/sor_internet/registry/substreg/searchandretrieve/substancesearch/search.do?details=displayDetails&selectedSubstanceId=92581 | 1 | Chemicals | 0de8ac6a-b5b6-39f1-83da-832b40fea43c | 68a5ef8e-68b8-384c-8097-5c940b8436e8 | 20aadc24-a391-41cf-b340-3e4529f44bde | 93a60a56-a3c8-11da-a746-0800200b9a66
Disodium dodecyl(sulphonatophenoxy)benzenesulphonate | 28519-02-0 | 28519020 | 28519020 | - |  | Mass | kg | emission | water | https://ofmpub.epa.gov/sor_internet/registry/substreg/searchandretrieve/substancesearch/search.do?details=displayDetails&selectedSubstanceId=59356 | 1 | Chemicals | e711f859-e869-33ae-b8ee-eb7d5e54b266 | 68a5ef8e-68b8-384c-8097-5c940b8436e8 | 20aadc24-a391-41cf-b340-3e4529f44bde | 93a60a56-a3c8-11da-a746-0800200b9a66
Isophorone diamine | 2855-13-2 | 2855132 | 2855132 | C10H22N2 |  | Mass | kg | emission | water | https://ofmpub.epa.gov/sor_internet/registry/substreg/searchandretrieve/substancesearch/search.do?details=displayDetails&selectedSubstanceId=92577 | 1 | Chemicals | 8c7c9334-2503-3558-b335-a4908f657113 | 68a5ef8e-68b8-384c-8097-5c940b8436e8 | 20aadc24-a391-41cf-b340-3e4529f44bde | 93a60a56-a3c8-11da-a746-0800200b9a66
Diisononyl phthalate | 28553-12-0 | 28553120 | 28553120 | C26H42O4 |  | Mass | kg | emission | water | https://ofmpub.epa.gov/sor_internet/registry/substreg/searchandretrieve/substancesearch/search.do?details=displayDetails&selectedSubstanceId=92576 | 1 | Chemicals | 5f89f6c0-83fb-3300-9beb-136fb97da458 | 68a5ef8e-68b8-384c-8097-5c940b8436e8 | 20aadc24-a391-41cf-b340-3e4529f44bde | 93a60a56-a3c8-11da-a746-0800200b9a66
3-Pyridinepropanol | 2859-67-8 | 2859678 | 2859678 | C8H11NO |  | Mass | kg | emission | water | https://ofmpub.epa.gov/sor_internet/registry/substreg/searchandretrieve/substancesearch/search.do?details=displayDetails&selectedSubstanceId=92572 | 1 | Chemicals | 353cb9e4-5c3b-37ba-8897-bafcb1da90fd | 68a5ef8e-68b8-384c-8097-5c940b8436e8 | 20aadc24-a391-41cf-b340-3e4529f44bde | 93a60a56-a3c8-11da-a746-0800200b9a66
Zinc bis(O,O-diisooctyl dithiophosphate) | 28629-66-5 | 28629665 | 28629665 | - |  | Mass | kg | emission | water | https://ofmpub.epa.gov/sor_internet/registry/substreg/searchandretrieve/substancesearch/search.do?details=displayDetails&selectedSubstanceId=92566 | 1 | Chemicals | a63e0ccb-df61-32d5-9fde-eb9decd13f6a | 68a5ef8e-68b8-384c-8097-5c940b8436e8 | 20aadc24-a391-41cf-b340-3e4529f44bde | 93a60a56-a3c8-11da-a746-0800200b9a66
Dichlorprop isooctyl ester | 28631-35-8 | 28631358 | 28631358 | - |  | Mass | kg | emission | water | https://ofmpub.epa.gov/sor_internet/registry/substreg/searchandretrieve/substancesearch/search.do?details=displayDetails&selectedSubstanceId=59322 | 1 | Chemicals | ed4df651-ae31-3794-8275-d89556abc3e1 | 68a5ef8e-68b8-384c-8097-5c940b8436e8 | 20aadc24-a391-41cf-b340-3e4529f44bde | 93a60a56-a3c8-11da-a746-0800200b9a66
Trimethylnaphthalene | 28652-77-9 | 28652779 | 28652779 | - |  | Mass | kg | emission | water | https://ofmpub.epa.gov/sor_internet/registry/substreg/searchandretrieve/substancesearch/search.do?details=displayDetails&selectedSubstanceId=92565 | 1 | Chemicals | 267693d0-ffa5-3fff-8278-33aebba3538b | 68a5ef8e-68b8-384c-8097-5c940b8436e8 | 20aadc24-a391-41cf-b340-3e4529f44bde | 93a60a56-a3c8-11da-a746-0800200b9a66
2,5-Bis(2-benzoxazoyl)thiophene | 2866-43-5 | 2866435 | 2866435 | C18H10N2O2S |  | Mass | kg | emission | water | https://ofmpub.epa.gov/sor_internet/registry/substreg/searchandretrieve/substancesearch/search.do?details=displayDetails&selectedSubstanceId=92564 | 1 | Chemicals | 7d8102e2-0dc8-3e87-a836-f1f54b8c9d23 | 68a5ef8e-68b8-384c-8097-5c940b8436e8 | 20aadc24-a391-41cf-b340-3e4529f44bde | 93a60a56-a3c8-11da-a746-0800200b9a66
2-(Dimethylamino)ethyl methacrylate | 2867-47-2 | 2867472 | 2867472 | C8H15NO2 |  | Mass | kg | emission | water | https://ofmpub.epa.gov/sor_internet/registry/substreg/searchandretrieve/substancesearch/search.do?details=displayDetails&selectedSubstanceId=41512 | 1 | Chemicals | ee6fca6c-a942-34e1-b856-9043270844e3 | 68a5ef8e-68b8-384c-8097-5c940b8436e8 | 20aadc24-a391-41cf-b340-3e4529f44bde | 93a60a56-a3c8-11da-a746-0800200b9a66
Heptachloro-2-norbornene | 28680-45-7 | 28680457 | 28680457 | - |  | Mass | kg | emission | water | https://ofmpub.epa.gov/sor_internet/registry/substreg/searchandretrieve/substancesearch/search.do?details=displayDetails&selectedSubstanceId=59297 | 1 | Chemicals | cb6b94bf-3d15-3ed4-ad6e-b6a0cc54c02b | 68a5ef8e-68b8-384c-8097-5c940b8436e8 | 20aadc24-a391-41cf-b340-3e4529f44bde | 93a60a56-a3c8-11da-a746-0800200b9a66
1-Tridecanamine | 2869-34-3 | 2869343 | 2869343 | C13H29N |  | Mass | kg | emission | water | https://ofmpub.epa.gov/sor_internet/registry/substreg/searchandretrieve/substancesearch/search.do?details=displayDetails&selectedSubstanceId=92426 | 1 | Chemicals | 82412b8a-2e20-3add-87ef-2bae63209a43 | 68a5ef8e-68b8-384c-8097-5c940b8436e8 | 20aadc24-a391-41cf-b340-3e4529f44bde | 93a60a56-a3c8-11da-a746-0800200b9a66
Cyclopentane | 287-92-3 | 287923 | 287923 | C5H10 |  | Mass | kg | emission | water | https://ofmpub.epa.gov/sor_internet/registry/substreg/searchandretrieve/substancesearch/search.do?details=displayDetails&selectedSubstanceId=46324 | 1 | Chemicals | 87703f87-3e6e-3a4d-a04c-ef897cd2b4de | 68a5ef8e-68b8-384c-8097-5c940b8436e8 | 20aadc24-a391-41cf-b340-3e4529f44bde | 93a60a56-a3c8-11da-a746-0800200b9a66
Dimethylnaphthalene | 28804-88-8 | 28804888 | 28804888 | C12H12 |  | Mass | kg | emission | water | https://ofmpub.epa.gov/sor_internet/registry/substreg/searchandretrieve/substancesearch/search.do?details=displayDetails&selectedSubstanceId=59265 | 1 | Chemicals | 9df34af3-d9f6-3735-95c4-505451a1bf8a | 68a5ef8e-68b8-384c-8097-5c940b8436e8 | 20aadc24-a391-41cf-b340-3e4529f44bde | 93a60a56-a3c8-11da-a746-0800200b9a66
Imidazole | 288-32-4 | 288324 | 288324 | C3H4N2 |  | Mass | kg | emission | water | https://ofmpub.epa.gov/sor_internet/registry/substreg/searchandretrieve/substancesearch/search.do?details=displayDetails&selectedSubstanceId=92406 | 1 | Chemicals | 15dc8909-28d1-3df7-b00e-caa232f8e1d1 | 68a5ef8e-68b8-384c-8097-5c940b8436e8 | 20aadc24-a391-41cf-b340-3e4529f44bde | 93a60a56-a3c8-11da-a746-0800200b9a66
Sodium dichloro-s-triazinetrione | 2893-78-9 | 2893789 | 2893789 | C3Cl2N3NaO3 |  | Mass | kg | emission | water | https://ofmpub.epa.gov/sor_internet/registry/substreg/searchandretrieve/substancesearch/search.do?details=displayDetails&selectedSubstanceId=41487 | 1 | Chemicals | 5fa26786-8ae9-3f30-aace-56cbb5da66f5 | 68a5ef8e-68b8-384c-8097-5c940b8436e8 | 20aadc24-a391-41cf-b340-3e4529f44bde | 93a60a56-a3c8-11da-a746-0800200b9a66
1-Piperidinyloxy, 2,2,6,6-tetramethyl-4-oxo- | 2896-70-0 | 2896700 | 2896700 | C9H16NO2 |  | Mass | kg | emission | water | https://ofmpub.epa.gov/sor_internet/registry/substreg/searchandretrieve/substancesearch/search.do?details=displayDetails&selectedSubstanceId=41485 | 1 | Chemicals | 058f3d7a-afce-3f9e-b5d2-23e4aea7e71d | 68a5ef8e-68b8-384c-8097-5c940b8436e8 | 20aadc24-a391-41cf-b340-3e4529f44bde | 93a60a56-a3c8-11da-a746-0800200b9a66
Trifloxysulfuron-sodium | 290332-10-4 | 290332104 | 290332104 | C14H15F3N5NaO7S |  | Mass | kg | emission | water | https://ofmpub.epa.gov/sor_internet/registry/substreg/searchandretrieve/substancesearch/search.do?details=displayDetails&selectedSubstanceId=76844 | 1 | Chemicals | 99112b2a-cca0-3342-8f8d-d23ba20b5d2b | 68a5ef8e-68b8-384c-8097-5c940b8436e8 | 20aadc24-a391-41cf-b340-3e4529f44bde | 93a60a56-a3c8-11da-a746-0800200b9a66
Methyl-2,5-dichlorobenzoate | 2905-69-3 | 2905693 | 2905693 | C8H6Cl2O2 |  | Mass | kg | emission | water | https://ofmpub.epa.gov/sor_internet/registry/substreg/searchandretrieve/substancesearch/search.do?details=displayDetails&selectedSubstanceId=41476 | 1 | Chemicals | 2d17c27b-9917-3b06-9274-4b41e26cadbd | 68a5ef8e-68b8-384c-8097-5c940b8436e8 | 20aadc24-a391-41cf-b340-3e4529f44bde | 93a60a56-a3c8-11da-a746-0800200b9a66
Dinitramine | 29091-05-2 | 29091052 | 29091052 | C11H13F3N4O4 |  | Mass | kg | emission | water | https://ofmpub.epa.gov/sor_internet/registry/substreg/searchandretrieve/substancesearch/search.do?details=displayDetails&selectedSubstanceId=59174 | 1 | Chemicals | e1491557-7cfe-382e-b7c1-decd34d01397 | 68a5ef8e-68b8-384c-8097-5c940b8436e8 | 20aadc24-a391-41cf-b340-3e4529f44bde | 93a60a56-a3c8-11da-a746-0800200b9a66
Prodiamine | 29091-21-2 | 29091212 | 29091212 | C13H17F3N4O4 |  | Mass | kg | emission | water | https://ofmpub.epa.gov/sor_internet/registry/substreg/searchandretrieve/substancesearch/search.do?details=displayDetails&selectedSubstanceId=92387 | 1 | Chemicals | 5ff20863-ec95-3f7f-a041-de68ac5828c5 | 68a5ef8e-68b8-384c-8097-5c940b8436e8 | 20aadc24-a391-41cf-b340-3e4529f44bde | 93a60a56-a3c8-11da-a746-0800200b9a66
Benzomate | 29104-30-1 | 29104301 | 29104301 | C18H18ClNO5 |  | Mass | kg | emission | water | https://ofmpub.epa.gov/sor_internet/registry/substreg/searchandretrieve/substancesearch/search.do?details=displayDetails&selectedSubstanceId=92384 | 1 | Chemicals | d4a2e976-c8d8-3de7-a501-06f238023e3d | 68a5ef8e-68b8-384c-8097-5c940b8436e8 | 20aadc24-a391-41cf-b340-3e4529f44bde | 93a60a56-a3c8-11da-a746-0800200b9a66
Dehydrolinalool | 29171-20-8 | 29171208 | 29171208 | C10H16O |  | Mass | kg | emission | water | https://ofmpub.epa.gov/sor_internet/registry/substreg/searchandretrieve/substancesearch/search.do?details=displayDetails&selectedSubstanceId=59152 | 1 | Chemicals | 7a52035a-8e6c-3ec4-8ba9-4a8fe136b1a9 | 68a5ef8e-68b8-384c-8097-5c940b8436e8 | 20aadc24-a391-41cf-b340-3e4529f44bde | 93a60a56-a3c8-11da-a746-0800200b9a66
Chlorpyrifos | 2921-88-2 | 2921882 | 2921882 | C9H11Cl3NO3PS |  | Mass | kg | emission | water | https://ofmpub.epa.gov/sor_internet/registry/substreg/searchandretrieve/substancesearch/search.do?details=displayDetails&selectedSubstanceId=92226 | 1 | Chemicals | 46696a7c-0ab6-3c93-b7f7-c0246ae33254 | 68a5ef8e-68b8-384c-8097-5c940b8436e8 | 20aadc24-a391-41cf-b340-3e4529f44bde | 93a60a56-a3c8-11da-a746-0800200b9a66
Pirimiphos-methyl | 29232-93-7 | 29232937 | 29232937 | C11H20N3O3PS |  | Mass | kg | emission | water | https://ofmpub.epa.gov/sor_internet/registry/substreg/searchandretrieve/substancesearch/search.do?details=displayDetails&selectedSubstanceId=92221 | 1 | Chemicals | 9ac1f783-8e15-3c11-9612-3a50487cfd77 | 68a5ef8e-68b8-384c-8097-5c940b8436e8 | 20aadc24-a391-41cf-b340-3e4529f44bde | 93a60a56-a3c8-11da-a746-0800200b9a66
MCPA-2-ethylhexyl | 29450-45-1 | 29450451 | 29450451 | C17H25ClO3 |  | Mass | kg | emission | water | https://ofmpub.epa.gov/sor_internet/registry/substreg/searchandretrieve/substancesearch/search.do?details=displayDetails&selectedSubstanceId=80949 | 1 | Chemicals | 032f61e6-c4ea-3e2e-9653-3cf2de6c56ab | 68a5ef8e-68b8-384c-8097-5c940b8436e8 | 20aadc24-a391-41cf-b340-3e4529f44bde | 93a60a56-a3c8-11da-a746-0800200b9a66
Cyclododecane | 294-62-2 | 294622 | 294622 | C12H24 |  | Mass | kg | emission | water | https://ofmpub.epa.gov/sor_internet/registry/substreg/searchandretrieve/substancesearch/search.do?details=displayDetails&selectedSubstanceId=46316 | 1 | Chemicals | b164c60d-3a76-300f-b3c0-8e8e6d75b74b | 68a5ef8e-68b8-384c-8097-5c940b8436e8 | 20aadc24-a391-41cf-b340-3e4529f44bde | 93a60a56-a3c8-11da-a746-0800200b9a66
Ioxynil-sodium | 2961-62-8 | 2961628 | 2961628 | C7H2I2NNaO |  | Mass | kg | emission | water | https://ofmpub.epa.gov/sor_internet/registry/substreg/searchandretrieve/substancesearch/search.do?details=displayDetails&selectedSubstanceId=77560 | 1 | Chemicals | 3a6faf36-ed73-3c65-971f-083b0170c4eb | 68a5ef8e-68b8-384c-8097-5c940b8436e8 | 20aadc24-a391-41cf-b340-3e4529f44bde | 93a60a56-a3c8-11da-a746-0800200b9a66
Isodecyl diphenyl phosphate | 29761-21-5 | 29761215 | 29761215 | C22H31O4P |  | Mass | kg | emission | water | https://ofmpub.epa.gov/sor_internet/registry/substreg/searchandretrieve/substancesearch/search.do?details=displayDetails&selectedSubstanceId=92027 | 1 | Chemicals | cde24ead-8646-3f0d-9f21-c0583f334f55 | 68a5ef8e-68b8-384c-8097-5c940b8436e8 | 20aadc24-a391-41cf-b340-3e4529f44bde | 93a60a56-a3c8-11da-a746-0800200b9a66
Isobenzan | 297-78-9 | 297789 | 297789 | C9H4Cl8O |  | Mass | kg | emission | water | https://ofmpub.epa.gov/sor_internet/registry/substreg/searchandretrieve/substancesearch/search.do?details=displayDetails&selectedSubstanceId=92022 | 1 | Chemicals | af3f6a5a-777a-3020-9ef7-69e45e6326f6 | 68a5ef8e-68b8-384c-8097-5c940b8436e8 | 20aadc24-a391-41cf-b340-3e4529f44bde | 93a60a56-a3c8-11da-a746-0800200b9a66
Thionazin | 297-97-2 | 297972 | 297972 | C8H13N2O3PS |  | Mass | kg | emission | water | https://ofmpub.epa.gov/sor_internet/registry/substreg/searchandretrieve/substancesearch/search.do?details=displayDetails&selectedSubstanceId=46313 | 1 | Chemicals | b8697ed7-2747-34bd-a6b4-4b292a20c1b4 | 68a5ef8e-68b8-384c-8097-5c940b8436e8 | 20aadc24-a391-41cf-b340-3e4529f44bde | 93a60a56-a3c8-11da-a746-0800200b9a66
Methyl parathion | 298-00-0 | 298000 | 298000 | C8H10NO5PS |  | Mass | kg | emission | water | https://ofmpub.epa.gov/sor_internet/registry/substreg/searchandretrieve/substancesearch/search.do?details=displayDetails&selectedSubstanceId=92019 | 1 | Chemicals | 8813c8a7-44ae-30fc-85d5-257d7906deb4 | 68a5ef8e-68b8-384c-8097-5c940b8436e8 | 20aadc24-a391-41cf-b340-3e4529f44bde | 93a60a56-a3c8-11da-a746-0800200b9a66
Phorate | 298-02-2 | 298022 | 298022 | C7H17O2PS3 |  | Mass | kg | emission | water | https://ofmpub.epa.gov/sor_internet/registry/substreg/searchandretrieve/substancesearch/search.do?details=displayDetails&selectedSubstanceId=46312 | 1 | Chemicals | 50f50c81-b03b-3111-aba4-cc03146ec823 | 68a5ef8e-68b8-384c-8097-5c940b8436e8 | 20aadc24-a391-41cf-b340-3e4529f44bde | 93a60a56-a3c8-11da-a746-0800200b9a66
Disulfoton | 298-04-4 | 298044 | 298044 | C8H19O2PS3 |  | Mass | kg | emission | water | https://ofmpub.epa.gov/sor_internet/registry/substreg/searchandretrieve/substancesearch/search.do?details=displayDetails&selectedSubstanceId=46311 | 1 | Chemicals | 86e9deab-ca5c-3ffa-9cbd-9a051412425e | 68a5ef8e-68b8-384c-8097-5c940b8436e8 | 20aadc24-a391-41cf-b340-3e4529f44bde | 93a60a56-a3c8-11da-a746-0800200b9a66
O,O-Diethyl dithiophosphate | 298-06-6 | 298066 | 298066 | C4H11O2PS2 |  | Mass | kg | emission | water | https://ofmpub.epa.gov/sor_internet/registry/substreg/searchandretrieve/substancesearch/search.do?details=displayDetails&selectedSubstanceId=92018 | 1 | Chemicals | 788550f2-d3a5-3579-8310-43b614dc8946 | 68a5ef8e-68b8-384c-8097-5c940b8436e8 | 20aadc24-a391-41cf-b340-3e4529f44bde | 93a60a56-a3c8-11da-a746-0800200b9a66
Bis(2-ethylhexyl) phosphate | 298-07-7 | 298077 | 298077 | C16H35O4P |  | Mass | kg | emission | water | https://ofmpub.epa.gov/sor_internet/registry/substreg/searchandretrieve/substancesearch/search.do?details=displayDetails&selectedSubstanceId=46310 | 1 | Chemicals | cb3f86b9-0366-3ed7-9c95-0cbe160bcbb5 | 68a5ef8e-68b8-384c-8097-5c940b8436e8 | 20aadc24-a391-41cf-b340-3e4529f44bde | 93a60a56-a3c8-11da-a746-0800200b9a66
Potassium bicarbonate | 298-14-6 | 298146 | 298146 | CHKO3 |  | Mass | kg | emission | water | https://ofmpub.epa.gov/sor_internet/registry/substreg/searchandretrieve/substancesearch/search.do?details=displayDetails&selectedSubstanceId=46308 | 1 | Chemicals | c61166bf-f092-3500-99d4-17547f6dad35 | 68a5ef8e-68b8-384c-8097-5c940b8436e8 | 20aadc24-a391-41cf-b340-3e4529f44bde | 93a60a56-a3c8-11da-a746-0800200b9a66
Methoxsalen | 298-81-7 | 298817 | 298817 | C12H8O4 |  | Mass | kg | emission | water | https://ofmpub.epa.gov/sor_internet/registry/substreg/searchandretrieve/substancesearch/search.do?details=displayDetails&selectedSubstanceId=46307 | 1 | Chemicals | b1a5166c-2755-3a42-9aab-a8c869816213 | 68a5ef8e-68b8-384c-8097-5c940b8436e8 | 20aadc24-a391-41cf-b340-3e4529f44bde | 93a60a56-a3c8-11da-a746-0800200b9a66
Ethiofencarb | 29973-13-5 | 29973135 | 29973135 | C11H15NO2S |  | Mass | kg | emission | water | https://ofmpub.epa.gov/sor_internet/registry/substreg/searchandretrieve/substancesearch/search.do?details=displayDetails&selectedSubstanceId=77226 | 1 | Chemicals | 0aca7bdc-bde9-3915-9bcb-56c359658f5a | 68a5ef8e-68b8-384c-8097-5c940b8436e8 | 20aadc24-a391-41cf-b340-3e4529f44bde | 93a60a56-a3c8-11da-a746-0800200b9a66
Ronnel | 299-84-3 | 299843 | 299843 | C8H8Cl3O3PS |  | Mass | kg | emission | water | https://ofmpub.epa.gov/sor_internet/registry/substreg/searchandretrieve/substancesearch/search.do?details=displayDetails&selectedSubstanceId=46297 | 1 | Chemicals | 97040404-e401-3bc0-84f6-6779ad0ee247 | 68a5ef8e-68b8-384c-8097-5c940b8436e8 | 20aadc24-a391-41cf-b340-3e4529f44bde | 93a60a56-a3c8-11da-a746-0800200b9a66
O-(2,4-Dichlorophenyl) O-methyl isopropylphosphoramidothioate | 299-85-4 | 299854 | 299854 | C10H14Cl2NO2PS |  | Mass | kg | emission | water | https://ofmpub.epa.gov/sor_internet/registry/substreg/searchandretrieve/substancesearch/search.do?details=displayDetails&selectedSubstanceId=46296 | 1 | Chemicals | bf9c33f3-af72-30c5-affe-3b84164c1636 | 68a5ef8e-68b8-384c-8097-5c940b8436e8 | 20aadc24-a391-41cf-b340-3e4529f44bde | 93a60a56-a3c8-11da-a746-0800200b9a66
Crufomate | 299-86-5 | 299865 | 299865 | C12H19ClNO3P |  | Mass | kg | emission | water | https://ofmpub.epa.gov/sor_internet/registry/substreg/searchandretrieve/substancesearch/search.do?details=displayDetails&selectedSubstanceId=80255 | 1 | Chemicals | f86a0d07-4a31-3377-b435-bc284ede2259 | 68a5ef8e-68b8-384c-8097-5c940b8436e8 | 20aadc24-a391-41cf-b340-3e4529f44bde | 93a60a56-a3c8-11da-a746-0800200b9a66
Benzene, (chloromethyl)ethenyl- | 30030-25-2 | 30030252 | 30030252 | C9H9Cl |  | Mass | kg | emission | water | https://ofmpub.epa.gov/sor_internet/registry/substreg/searchandretrieve/substancesearch/search.do?details=displayDetails&selectedSubstanceId=58870 | 1 | Chemicals | 8593abfd-906e-397c-88bd-636d2d1a9b37 | 68a5ef8e-68b8-384c-8097-5c940b8436e8 | 20aadc24-a391-41cf-b340-3e4529f44bde | 93a60a56-a3c8-11da-a746-0800200b9a66
Ethidimuron | 30043-49-3 | 30043493 | 30043493 | C7H12N4O3S2 |  | Mass | kg | emission | water | https://ofmpub.epa.gov/sor_internet/registry/substreg/searchandretrieve/substancesearch/search.do?details=displayDetails&selectedSubstanceId=77225 | 1 | Chemicals | f8274dcb-9172-32c8-bb6c-c36ce1b2df00 | 68a5ef8e-68b8-384c-8097-5c940b8436e8 | 20aadc24-a391-41cf-b340-3e4529f44bde | 93a60a56-a3c8-11da-a746-0800200b9a66
Naled | 300-76-5 | 300765 | 300765 | C4H7Br2Cl2O4P |  | Mass | kg | emission | water | https://ofmpub.epa.gov/sor_internet/registry/substreg/searchandretrieve/substancesearch/search.do?details=displayDetails&selectedSubstanceId=46292 | 1 | Chemicals | fc264bc2-8886-3cbc-8314-22d1129334e3 | 68a5ef8e-68b8-384c-8097-5c940b8436e8 | 20aadc24-a391-41cf-b340-3e4529f44bde | 93a60a56-a3c8-11da-a746-0800200b9a66
2-Thiocyanatoethyl dodecanoate | 301-11-1 | 301111 | 301111 | C15H27NO2S |  | Mass | kg | emission | water | https://ofmpub.epa.gov/sor_internet/registry/substreg/searchandretrieve/substancesearch/search.do?details=displayDetails&selectedSubstanceId=46286 | 1 | Chemicals | ef062ac4-e24c-3438-9a02-91bc35ee0f15 | 68a5ef8e-68b8-384c-8097-5c940b8436e8 | 20aadc24-a391-41cf-b340-3e4529f44bde | 93a60a56-a3c8-11da-a746-0800200b9a66
Oxydemeton-methyl | 301-12-2 | 301122 | 301122 | C6H15O4PS2 |  | Mass | kg | emission | water | https://ofmpub.epa.gov/sor_internet/registry/substreg/searchandretrieve/substancesearch/search.do?details=displayDetails&selectedSubstanceId=91851 | 1 | Chemicals | bbf8aa04-4e2c-3c05-8b35-b896962f00d0 | 68a5ef8e-68b8-384c-8097-5c940b8436e8 | 20aadc24-a391-41cf-b340-3e4529f44bde | 93a60a56-a3c8-11da-a746-0800200b9a66
Hydrazine | 302-01-2 | 302012 | 302012 | H4N2 |  | Mass | kg | emission | water | https://ofmpub.epa.gov/sor_internet/registry/substreg/searchandretrieve/substancesearch/search.do?details=displayDetails&selectedSubstanceId=46284 | 1 | Chemicals | 4efa7bea-0781-3be2-91f0-a61b9ebd7947 | 68a5ef8e-68b8-384c-8097-5c940b8436e8 | 20aadc24-a391-41cf-b340-3e4529f44bde | 93a60a56-a3c8-11da-a746-0800200b9a66
Thiocyanate | 302-04-5 | 302045 | 302045 | CNS |  | Mass | kg | emission | water | https://ofmpub.epa.gov/sor_internet/registry/substreg/searchandretrieve/substancesearch/search.do?details=displayDetails&selectedSubstanceId=46283 | 1 | Chemicals | d03788fd-cd48-32a3-8fcb-5ec23efe0e34 | 68a5ef8e-68b8-384c-8097-5c940b8436e8 | 20aadc24-a391-41cf-b340-3e4529f44bde | 93a60a56-a3c8-11da-a746-0800200b9a66
Chloral hydrate | 302-17-0 | 302170 | 302170 | C2H3Cl3O2 |  | Mass | kg | emission | water | https://ofmpub.epa.gov/sor_internet/registry/substreg/searchandretrieve/substancesearch/search.do?details=displayDetails&selectedSubstanceId=91840 | 1 | Chemicals | 6234da9d-5a65-3690-8429-46b9a0eb43f8 | 68a5ef8e-68b8-384c-8097-5c940b8436e8 | 20aadc24-a391-41cf-b340-3e4529f44bde | 93a60a56-a3c8-11da-a746-0800200b9a66
Retinoic acid | 302-79-4 | 302794 | 302794 | C20H28O2 |  | Mass | kg | emission | water | https://ofmpub.epa.gov/sor_internet/registry/substreg/searchandretrieve/substancesearch/search.do?details=displayDetails&selectedSubstanceId=91831 | 1 | Chemicals | cb954a40-82d4-3f3d-a00a-ef222cfcf945 | 68a5ef8e-68b8-384c-8097-5c940b8436e8 | 20aadc24-a391-41cf-b340-3e4529f44bde | 93a60a56-a3c8-11da-a746-0800200b9a66
Lasiocarpine | 303-34-4 | 303344 | 303344 | C21H33NO7 |  | Mass | kg | emission | water | https://ofmpub.epa.gov/sor_internet/registry/substreg/searchandretrieve/substancesearch/search.do?details=displayDetails&selectedSubstanceId=91826 | 1 | Chemicals | 7afa313c-cc9d-3af5-9823-40d26417dce8 | 68a5ef8e-68b8-384c-8097-5c940b8436e8 | 20aadc24-a391-41cf-b340-3e4529f44bde | 93a60a56-a3c8-11da-a746-0800200b9a66
Glycidyltrimethylammonium chloride | 3033-77-0 | 3033770 | 3033770 | C6H14ClNO |  | Mass | kg | emission | water | https://ofmpub.epa.gov/sor_internet/registry/substreg/searchandretrieve/substancesearch/search.do?details=displayDetails&selectedSubstanceId=40853 | 1 | Chemicals | bd05d4b8-39ac-344e-a62b-3f3803d41ba9 | 68a5ef8e-68b8-384c-8097-5c940b8436e8 | 20aadc24-a391-41cf-b340-3e4529f44bde | 93a60a56-a3c8-11da-a746-0800200b9a66
Ochratoxin A | 303-47-9 | 303479 | 303479 | C20H18ClNO6 |  | Mass | kg | emission | water | https://ofmpub.epa.gov/sor_internet/registry/substreg/searchandretrieve/substancesearch/search.do?details=displayDetails&selectedSubstanceId=78032 | 1 | Chemicals | ef3d991d-2e30-3c4e-86b6-28d9801153b3 | 68a5ef8e-68b8-384c-8097-5c940b8436e8 | 20aadc24-a391-41cf-b340-3e4529f44bde | 93a60a56-a3c8-11da-a746-0800200b9a66
Chlorambucil | 305-03-3 | 305033 | 305033 | C14H19Cl2NO2 |  | Mass | kg | emission | water | https://ofmpub.epa.gov/sor_internet/registry/substreg/searchandretrieve/substancesearch/search.do?details=displayDetails&selectedSubstanceId=91669 | 1 | Chemicals | 25e9eded-364c-3667-b843-dfd0557a98c9 | 68a5ef8e-68b8-384c-8097-5c940b8436e8 | 20aadc24-a391-41cf-b340-3e4529f44bde | 93a60a56-a3c8-11da-a746-0800200b9a66
Acephate | 30560-19-1 | 30560191 | 30560191 | C4H10NO3PS |  | Mass | kg | emission | water | https://ofmpub.epa.gov/sor_internet/registry/substreg/searchandretrieve/substancesearch/search.do?details=displayDetails&selectedSubstanceId=58753 | 1 | Chemicals | 363121bb-2b4b-3aef-a0ab-9ee1ecbb4398 | 68a5ef8e-68b8-384c-8097-5c940b8436e8 | 20aadc24-a391-41cf-b340-3e4529f44bde | 93a60a56-a3c8-11da-a746-0800200b9a66
Metobromuron | 3060-89-7 | 3060897 | 3060897 | C9H11BrN2O2 |  | Mass | kg | emission | water | https://ofmpub.epa.gov/sor_internet/registry/substreg/searchandretrieve/substancesearch/search.do?details=displayDetails&selectedSubstanceId=77709 | 1 | Chemicals | e94eb650-0fb4-3338-9e06-c6757fc01df0 | 68a5ef8e-68b8-384c-8097-5c940b8436e8 | 20aadc24-a391-41cf-b340-3e4529f44bde | 93a60a56-a3c8-11da-a746-0800200b9a66
1,2-Dimethylhydrazine dihydrochloride | 306-37-6 | 306376 | 306376 | C2H10Cl2N2 |  | Mass | kg | emission | water | https://ofmpub.epa.gov/sor_internet/registry/substreg/searchandretrieve/substancesearch/search.do?details=displayDetails&selectedSubstanceId=46267 | 1 | Chemicals | 9a9255fc-b9b0-3503-9e39-dcd0b28f267a | 68a5ef8e-68b8-384c-8097-5c940b8436e8 | 20aadc24-a391-41cf-b340-3e4529f44bde | 93a60a56-a3c8-11da-a746-0800200b9a66
Bis(trichloromethyl) sulfone | 3064-70-8 | 3064708 | 3064708 | C2Cl6O2S |  | Mass | kg | emission | water | https://ofmpub.epa.gov/sor_internet/registry/substreg/searchandretrieve/substancesearch/search.do?details=displayDetails&selectedSubstanceId=91655 | 1 | Chemicals | da990a6a-ed4a-3959-86c7-529aabb68073 | 68a5ef8e-68b8-384c-8097-5c940b8436e8 | 20aadc24-a391-41cf-b340-3e4529f44bde | 93a60a56-a3c8-11da-a746-0800200b9a66
Ethanol, 2,2,2-trichloro-, dihydrogen phosphate | 306-52-5 | 306525 | 306525 | C2H4Cl3O4P |  | Mass | kg | emission | water | https://ofmpub.epa.gov/sor_internet/registry/substreg/searchandretrieve/substancesearch/search.do?details=displayDetails&selectedSubstanceId=46266 | 1 | Chemicals | c72078dd-da95-38cd-a5f6-04d9dd36041b | 68a5ef8e-68b8-384c-8097-5c940b8436e8 | 20aadc24-a391-41cf-b340-3e4529f44bde | 93a60a56-a3c8-11da-a746-0800200b9a66
HCFC-123 | 306-83-2 | 306832 | 306832 | C2HCl2F3 |  | Mass | kg | emission | water | https://ofmpub.epa.gov/sor_internet/registry/substreg/searchandretrieve/substancesearch/search.do?details=displayDetails&selectedSubstanceId=46265 | 1 | Chemicals | 99c3376a-be3f-3c2e-a0e2-25cdfc466939 | 68a5ef8e-68b8-384c-8097-5c940b8436e8 | 20aadc24-a391-41cf-b340-3e4529f44bde | 93a60a56-a3c8-11da-a746-0800200b9a66
.beta.-Butyrolactone | 3068-88-0 | 3068880 | 3068880 | C4H6O2 |  | Mass | kg | emission | water | https://ofmpub.epa.gov/sor_internet/registry/substreg/searchandretrieve/substancesearch/search.do?details=displayDetails&selectedSubstanceId=40661 | 1 | Chemicals | 5fc860ca-8caf-3f39-89bf-89c7a77132dd | 68a5ef8e-68b8-384c-8097-5c940b8436e8 | 20aadc24-a391-41cf-b340-3e4529f44bde | 93a60a56-a3c8-11da-a746-0800200b9a66
Aldrin | 309-00-2 | 309002 | 309002 | C12H8Cl6 |  | Mass | kg | emission | water | https://ofmpub.epa.gov/sor_internet/registry/substreg/searchandretrieve/substancesearch/search.do?details=displayDetails&selectedSubstanceId=46257 | 1 | Chemicals | c6ca2cb2-ca57-3fe7-8f9c-f54616c8de2c | 68a5ef8e-68b8-384c-8097-5c940b8436e8 | 20aadc24-a391-41cf-b340-3e4529f44bde | 93a60a56-a3c8-11da-a746-0800200b9a66
Secobarbital sodium | 309-43-3 | 309433 | 309433 | C12H17N2NaO3 |  | Mass | kg | emission | water | https://ofmpub.epa.gov/sor_internet/registry/substreg/searchandretrieve/substancesearch/search.do?details=displayDetails&selectedSubstanceId=78359 | 1 | Chemicals | f8488915-eacf-3360-ac93-4d497f7c5ef0 | 68a5ef8e-68b8-384c-8097-5c940b8436e8 | 20aadc24-a391-41cf-b340-3e4529f44bde | 93a60a56-a3c8-11da-a746-0800200b9a66
Paraoxon | 311-45-5 | 311455 | 311455 | C10H14NO6P |  | Mass | kg | emission | water | https://ofmpub.epa.gov/sor_internet/registry/substreg/searchandretrieve/substancesearch/search.do?details=displayDetails&selectedSubstanceId=46256 | 1 | Chemicals | ddda8c45-9b41-3e00-8b46-6c7d169ab64b | 68a5ef8e-68b8-384c-8097-5c940b8436e8 | 20aadc24-a391-41cf-b340-3e4529f44bde | 93a60a56-a3c8-11da-a746-0800200b9a66
Propetamphos | 31218-83-4 | 31218834 | 31218834 | C10H20NO4PS |  | Mass | kg | emission | water | https://ofmpub.epa.gov/sor_internet/registry/substreg/searchandretrieve/substancesearch/search.do?details=displayDetails&selectedSubstanceId=54507 | 1 | Chemicals | ce7fbe3d-80ad-35d3-b6ca-62da7fd5549c | 68a5ef8e-68b8-384c-8097-5c940b8436e8 | 20aadc24-a391-41cf-b340-3e4529f44bde | 93a60a56-a3c8-11da-a746-0800200b9a66
Mebendazole | 31431-39-7 | 31431397 | 31431397 | C16H13N3O3 |  | Mass | kg | emission | water | https://ofmpub.epa.gov/sor_internet/registry/substreg/searchandretrieve/substancesearch/search.do?details=displayDetails&selectedSubstanceId=80943 | 1 | Chemicals | a547349c-face-3815-953c-28c66beee41c | 68a5ef8e-68b8-384c-8097-5c940b8436e8 | 20aadc24-a391-41cf-b340-3e4529f44bde | 93a60a56-a3c8-11da-a746-0800200b9a66
Bromacil | 314-40-9 | 314409 | 314409 | C9H13BrN2O2 |  | Mass | kg | emission | water | https://ofmpub.epa.gov/sor_internet/registry/substreg/searchandretrieve/substancesearch/search.do?details=displayDetails&selectedSubstanceId=46247 | 1 | Chemicals | 07214028-a953-3a32-8314-2ee8a0cbea1b | 68a5ef8e-68b8-384c-8097-5c940b8436e8 | 20aadc24-a391-41cf-b340-3e4529f44bde | 93a60a56-a3c8-11da-a746-0800200b9a66
Mexacarbate | 315-18-4 | 315184 | 315184 | C12H18N2O2 |  | Mass | kg | emission | water | https://ofmpub.epa.gov/sor_internet/registry/substreg/searchandretrieve/substancesearch/search.do?details=displayDetails&selectedSubstanceId=46246 | 1 | Chemicals | 72453fde-1d2d-3602-a16d-d0286280b378 | 68a5ef8e-68b8-384c-8097-5c940b8436e8 | 20aadc24-a391-41cf-b340-3e4529f44bde | 93a60a56-a3c8-11da-a746-0800200b9a66
Monocrotaline | 315-22-0 | 315220 | 315220 | C16H23NO6 |  | Mass | kg | emission | water | https://ofmpub.epa.gov/sor_internet/registry/substreg/searchandretrieve/substancesearch/search.do?details=displayDetails&selectedSubstanceId=78358 | 1 | Chemicals | c8d02f19-c184-3f3f-bd2c-e9a4df0cd1fa | 68a5ef8e-68b8-384c-8097-5c940b8436e8 | 20aadc24-a391-41cf-b340-3e4529f44bde | 93a60a56-a3c8-11da-a746-0800200b9a66
Tris(2,4-di-tert-butylphenyl) phosphite | 31570-04-4 | 31570044 | 31570044 | C42H63O3P |  | Mass | kg | emission | water | https://ofmpub.epa.gov/sor_internet/registry/substreg/searchandretrieve/substancesearch/search.do?details=displayDetails&selectedSubstanceId=94243 | 1 | Chemicals | 874450b5-bc73-3488-a6ba-0b8a9db1002c | 68a5ef8e-68b8-384c-8097-5c940b8436e8 | 20aadc24-a391-41cf-b340-3e4529f44bde | 93a60a56-a3c8-11da-a746-0800200b9a66
4-Chloro-o-toluidine hydrochloride | 3165-93-3 | 3165933 | 3165933 | C7H9Cl2N |  | Mass | kg | emission | water | https://ofmpub.epa.gov/sor_internet/registry/substreg/searchandretrieve/substancesearch/search.do?details=displayDetails&selectedSubstanceId=40240 | 1 | Chemicals | f8e22bf1-f370-357c-b79c-08de2b85a856 | 68a5ef8e-68b8-384c-8097-5c940b8436e8 | 20aadc24-a391-41cf-b340-3e4529f44bde | 93a60a56-a3c8-11da-a746-0800200b9a66
.alpha.-Hexachlorocyclohexane | 319-84-6 | 319846 | 319846 | C6H6Cl6 |  | Mass | kg | emission | water | https://ofmpub.epa.gov/sor_internet/registry/substreg/searchandretrieve/substancesearch/search.do?details=displayDetails&selectedSubstanceId=94214 | 1 | Chemicals | 88d129a6-9a76-3673-97b6-1726d117d069 | 68a5ef8e-68b8-384c-8097-5c940b8436e8 | 20aadc24-a391-41cf-b340-3e4529f44bde | 93a60a56-a3c8-11da-a746-0800200b9a66
.beta.-Hexachlorocyclohexane | 319-85-7 | 319857 | 319857 | C6H6Cl6 |  | Mass | kg | emission | water | https://ofmpub.epa.gov/sor_internet/registry/substreg/searchandretrieve/substancesearch/search.do?details=displayDetails&selectedSubstanceId=46241 | 1 | Chemicals | b204613e-0e9d-3234-a022-10084d4e2822 | 68a5ef8e-68b8-384c-8097-5c940b8436e8 | 20aadc24-a391-41cf-b340-3e4529f44bde | 93a60a56-a3c8-11da-a746-0800200b9a66
.delta.-Hexachlorocyclohexane | 319-86-8 | 319868 | 319868 | C6H6Cl6 |  | Mass | kg | emission | water | https://ofmpub.epa.gov/sor_internet/registry/substreg/searchandretrieve/substancesearch/search.do?details=displayDetails&selectedSubstanceId=46240 | 1 | Chemicals | cffdd21f-c2b1-313b-a167-5e2a570b4543 | 68a5ef8e-68b8-384c-8097-5c940b8436e8 | 20aadc24-a391-41cf-b340-3e4529f44bde | 93a60a56-a3c8-11da-a746-0800200b9a66
2,3-Dichloronitrobenzene | 3209-22-1 | 3209221 | 3209221 | C6H3Cl2NO2 |  | Mass | kg | emission | water | https://ofmpub.epa.gov/sor_internet/registry/substreg/searchandretrieve/substancesearch/search.do?details=displayDetails&selectedSubstanceId=40046 | 1 | Chemicals | ce383ec5-e0d0-36ec-98a5-043988ad1056 | 68a5ef8e-68b8-384c-8097-5c940b8436e8 | 20aadc24-a391-41cf-b340-3e4529f44bde | 93a60a56-a3c8-11da-a746-0800200b9a66
Tetrapropyl dithiopyrophosphate | 3244-90-4 | 3244904 | 3244904 | C12H28O5P2S2 |  | Mass | kg | emission | water | https://ofmpub.epa.gov/sor_internet/registry/substreg/searchandretrieve/substancesearch/search.do?details=displayDetails&selectedSubstanceId=40019 | 1 | Chemicals | d36e88df-407e-3e4d-84da-06d11dcccbb0 | 68a5ef8e-68b8-384c-8097-5c940b8436e8 | 20aadc24-a391-41cf-b340-3e4529f44bde | 93a60a56-a3c8-11da-a746-0800200b9a66
Dibromoacetonitrile | 3252-43-5 | 3252435 | 3252435 | C2HBr2N |  | Mass | kg | emission | water | https://ofmpub.epa.gov/sor_internet/registry/substreg/searchandretrieve/substancesearch/search.do?details=displayDetails&selectedSubstanceId=40011 | 1 | Chemicals | 42227c3d-9063-37af-a32f-1aef8295bd72 | 68a5ef8e-68b8-384c-8097-5c940b8436e8 | 20aadc24-a391-41cf-b340-3e4529f44bde | 93a60a56-a3c8-11da-a746-0800200b9a66
3,3',4,4'-Tetrachlorobiphenyl | 32598-13-3 | 32598133 | 32598133 | C12H6Cl4 |  | Mass | kg | emission | water | https://ofmpub.epa.gov/sor_internet/registry/substreg/searchandretrieve/substancesearch/search.do?details=displayDetails&selectedSubstanceId=83012 | 1 | Chemicals | 22eedcfd-428a-3f2b-aff8-337cf011ba63 | 68a5ef8e-68b8-384c-8097-5c940b8436e8 | 20aadc24-a391-41cf-b340-3e4529f44bde | 93a60a56-a3c8-11da-a746-0800200b9a66
3-(Methylthio)propanal | 3268-49-3 | 3268493 | 3268493 | C4H8OS |  | Mass | kg | emission | water | https://ofmpub.epa.gov/sor_internet/registry/substreg/searchandretrieve/substancesearch/search.do?details=displayDetails&selectedSubstanceId=39836 | 1 | Chemicals | 7936adc1-d856-31c9-a2f5-08e03baa5575 | 68a5ef8e-68b8-384c-8097-5c940b8436e8 | 20aadc24-a391-41cf-b340-3e4529f44bde | 93a60a56-a3c8-11da-a746-0800200b9a66
Trichloronate | 327-98-0 | 327980 | 327980 | C10H12Cl3O2PS |  | Mass | kg | emission | water | https://ofmpub.epa.gov/sor_internet/registry/substreg/searchandretrieve/substancesearch/search.do?details=displayDetails&selectedSubstanceId=93288 | 1 | Chemicals | c6f76371-54b8-352c-84ec-ab0f1552312c | 68a5ef8e-68b8-384c-8097-5c940b8436e8 | 20aadc24-a391-41cf-b340-3e4529f44bde | 93a60a56-a3c8-11da-a746-0800200b9a66
Procymidone | 32809-16-8 | 32809168 | 32809168 | C13H11Cl2NO2 |  | Mass | kg | emission | water | https://ofmpub.epa.gov/sor_internet/registry/substreg/searchandretrieve/substancesearch/search.do?details=displayDetails&selectedSubstanceId=83007 | 1 | Chemicals | cd13707e-e710-3ca1-b088-34e5d9659582 | 68a5ef8e-68b8-384c-8097-5c940b8436e8 | 20aadc24-a391-41cf-b340-3e4529f44bde | 93a60a56-a3c8-11da-a746-0800200b9a66
2,2-Bis(bromomethyl)-1,3-propanediol | 3296-90-0 | 3296900 | 3296900 | C5H10Br2O2 |  | Mass | kg | emission | water | https://ofmpub.epa.gov/sor_internet/registry/substreg/searchandretrieve/substancesearch/search.do?details=displayDetails&selectedSubstanceId=93124 | 1 | Chemicals | d76e5bbe-2b83-31a6-8db7-fe2e9bf30d9d | 68a5ef8e-68b8-384c-8097-5c940b8436e8 | 20aadc24-a391-41cf-b340-3e4529f44bde | 93a60a56-a3c8-11da-a746-0800200b9a66
2,5-Dinitrophenol | 329-71-5 | 329715 | 329715 | C6H4N2O5 |  | Mass | kg | emission | water | https://ofmpub.epa.gov/sor_internet/registry/substreg/searchandretrieve/substancesearch/search.do?details=displayDetails&selectedSubstanceId=93123 | 1 | Chemicals | 6c94aa37-c4b3-3eee-86cf-841d856f08c0 | 68a5ef8e-68b8-384c-8097-5c940b8436e8 | 20aadc24-a391-41cf-b340-3e4529f44bde | 93a60a56-a3c8-11da-a746-0800200b9a66
Diuron | 330-54-1 | 330541 | 330541 | C9H10Cl2N2O |  | Mass | kg | emission | water | https://ofmpub.epa.gov/sor_internet/registry/substreg/searchandretrieve/substancesearch/search.do?details=displayDetails&selectedSubstanceId=46215 | 1 | Chemicals | 24bdabf2-b6bf-33c0-8593-616f646e27fb | 68a5ef8e-68b8-384c-8097-5c940b8436e8 | 20aadc24-a391-41cf-b340-3e4529f44bde | 93a60a56-a3c8-11da-a746-0800200b9a66
Linuron | 330-55-2 | 330552 | 330552 | C9H10Cl2N2O2 |  | Mass | kg | emission | water | https://ofmpub.epa.gov/sor_internet/registry/substreg/searchandretrieve/substancesearch/search.do?details=displayDetails&selectedSubstanceId=93118 | 1 | Chemicals | 6bf00d97-472d-3d02-a29a-56636a5b5355 | 68a5ef8e-68b8-384c-8097-5c940b8436e8 | 20aadc24-a391-41cf-b340-3e4529f44bde | 93a60a56-a3c8-11da-a746-0800200b9a66
Amitraz | 33089-61-1 | 33089611 | 33089611 | C19H23N3 |  | Mass | kg | emission | water | https://ofmpub.epa.gov/sor_internet/registry/substreg/searchandretrieve/substancesearch/search.do?details=displayDetails&selectedSubstanceId=52932 | 1 | Chemicals | b53c04d5-6ca3-3278-a24a-f63d135a5e9b | 68a5ef8e-68b8-384c-8097-5c940b8436e8 | 20aadc24-a391-41cf-b340-3e4529f44bde | 93a60a56-a3c8-11da-a746-0800200b9a66
.beta.-Endosulfan | 33213-65-9 | 33213659 | 33213659 | C9H6Cl6O3S |  | Mass | kg | emission | water | https://ofmpub.epa.gov/sor_internet/registry/substreg/searchandretrieve/substancesearch/search.do?details=displayDetails&selectedSubstanceId=93104 | 1 | Chemicals | e3d8098a-8d68-3016-8695-3a26798cc634 | 68a5ef8e-68b8-384c-8097-5c940b8436e8 | 20aadc24-a391-41cf-b340-3e4529f44bde | 93a60a56-a3c8-11da-a746-0800200b9a66
Adipic acid hexamethylenediamine salt (1:1) | 3323-53-3 | 3323533 | 3323533 | C12H26N2O4 |  | Mass | kg | emission | water | https://ofmpub.epa.gov/sor_internet/registry/substreg/searchandretrieve/substancesearch/search.do?details=displayDetails&selectedSubstanceId=39789 | 1 | Chemicals | 5c844de6-fdfa-3e60-bb75-02c1874bedff | 68a5ef8e-68b8-384c-8097-5c940b8436e8 | 20aadc24-a391-41cf-b340-3e4529f44bde | 93a60a56-a3c8-11da-a746-0800200b9a66
Fluchloralin | 33245-39-5 | 33245395 | 33245395 | C12H13ClF3N3O4 |  | Mass | kg | emission | water | https://ofmpub.epa.gov/sor_internet/registry/substreg/searchandretrieve/substancesearch/search.do?details=displayDetails&selectedSubstanceId=93098 | 1 | Chemicals | d83aa519-5047-306d-960a-2464662f70ac | 68a5ef8e-68b8-384c-8097-5c940b8436e8 | 20aadc24-a391-41cf-b340-3e4529f44bde | 93a60a56-a3c8-11da-a746-0800200b9a66
2,4-Dichlorobiphenyl | 33284-50-3 | 33284503 | 33284503 | C12H8Cl2 |  | Mass | kg | emission | water | https://ofmpub.epa.gov/sor_internet/registry/substreg/searchandretrieve/substancesearch/search.do?details=displayDetails&selectedSubstanceId=82941 | 1 | Chemicals | 261be39d-4181-38a4-909b-a0eaee486505 | 68a5ef8e-68b8-384c-8097-5c940b8436e8 | 20aadc24-a391-41cf-b340-3e4529f44bde | 93a60a56-a3c8-11da-a746-0800200b9a66
Diazinon | 333-41-5 | 333415 | 333415 | C12H21N2O3PS |  | Mass | kg | emission | water | https://ofmpub.epa.gov/sor_internet/registry/substreg/searchandretrieve/substancesearch/search.do?details=displayDetails&selectedSubstanceId=46209 | 1 | Chemicals | ea92c588-566c-3e5a-85b9-8b3fd6a5e965 | 68a5ef8e-68b8-384c-8097-5c940b8436e8 | 20aadc24-a391-41cf-b340-3e4529f44bde | 93a60a56-a3c8-11da-a746-0800200b9a66
Asulam | 3337-71-1 | 3337711 | 3337711 | C8H10N2O4S |  | Mass | kg | emission | water | https://ofmpub.epa.gov/sor_internet/registry/substreg/searchandretrieve/substancesearch/search.do?details=displayDetails&selectedSubstanceId=93086 | 1 | Chemicals | 134a1bd4-32d4-313d-87e0-80a06ad8136c | 68a5ef8e-68b8-384c-8097-5c940b8436e8 | 20aadc24-a391-41cf-b340-3e4529f44bde | 93a60a56-a3c8-11da-a746-0800200b9a66
Decanoic acid | 334-48-5 | 334485 | 334485 | C10H20O2 |  | Mass | kg | emission | water | https://ofmpub.epa.gov/sor_internet/registry/substreg/searchandretrieve/substancesearch/search.do?details=displayDetails&selectedSubstanceId=46207 | 1 | Chemicals | 3c83da2a-0ae2-31ce-934c-896fb83e72d2 | 68a5ef8e-68b8-384c-8097-5c940b8436e8 | 20aadc24-a391-41cf-b340-3e4529f44bde | 93a60a56-a3c8-11da-a746-0800200b9a66
Dithianon | 3347-22-6 | 3347226 | 3347226 | C14H4N2O2S2 |  | Mass | kg | emission | water | https://ofmpub.epa.gov/sor_internet/registry/substreg/searchandretrieve/substancesearch/search.do?details=displayDetails&selectedSubstanceId=77544 | 1 | Chemicals | 49353a79-41e3-30a9-a12c-ae1df4be9e67 | 68a5ef8e-68b8-384c-8097-5c940b8436e8 | 20aadc24-a391-41cf-b340-3e4529f44bde | 93a60a56-a3c8-11da-a746-0800200b9a66
Tembotrione | 335104-84-2 | 335104842 | 335104842 | C17H16ClF3O6S |  | Mass | kg | emission | water | https://ofmpub.epa.gov/sor_internet/registry/substreg/searchandretrieve/substancesearch/search.do?details=displayDetails&selectedSubstanceId=99079 | 1 | Chemicals | b6c6d6e2-1408-3274-858b-cbef917bfb45 | 68a5ef8e-68b8-384c-8097-5c940b8436e8 | 20aadc24-a391-41cf-b340-3e4529f44bde | 93a60a56-a3c8-11da-a746-0800200b9a66
Butralin | 33629-47-9 | 33629479 | 33629479 | C14H21N3O4 |  | Mass | kg | emission | water | https://ofmpub.epa.gov/sor_internet/registry/substreg/searchandretrieve/substancesearch/search.do?details=displayDetails&selectedSubstanceId=55969 | 1 | Chemicals | 7a95299c-fc41-338d-871d-04bd8ecfd49c | 68a5ef8e-68b8-384c-8097-5c940b8436e8 | 20aadc24-a391-41cf-b340-3e4529f44bde | 93a60a56-a3c8-11da-a746-0800200b9a66
Terbumeton | 33693-04-8 | 33693048 | 33693048 | C10H19N5O |  | Mass | kg | emission | water | https://ofmpub.epa.gov/sor_internet/registry/substreg/searchandretrieve/substancesearch/search.do?details=displayDetails&selectedSubstanceId=92913 | 1 | Chemicals | 1bef9143-dc1f-3586-a2e5-961f3b1a0057 | 68a5ef8e-68b8-384c-8097-5c940b8436e8 | 20aadc24-a391-41cf-b340-3e4529f44bde | 93a60a56-a3c8-11da-a746-0800200b9a66
Triclosan | 3380-34-5 | 3380345 | 3380345 | C12H7Cl3O2 |  | Mass | kg | emission | water | https://ofmpub.epa.gov/sor_internet/registry/substreg/searchandretrieve/substancesearch/search.do?details=displayDetails&selectedSubstanceId=92902 | 1 | Chemicals | dc7e7b9e-22d5-3859-8a7c-d8b4d3c055aa | 68a5ef8e-68b8-384c-8097-5c940b8436e8 | 20aadc24-a391-41cf-b340-3e4529f44bde | 93a60a56-a3c8-11da-a746-0800200b9a66
Isopropalin | 33820-53-0 | 33820530 | 33820530 | C15H23N3O4 |  | Mass | kg | emission | water | https://ofmpub.epa.gov/sor_internet/registry/substreg/searchandretrieve/substancesearch/search.do?details=displayDetails&selectedSubstanceId=55938 | 1 | Chemicals | 4875f47d-f561-3e53-ae72-0a86768ae8f3 | 68a5ef8e-68b8-384c-8097-5c940b8436e8 | 20aadc24-a391-41cf-b340-3e4529f44bde | 93a60a56-a3c8-11da-a746-0800200b9a66
Temephos | 3383-96-8 | 3383968 | 3383968 | C16H20O6P2S3 |  | Mass | kg | emission | water | https://ofmpub.epa.gov/sor_internet/registry/substreg/searchandretrieve/substancesearch/search.do?details=displayDetails&selectedSubstanceId=39587 | 1 | Chemicals | 5d5ca325-5cd8-3cd0-b8f7-ee12abfd46d2 | 68a5ef8e-68b8-384c-8097-5c940b8436e8 | 20aadc24-a391-41cf-b340-3e4529f44bde | 93a60a56-a3c8-11da-a746-0800200b9a66
1,2,3,4,7,7-Hexachloronorbornadiene | 3389-71-7 | 3389717 | 3389717 | C7H2Cl6 |  | Mass | kg | emission | water | https://ofmpub.epa.gov/sor_internet/registry/substreg/searchandretrieve/substancesearch/search.do?details=displayDetails&selectedSubstanceId=39579 | 1 | Chemicals | 44444821-51e6-3288-8145-838a07a73c2a | 68a5ef8e-68b8-384c-8097-5c940b8436e8 | 20aadc24-a391-41cf-b340-3e4529f44bde | 93a60a56-a3c8-11da-a746-0800200b9a66
Codlelure | 33956-49-9 | 33956499 | 33956499 | C12H22O |  | Mass | kg | emission | water | https://ofmpub.epa.gov/sor_internet/registry/substreg/searchandretrieve/substancesearch/search.do?details=displayDetails&selectedSubstanceId=55092 | 1 | Chemicals | d048235d-fc39-3832-b524-c5d8b6b32541 | 68a5ef8e-68b8-384c-8097-5c940b8436e8 | 20aadc24-a391-41cf-b340-3e4529f44bde | 93a60a56-a3c8-11da-a746-0800200b9a66
2-Chloro-4,6-diamino-s-triazine | 3397-62-4 | 3397624 | 3397624 | C3H4ClN5 |  | Mass | kg | emission | water | https://ofmpub.epa.gov/sor_internet/registry/substreg/searchandretrieve/substancesearch/search.do?details=displayDetails&selectedSubstanceId=42731 | 1 | Chemicals | 571222d2-a17f-3e28-a634-cce3c00867a5 | 68a5ef8e-68b8-384c-8097-5c940b8436e8 | 20aadc24-a391-41cf-b340-3e4529f44bde | 93a60a56-a3c8-11da-a746-0800200b9a66
2,2',4,4',6,6'-Hexachlorobiphenyl | 33979-03-2 | 33979032 | 33979032 | C12H4Cl6 |  | Mass | kg | emission | water | https://ofmpub.epa.gov/sor_internet/registry/substreg/searchandretrieve/substancesearch/search.do?details=displayDetails&selectedSubstanceId=82934 | 1 | Chemicals | d64e4bf3-e915-3929-9abe-83951386fc95 | 68a5ef8e-68b8-384c-8097-5c940b8436e8 | 20aadc24-a391-41cf-b340-3e4529f44bde | 93a60a56-a3c8-11da-a746-0800200b9a66
Tebuthiuron | 34014-18-1 | 34014181 | 34014181 | C9H16N4OS |  | Mass | kg | emission | water | https://ofmpub.epa.gov/sor_internet/registry/substreg/searchandretrieve/substancesearch/search.do?details=displayDetails&selectedSubstanceId=55077 | 1 | Chemicals | 94f6cb59-b9a9-3575-9f24-6879bb9d011d | 68a5ef8e-68b8-384c-8097-5c940b8436e8 | 20aadc24-a391-41cf-b340-3e4529f44bde | 93a60a56-a3c8-11da-a746-0800200b9a66
Isoproturon | 34123-59-6 | 34123596 | 34123596 | C12H18N2O |  | Mass | kg | emission | water | https://ofmpub.epa.gov/sor_internet/registry/substreg/searchandretrieve/substancesearch/search.do?details=displayDetails&selectedSubstanceId=77207 | 1 | Chemicals | 290cc30a-8b09-3815-b07d-237b9efc6772 | 68a5ef8e-68b8-384c-8097-5c940b8436e8 | 20aadc24-a391-41cf-b340-3e4529f44bde | 93a60a56-a3c8-11da-a746-0800200b9a66
Acetochlor | 34256-82-1 | 34256821 | 34256821 | C14H20ClNO2 |  | Mass | kg | emission | water | https://ofmpub.epa.gov/sor_internet/registry/substreg/searchandretrieve/substancesearch/search.do?details=displayDetails&selectedSubstanceId=92725 | 1 | Chemicals | fbdaefce-beec-3ca4-a3d2-d1f59e7d4ee5 | 68a5ef8e-68b8-384c-8097-5c940b8436e8 | 20aadc24-a391-41cf-b340-3e4529f44bde | 93a60a56-a3c8-11da-a746-0800200b9a66
Cumylphenyl diphenyl phosphate | 34364-42-6 | 34364426 | 34364426 | - |  | Mass | kg | emission | water | https://ofmpub.epa.gov/sor_internet/registry/substreg/searchandretrieve/substancesearch/search.do?details=displayDetails&selectedSubstanceId=92713 | 1 | Chemicals | 4264e851-30d0-3d2b-8b34-684599a38c50 | 68a5ef8e-68b8-384c-8097-5c940b8436e8 | 20aadc24-a391-41cf-b340-3e4529f44bde | 93a60a56-a3c8-11da-a746-0800200b9a66
3,5,5-Trimethyl-1-hexanol | 3452-97-9 | 3452979 | 3452979 | C9H20O |  | Mass | kg | emission | water | https://ofmpub.epa.gov/sor_internet/registry/substreg/searchandretrieve/substancesearch/search.do?details=displayDetails&selectedSubstanceId=92550 | 1 | Chemicals | 8ef4551a-8764-332d-bea6-82cd69f2fb06 | 68a5ef8e-68b8-384c-8097-5c940b8436e8 | 20aadc24-a391-41cf-b340-3e4529f44bde | 93a60a56-a3c8-11da-a746-0800200b9a66
Prothiofos | 34643-46-4 | 34643464 | 34643464 | C11H15Cl2O2PS2 |  | Mass | kg | emission | water | https://ofmpub.epa.gov/sor_internet/registry/substreg/searchandretrieve/substancesearch/search.do?details=displayDetails&selectedSubstanceId=54448 | 1 | Chemicals | df6ad9f0-9fc0-329d-8e62-7278ab171847 | 68a5ef8e-68b8-384c-8097-5c940b8436e8 | 20aadc24-a391-41cf-b340-3e4529f44bde | 93a60a56-a3c8-11da-a746-0800200b9a66
Butoxycarboxim | 34681-23-7 | 34681237 | 34681237 | C7H14N2O4S |  | Mass | kg | emission | water | https://ofmpub.epa.gov/sor_internet/registry/substreg/searchandretrieve/substancesearch/search.do?details=displayDetails&selectedSubstanceId=54444 | 1 | Chemicals | 2c142674-9597-325c-ba51-24bb73b2c63d | 68a5ef8e-68b8-384c-8097-5c940b8436e8 | 20aadc24-a391-41cf-b340-3e4529f44bde | 93a60a56-a3c8-11da-a746-0800200b9a66
Piperalin | 3478-94-2 | 3478942 | 3478942 | C16H21Cl2NO2 |  | Mass | kg | emission | water | https://ofmpub.epa.gov/sor_internet/registry/substreg/searchandretrieve/substancesearch/search.do?details=displayDetails&selectedSubstanceId=41887 | 1 | Chemicals | e62bb655-77de-3eec-97eb-484dcd15796d | 68a5ef8e-68b8-384c-8097-5c940b8436e8 | 20aadc24-a391-41cf-b340-3e4529f44bde | 93a60a56-a3c8-11da-a746-0800200b9a66
2,4'-Dichlorobiphenyl | 34883-43-7 | 34883437 | 34883437 | C12H8Cl2 |  | Mass | kg | emission | water | https://ofmpub.epa.gov/sor_internet/registry/substreg/searchandretrieve/substancesearch/search.do?details=displayDetails&selectedSubstanceId=82929 | 1 | Chemicals | d15ccd18-07d9-375b-a812-ac99efb7fbc1 | 68a5ef8e-68b8-384c-8097-5c940b8436e8 | 20aadc24-a391-41cf-b340-3e4529f44bde | 93a60a56-a3c8-11da-a746-0800200b9a66
p-Fluoronitrobenzene | 350-46-9 | 350469 | 350469 | C6H4FNO2 |  | Mass | kg | emission | water | https://ofmpub.epa.gov/sor_internet/registry/substreg/searchandretrieve/substancesearch/search.do?details=displayDetails&selectedSubstanceId=92378 | 1 | Chemicals | 3dd27cb4-c4ea-393a-9ca4-24ffbc1a8712 | 68a5ef8e-68b8-384c-8097-5c940b8436e8 | 20aadc24-a391-41cf-b340-3e4529f44bde | 93a60a56-a3c8-11da-a746-0800200b9a66
Diflubenzuron | 35367-38-5 | 35367385 | 35367385 | C14H9ClF2N2O2 |  | Mass | kg | emission | water | https://ofmpub.epa.gov/sor_internet/registry/substreg/searchandretrieve/substancesearch/search.do?details=displayDetails&selectedSubstanceId=92340 | 1 | Chemicals | 7173ba60-0fcd-3c0c-bc47-600f5ecab87b | 68a5ef8e-68b8-384c-8097-5c940b8436e8 | 20aadc24-a391-41cf-b340-3e4529f44bde | 93a60a56-a3c8-11da-a746-0800200b9a66
Sulprofos | 35400-43-2 | 35400432 | 35400432 | C12H19O2PS3 |  | Mass | kg | emission | water | https://ofmpub.epa.gov/sor_internet/registry/substreg/searchandretrieve/substancesearch/search.do?details=displayDetails&selectedSubstanceId=92336 | 1 | Chemicals | 81ed776d-4db0-3e59-94e5-941ca80c90b8 | 68a5ef8e-68b8-384c-8097-5c940b8436e8 | 20aadc24-a391-41cf-b340-3e4529f44bde | 93a60a56-a3c8-11da-a746-0800200b9a66
Imazalil | 35554-44-0 | 35554440 | 35554440 | C14H14Cl2N2O |  | Mass | kg | emission | water | https://ofmpub.epa.gov/sor_internet/registry/substreg/searchandretrieve/substancesearch/search.do?details=displayDetails&selectedSubstanceId=53769 | 1 | Chemicals | 48aa5c55-e66d-3be6-838c-142f24dd4370 | 68a5ef8e-68b8-384c-8097-5c940b8436e8 | 20aadc24-a391-41cf-b340-3e4529f44bde | 93a60a56-a3c8-11da-a746-0800200b9a66
Azamethiphos | 35575-96-3 | 35575963 | 35575963 | C9H10ClN2O5PS |  | Mass | kg | emission | water | https://ofmpub.epa.gov/sor_internet/registry/substreg/searchandretrieve/substancesearch/search.do?details=displayDetails&selectedSubstanceId=82925 | 1 | Chemicals | a91bd93f-e784-3bb9-be3e-9e8dd141ab17 | 68a5ef8e-68b8-384c-8097-5c940b8436e8 | 20aadc24-a391-41cf-b340-3e4529f44bde | 93a60a56-a3c8-11da-a746-0800200b9a66
Sulcofuron-sodium | 3567-25-7 | 3567257 | 3567257 | C19H11Cl4N2NaO5S |  | Mass | kg | emission | water | https://ofmpub.epa.gov/sor_internet/registry/substreg/searchandretrieve/substancesearch/search.do?details=displayDetails&selectedSubstanceId=41676 | 1 | Chemicals | 790ec41d-b4e1-3061-a6ea-7c4793510d8f | 68a5ef8e-68b8-384c-8097-5c940b8436e8 | 20aadc24-a391-41cf-b340-3e4529f44bde | 93a60a56-a3c8-11da-a746-0800200b9a66
1-Bromo-1-(bromomethyl)-1,3-propanedicarbonitrile | 35691-65-7 | 35691657 | 35691657 | C6H6Br2N2 |  | Mass | kg | emission | water | https://ofmpub.epa.gov/sor_internet/registry/substreg/searchandretrieve/substancesearch/search.do?details=displayDetails&selectedSubstanceId=53580 | 1 | Chemicals | 6a40fc6e-6ae0-3d8b-972b-e8aa9153050c | 68a5ef8e-68b8-384c-8097-5c940b8436e8 | 20aadc24-a391-41cf-b340-3e4529f44bde | 93a60a56-a3c8-11da-a746-0800200b9a66
Nifurthiazole | 3570-75-0 | 3570750 | 3570750 | C8H6N4O4S |  | Mass | kg | emission | water | https://ofmpub.epa.gov/sor_internet/registry/substreg/searchandretrieve/substancesearch/search.do?details=displayDetails&selectedSubstanceId=78330 | 1 | Chemicals | 22106e36-7924-32d1-88c7-e707d93029eb | 68a5ef8e-68b8-384c-8097-5c940b8436e8 | 20aadc24-a391-41cf-b340-3e4529f44bde | 93a60a56-a3c8-11da-a746-0800200b9a66
Brucine | 357-57-3 | 357573 | 357573 | C23H26N2O4 |  | Mass | kg | emission | water | https://ofmpub.epa.gov/sor_internet/registry/substreg/searchandretrieve/substancesearch/search.do?details=displayDetails&selectedSubstanceId=92161 | 1 | Chemicals | fd26dfb9-a1af-392a-863d-4e18af12fe3e | 68a5ef8e-68b8-384c-8097-5c940b8436e8 | 20aadc24-a391-41cf-b340-3e4529f44bde | 93a60a56-a3c8-11da-a746-0800200b9a66
Diundecyl phthalate | 3648-20-2 | 3648202 | 3648202 | C30H50O4 |  | Mass | kg | emission | water | https://ofmpub.epa.gov/sor_internet/registry/substreg/searchandretrieve/substancesearch/search.do?details=displayDetails&selectedSubstanceId=41451 | 1 | Chemicals | cf09c6e8-a7c2-30eb-a476-d390b8457f6e | 68a5ef8e-68b8-384c-8097-5c940b8436e8 | 20aadc24-a391-41cf-b340-3e4529f44bde | 93a60a56-a3c8-11da-a746-0800200b9a66
Methoxone sodium salt | 3653-48-3 | 3653483 | 3653483 | C9H8ClNaO3 |  | Mass | kg | emission | water | https://ofmpub.epa.gov/sor_internet/registry/substreg/searchandretrieve/substancesearch/search.do?details=displayDetails&selectedSubstanceId=41446 | 1 | Chemicals | 68cd00a5-8df7-32e3-b05f-2ef3c800dd19 | 68a5ef8e-68b8-384c-8097-5c940b8436e8 | 20aadc24-a391-41cf-b340-3e4529f44bde | 93a60a56-a3c8-11da-a746-0800200b9a66
Iprodione | 36734-19-7 | 36734197 | 36734197 | C13H13Cl2N3O3 |  | Mass | kg | emission | water | https://ofmpub.epa.gov/sor_internet/registry/substreg/searchandretrieve/substancesearch/search.do?details=displayDetails&selectedSubstanceId=52899 | 1 | Chemicals | f0968f53-cc98-30a3-98cd-441c831e01a6 | 68a5ef8e-68b8-384c-8097-5c940b8436e8 | 20aadc24-a391-41cf-b340-3e4529f44bde | 93a60a56-a3c8-11da-a746-0800200b9a66
Decyl oleate | 3687-46-5 | 3687465 | 3687465 | C28H54O2 |  | Mass | kg | emission | water | https://ofmpub.epa.gov/sor_internet/registry/substreg/searchandretrieve/substancesearch/search.do?details=displayDetails&selectedSubstanceId=41423 | 1 | Chemicals | b7ca9f81-559c-38b7-8b68-d003588dfc6c | 68a5ef8e-68b8-384c-8097-5c940b8436e8 | 20aadc24-a391-41cf-b340-3e4529f44bde | 93a60a56-a3c8-11da-a746-0800200b9a66
3-(Trifluoromethyl)benzonitrile | 368-77-4 | 368774 | 368774 | C8H4F3N |  | Mass | kg | emission | water | https://ofmpub.epa.gov/sor_internet/registry/substreg/searchandretrieve/substancesearch/search.do?details=displayDetails&selectedSubstanceId=98138 | 1 | Chemicals | 746c6786-b5b7-3db5-ae9a-59e26da619dc | 68a5ef8e-68b8-384c-8097-5c940b8436e8 | 20aadc24-a391-41cf-b340-3e4529f44bde | 93a60a56-a3c8-11da-a746-0800200b9a66
Furylfuramide | 3688-53-7 | 3688537 | 3688537 | C11H8N2O5 |  | Mass | kg | emission | water | https://ofmpub.epa.gov/sor_internet/registry/substreg/searchandretrieve/substancesearch/search.do?details=displayDetails&selectedSubstanceId=91789 | 1 | Chemicals | 2387057a-cb1f-3a7e-a9c9-098cd3c27f52 | 68a5ef8e-68b8-384c-8097-5c940b8436e8 | 20aadc24-a391-41cf-b340-3e4529f44bde | 93a60a56-a3c8-11da-a746-0800200b9a66
Sulfotep | 3689-24-5 | 3689245 | 3689245 | C8H20O5P2S2 |  | Mass | kg | emission | water | https://ofmpub.epa.gov/sor_internet/registry/substreg/searchandretrieve/substancesearch/search.do?details=displayDetails&selectedSubstanceId=91788 | 1 | Chemicals | a6b2b176-f75c-3b66-b249-e73f081e7d51 | 68a5ef8e-68b8-384c-8097-5c940b8436e8 | 20aadc24-a391-41cf-b340-3e4529f44bde | 93a60a56-a3c8-11da-a746-0800200b9a66
Benzene, 1,5-dichloro-2,4-dinitro- | 3698-83-7 | 3698837 | 3698837 | C6H2Cl2N2O4 |  | Mass | kg | emission | water | https://ofmpub.epa.gov/sor_internet/registry/substreg/searchandretrieve/substancesearch/search.do?details=displayDetails&selectedSubstanceId=91776 | 1 | Chemicals | 1a6244d5-0a0d-394e-b26a-a29e1dae00e5 | 68a5ef8e-68b8-384c-8097-5c940b8436e8 | 20aadc24-a391-41cf-b340-3e4529f44bde | 93a60a56-a3c8-11da-a746-0800200b9a66
p-Fluoroaniline | 371-40-4 | 371404 | 371404 | C6H6FN |  | Mass | kg | emission | water | https://ofmpub.epa.gov/sor_internet/registry/substreg/searchandretrieve/substancesearch/search.do?details=displayDetails&selectedSubstanceId=46050 | 1 | Chemicals | a2222f1b-36cd-3f08-95e1-f200470cb24c | 68a5ef8e-68b8-384c-8097-5c940b8436e8 | 20aadc24-a391-41cf-b340-3e4529f44bde | 93a60a56-a3c8-11da-a746-0800200b9a66
Phenol, 4-fluoro- | 371-41-5 | 371415 | 371415 | C6H5FO |  | Mass | kg | emission | water | https://ofmpub.epa.gov/sor_internet/registry/substreg/searchandretrieve/substancesearch/search.do?details=displayDetails&selectedSubstanceId=91625 | 1 | Chemicals | 92ab4bfd-3fa3-3a4f-a275-85e3c5ddd7ff | 68a5ef8e-68b8-384c-8097-5c940b8436e8 | 20aadc24-a391-41cf-b340-3e4529f44bde | 93a60a56-a3c8-11da-a746-0800200b9a66
Chlordene | 3734-48-3 | 3734483 | 3734483 | C10H6Cl6 |  | Mass | kg | emission | water | https://ofmpub.epa.gov/sor_internet/registry/substreg/searchandretrieve/substancesearch/search.do?details=displayDetails&selectedSubstanceId=41226 | 1 | Chemicals | 0497d25b-d3c2-3528-872e-f8f62f7f9334 | 68a5ef8e-68b8-384c-8097-5c940b8436e8 | 20aadc24-a391-41cf-b340-3e4529f44bde | 93a60a56-a3c8-11da-a746-0800200b9a66
Phenol, 2,4-dichloro-, sodium salt | 3757-76-4 | 3757764 | 3757764 | C6H3Cl2NaO |  | Mass | kg | emission | water | https://ofmpub.epa.gov/sor_internet/registry/substreg/searchandretrieve/substancesearch/search.do?details=displayDetails&selectedSubstanceId=41205 | 1 | Chemicals | 3a2619cb-89cd-3f59-8bdf-f06185d61714 | 68a5ef8e-68b8-384c-8097-5c940b8436e8 | 20aadc24-a391-41cf-b340-3e4529f44bde | 93a60a56-a3c8-11da-a746-0800200b9a66
C.I. Food Red 5 | 3761-53-3 | 3761533 | 3761533 | C18H14N2Na2O7S2 |  | Mass | kg | emission | water | https://ofmpub.epa.gov/sor_internet/registry/substreg/searchandretrieve/substancesearch/search.do?details=displayDetails&selectedSubstanceId=91591 | 1 | Chemicals | 368ecdf0-d45d-388e-9a25-808c9017cef7 | 68a5ef8e-68b8-384c-8097-5c940b8436e8 | 20aadc24-a391-41cf-b340-3e4529f44bde | 93a60a56-a3c8-11da-a746-0800200b9a66
Phenol, 2-(1-methylpropyl)-, methylcarbamate | 3766-81-2 | 3766812 | 3766812 | C12H17NO2 |  | Mass | kg | emission | water | https://ofmpub.epa.gov/sor_internet/registry/substreg/searchandretrieve/substancesearch/search.do?details=displayDetails&selectedSubstanceId=91589 | 1 | Chemicals | e1befc1e-98ec-31be-83be-bca0af280777 | 68a5ef8e-68b8-384c-8097-5c940b8436e8 | 20aadc24-a391-41cf-b340-3e4529f44bde | 93a60a56-a3c8-11da-a746-0800200b9a66
2,2',5-Trichlorobiphenyl | 37680-65-2 | 37680652 | 37680652 | C12H7Cl3 |  | Mass | kg | emission | water | https://ofmpub.epa.gov/sor_internet/registry/substreg/searchandretrieve/substancesearch/search.do?details=displayDetails&selectedSubstanceId=82907 | 1 | Chemicals | a4530d9c-d21d-3785-b132-eb6f75820083 | 68a5ef8e-68b8-384c-8097-5c940b8436e8 | 20aadc24-a391-41cf-b340-3e4529f44bde | 93a60a56-a3c8-11da-a746-0800200b9a66
2,2',4,5,5'-Pentachlorobiphenyl | 37680-73-2 | 37680732 | 37680732 | C12H5Cl5 |  | Mass | kg | emission | water | https://ofmpub.epa.gov/sor_internet/registry/substreg/searchandretrieve/substancesearch/search.do?details=displayDetails&selectedSubstanceId=91588 | 1 | Chemicals | f9247b45-af36-3569-8675-dda0d47786b1 | 68a5ef8e-68b8-384c-8097-5c940b8436e8 | 20aadc24-a391-41cf-b340-3e4529f44bde | 93a60a56-a3c8-11da-a746-0800200b9a66
Nafenopin | 3771-19-5 | 3771195 | 3771195 | C20H22O3 |  | Mass | kg | emission | water | https://ofmpub.epa.gov/sor_internet/registry/substreg/searchandretrieve/substancesearch/search.do?details=displayDetails&selectedSubstanceId=77891 | 1 | Chemicals | fcf231c0-cddc-3ef0-9130-af1065c56a7f | 68a5ef8e-68b8-384c-8097-5c940b8436e8 | 20aadc24-a391-41cf-b340-3e4529f44bde | 93a60a56-a3c8-11da-a746-0800200b9a66
Pentachlorophenyl laurate | 3772-94-9 | 3772949 | 3772949 | C18H23Cl5O2 |  | Mass | kg | emission | water | https://ofmpub.epa.gov/sor_internet/registry/substreg/searchandretrieve/substancesearch/search.do?details=displayDetails&selectedSubstanceId=41032 | 1 | Chemicals | a2d1c412-98b4-3021-83a4-8a1b0eac263d | 68a5ef8e-68b8-384c-8097-5c940b8436e8 | 20aadc24-a391-41cf-b340-3e4529f44bde | 93a60a56-a3c8-11da-a746-0800200b9a66
Triphenyltin fluoride | 379-52-2 | 379522 | 379522 | C18H15FSn |  | Mass | kg | emission | water | https://ofmpub.epa.gov/sor_internet/registry/substreg/searchandretrieve/substancesearch/search.do?details=displayDetails&selectedSubstanceId=94194 | 1 | Chemicals | ad7d5f23-a444-3b0e-9d3c-86c5c0861e2a | 68a5ef8e-68b8-384c-8097-5c940b8436e8 | 20aadc24-a391-41cf-b340-3e4529f44bde | 93a60a56-a3c8-11da-a746-0800200b9a66
2-Phosphono-1,2,4-butanetricarboxylic acid | 37971-36-1 | 37971361 | 37971361 | C7H11O9P |  | Mass | kg | emission | water | https://ofmpub.epa.gov/sor_internet/registry/substreg/searchandretrieve/substancesearch/search.do?details=displayDetails&selectedSubstanceId=54388 | 1 | Chemicals | 5d832965-8c65-3f3d-94ec-286753a55966 | 68a5ef8e-68b8-384c-8097-5c940b8436e8 | 20aadc24-a391-41cf-b340-3e4529f44bde | 93a60a56-a3c8-11da-a746-0800200b9a66
Streptomycin sulfate | 3810-74-0 | 3810740 | 3810740 | C42H84N14O36S3 |  | Mass | kg | emission | water | https://ofmpub.epa.gov/sor_internet/registry/substreg/searchandretrieve/substancesearch/search.do?details=displayDetails&selectedSubstanceId=41011 | 1 | Chemicals | 3b37ee23-1da7-3835-a54b-96910b4497cb | 68a5ef8e-68b8-384c-8097-5c940b8436e8 | 20aadc24-a391-41cf-b340-3e4529f44bde | 93a60a56-a3c8-11da-a746-0800200b9a66
Dioxabenzofos | 3811-49-2 | 3811492 | 3811492 | C8H9O3PS |  | Mass | kg | emission | water | https://ofmpub.epa.gov/sor_internet/registry/substreg/searchandretrieve/substancesearch/search.do?details=displayDetails&selectedSubstanceId=81111 | 1 | Chemicals | b5b1b9ca-c512-3f15-8d16-9ae085b52850 | 68a5ef8e-68b8-384c-8097-5c940b8436e8 | 20aadc24-a391-41cf-b340-3e4529f44bde | 93a60a56-a3c8-11da-a746-0800200b9a66
Etrimfos | 38260-54-7 | 38260547 | 38260547 | C10H17N2O4PS |  | Mass | kg | emission | water | https://ofmpub.epa.gov/sor_internet/registry/substreg/searchandretrieve/substancesearch/search.do?details=displayDetails&selectedSubstanceId=80935 | 1 | Chemicals | e3b9a481-e6cd-3856-8aa0-1dae5daf0222 | 68a5ef8e-68b8-384c-8097-5c940b8436e8 | 20aadc24-a391-41cf-b340-3e4529f44bde | 93a60a56-a3c8-11da-a746-0800200b9a66
Ethyl trifluoroacetate | 383-63-1 | 383631 | 383631 | C4H5F3O2 |  | Mass | kg | emission | water | https://ofmpub.epa.gov/sor_internet/registry/substreg/searchandretrieve/substancesearch/search.do?details=displayDetails&selectedSubstanceId=94161 | 1 | Chemicals | ba4a3e82-df18-35db-8702-cec53d05dd4c | 68a5ef8e-68b8-384c-8097-5c940b8436e8 | 20aadc24-a391-41cf-b340-3e4529f44bde | 93a60a56-a3c8-11da-a746-0800200b9a66
(E)-8-Dodecen-1-yl acetate | 38363-29-0 | 38363290 | 38363290 | C14H26O2 |  | Mass | kg | emission | water | https://ofmpub.epa.gov/sor_internet/registry/substreg/searchandretrieve/substancesearch/search.do?details=displayDetails&selectedSubstanceId=54155 | 1 | Chemicals | 8fb255c0-b120-36de-90bd-270e8b07b576 | 68a5ef8e-68b8-384c-8097-5c940b8436e8 | 20aadc24-a391-41cf-b340-3e4529f44bde | 93a60a56-a3c8-11da-a746-0800200b9a66
C.I. Acid Blue 9, disodium salt | 3844-45-9 | 3844459 | 3844459 | C37H34N2Na2O9S3 |  | Mass | kg | emission | water | https://ofmpub.epa.gov/sor_internet/registry/substreg/searchandretrieve/substancesearch/search.do?details=displayDetails&selectedSubstanceId=94158 | 1 | Chemicals | 0d847a40-8320-38d3-9ca6-aa03a692eb28 | 68a5ef8e-68b8-384c-8097-5c940b8436e8 | 20aadc24-a391-41cf-b340-3e4529f44bde | 93a60a56-a3c8-11da-a746-0800200b9a66
2,3,4'-Trichlorobiphenyl | 38444-85-8 | 38444858 | 38444858 | C12H7Cl3 |  | Mass | kg | emission | water | https://ofmpub.epa.gov/sor_internet/registry/substreg/searchandretrieve/substancesearch/search.do?details=displayDetails&selectedSubstanceId=82887 | 1 | Chemicals | 415b1d51-1092-35d8-9a1b-fca4f2e50369 | 68a5ef8e-68b8-384c-8097-5c940b8436e8 | 20aadc24-a391-41cf-b340-3e4529f44bde | 93a60a56-a3c8-11da-a746-0800200b9a66
2,6-Difluorobenzoic acid | 385-00-2 | 385002 | 385002 | C7H4F2O2 |  | Mass | kg | emission | water | https://ofmpub.epa.gov/sor_internet/registry/substreg/searchandretrieve/substancesearch/search.do?details=displayDetails&selectedSubstanceId=98137 | 1 | Chemicals | 6b74412e-f542-37ef-b624-9b24ebf9c82d | 68a5ef8e-68b8-384c-8097-5c940b8436e8 | 20aadc24-a391-41cf-b340-3e4529f44bde | 93a60a56-a3c8-11da-a746-0800200b9a66
Diisopropylnaphthalene | 38640-62-9 | 38640629 | 38640629 | - |  | Mass | kg | emission | water | https://ofmpub.epa.gov/sor_internet/registry/substreg/searchandretrieve/substancesearch/search.do?details=displayDetails&selectedSubstanceId=53936 | 1 | Chemicals | 2a70a387-06ae-323f-8df4-3b915d25c110 | 68a5ef8e-68b8-384c-8097-5c940b8436e8 | 20aadc24-a391-41cf-b340-3e4529f44bde | 93a60a56-a3c8-11da-a746-0800200b9a66
Glyphosate isopropylamine salt | 38641-94-0 | 38641940 | 38641940 | C6H17N2O5P |  | Mass | kg | emission | water | https://ofmpub.epa.gov/sor_internet/registry/substreg/searchandretrieve/substancesearch/search.do?details=displayDetails&selectedSubstanceId=53933 | 1 | Chemicals | 49477085-6b30-356d-bda3-1a7309adc16f | 68a5ef8e-68b8-384c-8097-5c940b8436e8 | 20aadc24-a391-41cf-b340-3e4529f44bde | 93a60a56-a3c8-11da-a746-0800200b9a66
Fuberidazole | 3878-19-1 | 3878191 | 3878191 | C11H8N2O |  | Mass | kg | emission | water | https://ofmpub.epa.gov/sor_internet/registry/substreg/searchandretrieve/substancesearch/search.do?details=displayDetails&selectedSubstanceId=40826 | 1 | Chemicals | c4b77005-bcad-35c3-9891-60aa17d3d815 | 68a5ef8e-68b8-384c-8097-5c940b8436e8 | 20aadc24-a391-41cf-b340-3e4529f44bde | 93a60a56-a3c8-11da-a746-0800200b9a66
Nalidixic acid | 389-08-2 | 389082 | 389082 | C12H12N2O3 |  | Mass | kg | emission | water | https://ofmpub.epa.gov/sor_internet/registry/substreg/searchandretrieve/substancesearch/search.do?details=displayDetails&selectedSubstanceId=78026 | 1 | Chemicals | 2bda15d7-f8e8-32df-a3ca-ccd6d43ae159 | 68a5ef8e-68b8-384c-8097-5c940b8436e8 | 20aadc24-a391-41cf-b340-3e4529f44bde | 93a60a56-a3c8-11da-a746-0800200b9a66
Fosetyl-Al | 39148-24-8 | 39148248 | 39148248 | C6H18AlO9P3 |  | Mass | kg | emission | water | https://ofmpub.epa.gov/sor_internet/registry/substreg/searchandretrieve/substancesearch/search.do?details=displayDetails&selectedSubstanceId=53514 | 1 | Chemicals | 84805749-310b-3aa6-91e4-3dfbd2a103ca | 68a5ef8e-68b8-384c-8097-5c940b8436e8 | 20aadc24-a391-41cf-b340-3e4529f44bde | 93a60a56-a3c8-11da-a746-0800200b9a66
2,4-Diaminoanisole sulfate | 39156-41-7 | 39156417 | 39156417 | C7H12N2O5S |  | Mass | kg | emission | water | https://ofmpub.epa.gov/sor_internet/registry/substreg/searchandretrieve/substancesearch/search.do?details=displayDetails&selectedSubstanceId=53513 | 1 | Chemicals | df8c4263-a655-3257-b085-58aa0897b675 | 68a5ef8e-68b8-384c-8097-5c940b8436e8 | 20aadc24-a391-41cf-b340-3e4529f44bde | 93a60a56-a3c8-11da-a746-0800200b9a66
Thiofanox | 39196-18-4 | 39196184 | 39196184 | C9H18N2O2S |  | Mass | kg | emission | water | https://ofmpub.epa.gov/sor_internet/registry/substreg/searchandretrieve/substancesearch/search.do?details=displayDetails&selectedSubstanceId=94102 | 1 | Chemicals | d7618f0b-24f5-3668-90e9-2d2eda32968b | 68a5ef8e-68b8-384c-8097-5c940b8436e8 | 20aadc24-a391-41cf-b340-3e4529f44bde | 93a60a56-a3c8-11da-a746-0800200b9a66
Sodium chloroacetate | 3926-62-3 | 3926623 | 3926623 | C2H2ClNaO2 |  | Mass | kg | emission | water | https://ofmpub.epa.gov/sor_internet/registry/substreg/searchandretrieve/substancesearch/search.do?details=displayDetails&selectedSubstanceId=40793 | 1 | Chemicals | f0fa37ba-cc1e-3803-adc4-6d4cc5830b64 | 68a5ef8e-68b8-384c-8097-5c940b8436e8 | 20aadc24-a391-41cf-b340-3e4529f44bde | 93a60a56-a3c8-11da-a746-0800200b9a66
Dinocap | 39300-45-3 | 39300453 | 39300453 | - |  | Mass | kg | emission | water | https://ofmpub.epa.gov/sor_internet/registry/substreg/searchandretrieve/substancesearch/search.do?details=displayDetails&selectedSubstanceId=53484 | 1 | Chemicals | f0dc5425-b45a-33cc-8107-49a8bcc7582c | 68a5ef8e-68b8-384c-8097-5c940b8436e8 | 20aadc24-a391-41cf-b340-3e4529f44bde | 93a60a56-a3c8-11da-a746-0800200b9a66
Carbamic acid, methyl-, 2-chlorophenyl ester | 3942-54-9 | 3942549 | 3942549 | C8H8ClNO2 |  | Mass | kg | emission | water | https://ofmpub.epa.gov/sor_internet/registry/substreg/searchandretrieve/substancesearch/search.do?details=displayDetails&selectedSubstanceId=40788 | 1 | Chemicals | 78d1e0ac-84c8-31e6-95a8-a96c437fe3e0 | 68a5ef8e-68b8-384c-8097-5c940b8436e8 | 20aadc24-a391-41cf-b340-3e4529f44bde | 93a60a56-a3c8-11da-a746-0800200b9a66
Cyphenothrin | 39515-40-7 | 39515407 | 39515407 | C24H25NO3 |  | Mass | kg | emission | water | https://ofmpub.epa.gov/sor_internet/registry/substreg/searchandretrieve/substancesearch/search.do?details=displayDetails&selectedSubstanceId=53081 | 1 | Chemicals | 1b6d8fc0-e2ba-37c3-a71a-16a4b9799fb5 | 68a5ef8e-68b8-384c-8097-5c940b8436e8 | 20aadc24-a391-41cf-b340-3e4529f44bde | 93a60a56-a3c8-11da-a746-0800200b9a66
Fenpropathrin | 39515-41-8 | 39515418 | 39515418 | C22H23NO3 |  | Mass | kg | emission | water | https://ofmpub.epa.gov/sor_internet/registry/substreg/searchandretrieve/substancesearch/search.do?details=displayDetails&selectedSubstanceId=53080 | 1 | Chemicals | 6376f034-783b-3667-84d4-d4e982efacd4 | 68a5ef8e-68b8-384c-8097-5c940b8436e8 | 20aadc24-a391-41cf-b340-3e4529f44bde | 93a60a56-a3c8-11da-a746-0800200b9a66
Triamterene | 396-01-0 | 396010 | 396010 | C12H11N7 |  | Mass | kg | emission | water | https://ofmpub.epa.gov/sor_internet/registry/substreg/searchandretrieve/substancesearch/search.do?details=displayDetails&selectedSubstanceId=94075 | 1 | Chemicals | a82ecf21-ed17-37ac-9727-c3cc9f960738 | 68a5ef8e-68b8-384c-8097-5c940b8436e8 | 20aadc24-a391-41cf-b340-3e4529f44bde | 93a60a56-a3c8-11da-a746-0800200b9a66
trans-Nonachlor | 39765-80-5 | 39765805 | 39765805 | C10H5Cl9 |  | Mass | kg | emission | water | https://ofmpub.epa.gov/sor_internet/registry/substreg/searchandretrieve/substancesearch/search.do?details=displayDetails&selectedSubstanceId=52871 | 1 | Chemicals | f47e5b9d-771e-3cdc-896a-ee7e17379ba6 | 68a5ef8e-68b8-384c-8097-5c940b8436e8 | 20aadc24-a391-41cf-b340-3e4529f44bde | 93a60a56-a3c8-11da-a746-0800200b9a66
Photomirex | 39801-14-4 | 39801144 | 39801144 | C10HCl11 |  | Mass | kg | emission | water | https://ofmpub.epa.gov/sor_internet/registry/substreg/searchandretrieve/substancesearch/search.do?details=displayDetails&selectedSubstanceId=82775 | 1 | Chemicals | f6505410-3a8e-3c4b-8141-27569a5722d2 | 68a5ef8e-68b8-384c-8097-5c940b8436e8 | 20aadc24-a391-41cf-b340-3e4529f44bde | 93a60a56-a3c8-11da-a746-0800200b9a66
1,2,3,7,8-Pentachlorodibenzo-p-dioxin | 40321-76-4 | 40321764 | 40321764 | C12H3Cl5O2 |  | Mass | kg | emission | water | https://ofmpub.epa.gov/sor_internet/registry/substreg/searchandretrieve/substancesearch/search.do?details=displayDetails&selectedSubstanceId=82582 | 1 | Chemicals | f4ba7757-52b8-3c56-a397-82ec38deae7a | 68a5ef8e-68b8-384c-8097-5c940b8436e8 | 20aadc24-a391-41cf-b340-3e4529f44bde | 93a60a56-a3c8-11da-a746-0800200b9a66
Bitoscanate | 4044-65-9 | 4044659 | 4044659 | C8H4N2S2 |  | Mass | kg | emission | water | https://ofmpub.epa.gov/sor_internet/registry/substreg/searchandretrieve/substancesearch/search.do?details=displayDetails&selectedSubstanceId=40581 | 1 | Chemicals | ef84fdda-a36d-3e7d-a8c9-2d866cf7a662 | 68a5ef8e-68b8-384c-8097-5c940b8436e8 | 20aadc24-a391-41cf-b340-3e4529f44bde | 93a60a56-a3c8-11da-a746-0800200b9a66
Capsaicin | 404-86-4 | 404864 | 404864 | C18H27NO3 |  | Mass | kg | emission | water | https://ofmpub.epa.gov/sor_internet/registry/substreg/searchandretrieve/substancesearch/search.do?details=displayDetails&selectedSubstanceId=45991 | 1 | Chemicals | 0b28cc20-ba39-3686-9d52-fbad27f9152c | 68a5ef8e-68b8-384c-8097-5c940b8436e8 | 20aadc24-a391-41cf-b340-3e4529f44bde | 93a60a56-a3c8-11da-a746-0800200b9a66
Pendimethalin | 40487-42-1 | 40487421 | 40487421 | C13H19N3O4 |  | Mass | kg | emission | water | https://ofmpub.epa.gov/sor_internet/registry/substreg/searchandretrieve/substancesearch/search.do?details=displayDetails&selectedSubstanceId=52605 | 1 | Chemicals | dd380a0a-9621-3485-aa41-94a39829171b | 68a5ef8e-68b8-384c-8097-5c940b8436e8 | 20aadc24-a391-41cf-b340-3e4529f44bde | 93a60a56-a3c8-11da-a746-0800200b9a66
Methoprene | 40596-69-8 | 40596698 | 40596698 | C19H34O3 |  | Mass | kg | emission | water | https://ofmpub.epa.gov/sor_internet/registry/substreg/searchandretrieve/substancesearch/search.do?details=displayDetails&selectedSubstanceId=55853 | 1 | Chemicals | f6d7cee9-6376-3785-a579-9a0612fe6758 | 68a5ef8e-68b8-384c-8097-5c940b8436e8 | 20aadc24-a391-41cf-b340-3e4529f44bde | 93a60a56-a3c8-11da-a746-0800200b9a66
(Z)-8-Dodecen-1-ol | 40642-40-8 | 40642408 | 40642408 | C12H24O |  | Mass | kg | emission | water | https://ofmpub.epa.gov/sor_internet/registry/substreg/searchandretrieve/substancesearch/search.do?details=displayDetails&selectedSubstanceId=55846 | 1 | Chemicals | 0e9228ca-3b84-3977-987b-ef861758902d | 68a5ef8e-68b8-384c-8097-5c940b8436e8 | 20aadc24-a391-41cf-b340-3e4529f44bde | 93a60a56-a3c8-11da-a746-0800200b9a66
Acetamide, N-[1,1'-biphenyl]-4-yl- | 4075-79-0 | 4075790 | 4075790 | C14H13NO |  | Mass | kg | emission | water | https://ofmpub.epa.gov/sor_internet/registry/substreg/searchandretrieve/substancesearch/search.do?details=displayDetails&selectedSubstanceId=40411 | 1 | Chemicals | 05dfc18a-7a1c-3dbf-9d8f-165e0d452fc0 | 68a5ef8e-68b8-384c-8097-5c940b8436e8 | 20aadc24-a391-41cf-b340-3e4529f44bde | 93a60a56-a3c8-11da-a746-0800200b9a66
Calcium propionate | 4075-81-4 | 4075814 | 4075814 | C6H10CaO4 |  | Mass | kg | emission | water | https://ofmpub.epa.gov/sor_internet/registry/substreg/searchandretrieve/substancesearch/search.do?details=displayDetails&selectedSubstanceId=40410 | 1 | Chemicals | f50cd166-9217-3d18-ae52-40786282ebc9 | 68a5ef8e-68b8-384c-8097-5c940b8436e8 | 20aadc24-a391-41cf-b340-3e4529f44bde | 93a60a56-a3c8-11da-a746-0800200b9a66
1-(3-Chloroallyl)-3,5,7-Triaza-1-azoniaadamantane chloride | 4080-31-3 | 4080313 | 4080313 | C9H16Cl2N4 |  | Mass | kg | emission | water | https://ofmpub.epa.gov/sor_internet/registry/substreg/searchandretrieve/substancesearch/search.do?details=displayDetails&selectedSubstanceId=93988 | 1 | Chemicals | 142d4616-6a3e-3c18-824e-26d41e16ae8d | 68a5ef8e-68b8-384c-8097-5c940b8436e8 | 20aadc24-a391-41cf-b340-3e4529f44bde | 93a60a56-a3c8-11da-a746-0800200b9a66
Isophorone diisocyanate | 4098-71-9 | 4098719 | 4098719 | C12H18N2O2 |  | Mass | kg | emission | water | https://ofmpub.epa.gov/sor_internet/registry/substreg/searchandretrieve/substancesearch/search.do?details=displayDetails&selectedSubstanceId=40391 | 1 | Chemicals | cb66f10f-dd7f-39eb-97f9-7d795d067e5e | 68a5ef8e-68b8-384c-8097-5c940b8436e8 | 20aadc24-a391-41cf-b340-3e4529f44bde | 93a60a56-a3c8-11da-a746-0800200b9a66
Phosacetim | 4104-14-7 | 4104147 | 4104147 | C14H13Cl2N2O2PS |  | Mass | kg | emission | water | https://ofmpub.epa.gov/sor_internet/registry/substreg/searchandretrieve/substancesearch/search.do?details=displayDetails&selectedSubstanceId=40388 | 1 | Chemicals | 0e7f4b51-2ae0-3bab-9b5a-777b212cf901 | 68a5ef8e-68b8-384c-8097-5c940b8436e8 | 20aadc24-a391-41cf-b340-3e4529f44bde | 93a60a56-a3c8-11da-a746-0800200b9a66
Azocyclotin | 41083-11-8 | 41083118 | 41083118 | C20H35N3Sn |  | Mass | kg | emission | water | https://ofmpub.epa.gov/sor_internet/registry/substreg/searchandretrieve/substancesearch/search.do?details=displayDetails&selectedSubstanceId=82772 | 1 | Chemicals | b9cd6e30-bdf2-358b-9136-8ae12cf0cb53 | 68a5ef8e-68b8-384c-8097-5c940b8436e8 | 20aadc24-a391-41cf-b340-3e4529f44bde | 93a60a56-a3c8-11da-a746-0800200b9a66
Profenofos | 41198-08-7 | 41198087 | 41198087 | C11H15BrClO3PS |  | Mass | kg | emission | water | https://ofmpub.epa.gov/sor_internet/registry/substreg/searchandretrieve/substancesearch/search.do?details=displayDetails&selectedSubstanceId=54948 | 1 | Chemicals | 0f20ca3c-a7e2-3cf2-bd46-53909147bfde | 68a5ef8e-68b8-384c-8097-5c940b8436e8 | 20aadc24-a391-41cf-b340-3e4529f44bde | 93a60a56-a3c8-11da-a746-0800200b9a66
Metamitron | 41394-05-2 | 41394052 | 41394052 | C10H10N4O |  | Mass | kg | emission | water | https://ofmpub.epa.gov/sor_internet/registry/substreg/searchandretrieve/substancesearch/search.do?details=displayDetails&selectedSubstanceId=93943 | 1 | Chemicals | 2431ed35-e550-3445-be34-6ccdf72d1ef3 | 68a5ef8e-68b8-384c-8097-5c940b8436e8 | 20aadc24-a391-41cf-b340-3e4529f44bde | 93a60a56-a3c8-11da-a746-0800200b9a66
Bupirimate | 41483-43-6 | 41483436 | 41483436 | C13H24N4O3S |  | Mass | kg | emission | water | https://ofmpub.epa.gov/sor_internet/registry/substreg/searchandretrieve/substancesearch/search.do?details=displayDetails&selectedSubstanceId=93928 | 1 | Chemicals | 8b56dff9-005e-37e3-998c-e857741d0bfb | 68a5ef8e-68b8-384c-8097-5c940b8436e8 | 20aadc24-a391-41cf-b340-3e4529f44bde | 93a60a56-a3c8-11da-a746-0800200b9a66
Crotonaldehyde | 4170-30-3 | 4170303 | 4170303 | C4H6O |  | Mass | kg | emission | water | https://ofmpub.epa.gov/sor_internet/registry/substreg/searchandretrieve/substancesearch/search.do?details=displayDetails&selectedSubstanceId=40185 | 1 | Chemicals | 4a1dfb54-80ce-3382-8e52-74af5bdefe48 | 68a5ef8e-68b8-384c-8097-5c940b8436e8 | 20aadc24-a391-41cf-b340-3e4529f44bde | 93a60a56-a3c8-11da-a746-0800200b9a66
Tricyclazole | 41814-78-2 | 41814782 | 41814782 | C9H7N3S |  | Mass | kg | emission | water | https://ofmpub.epa.gov/sor_internet/registry/substreg/searchandretrieve/substancesearch/search.do?details=displayDetails&selectedSubstanceId=54319 | 1 | Chemicals | 53f44758-9d05-3889-b168-8f5729c5a949 | 68a5ef8e-68b8-384c-8097-5c940b8436e8 | 20aadc24-a391-41cf-b340-3e4529f44bde | 93a60a56-a3c8-11da-a746-0800200b9a66
Cyanamide | 420-04-2 | 420042 | 420042 | CH2N2 |  | Mass | kg | emission | water | https://ofmpub.epa.gov/sor_internet/registry/substreg/searchandretrieve/substancesearch/search.do?details=displayDetails&selectedSubstanceId=45985 | 1 | Chemicals | 456cfa49-2a3a-35d9-bca2-4d8d9d1ee3b1 | 68a5ef8e-68b8-384c-8097-5c940b8436e8 | 20aadc24-a391-41cf-b340-3e4529f44bde | 93a60a56-a3c8-11da-a746-0800200b9a66
Heptadecylamine | 4200-95-7 | 4200957 | 4200957 | C17H37N |  | Mass | kg | emission | water | https://ofmpub.epa.gov/sor_internet/registry/substreg/searchandretrieve/substancesearch/search.do?details=displayDetails&selectedSubstanceId=93884 | 1 | Chemicals | 2083e791-70a8-3232-9ddc-4c975f451342 | 68a5ef8e-68b8-384c-8097-5c940b8436e8 | 20aadc24-a391-41cf-b340-3e4529f44bde | 93a60a56-a3c8-11da-a746-0800200b9a66
2-Pyridinamine, 5-nitro- | 4214-76-0 | 4214760 | 4214760 | C5H5N3O2 |  | Mass | kg | emission | water | https://ofmpub.epa.gov/sor_internet/registry/substreg/searchandretrieve/substancesearch/search.do?details=displayDetails&selectedSubstanceId=93869 | 1 | Chemicals | 6ee30e19-8392-31aa-bfa1-e23e77cac90f | 68a5ef8e-68b8-384c-8097-5c940b8436e8 | 20aadc24-a391-41cf-b340-3e4529f44bde | 93a60a56-a3c8-11da-a746-0800200b9a66
Bifenox | 42576-02-3 | 42576023 | 42576023 | C14H9Cl2NO5 |  | Mass | kg | emission | water | https://ofmpub.epa.gov/sor_internet/registry/substreg/searchandretrieve/substancesearch/search.do?details=displayDetails&selectedSubstanceId=53889 | 1 | Chemicals | 63803ab8-a5fc-3f98-8fc4-c50a46793044 | 68a5ef8e-68b8-384c-8097-5c940b8436e8 | 20aadc24-a391-41cf-b340-3e4529f44bde | 93a60a56-a3c8-11da-a746-0800200b9a66
Zinc, bis[O,O-bis(2-ethylhexyl) phosphorodithioato-.kappa.S,.kappa.S']-, (T-4)- | 4259-15-8 | 4259158 | 4259158 | C32H68O4P2S4Zn |  | Mass | kg | emission | water | https://ofmpub.epa.gov/sor_internet/registry/substreg/searchandretrieve/substancesearch/search.do?details=displayDetails&selectedSubstanceId=39965 | 1 | Chemicals | 9eb12338-216d-3b09-b58e-812a11a98f23 | 68a5ef8e-68b8-384c-8097-5c940b8436e8 | 20aadc24-a391-41cf-b340-3e4529f44bde | 93a60a56-a3c8-11da-a746-0800200b9a66
Oxyfluorfen | 42874-03-3 | 42874033 | 42874033 | C15H11ClF3NO4 |  | Mass | kg | emission | water | https://ofmpub.epa.gov/sor_internet/registry/substreg/searchandretrieve/substancesearch/search.do?details=displayDetails&selectedSubstanceId=93815 | 1 | Chemicals | 46c1d25c-2879-395f-9789-990bbcc93491 | 68a5ef8e-68b8-384c-8097-5c940b8436e8 | 20aadc24-a391-41cf-b340-3e4529f44bde | 93a60a56-a3c8-11da-a746-0800200b9a66
Fluenetil | 4301-50-2 | 4301502 | 4301502 | C16H15FO2 |  | Mass | kg | emission | water | https://ofmpub.epa.gov/sor_internet/registry/substreg/searchandretrieve/substancesearch/search.do?details=displayDetails&selectedSubstanceId=93797 | 1 | Chemicals | 403c98f6-921d-3675-b20d-8ecdd237f9cb | 68a5ef8e-68b8-384c-8097-5c940b8436e8 | 20aadc24-a391-41cf-b340-3e4529f44bde | 93a60a56-a3c8-11da-a746-0800200b9a66
Triadimefon | 43121-43-3 | 43121433 | 43121433 | C14H16ClN3O2 |  | Mass | kg | emission | water | https://ofmpub.epa.gov/sor_internet/registry/substreg/searchandretrieve/substancesearch/search.do?details=displayDetails&selectedSubstanceId=53469 | 1 | Chemicals | 9f63e16c-949a-3f24-add1-98c898125e37 | 68a5ef8e-68b8-384c-8097-5c940b8436e8 | 20aadc24-a391-41cf-b340-3e4529f44bde | 93a60a56-a3c8-11da-a746-0800200b9a66
Difenzoquat methyl sulfate | 43222-48-6 | 43222486 | 43222486 | C18H20N2O4S |  | Mass | kg | emission | water | https://ofmpub.epa.gov/sor_internet/registry/substreg/searchandretrieve/substancesearch/search.do?details=displayDetails&selectedSubstanceId=53456 | 1 | Chemicals | c7b672fe-e5cf-3422-b440-cd47e088ce5e | 68a5ef8e-68b8-384c-8097-5c940b8436e8 | 20aadc24-a391-41cf-b340-3e4529f44bde | 93a60a56-a3c8-11da-a746-0800200b9a66
Oxymetholone | 434-07-1 | 434071 | 434071 | C21H32O3 |  | Mass | kg | emission | water | https://ofmpub.epa.gov/sor_internet/registry/substreg/searchandretrieve/substancesearch/search.do?details=displayDetails&selectedSubstanceId=78025 | 1 | Chemicals | 2f0ac224-6b28-3f74-a780-6a3e36428213 | 68a5ef8e-68b8-384c-8097-5c940b8436e8 | 20aadc24-a391-41cf-b340-3e4529f44bde | 93a60a56-a3c8-11da-a746-0800200b9a66
Tributyltin benzoate | 4342-36-3 | 4342363 | 4342363 | C19H32O2Sn |  | Mass | kg | emission | water | https://ofmpub.epa.gov/sor_internet/registry/substreg/searchandretrieve/substancesearch/search.do?details=displayDetails&selectedSubstanceId=39755 | 1 | Chemicals | c89f1fad-90f8-3ac9-9007-85ac8f36303b | 68a5ef8e-68b8-384c-8097-5c940b8436e8 | 20aadc24-a391-41cf-b340-3e4529f44bde | 93a60a56-a3c8-11da-a746-0800200b9a66
Decafluorobiphenyl | 434-90-2 | 434902 | 434902 | C12F10 |  | Mass | kg | emission | water | https://ofmpub.epa.gov/sor_internet/registry/substreg/searchandretrieve/substancesearch/search.do?details=displayDetails&selectedSubstanceId=86998 | 1 | Chemicals | 269adc60-c1c9-3682-b09d-86e8ef5a6f91 | 68a5ef8e-68b8-384c-8097-5c940b8436e8 | 20aadc24-a391-41cf-b340-3e4529f44bde | 93a60a56-a3c8-11da-a746-0800200b9a66
C.I. Acid Green 25 | 4403-90-1 | 4403901 | 4403901 | C28H20N2Na2O8S2 |  | Mass | kg | emission | water | https://ofmpub.epa.gov/sor_internet/registry/substreg/searchandretrieve/substancesearch/search.do?details=displayDetails&selectedSubstanceId=42660 | 1 | Chemicals | ca8d3a60-bf0b-3a60-b4b3-3b99daf187ce | 68a5ef8e-68b8-384c-8097-5c940b8436e8 | 20aadc24-a391-41cf-b340-3e4529f44bde | 93a60a56-a3c8-11da-a746-0800200b9a66
Metronidazole | 443-48-1 | 443481 | 443481 | C6H9N3O3 |  | Mass | kg | emission | water | https://ofmpub.epa.gov/sor_internet/registry/substreg/searchandretrieve/substancesearch/search.do?details=displayDetails&selectedSubstanceId=45937 | 1 | Chemicals | 6c57140a-fd52-3713-b721-0b18f9105020 | 68a5ef8e-68b8-384c-8097-5c940b8436e8 | 20aadc24-a391-41cf-b340-3e4529f44bde | 93a60a56-a3c8-11da-a746-0800200b9a66
N-Methyldioctylamine | 4455-26-9 | 4455269 | 4455269 | C17H37N |  | Mass | kg | emission | water | https://ofmpub.epa.gov/sor_internet/registry/substreg/searchandretrieve/substancesearch/search.do?details=displayDetails&selectedSubstanceId=93724 | 1 | Chemicals | f7ba8797-b5e1-30d7-9d1b-bc2f073a9320 | 68a5ef8e-68b8-384c-8097-5c940b8436e8 | 20aadc24-a391-41cf-b340-3e4529f44bde | 93a60a56-a3c8-11da-a746-0800200b9a66
Azathioprine | 446-86-6 | 446866 | 446866 | C9H7N7O2S |  | Mass | kg | emission | water | https://ofmpub.epa.gov/sor_internet/registry/substreg/searchandretrieve/substancesearch/search.do?details=displayDetails&selectedSubstanceId=78022 | 1 | Chemicals | a669e5af-15f2-313d-97e5-75942636dc7f | 68a5ef8e-68b8-384c-8097-5c940b8436e8 | 20aadc24-a391-41cf-b340-3e4529f44bde | 93a60a56-a3c8-11da-a746-0800200b9a66
C.I. Food Red 1, disodium salt | 4548-53-2 | 4548532 | 4548532 | C18H14N2Na2O7S2 |  | Mass | kg | emission | water | https://ofmpub.epa.gov/sor_internet/registry/substreg/searchandretrieve/substancesearch/search.do?details=displayDetails&selectedSubstanceId=42548 | 1 | Chemicals | 0ff20cf3-ba52-3e7c-831a-9eb2cbe554b8 | 68a5ef8e-68b8-384c-8097-5c940b8436e8 | 20aadc24-a391-41cf-b340-3e4529f44bde | 93a60a56-a3c8-11da-a746-0800200b9a66
Benzaldehyde, 3-(trifluoromethyl)- | 454-89-7 | 454897 | 454897 | C8H5F3O |  | Mass | kg | emission | water | https://ofmpub.epa.gov/sor_internet/registry/substreg/searchandretrieve/substancesearch/search.do?details=displayDetails&selectedSubstanceId=45922 | 1 | Chemicals | 0e87e529-b608-34b7-bf85-87af0e54b2c6 | 68a5ef8e-68b8-384c-8097-5c940b8436e8 | 20aadc24-a391-41cf-b340-3e4529f44bde | 93a60a56-a3c8-11da-a746-0800200b9a66
Curcumin | 458-37-7 | 458377 | 458377 | C21H20O6 |  | Mass | kg | emission | water | https://ofmpub.epa.gov/sor_internet/registry/substreg/searchandretrieve/substancesearch/search.do?details=displayDetails&selectedSubstanceId=45903 | 1 | Chemicals | 91477062-8da9-37bc-a04b-4fade553e401 | 68a5ef8e-68b8-384c-8097-5c940b8436e8 | 20aadc24-a391-41cf-b340-3e4529f44bde | 93a60a56-a3c8-11da-a746-0800200b9a66
Fluorobenzene | 462-06-6 | 462066 | 462066 | C6H5F |  | Mass | kg | emission | water | https://ofmpub.epa.gov/sor_internet/registry/substreg/searchandretrieve/substancesearch/search.do?details=displayDetails&selectedSubstanceId=45885 | 1 | Chemicals | f4c7405d-1c0b-385c-8831-1c58bdb10e84 | 68a5ef8e-68b8-384c-8097-5c940b8436e8 | 20aadc24-a391-41cf-b340-3e4529f44bde | 93a60a56-a3c8-11da-a746-0800200b9a66
3-Aminopyridine | 462-08-8 | 462088 | 462088 | C5H6N2 |  | Mass | kg | emission | water | https://ofmpub.epa.gov/sor_internet/registry/substreg/searchandretrieve/substancesearch/search.do?details=displayDetails&selectedSubstanceId=93653 | 1 | Chemicals | 13f4683e-741b-3e59-ba2f-e601ac8679d3 | 68a5ef8e-68b8-384c-8097-5c940b8436e8 | 20aadc24-a391-41cf-b340-3e4529f44bde | 93a60a56-a3c8-11da-a746-0800200b9a66
Thiocyanic acid | 463-56-9 | 463569 | 463569 | CHNS |  | Mass | kg | emission | water | https://ofmpub.epa.gov/sor_internet/registry/substreg/searchandretrieve/substancesearch/search.do?details=displayDetails&selectedSubstanceId=45879 | 1 | Chemicals | 828efd0b-94b6-3807-95e4-b5418e832c6e | 68a5ef8e-68b8-384c-8097-5c940b8436e8 | 20aadc24-a391-41cf-b340-3e4529f44bde | 93a60a56-a3c8-11da-a746-0800200b9a66
3,3-Dimethyl-2-butanol | 464-07-3 | 464073 | 464073 | C6H14O |  | Mass | kg | emission | water | https://ofmpub.epa.gov/sor_internet/registry/substreg/searchandretrieve/substancesearch/search.do?details=displayDetails&selectedSubstanceId=93648 | 1 | Chemicals | adb0206c-6311-35cf-b6b4-b0964858c506 | 68a5ef8e-68b8-384c-8097-5c940b8436e8 | 20aadc24-a391-41cf-b340-3e4529f44bde | 93a60a56-a3c8-11da-a746-0800200b9a66
(-)-Borneol | 464-45-9 | 464459 | 464459 | C10H18O |  | Mass | kg | emission | water | https://ofmpub.epa.gov/sor_internet/registry/substreg/searchandretrieve/substancesearch/search.do?details=displayDetails&selectedSubstanceId=45874 | 1 | Chemicals | 5879e2e1-889d-38ce-96de-35fadcac8f79 | 68a5ef8e-68b8-384c-8097-5c940b8436e8 | 20aadc24-a391-41cf-b340-3e4529f44bde | 93a60a56-a3c8-11da-a746-0800200b9a66
D-Camphor | 464-49-3 | 464493 | 464493 | C10H16O |  | Mass | kg | emission | water | https://ofmpub.epa.gov/sor_internet/registry/substreg/searchandretrieve/substancesearch/search.do?details=displayDetails&selectedSubstanceId=45873 | 1 | Chemicals | 3efecf0d-6121-369b-9e84-9241994d4751 | 68a5ef8e-68b8-384c-8097-5c940b8436e8 | 20aadc24-a391-41cf-b340-3e4529f44bde | 93a60a56-a3c8-11da-a746-0800200b9a66
Isopropyl methacrylate | 4655-34-9 | 4655349 | 4655349 | C7H12O2 |  | Mass | kg | emission | water | https://ofmpub.epa.gov/sor_internet/registry/substreg/searchandretrieve/substancesearch/search.do?details=displayDetails&selectedSubstanceId=42497 | 1 | Chemicals | 67810d86-7de8-3bfc-b712-65b1c55ead6e | 68a5ef8e-68b8-384c-8097-5c940b8436e8 | 20aadc24-a391-41cf-b340-3e4529f44bde | 93a60a56-a3c8-11da-a746-0800200b9a66
Isodrin | 465-73-6 | 465736 | 465736 | C12H8Cl6 |  | Mass | kg | emission | water | https://ofmpub.epa.gov/sor_internet/registry/substreg/searchandretrieve/substancesearch/search.do?details=displayDetails&selectedSubstanceId=90776 | 1 | Chemicals | 1ee69d48-ab91-3ce2-b56e-c156ef97f4af | 68a5ef8e-68b8-384c-8097-5c940b8436e8 | 20aadc24-a391-41cf-b340-3e4529f44bde | 93a60a56-a3c8-11da-a746-0800200b9a66
Aziprotryne | 4658-28-0 | 4658280 | 4658280 | C7H11N7S |  | Mass | kg | emission | water | https://ofmpub.epa.gov/sor_internet/registry/substreg/searchandretrieve/substancesearch/search.do?details=displayDetails&selectedSubstanceId=84099 | 1 | Chemicals | c31d029a-204d-3d14-b35c-0a2bf891e814 | 68a5ef8e-68b8-384c-8097-5c940b8436e8 | 20aadc24-a391-41cf-b340-3e4529f44bde | 93a60a56-a3c8-11da-a746-0800200b9a66
C.I. Acid Green 3 | 4680-78-8 | 4680788 | 4680788 | C37H35N2NaO6S2 |  | Mass | kg | emission | water | https://ofmpub.epa.gov/sor_internet/registry/substreg/searchandretrieve/substancesearch/search.do?details=displayDetails&selectedSubstanceId=90770 | 1 | Chemicals | 5bb7a64a-6b1b-361f-9fe9-b7ef02d81463 | 68a5ef8e-68b8-384c-8097-5c940b8436e8 | 20aadc24-a391-41cf-b340-3e4529f44bde | 93a60a56-a3c8-11da-a746-0800200b9a66
6-Chloropicolinic acid | 4684-94-0 | 4684940 | 4684940 | C6H4ClNO2 |  | Mass | kg | emission | water | https://ofmpub.epa.gov/sor_internet/registry/substreg/searchandretrieve/substancesearch/search.do?details=displayDetails&selectedSubstanceId=77515 | 1 | Chemicals | 7df11d9b-2527-3fa6-87ff-c5fe5e95960e | 68a5ef8e-68b8-384c-8097-5c940b8436e8 | 20aadc24-a391-41cf-b340-3e4529f44bde | 93a60a56-a3c8-11da-a746-0800200b9a66
Paraquat | 4685-14-7 | 4685147 | 4685147 | C12H14N2 |  | Mass | kg | emission | water | https://ofmpub.epa.gov/sor_internet/registry/substreg/searchandretrieve/substancesearch/search.do?details=displayDetails&selectedSubstanceId=42487 | 1 | Chemicals | 129b7f0f-311f-3492-ab51-47002243b9d5 | 68a5ef8e-68b8-384c-8097-5c940b8436e8 | 20aadc24-a391-41cf-b340-3e4529f44bde | 93a60a56-a3c8-11da-a746-0800200b9a66
Eucalyptol | 470-82-6 | 470826 | 470826 | C10H18O |  | Mass | kg | emission | water | https://ofmpub.epa.gov/sor_internet/registry/substreg/searchandretrieve/substancesearch/search.do?details=displayDetails&selectedSubstanceId=45867 | 1 | Chemicals | d1911913-9ec1-350e-b75e-9b80ae5ce64c | 68a5ef8e-68b8-384c-8097-5c940b8436e8 | 20aadc24-a391-41cf-b340-3e4529f44bde | 93a60a56-a3c8-11da-a746-0800200b9a66
Chlorfenvinphos | 470-90-6 | 470906 | 470906 | C12H14Cl3O4P |  | Mass | kg | emission | water | https://ofmpub.epa.gov/sor_internet/registry/substreg/searchandretrieve/substancesearch/search.do?details=displayDetails&selectedSubstanceId=90755 | 1 | Chemicals | 5c27bb67-68b0-353a-8bb6-a78be437a31f | 68a5ef8e-68b8-384c-8097-5c940b8436e8 | 20aadc24-a391-41cf-b340-3e4529f44bde | 93a60a56-a3c8-11da-a746-0800200b9a66
2-Propynoic acid | 471-25-0 | 471250 | 471250 | C3H2O2 |  | Mass | kg | emission | water | https://ofmpub.epa.gov/sor_internet/registry/substreg/searchandretrieve/substancesearch/search.do?details=displayDetails&selectedSubstanceId=45864 | 1 | Chemicals | dbd778ab-cec3-34b1-ae57-bd772e79078e | 68a5ef8e-68b8-384c-8097-5c940b8436e8 | 20aadc24-a391-41cf-b340-3e4529f44bde | 93a60a56-a3c8-11da-a746-0800200b9a66
Nitralin | 4726-14-1 | 4726141 | 4726141 | C13H19N3O6S |  | Mass | kg | emission | water | https://ofmpub.epa.gov/sor_internet/registry/substreg/searchandretrieve/substancesearch/search.do?details=displayDetails&selectedSubstanceId=90747 | 1 | Chemicals | 9608f5b1-6eca-3bca-ba61-7308e6ef99bf | 68a5ef8e-68b8-384c-8097-5c940b8436e8 | 20aadc24-a391-41cf-b340-3e4529f44bde | 93a60a56-a3c8-11da-a746-0800200b9a66
Pinane | 473-55-2 | 473552 | 473552 | C10H18 |  | Mass | kg | emission | water | https://ofmpub.epa.gov/sor_internet/registry/substreg/searchandretrieve/substancesearch/search.do?details=displayDetails&selectedSubstanceId=45852 | 1 | Chemicals | 15d825be-4c18-32a1-aa50-c53cf351ecc0 | 68a5ef8e-68b8-384c-8097-5c940b8436e8 | 20aadc24-a391-41cf-b340-3e4529f44bde | 93a60a56-a3c8-11da-a746-0800200b9a66
Longifolene | 475-20-7 | 475207 | 475207 | C15H24 |  | Mass | kg | emission | water | https://ofmpub.epa.gov/sor_internet/registry/substreg/searchandretrieve/substancesearch/search.do?details=displayDetails&selectedSubstanceId=45849 | 1 | Chemicals | 8f1cd66d-ee43-3684-9216-913a19062384 | 68a5ef8e-68b8-384c-8097-5c940b8436e8 | 20aadc24-a391-41cf-b340-3e4529f44bde | 93a60a56-a3c8-11da-a746-0800200b9a66
1,8-Naphthalenediamine | 479-27-6 | 479276 | 479276 | C10H10N2 |  | Mass | kg | emission | water | https://ofmpub.epa.gov/sor_internet/registry/substreg/searchandretrieve/substancesearch/search.do?details=displayDetails&selectedSubstanceId=90586 | 1 | Chemicals | 65d83b9f-fb0f-3601-968d-45e5d6fbb8b9 | 68a5ef8e-68b8-384c-8097-5c940b8436e8 | 20aadc24-a391-41cf-b340-3e4529f44bde | 93a60a56-a3c8-11da-a746-0800200b9a66
1-Hexen-3-ol | 4798-44-1 | 4798441 | 4798441 | C6H12O |  | Mass | kg | emission | water | https://ofmpub.epa.gov/sor_internet/registry/substreg/searchandretrieve/substancesearch/search.do?details=displayDetails&selectedSubstanceId=42421 | 1 | Chemicals | acb7a11c-b8bc-33a5-8ccb-ed9b0596989e | 68a5ef8e-68b8-384c-8097-5c940b8436e8 | 20aadc24-a391-41cf-b340-3e4529f44bde | 93a60a56-a3c8-11da-a746-0800200b9a66
Retrorsine | 480-54-6 | 480546 | 480546 | C18H25NO6 |  | Mass | kg | emission | water | https://ofmpub.epa.gov/sor_internet/registry/substreg/searchandretrieve/substancesearch/search.do?details=displayDetails&selectedSubstanceId=78355 | 1 | Chemicals | c81eb5d2-d3c4-3d98-96a8-ff3320abb55d | 68a5ef8e-68b8-384c-8097-5c940b8436e8 | 20aadc24-a391-41cf-b340-3e4529f44bde | 93a60a56-a3c8-11da-a746-0800200b9a66
Bromophos-ethyl | 4824-78-6 | 4824786 | 4824786 | C10H12BrCl2O3PS |  | Mass | kg | emission | water | https://ofmpub.epa.gov/sor_internet/registry/substreg/searchandretrieve/substancesearch/search.do?details=displayDetails&selectedSubstanceId=90567 | 1 | Chemicals | 945470b7-73e3-39de-bbda-b207637406e6 | 68a5ef8e-68b8-384c-8097-5c940b8436e8 | 20aadc24-a391-41cf-b340-3e4529f44bde | 93a60a56-a3c8-11da-a746-0800200b9a66
C.I. Vat Blue 1 | 482-89-3 | 482893 | 482893 | C16H10N2O2 |  | Mass | kg | emission | water | https://ofmpub.epa.gov/sor_internet/registry/substreg/searchandretrieve/substancesearch/search.do?details=displayDetails&selectedSubstanceId=90564 | 1 | Chemicals | c3f8dcd6-3894-391f-9145-329fee72b82e | 68a5ef8e-68b8-384c-8097-5c940b8436e8 | 20aadc24-a391-41cf-b340-3e4529f44bde | 93a60a56-a3c8-11da-a746-0800200b9a66
Retene | 483-65-8 | 483658 | 483658 | C18H18 |  | Mass | kg | emission | water | https://ofmpub.epa.gov/sor_internet/registry/substreg/searchandretrieve/substancesearch/search.do?details=displayDetails&selectedSubstanceId=82848 | 1 | Chemicals | 2da64f1f-6d42-30d0-8086-c9923776c905 | 68a5ef8e-68b8-384c-8097-5c940b8436e8 | 20aadc24-a391-41cf-b340-3e4529f44bde | 93a60a56-a3c8-11da-a746-0800200b9a66
Pentanedioic acid, 3,3-dimethyl- | 4839-46-7 | 4839467 | 4839467 | C7H12O4 |  | Mass | kg | emission | water | https://ofmpub.epa.gov/sor_internet/registry/substreg/searchandretrieve/substancesearch/search.do?details=displayDetails&selectedSubstanceId=42408 | 1 | Chemicals | 0384470b-7b81-39b5-afa7-936f7fa1bc93 | 68a5ef8e-68b8-384c-8097-5c940b8436e8 | 20aadc24-a391-41cf-b340-3e4529f44bde | 93a60a56-a3c8-11da-a746-0800200b9a66
Binapacryl | 485-31-4 | 485314 | 485314 | C15H18N2O6 |  | Mass | kg | emission | water | https://ofmpub.epa.gov/sor_internet/registry/substreg/searchandretrieve/substancesearch/search.do?details=displayDetails&selectedSubstanceId=77710 | 1 | Chemicals | 17518d78-b91c-36f9-8a0d-2014074d71cf | 68a5ef8e-68b8-384c-8097-5c940b8436e8 | 20aadc24-a391-41cf-b340-3e4529f44bde | 93a60a56-a3c8-11da-a746-0800200b9a66
9-Fluorenone | 486-25-9 | 486259 | 486259 | C13H8O |  | Mass | kg | emission | water | https://ofmpub.epa.gov/sor_internet/registry/substreg/searchandretrieve/substancesearch/search.do?details=displayDetails&selectedSubstanceId=45827 | 1 | Chemicals | 3d4cb324-d5bf-3be1-ae2f-d1802c5c18b0 | 68a5ef8e-68b8-384c-8097-5c940b8436e8 | 20aadc24-a391-41cf-b340-3e4529f44bde | 93a60a56-a3c8-11da-a746-0800200b9a66
2,3,4,5-Tetrachlorophenol | 4901-51-3 | 4901513 | 4901513 | C6H2Cl4O |  | Mass | kg | emission | water | https://ofmpub.epa.gov/sor_internet/registry/substreg/searchandretrieve/substancesearch/search.do?details=displayDetails&selectedSubstanceId=42376 | 1 | Chemicals | 881873e2-f884-3d4a-85b6-66977e196a94 | 68a5ef8e-68b8-384c-8097-5c940b8436e8 | 20aadc24-a391-41cf-b340-3e4529f44bde | 93a60a56-a3c8-11da-a746-0800200b9a66
1,5,9-Cyclododecatriene | 4904-61-4 | 4904614 | 4904614 | C12H18 |  | Mass | kg | emission | water | https://ofmpub.epa.gov/sor_internet/registry/substreg/searchandretrieve/substancesearch/search.do?details=displayDetails&selectedSubstanceId=90404 | 1 | Chemicals | 829144ac-b490-3b28-a47f-81e10081b803 | 68a5ef8e-68b8-384c-8097-5c940b8436e8 | 20aadc24-a391-41cf-b340-3e4529f44bde | 93a60a56-a3c8-11da-a746-0800200b9a66
Thioxanthone | 492-22-8 | 492228 | 492228 | C13H8OS |  | Mass | kg | emission | water | https://ofmpub.epa.gov/sor_internet/registry/substreg/searchandretrieve/substancesearch/search.do?details=displayDetails&selectedSubstanceId=45805 | 1 | Chemicals | 32bc78a9-d9a9-37e5-98fe-7f4ef5123d4f | 68a5ef8e-68b8-384c-8097-5c940b8436e8 | 20aadc24-a391-41cf-b340-3e4529f44bde | 93a60a56-a3c8-11da-a746-0800200b9a66
Benzeneacetic acid, .alpha.-methyl- | 492-37-5 | 492375 | 492375 | C9H10O2 |  | Mass | kg | emission | water | https://ofmpub.epa.gov/sor_internet/registry/substreg/searchandretrieve/substancesearch/search.do?details=displayDetails&selectedSubstanceId=45804 | 1 | Chemicals | 53ed5405-140b-3875-a5d0-3c91b5f9008c | 68a5ef8e-68b8-384c-8097-5c940b8436e8 | 20aadc24-a391-41cf-b340-3e4529f44bde | 93a60a56-a3c8-11da-a746-0800200b9a66
Benzene, 1,2-dimethoxy-4-methyl- | 494-99-5 | 494995 | 494995 | C9H12O2 |  | Mass | kg | emission | water | https://ofmpub.epa.gov/sor_internet/registry/substreg/searchandretrieve/substancesearch/search.do?details=displayDetails&selectedSubstanceId=45788 | 1 | Chemicals | 6d7abeed-9490-329c-bcb5-4f474e2d71c5 | 68a5ef8e-68b8-384c-8097-5c940b8436e8 | 20aadc24-a391-41cf-b340-3e4529f44bde | 93a60a56-a3c8-11da-a746-0800200b9a66
C.I. Solvent Orange 3 | 495-54-5 | 495545 | 495545 | C12H12N4 |  | Mass | kg | emission | water | https://ofmpub.epa.gov/sor_internet/registry/substreg/searchandretrieve/substancesearch/search.do?details=displayDetails&selectedSubstanceId=90390 | 1 | Chemicals | 1be106cc-e4bb-3443-bc3b-39e656256aa3 | 68a5ef8e-68b8-384c-8097-5c940b8436e8 | 20aadc24-a391-41cf-b340-3e4529f44bde | 93a60a56-a3c8-11da-a746-0800200b9a66
Indan | 496-11-7 | 496117 | 496117 | C9H10 |  | Mass | kg | emission | water | https://ofmpub.epa.gov/sor_internet/registry/substreg/searchandretrieve/substancesearch/search.do?details=displayDetails&selectedSubstanceId=45781 | 1 | Chemicals | 3e2985f5-4603-383e-8334-8d22aabcd0ec | 68a5ef8e-68b8-384c-8097-5c940b8436e8 | 20aadc24-a391-41cf-b340-3e4529f44bde | 93a60a56-a3c8-11da-a746-0800200b9a66
Coumaran | 496-16-2 | 496162 | 496162 | C8H8O |  | Mass | kg | emission | water | https://ofmpub.epa.gov/sor_internet/registry/substreg/searchandretrieve/substancesearch/search.do?details=displayDetails&selectedSubstanceId=90384 | 1 | Chemicals | c885c226-944f-3ffa-8b50-c368c0ac317c | 68a5ef8e-68b8-384c-8097-5c940b8436e8 | 20aadc24-a391-41cf-b340-3e4529f44bde | 93a60a56-a3c8-11da-a746-0800200b9a66
Exo-norborneol | 497-37-0 | 497370 | 497370 | C7H12O |  | Mass | kg | emission | water | https://ofmpub.epa.gov/sor_internet/registry/substreg/searchandretrieve/substancesearch/search.do?details=displayDetails&selectedSubstanceId=45771 | 1 | Chemicals | b97c3f4a-8816-3ab0-835e-3c74c9af695e | 68a5ef8e-68b8-384c-8097-5c940b8436e8 | 20aadc24-a391-41cf-b340-3e4529f44bde | 93a60a56-a3c8-11da-a746-0800200b9a66
Bicyclo[2.2.1]hept-2-ene | 498-66-8 | 498668 | 498668 | C7H10 |  | Mass | kg | emission | water | https://ofmpub.epa.gov/sor_internet/registry/substreg/searchandretrieve/substancesearch/search.do?details=displayDetails&selectedSubstanceId=45765 | 1 | Chemicals | e648dbd1-9396-3ce4-9812-67a9d104dbc6 | 68a5ef8e-68b8-384c-8097-5c940b8436e8 | 20aadc24-a391-41cf-b340-3e4529f44bde | 93a60a56-a3c8-11da-a746-0800200b9a66
Difenzoquat | 49866-87-7 | 49866877 | 49866877 | C17H17N2 |  | Mass | kg | emission | water | https://ofmpub.epa.gov/sor_internet/registry/substreg/searchandretrieve/substancesearch/search.do?details=displayDetails&selectedSubstanceId=90223 | 1 | Chemicals | 7cd6a0bc-353b-35f0-b16d-b9b418d21b1f | 68a5ef8e-68b8-384c-8097-5c940b8436e8 | 20aadc24-a391-41cf-b340-3e4529f44bde | 93a60a56-a3c8-11da-a746-0800200b9a66
2,6-Pyridinedicarboxylic acid | 499-83-2 | 499832 | 499832 | C7H5NO4 |  | Mass | kg | emission | water | https://ofmpub.epa.gov/sor_internet/registry/substreg/searchandretrieve/substancesearch/search.do?details=displayDetails&selectedSubstanceId=45758 | 1 | Chemicals | 0ff5db91-4b79-359d-bbd2-976b8eb937c0 | 68a5ef8e-68b8-384c-8097-5c940b8436e8 | 20aadc24-a391-41cf-b340-3e4529f44bde | 93a60a56-a3c8-11da-a746-0800200b9a66
Formaldehyde | 50-00-0 | 50000 | 50000 | CH2O |  | Mass | kg | emission | water | https://ofmpub.epa.gov/sor_internet/registry/substreg/searchandretrieve/substancesearch/search.do?details=displayDetails&selectedSubstanceId=49201 | 1 | Chemicals | 411475be-3df4-30ad-9c4b-ec734e3e46e0 | 68a5ef8e-68b8-384c-8097-5c940b8436e8 | 20aadc24-a391-41cf-b340-3e4529f44bde | 93a60a56-a3c8-11da-a746-0800200b9a66
3-Pyridinecarboxaldehyde | 500-22-1 | 500221 | 500221 | C6H5NO |  | Mass | kg | emission | water | https://ofmpub.epa.gov/sor_internet/registry/substreg/searchandretrieve/substancesearch/search.do?details=displayDetails&selectedSubstanceId=45755 | 1 | Chemicals | 5206422d-f052-30d3-9a97-ecb23ccd4cab | 68a5ef8e-68b8-384c-8097-5c940b8436e8 | 20aadc24-a391-41cf-b340-3e4529f44bde | 93a60a56-a3c8-11da-a746-0800200b9a66
Chlorthion | 500-28-7 | 500287 | 500287 | C8H9ClNO5PS |  | Mass | kg | emission | water | https://ofmpub.epa.gov/sor_internet/registry/substreg/searchandretrieve/substancesearch/search.do?details=displayDetails&selectedSubstanceId=90216 | 1 | Chemicals | 946c7639-e9e3-3706-bf41-c51f2843aa7b | 68a5ef8e-68b8-384c-8097-5c940b8436e8 | 20aadc24-a391-41cf-b340-3e4529f44bde | 93a60a56-a3c8-11da-a746-0800200b9a66
Phenobarbital | 50-06-6 | 50066 | 50066 | C12H12N2O3 |  | Mass | kg | emission | water | https://ofmpub.epa.gov/sor_internet/registry/substreg/searchandretrieve/substancesearch/search.do?details=displayDetails&selectedSubstanceId=82403 | 1 | Chemicals | b1d4adcf-15f0-3018-bdc9-a85612fd926f | 68a5ef8e-68b8-384c-8097-5c940b8436e8 | 20aadc24-a391-41cf-b340-3e4529f44bde | 93a60a56-a3c8-11da-a746-0800200b9a66
Kojic acid | 501-30-4 | 501304 | 501304 | C6H6O4 |  | Mass | kg | emission | water | https://ofmpub.epa.gov/sor_internet/registry/substreg/searchandretrieve/substancesearch/search.do?details=displayDetails&selectedSubstanceId=81251 | 1 | Chemicals | 423e37bf-9928-3bfb-bdc1-dfb9fe94cf7c | 68a5ef8e-68b8-384c-8097-5c940b8436e8 | 20aadc24-a391-41cf-b340-3e4529f44bde | 93a60a56-a3c8-11da-a746-0800200b9a66
Hydrocinnamic acid | 501-52-0 | 501520 | 501520 | C9H10O2 |  | Mass | kg | emission | water | https://ofmpub.epa.gov/sor_internet/registry/substreg/searchandretrieve/substancesearch/search.do?details=displayDetails&selectedSubstanceId=45752 | 1 | Chemicals | 5a04816e-91fa-3363-ae57-481da2c61838 | 68a5ef8e-68b8-384c-8097-5c940b8436e8 | 20aadc24-a391-41cf-b340-3e4529f44bde | 93a60a56-a3c8-11da-a746-0800200b9a66
Cyclophosphamide | 50-18-0 | 50180 | 50180 | C7H15Cl2N2O2P |  | Mass | kg | emission | water | https://ofmpub.epa.gov/sor_internet/registry/substreg/searchandretrieve/substancesearch/search.do?details=displayDetails&selectedSubstanceId=49196 | 1 | Chemicals | a55ad632-36d6-314b-9dde-e3dc5e551ca1 | 68a5ef8e-68b8-384c-8097-5c940b8436e8 | 20aadc24-a391-41cf-b340-3e4529f44bde | 93a60a56-a3c8-11da-a746-0800200b9a66
Methylmercuric dicyanamide | 502-39-6 | 502396 | 502396 | C3H6HgN4 |  | Mass | kg | emission | water | https://ofmpub.epa.gov/sor_internet/registry/substreg/searchandretrieve/substancesearch/search.do?details=displayDetails&selectedSubstanceId=45748 | 1 | Chemicals | cc680ef9-97a8-3085-baa7-bc8ff4a3798f | 68a5ef8e-68b8-384c-8097-5c940b8436e8 | 20aadc24-a391-41cf-b340-3e4529f44bde | 93a60a56-a3c8-11da-a746-0800200b9a66
Prednisolone | 50-24-8 | 50248 | 50248 | C21H28O5 |  | Mass | kg | emission | water | https://ofmpub.epa.gov/sor_internet/registry/substreg/searchandretrieve/substancesearch/search.do?details=displayDetails&selectedSubstanceId=49193 | 1 | Chemicals | f1ae1cf3-40ba-3478-9079-49db9ae1ef9e | 68a5ef8e-68b8-384c-8097-5c940b8436e8 | 20aadc24-a391-41cf-b340-3e4529f44bde | 93a60a56-a3c8-11da-a746-0800200b9a66
2-Pentadecanone, 6,10,14-trimethyl- | 502-69-2 | 502692 | 502692 | C18H36O |  | Mass | kg | emission | water | https://ofmpub.epa.gov/sor_internet/registry/substreg/searchandretrieve/substancesearch/search.do?details=displayDetails&selectedSubstanceId=45742 | 1 | Chemicals | a89da883-14e8-32b6-b950-d74c840af1a7 | 68a5ef8e-68b8-384c-8097-5c940b8436e8 | 20aadc24-a391-41cf-b340-3e4529f44bde | 93a60a56-a3c8-11da-a746-0800200b9a66
Estradiol | 50-28-2 | 50282 | 50282 | C18H24O2 |  | Mass | kg | emission | water | https://ofmpub.epa.gov/sor_internet/registry/substreg/searchandretrieve/substancesearch/search.do?details=displayDetails&selectedSubstanceId=49192 | 1 | Chemicals | 5c45378e-d66d-32ba-a758-bf2839dd65df | 68a5ef8e-68b8-384c-8097-5c940b8436e8 | 20aadc24-a391-41cf-b340-3e4529f44bde | 93a60a56-a3c8-11da-a746-0800200b9a66
p,p'-DDT | 50-29-3 | 50293 | 50293 | C14H9Cl5 |  | Mass | kg | emission | water | https://ofmpub.epa.gov/sor_internet/registry/substreg/searchandretrieve/substancesearch/search.do?details=displayDetails&selectedSubstanceId=49191 | 1 | Chemicals | be0529ae-b31a-3b80-ad19-b294902e0f41 | 68a5ef8e-68b8-384c-8097-5c940b8436e8 | 20aadc24-a391-41cf-b340-3e4529f44bde | 93a60a56-a3c8-11da-a746-0800200b9a66
2,3,6-Trichlorobenzoic acid | 50-31-7 | 50317 | 50317 | C7H3Cl3O2 |  | Mass | kg | emission | water | https://ofmpub.epa.gov/sor_internet/registry/substreg/searchandretrieve/substancesearch/search.do?details=displayDetails&selectedSubstanceId=82805 | 1 | Chemicals | 1966cb5e-022d-36ab-927d-991dc6125c39 | 68a5ef8e-68b8-384c-8097-5c940b8436e8 | 20aadc24-a391-41cf-b340-3e4529f44bde | 93a60a56-a3c8-11da-a746-0800200b9a66
Benzo[a]pyrene | 50-32-8 | 50328 | 50328 | C20H12 |  | Mass | kg | emission | water | https://ofmpub.epa.gov/sor_internet/registry/substreg/searchandretrieve/substancesearch/search.do?details=displayDetails&selectedSubstanceId=49190 | 1 | Chemicals | 794215ca-3bb5-3411-a8ab-1f6fed442c46 | 68a5ef8e-68b8-384c-8097-5c940b8436e8 | 20aadc24-a391-41cf-b340-3e4529f44bde | 93a60a56-a3c8-11da-a746-0800200b9a66
Phenylbutazone | 50-33-9 | 50339 | 50339 | C19H20N2O2 |  | Mass | kg | emission | water | https://ofmpub.epa.gov/sor_internet/registry/substreg/searchandretrieve/substancesearch/search.do?details=displayDetails&selectedSubstanceId=49189 | 1 | Chemicals | d531695f-c1f0-36c8-bf73-2b8fede69b84 | 68a5ef8e-68b8-384c-8097-5c940b8436e8 | 20aadc24-a391-41cf-b340-3e4529f44bde | 93a60a56-a3c8-11da-a746-0800200b9a66
Isovaleric acid | 503-74-2 | 503742 | 503742 | C5H10O2 |  | Mass | kg | emission | water | https://ofmpub.epa.gov/sor_internet/registry/substreg/searchandretrieve/substancesearch/search.do?details=displayDetails&selectedSubstanceId=46103 | 1 | Chemicals | e492e037-6398-3470-ba71-174422144a22 | 68a5ef8e-68b8-384c-8097-5c940b8436e8 | 20aadc24-a391-41cf-b340-3e4529f44bde | 93a60a56-a3c8-11da-a746-0800200b9a66
Phorone | 504-20-1 | 504201 | 504201 | C9H14O |  | Mass | kg | emission | water | https://ofmpub.epa.gov/sor_internet/registry/substreg/searchandretrieve/substancesearch/search.do?details=displayDetails&selectedSubstanceId=46096 | 1 | Chemicals | fc4d7ae9-93e4-3654-b3ad-207cdecf3c3d | 68a5ef8e-68b8-384c-8097-5c940b8436e8 | 20aadc24-a391-41cf-b340-3e4529f44bde | 93a60a56-a3c8-11da-a746-0800200b9a66
4-Aminopyridine | 504-24-5 | 504245 | 504245 | C5H6N2 |  | Mass | kg | emission | water | https://ofmpub.epa.gov/sor_internet/registry/substreg/searchandretrieve/substancesearch/search.do?details=displayDetails&selectedSubstanceId=46095 | 1 | Chemicals | 690d6a3a-99a0-3c1e-80d0-e460184d7111 | 68a5ef8e-68b8-384c-8097-5c940b8436e8 | 20aadc24-a391-41cf-b340-3e4529f44bde | 93a60a56-a3c8-11da-a746-0800200b9a66
2-Aminopyridine | 504-29-0 | 504290 | 504290 | C5H6N2 |  | Mass | kg | emission | water | https://ofmpub.epa.gov/sor_internet/registry/substreg/searchandretrieve/substancesearch/search.do?details=displayDetails&selectedSubstanceId=90187 | 1 | Chemicals | 80c2b032-5c84-3da1-87c5-c9b3af475c71 | 68a5ef8e-68b8-384c-8097-5c940b8436e8 | 20aadc24-a391-41cf-b340-3e4529f44bde | 93a60a56-a3c8-11da-a746-0800200b9a66
Mercaptopurine | 50-44-2 | 50442 | 50442 | C5H4N4S |  | Mass | kg | emission | water | https://ofmpub.epa.gov/sor_internet/registry/substreg/searchandretrieve/substancesearch/search.do?details=displayDetails&selectedSubstanceId=78125 | 1 | Chemicals | a00dce78-6f87-3e80-86c4-3102b8b70361 | 68a5ef8e-68b8-384c-8097-5c940b8436e8 | 20aadc24-a391-41cf-b340-3e4529f44bde | 93a60a56-a3c8-11da-a746-0800200b9a66
1,3-Propanediol | 504-63-2 | 504632 | 504632 | C3H8O2 |  | Mass | kg | emission | water | https://ofmpub.epa.gov/sor_internet/registry/substreg/searchandretrieve/substancesearch/search.do?details=displayDetails&selectedSubstanceId=46091 | 1 | Chemicals | 4833f22f-6f7a-3856-93f9-1e8f063cf650 | 68a5ef8e-68b8-384c-8097-5c940b8436e8 | 20aadc24-a391-41cf-b340-3e4529f44bde | 93a60a56-a3c8-11da-a746-0800200b9a66
Vinclozolin | 50471-44-8 | 50471448 | 50471448 | C12H9Cl2NO3 |  | Mass | kg | emission | water | https://ofmpub.epa.gov/sor_internet/registry/substreg/searchandretrieve/substancesearch/search.do?details=displayDetails&selectedSubstanceId=90182 | 1 | Chemicals | 91b080bd-6179-34c0-9975-e6e86ed24f03 | 68a5ef8e-68b8-384c-8097-5c940b8436e8 | 20aadc24-a391-41cf-b340-3e4529f44bde | 93a60a56-a3c8-11da-a746-0800200b9a66
1,4-Dithiane | 505-29-3 | 505293 | 505293 | C4H8S2 |  | Mass | kg | emission | water | https://ofmpub.epa.gov/sor_internet/registry/substreg/searchandretrieve/substancesearch/search.do?details=displayDetails&selectedSubstanceId=90179 | 1 | Chemicals | 9b41b0b2-7352-3f5d-ad57-9abfd1ca0376 | 68a5ef8e-68b8-384c-8097-5c940b8436e8 | 20aadc24-a391-41cf-b340-3e4529f44bde | 93a60a56-a3c8-11da-a746-0800200b9a66
1-Hexadecen-3-ol, 3,7,11,15-tetramethyl- | 505-32-8 | 505328 | 505328 | C20H40O |  | Mass | kg | emission | water | https://ofmpub.epa.gov/sor_internet/registry/substreg/searchandretrieve/substancesearch/search.do?details=displayDetails&selectedSubstanceId=46088 | 1 | Chemicals | cea71f39-d4ca-3ef3-9339-9450cac30ee8 | 68a5ef8e-68b8-384c-8097-5c940b8436e8 | 20aadc24-a391-41cf-b340-3e4529f44bde | 93a60a56-a3c8-11da-a746-0800200b9a66
Reserpine | 50-55-5 | 50555 | 50555 | C33H40N2O9 |  | Mass | kg | emission | water | https://ofmpub.epa.gov/sor_internet/registry/substreg/searchandretrieve/substancesearch/search.do?details=displayDetails&selectedSubstanceId=49187 | 1 | Chemicals | de5709b9-c1c4-3c8e-8a31-76749f0c22af | 68a5ef8e-68b8-384c-8097-5c940b8436e8 | 20aadc24-a391-41cf-b340-3e4529f44bde | 93a60a56-a3c8-11da-a746-0800200b9a66
Dimethachlor | 50563-36-5 | 50563365 | 50563365 | C13H18ClNO2 |  | Mass | kg | emission | water | https://ofmpub.epa.gov/sor_internet/registry/substreg/searchandretrieve/substancesearch/search.do?details=displayDetails&selectedSubstanceId=52987 | 1 | Chemicals | a965def1-57b7-3ac6-ab72-788d87f45378 | 68a5ef8e-68b8-384c-8097-5c940b8436e8 | 20aadc24-a391-41cf-b340-3e4529f44bde | 93a60a56-a3c8-11da-a746-0800200b9a66
1,3-Dioxepane | 505-65-7 | 505657 | 505657 | C5H10O2 |  | Mass | kg | emission | water | https://ofmpub.epa.gov/sor_internet/registry/substreg/searchandretrieve/substancesearch/search.do?details=displayDetails&selectedSubstanceId=46084 | 1 | Chemicals | c0b43376-f86b-3cd6-92ae-eef7d1b15d19 | 68a5ef8e-68b8-384c-8097-5c940b8436e8 | 20aadc24-a391-41cf-b340-3e4529f44bde | 93a60a56-a3c8-11da-a746-0800200b9a66
Acifluorfen | 50594-66-6 | 50594666 | 50594666 | C14H7ClF3NO5 |  | Mass | kg | emission | water | https://ofmpub.epa.gov/sor_internet/registry/substreg/searchandretrieve/substancesearch/search.do?details=displayDetails&selectedSubstanceId=52819 | 1 | Chemicals | a74d6f26-72df-3f2c-a375-71d3ef0e563c | 68a5ef8e-68b8-384c-8097-5c940b8436e8 | 20aadc24-a391-41cf-b340-3e4529f44bde | 93a60a56-a3c8-11da-a746-0800200b9a66
Nitrilotriacetic acid trisodium salt | 5064-31-3 | 5064313 | 5064313 | C6H6NNa3O6 |  | Mass | kg | emission | water | https://ofmpub.epa.gov/sor_internet/registry/substreg/searchandretrieve/substancesearch/search.do?details=displayDetails&selectedSubstanceId=90026 | 1 | Chemicals | 09c3e35c-ac71-35d9-a5b5-9c74badea721 | 68a5ef8e-68b8-384c-8097-5c940b8436e8 | 20aadc24-a391-41cf-b340-3e4529f44bde | 93a60a56-a3c8-11da-a746-0800200b9a66
Niclosamide | 50-65-7 | 50657 | 50657 | C13H8Cl2N2O4 |  | Mass | kg | emission | water | https://ofmpub.epa.gov/sor_internet/registry/substreg/searchandretrieve/substancesearch/search.do?details=displayDetails&selectedSubstanceId=90022 | 1 | Chemicals | bbc29377-fed4-3bea-96f7-59916d175071 | 68a5ef8e-68b8-384c-8097-5c940b8436e8 | 20aadc24-a391-41cf-b340-3e4529f44bde | 93a60a56-a3c8-11da-a746-0800200b9a66
Guanidine nitrate | 506-93-4 | 506934 | 506934 | CH6N4O3 |  | Mass | kg | emission | water | https://ofmpub.epa.gov/sor_internet/registry/substreg/searchandretrieve/substancesearch/search.do?details=displayDetails&selectedSubstanceId=46066 | 1 | Chemicals | c3616878-569a-3ca6-88de-3dbe9e553c9d | 68a5ef8e-68b8-384c-8097-5c940b8436e8 | 20aadc24-a391-41cf-b340-3e4529f44bde | 93a60a56-a3c8-11da-a746-0800200b9a66
Acetyl bromide | 506-96-7 | 506967 | 506967 | C2H3BrO |  | Mass | kg | emission | water | https://ofmpub.epa.gov/sor_internet/registry/substreg/searchandretrieve/substancesearch/search.do?details=displayDetails&selectedSubstanceId=46065 | 1 | Chemicals | f25c9b7e-176e-3842-bd6d-65856316aef1 | 68a5ef8e-68b8-384c-8097-5c940b8436e8 | 20aadc24-a391-41cf-b340-3e4529f44bde | 93a60a56-a3c8-11da-a746-0800200b9a66
Tetranitromethane | 509-14-8 | 509148 | 509148 | CN4O8 |  | Mass | kg | emission | water | https://ofmpub.epa.gov/sor_internet/registry/substreg/searchandretrieve/substancesearch/search.do?details=displayDetails&selectedSubstanceId=46056 | 1 | Chemicals | 54bd2c51-5134-3505-a8f5-7c41c9660c99 | 68a5ef8e-68b8-384c-8097-5c940b8436e8 | 20aadc24-a391-41cf-b340-3e4529f44bde | 93a60a56-a3c8-11da-a746-0800200b9a66
Vinyl neodecanoate | 51000-52-3 | 51000523 | 51000523 | - |  | Mass | kg | emission | water | https://ofmpub.epa.gov/sor_internet/registry/substreg/searchandretrieve/substancesearch/search.do?details=displayDetails&selectedSubstanceId=55757 | 1 | Chemicals | 79a49754-8e28-3c65-a181-9422b975d2d1 | 68a5ef8e-68b8-384c-8097-5c940b8436e8 | 20aadc24-a391-41cf-b340-3e4529f44bde | 93a60a56-a3c8-11da-a746-0800200b9a66
Chlorobenzilate | 510-15-6 | 510156 | 510156 | C16H14Cl2O3 |  | Mass | kg | emission | water | https://ofmpub.epa.gov/sor_internet/registry/substreg/searchandretrieve/substancesearch/search.do?details=displayDetails&selectedSubstanceId=46053 | 1 | Chemicals | 62382d98-82f6-31f7-8032-b104eea3300e | 68a5ef8e-68b8-384c-8097-5c940b8436e8 | 20aadc24-a391-41cf-b340-3e4529f44bde | 93a60a56-a3c8-11da-a746-0800200b9a66
Piperonyl butoxide | 51-03-6 | 51036 | 51036 | C19H30O5 |  | Mass | kg | emission | water | https://ofmpub.epa.gov/sor_internet/registry/substreg/searchandretrieve/substancesearch/search.do?details=displayDetails&selectedSubstanceId=49180 | 1 | Chemicals | a82ec745-f741-3c7d-b02b-29262cd77963 | 68a5ef8e-68b8-384c-8097-5c940b8436e8 | 20aadc24-a391-41cf-b340-3e4529f44bde | 93a60a56-a3c8-11da-a746-0800200b9a66
cis-Chlordane | 5103-71-9 | 5103719 | 5103719 | C10H6Cl8 |  | Mass | kg | emission | water | https://ofmpub.epa.gov/sor_internet/registry/substreg/searchandretrieve/substancesearch/search.do?details=displayDetails&selectedSubstanceId=89846 | 1 | Chemicals | 8bf1e0a4-c21c-32a3-82e0-03a68a375e89 | 68a5ef8e-68b8-384c-8097-5c940b8436e8 | 20aadc24-a391-41cf-b340-3e4529f44bde | 93a60a56-a3c8-11da-a746-0800200b9a66
trans-Chlordane | 5103-74-2 | 5103742 | 5103742 | C10H6Cl8 |  | Mass | kg | emission | water | https://ofmpub.epa.gov/sor_internet/registry/substreg/searchandretrieve/substancesearch/search.do?details=displayDetails&selectedSubstanceId=89845 | 1 | Chemicals | 1527e89d-d014-3e62-bef9-b8422d5dbefc | 68a5ef8e-68b8-384c-8097-5c940b8436e8 | 20aadc24-a391-41cf-b340-3e4529f44bde | 93a60a56-a3c8-11da-a746-0800200b9a66
4,4-Dimethyloxazolidine | 51200-87-4 | 51200874 | 51200874 | C5H11NO |  | Mass | kg | emission | water | https://ofmpub.epa.gov/sor_internet/registry/substreg/searchandretrieve/substancesearch/search.do?details=displayDetails&selectedSubstanceId=55705 | 1 | Chemicals | e11df0f4-b72a-3cc1-8297-c0bdb63988b2 | 68a5ef8e-68b8-384c-8097-5c940b8436e8 | 20aadc24-a391-41cf-b340-3e4529f44bde | 93a60a56-a3c8-11da-a746-0800200b9a66
2,3,7,8-Tetrachlorodibenzofuran | 51207-31-9 | 51207319 | 51207319 | C12H4Cl4O |  | Mass | kg | emission | water | https://ofmpub.epa.gov/sor_internet/registry/substreg/searchandretrieve/substancesearch/search.do?details=displayDetails&selectedSubstanceId=55701 | 1 | Chemicals | 95ed2afe-595c-30a5-b02e-5bf01e9a4df9 | 68a5ef8e-68b8-384c-8097-5c940b8436e8 | 20aadc24-a391-41cf-b340-3e4529f44bde | 93a60a56-a3c8-11da-a746-0800200b9a66
5-Fluorouracil | 51-21-8 | 51218 | 51218 | C4H3FN2O2 |  | Mass | kg | emission | water | https://ofmpub.epa.gov/sor_internet/registry/substreg/searchandretrieve/substancesearch/search.do?details=displayDetails&selectedSubstanceId=89828 | 1 | Chemicals | 7c227f1d-50b7-3bc9-8c9b-ce5adb745fc7 | 68a5ef8e-68b8-384c-8097-5c940b8436e8 | 20aadc24-a391-41cf-b340-3e4529f44bde | 93a60a56-a3c8-11da-a746-0800200b9a66
Metolachlor | 51218-45-2 | 51218452 | 51218452 | C15H22ClNO2 |  | Mass | kg | emission | water | https://ofmpub.epa.gov/sor_internet/registry/substreg/searchandretrieve/substancesearch/search.do?details=displayDetails&selectedSubstanceId=89827 | 1 | Chemicals | 7f2a1624-3463-3b7d-9b8b-faae28a2666f | 68a5ef8e-68b8-384c-8097-5c940b8436e8 | 20aadc24-a391-41cf-b340-3e4529f44bde | 93a60a56-a3c8-11da-a746-0800200b9a66
Hexazinone | 51235-04-2 | 51235042 | 51235042 | C12H20N4O2 |  | Mass | kg | emission | water | https://ofmpub.epa.gov/sor_internet/registry/substreg/searchandretrieve/substancesearch/search.do?details=displayDetails&selectedSubstanceId=55696 | 1 | Chemicals | 313ae3f9-c24b-3a95-af34-850431aa9093 | 68a5ef8e-68b8-384c-8097-5c940b8436e8 | 20aadc24-a391-41cf-b340-3e4529f44bde | 93a60a56-a3c8-11da-a746-0800200b9a66
Benzenesulfonic acid, 3-(diethylamino)-, sodium salt | 5123-63-7 | 5123637 | 5123637 | C10H14NNaO3S |  | Mass | kg | emission | water | https://ofmpub.epa.gov/sor_internet/registry/substreg/searchandretrieve/substancesearch/search.do?details=displayDetails&selectedSubstanceId=42293 | 1 | Chemicals | 1402f033-0176-3a1b-80e7-d5280e32a956 | 68a5ef8e-68b8-384c-8097-5c940b8436e8 | 20aadc24-a391-41cf-b340-3e4529f44bde | 93a60a56-a3c8-11da-a746-0800200b9a66
Trimethyl phosphate | 512-56-1 | 512561 | 512561 | C3H9O4P |  | Mass | kg | emission | water | https://ofmpub.epa.gov/sor_internet/registry/substreg/searchandretrieve/substancesearch/search.do?details=displayDetails&selectedSubstanceId=45343 | 1 | Chemicals | 34c75810-06cc-3c15-bf5c-6cf0f93cbd08 | 68a5ef8e-68b8-384c-8097-5c940b8436e8 | 20aadc24-a391-41cf-b340-3e4529f44bde | 93a60a56-a3c8-11da-a746-0800200b9a66
2,4-Dinitrophenol | 51-28-5 | 51285 | 51285 | C6H4N2O5 |  | Mass | kg | emission | water | https://ofmpub.epa.gov/sor_internet/registry/substreg/searchandretrieve/substancesearch/search.do?details=displayDetails&selectedSubstanceId=49177 | 1 | Chemicals | cff53ae8-2fec-3878-8cdf-9d0d98ebe299 | 68a5ef8e-68b8-384c-8097-5c940b8436e8 | 20aadc24-a391-41cf-b340-3e4529f44bde | 93a60a56-a3c8-11da-a746-0800200b9a66
4-Chloro-m-p.henylenediamine | 5131-60-2 | 5131602 | 5131602 | C6H7ClN2 |  | Mass | kg | emission | water | https://ofmpub.epa.gov/sor_internet/registry/substreg/searchandretrieve/substancesearch/search.do?details=displayDetails&selectedSubstanceId=42283 | 1 | Chemicals | 6dfc1d8a-333c-36a9-a699-7ca75e68a6a7 | 68a5ef8e-68b8-384c-8097-5c940b8436e8 | 20aadc24-a391-41cf-b340-3e4529f44bde | 93a60a56-a3c8-11da-a746-0800200b9a66
Dimethylvinyl chloride | 513-37-1 | 513371 | 513371 | C4H7Cl |  | Mass | kg | emission | water | https://ofmpub.epa.gov/sor_internet/registry/substreg/searchandretrieve/substancesearch/search.do?details=displayDetails&selectedSubstanceId=82051 | 1 | Chemicals | a7dcfb53-90a3-3b58-bef5-52b08d1549ee | 68a5ef8e-68b8-384c-8097-5c940b8436e8 | 20aadc24-a391-41cf-b340-3e4529f44bde | 93a60a56-a3c8-11da-a746-0800200b9a66
Diclofop methyl | 51338-27-3 | 51338273 | 51338273 | C16H14Cl2O4 |  | Mass | kg | emission | water | https://ofmpub.epa.gov/sor_internet/registry/substreg/searchandretrieve/substancesearch/search.do?details=displayDetails&selectedSubstanceId=89822 | 1 | Chemicals | 216b6ca2-6302-32a6-a230-946e599fa73d | 68a5ef8e-68b8-384c-8097-5c940b8436e8 | 20aadc24-a391-41cf-b340-3e4529f44bde | 93a60a56-a3c8-11da-a746-0800200b9a66
1,3-Butadiene, 2,3-dimethyl- | 513-81-5 | 513815 | 513815 | C6H10 |  | Mass | kg | emission | water | https://ofmpub.epa.gov/sor_internet/registry/substreg/searchandretrieve/substancesearch/search.do?details=displayDetails&selectedSubstanceId=45329 | 1 | Chemicals | 4f3fb346-cdec-3da5-8889-ed9371957657 | 68a5ef8e-68b8-384c-8097-5c940b8436e8 | 20aadc24-a391-41cf-b340-3e4529f44bde | 93a60a56-a3c8-11da-a746-0800200b9a66
Abietic acid | 514-10-3 | 514103 | 514103 | C20H30O2 |  | Mass | kg | emission | water | https://ofmpub.epa.gov/sor_internet/registry/substreg/searchandretrieve/substancesearch/search.do?details=displayDetails&selectedSubstanceId=45326 | 1 | Chemicals | d87e1610-7970-3c8c-b835-32ba3a421825 | 68a5ef8e-68b8-384c-8097-5c940b8436e8 | 20aadc24-a391-41cf-b340-3e4529f44bde | 93a60a56-a3c8-11da-a746-0800200b9a66
C.I. Acid Green 5, disodium salt | 5141-20-8 | 5141208 | 5141208 | C37H34N2Na2O9S3 |  | Mass | kg | emission | water | https://ofmpub.epa.gov/sor_internet/registry/substreg/searchandretrieve/substancesearch/search.do?details=displayDetails&selectedSubstanceId=89675 | 1 | Chemicals | b76066dd-73fb-30a8-8498-8b27ce0883b0 | 68a5ef8e-68b8-384c-8097-5c940b8436e8 | 20aadc24-a391-41cf-b340-3e4529f44bde | 93a60a56-a3c8-11da-a746-0800200b9a66
Propylthiouracil | 51-52-5 | 51525 | 51525 | C7H10N2OS |  | Mass | kg | emission | water | https://ofmpub.epa.gov/sor_internet/registry/substreg/searchandretrieve/substancesearch/search.do?details=displayDetails&selectedSubstanceId=89661 | 1 | Chemicals | d9b6548d-1842-387d-84c9-26247a0b4a40 | 68a5ef8e-68b8-384c-8097-5c940b8436e8 | 20aadc24-a391-41cf-b340-3e4529f44bde | 93a60a56-a3c8-11da-a746-0800200b9a66
Fenvalerate | 51630-58-1 | 51630581 | 51630581 | C25H22ClNO3 |  | Mass | kg | emission | water | https://ofmpub.epa.gov/sor_internet/registry/substreg/searchandretrieve/substancesearch/search.do?details=displayDetails&selectedSubstanceId=89647 | 1 | Chemicals | cdfe6313-2eed-37e8-a062-0f43db555e46 | 68a5ef8e-68b8-384c-8097-5c940b8436e8 | 20aadc24-a391-41cf-b340-3e4529f44bde | 93a60a56-a3c8-11da-a746-0800200b9a66
Thidiazuron | 51707-55-2 | 51707552 | 51707552 | C9H8N4OS |  | Mass | kg | emission | water | https://ofmpub.epa.gov/sor_internet/registry/substreg/searchandretrieve/substancesearch/search.do?details=displayDetails&selectedSubstanceId=89638 | 1 | Chemicals | 7df7e70e-9607-3c72-9b50-cb53d54389e5 | 68a5ef8e-68b8-384c-8097-5c940b8436e8 | 20aadc24-a391-41cf-b340-3e4529f44bde | 93a60a56-a3c8-11da-a746-0800200b9a66
Hematoxylin | 517-28-2 | 517282 | 517282 | C16H14O6 |  | Mass | kg | emission | water | https://ofmpub.epa.gov/sor_internet/registry/substreg/searchandretrieve/substancesearch/search.do?details=displayDetails&selectedSubstanceId=89635 | 1 | Chemicals | fcaea8e4-f31a-3851-a608-76994e06835a | 68a5ef8e-68b8-384c-8097-5c940b8436e8 | 20aadc24-a391-41cf-b340-3e4529f44bde | 93a60a56-a3c8-11da-a746-0800200b9a66
Urethane | 51-79-6 | 51796 | 51796 | C3H7NO2 |  | Mass | kg | emission | water | https://ofmpub.epa.gov/sor_internet/registry/substreg/searchandretrieve/substancesearch/search.do?details=displayDetails&selectedSubstanceId=49165 | 1 | Chemicals | 347c9b65-b6e4-3b86-ba0d-3cfb4399b558 | 68a5ef8e-68b8-384c-8097-5c940b8436e8 | 20aadc24-a391-41cf-b340-3e4529f44bde | 93a60a56-a3c8-11da-a746-0800200b9a66
Fluorescein, disodium salt | 518-47-8 | 518478 | 518478 | C20H10Na2O5 |  | Mass | kg | emission | water | https://ofmpub.epa.gov/sor_internet/registry/substreg/searchandretrieve/substancesearch/search.do?details=displayDetails&selectedSubstanceId=89487 | 1 | Chemicals | 9b259059-3430-3314-b64a-6bc909467641 | 68a5ef8e-68b8-384c-8097-5c940b8436e8 | 20aadc24-a391-41cf-b340-3e4529f44bde | 93a60a56-a3c8-11da-a746-0800200b9a66
Citrinin | 518-75-2 | 518752 | 518752 | C13H14O5 |  | Mass | kg | emission | water | https://ofmpub.epa.gov/sor_internet/registry/substreg/searchandretrieve/substancesearch/search.do?details=displayDetails&selectedSubstanceId=78354 | 1 | Chemicals | 75d29e80-3ee1-3597-aeb3-6026499e4344 | 68a5ef8e-68b8-384c-8097-5c940b8436e8 | 20aadc24-a391-41cf-b340-3e4529f44bde | 93a60a56-a3c8-11da-a746-0800200b9a66
5-Aminoindole | 5192-03-0 | 5192030 | 5192030 | C8H8N2 |  | Mass | kg | emission | water | https://ofmpub.epa.gov/sor_internet/registry/substreg/searchandretrieve/substancesearch/search.do?details=displayDetails&selectedSubstanceId=42253 | 1 | Chemicals | 7e915dab-7f03-350c-a802-67a98d21ac2f | 68a5ef8e-68b8-384c-8097-5c940b8436e8 | 20aadc24-a391-41cf-b340-3e4529f44bde | 93a60a56-a3c8-11da-a746-0800200b9a66
1,4-Pentadien-3-ol, 3-methyl-1-(2,6,6-trimethyl-1-cyclohexen-1-yl)- | 5208-93-5 | 5208935 | 5208935 | C15H24O |  | Mass | kg | emission | water | https://ofmpub.epa.gov/sor_internet/registry/substreg/searchandretrieve/substancesearch/search.do?details=displayDetails&selectedSubstanceId=42246 | 1 | Chemicals | 9cec4729-5493-3e1d-bb61-9aef23eac67f | 68a5ef8e-68b8-384c-8097-5c940b8436e8 | 20aadc24-a391-41cf-b340-3e4529f44bde | 93a60a56-a3c8-11da-a746-0800200b9a66
Dimethirimol | 5221-53-4 | 5221534 | 5221534 | C11H19N3O |  | Mass | kg | emission | water | https://ofmpub.epa.gov/sor_internet/registry/substreg/searchandretrieve/substancesearch/search.do?details=displayDetails&selectedSubstanceId=89450 | 1 | Chemicals | 6f83ce7e-7272-3613-9341-cf2c21ebfb22 | 68a5ef8e-68b8-384c-8097-5c940b8436e8 | 20aadc24-a391-41cf-b340-3e4529f44bde | 93a60a56-a3c8-11da-a746-0800200b9a66
Beta Cypermethrin | 52315-07-8 | 52315078 | 52315078 | C22H19Cl2NO3 |  | Mass | kg | emission | water | https://ofmpub.epa.gov/sor_internet/registry/substreg/searchandretrieve/substancesearch/search.do?details=displayDetails&selectedSubstanceId=55388 | 1 | Chemicals | 835e3348-2ee0-3c39-848e-9b18b1fbcb4b | 68a5ef8e-68b8-384c-8097-5c940b8436e8 | 20aadc24-a391-41cf-b340-3e4529f44bde | 93a60a56-a3c8-11da-a746-0800200b9a66
C.I. Acid Orange 20 monosodium salt | 523-44-4 | 523444 | 523444 | C16H11N2NaO4S |  | Mass | kg | emission | water | https://ofmpub.epa.gov/sor_internet/registry/substreg/searchandretrieve/substancesearch/search.do?details=displayDetails&selectedSubstanceId=45301 | 1 | Chemicals | 8b2ff484-0885-3379-a28f-131d5c306470 | 68a5ef8e-68b8-384c-8097-5c940b8436e8 | 20aadc24-a391-41cf-b340-3e4529f44bde | 93a60a56-a3c8-11da-a746-0800200b9a66
Carboxin | 5234-68-4 | 5234684 | 5234684 | C12H13NO2S |  | Mass | kg | emission | water | https://ofmpub.epa.gov/sor_internet/registry/substreg/searchandretrieve/substancesearch/search.do?details=displayDetails&selectedSubstanceId=42241 | 1 | Chemicals | c72051dd-429e-3897-a3e3-a38a5d9a55bc | 68a5ef8e-68b8-384c-8097-5c940b8436e8 | 20aadc24-a391-41cf-b340-3e4529f44bde | 93a60a56-a3c8-11da-a746-0800200b9a66
1,2-Naphthoquinone | 524-42-5 | 524425 | 524425 | C10H6O2 |  | Mass | kg | emission | water | https://ofmpub.epa.gov/sor_internet/registry/substreg/searchandretrieve/substancesearch/search.do?details=displayDetails&selectedSubstanceId=45299 | 1 | Chemicals | afdfa8f6-0e61-3125-8105-6cff73a8cad0 | 68a5ef8e-68b8-384c-8097-5c940b8436e8 | 20aadc24-a391-41cf-b340-3e4529f44bde | 93a60a56-a3c8-11da-a746-0800200b9a66
Bronopol | 52-51-7 | 52517 | 52517 | C3H6BrNO4 |  | Mass | kg | emission | water | https://ofmpub.epa.gov/sor_internet/registry/substreg/searchandretrieve/substancesearch/search.do?details=displayDetails&selectedSubstanceId=89287 | 1 | Chemicals | 0909f2e0-4951-3568-aed1-de8bb2c73aa6 | 68a5ef8e-68b8-384c-8097-5c940b8436e8 | 20aadc24-a391-41cf-b340-3e4529f44bde | 93a60a56-a3c8-11da-a746-0800200b9a66
Flavone | 525-82-6 | 525826 | 525826 | C15H10O2 |  | Mass | kg | emission | water | https://ofmpub.epa.gov/sor_internet/registry/substreg/searchandretrieve/substancesearch/search.do?details=displayDetails&selectedSubstanceId=45730 | 1 | Chemicals | 1185339d-c9f6-3167-b07c-b9ce9a532f66 | 68a5ef8e-68b8-384c-8097-5c940b8436e8 | 20aadc24-a391-41cf-b340-3e4529f44bde | 93a60a56-a3c8-11da-a746-0800200b9a66
Oxycarboxin | 5259-88-1 | 5259881 | 5259881 | C12H13NO4S |  | Mass | kg | emission | water | https://ofmpub.epa.gov/sor_internet/registry/substreg/searchandretrieve/substancesearch/search.do?details=displayDetails&selectedSubstanceId=42233 | 1 | Chemicals | 355cc4a2-ac29-3628-920e-84dce8947f28 | 68a5ef8e-68b8-384c-8097-5c940b8436e8 | 20aadc24-a391-41cf-b340-3e4529f44bde | 93a60a56-a3c8-11da-a746-0800200b9a66
Permethrin | 52645-53-1 | 52645531 | 52645531 | C21H20Cl2O3 |  | Mass | kg | emission | water | https://ofmpub.epa.gov/sor_internet/registry/substreg/searchandretrieve/substancesearch/search.do?details=displayDetails&selectedSubstanceId=55274 | 1 | Chemicals | c185151b-73b4-3690-ad7c-25d57b6b6adc | 68a5ef8e-68b8-384c-8097-5c940b8436e8 | 20aadc24-a391-41cf-b340-3e4529f44bde | 93a60a56-a3c8-11da-a746-0800200b9a66
2,3-Dimethylphenol | 526-75-0 | 526750 | 526750 | C8H10O |  | Mass | kg | emission | water | https://ofmpub.epa.gov/sor_internet/registry/substreg/searchandretrieve/substancesearch/search.do?details=displayDetails&selectedSubstanceId=45726 | 1 | Chemicals | 65bfaf66-9b7b-399b-9405-c490b91ab2d1 | 68a5ef8e-68b8-384c-8097-5c940b8436e8 | 20aadc24-a391-41cf-b340-3e4529f44bde | 93a60a56-a3c8-11da-a746-0800200b9a66
Trichlorfon | 52-68-6 | 52686 | 52686 | C4H8Cl3O4P |  | Mass | kg | emission | water | https://ofmpub.epa.gov/sor_internet/registry/substreg/searchandretrieve/substancesearch/search.do?details=displayDetails&selectedSubstanceId=49159 | 1 | Chemicals | e0a516ee-e96d-32e1-84e6-72724f4a8bca | 68a5ef8e-68b8-384c-8097-5c940b8436e8 | 20aadc24-a391-41cf-b340-3e4529f44bde | 93a60a56-a3c8-11da-a746-0800200b9a66
1-Piperidineethanol, 4-hydroxy-2,2,6,6-tetramethyl- | 52722-86-8 | 52722868 | 52722868 | C11H23NO2 |  | Mass | kg | emission | water | https://ofmpub.epa.gov/sor_internet/registry/substreg/searchandretrieve/substancesearch/search.do?details=displayDetails&selectedSubstanceId=55245 | 1 | Chemicals | 49b8b0ac-69a8-3f5f-b0eb-830df92ac38a | 68a5ef8e-68b8-384c-8097-5c940b8436e8 | 20aadc24-a391-41cf-b340-3e4529f44bde | 93a60a56-a3c8-11da-a746-0800200b9a66
Flamprop-methyl | 52756-25-9 | 52756259 | 52756259 | C17H15ClFNO3 |  | Mass | kg | emission | water | https://ofmpub.epa.gov/sor_internet/registry/substreg/searchandretrieve/substancesearch/search.do?details=displayDetails&selectedSubstanceId=82571 | 1 | Chemicals | 6ce83717-6515-3cc6-b718-0b00ac0d5c2e | 68a5ef8e-68b8-384c-8097-5c940b8436e8 | 20aadc24-a391-41cf-b340-3e4529f44bde | 93a60a56-a3c8-11da-a746-0800200b9a66
2,4,6-Trimethylphenol | 527-60-6 | 527606 | 527606 | C9H12O |  | Mass | kg | emission | water | https://ofmpub.epa.gov/sor_internet/registry/substreg/searchandretrieve/substancesearch/search.do?details=displayDetails&selectedSubstanceId=45715 | 1 | Chemicals | b394c81c-503f-32a8-8555-863384e722b9 | 68a5ef8e-68b8-384c-8097-5c940b8436e8 | 20aadc24-a391-41cf-b340-3e4529f44bde | 93a60a56-a3c8-11da-a746-0800200b9a66
Lynestrenol | 52-76-6 | 52766 | 52766 | C20H28O |  | Mass | kg | emission | water | https://ofmpub.epa.gov/sor_internet/registry/substreg/searchandretrieve/substancesearch/search.do?details=displayDetails&selectedSubstanceId=78121 | 1 | Chemicals | 6f4ddc6e-76a3-3ccf-a590-88743b119556 | 68a5ef8e-68b8-384c-8097-5c940b8436e8 | 20aadc24-a391-41cf-b340-3e4529f44bde | 93a60a56-a3c8-11da-a746-0800200b9a66
o-Dinitrobenzene | 528-29-0 | 528290 | 528290 | C6H4N2O4 |  | Mass | kg | emission | water | https://ofmpub.epa.gov/sor_internet/registry/substreg/searchandretrieve/substancesearch/search.do?details=displayDetails&selectedSubstanceId=45710 | 1 | Chemicals | 88acd666-40d0-38ac-825e-abad211b9e7e | 68a5ef8e-68b8-384c-8097-5c940b8436e8 | 20aadc24-a391-41cf-b340-3e4529f44bde | 93a60a56-a3c8-11da-a746-0800200b9a66
Prosulfocarb | 52888-80-9 | 52888809 | 52888809 | C14H21NOS |  | Mass | kg | emission | water | https://ofmpub.epa.gov/sor_internet/registry/substreg/searchandretrieve/substancesearch/search.do?details=displayDetails&selectedSubstanceId=55193 | 1 | Chemicals | 4e4f6d10-88ad-3713-836c-6dfbe64b4d3e | 68a5ef8e-68b8-384c-8097-5c940b8436e8 | 20aadc24-a391-41cf-b340-3e4529f44bde | 93a60a56-a3c8-11da-a746-0800200b9a66
Deltamethrin | 52918-63-5 | 52918635 | 52918635 | C22H19Br2NO3 |  | Mass | kg | emission | water | https://ofmpub.epa.gov/sor_internet/registry/substreg/searchandretrieve/substancesearch/search.do?details=displayDetails&selectedSubstanceId=55184 | 1 | Chemicals | d379c112-c8f7-3b16-82d8-fda0c66d83d9 | 68a5ef8e-68b8-384c-8097-5c940b8436e8 | 20aadc24-a391-41cf-b340-3e4529f44bde | 93a60a56-a3c8-11da-a746-0800200b9a66
2-Nitro-p-phenylenediamine | 5307-14-2 | 5307142 | 5307142 | C6H7N3O2 |  | Mass | kg | emission | water | https://ofmpub.epa.gov/sor_internet/registry/substreg/searchandretrieve/substancesearch/search.do?details=displayDetails&selectedSubstanceId=88937 | 1 | Chemicals | c5a226cc-6eda-33b0-ade8-09671dacdc4a | 68a5ef8e-68b8-384c-8097-5c940b8436e8 | 20aadc24-a391-41cf-b340-3e4529f44bde | 93a60a56-a3c8-11da-a746-0800200b9a66
Pyrimethanil | 53112-28-0 | 53112280 | 53112280 | C12H13N3 |  | Mass | kg | emission | water | https://ofmpub.epa.gov/sor_internet/registry/substreg/searchandretrieve/substancesearch/search.do?details=displayDetails&selectedSubstanceId=77147 | 1 | Chemicals | 0a8f994b-05b9-3553-a06f-fbd0ffdecaaf | 68a5ef8e-68b8-384c-8097-5c940b8436e8 | 20aadc24-a391-41cf-b340-3e4529f44bde | 93a60a56-a3c8-11da-a746-0800200b9a66
Methanol, (1,3,5-triazine-2,4,6-triyltrinitrilo)hexakis- | 531-18-0 | 531180 | 531180 | C9H18N6O6 |  | Mass | kg | emission | water | https://ofmpub.epa.gov/sor_internet/registry/substreg/searchandretrieve/substancesearch/search.do?details=displayDetails&selectedSubstanceId=45692 | 1 | Chemicals | cee97f74-03b6-3b18-aaef-219102b48a5b | 68a5ef8e-68b8-384c-8097-5c940b8436e8 | 20aadc24-a391-41cf-b340-3e4529f44bde | 93a60a56-a3c8-11da-a746-0800200b9a66
Estrone | 53-16-7 | 53167 | 53167 | C18H22O2 |  | Mass | kg | emission | water | https://ofmpub.epa.gov/sor_internet/registry/substreg/searchandretrieve/substancesearch/search.do?details=displayDetails&selectedSubstanceId=49156 | 1 | Chemicals | defca920-1acd-3cee-9e1d-cc0d423b67cb | 68a5ef8e-68b8-384c-8097-5c940b8436e8 | 20aadc24-a391-41cf-b340-3e4529f44bde | 93a60a56-a3c8-11da-a746-0800200b9a66
Furothiazole | 531-82-8 | 531828 | 531828 | C9H7N3O4S |  | Mass | kg | emission | water | https://ofmpub.epa.gov/sor_internet/registry/substreg/searchandretrieve/substancesearch/search.do?details=displayDetails&selectedSubstanceId=78353 | 1 | Chemicals | 9ce1046e-73f6-35d2-8687-7f580866f349 | 68a5ef8e-68b8-384c-8097-5c940b8436e8 | 20aadc24-a391-41cf-b340-3e4529f44bde | 93a60a56-a3c8-11da-a746-0800200b9a66
Benzidine dihydrochloride | 531-85-1 | 531851 | 531851 | C12H14Cl2N2 |  | Mass | kg | emission | water | https://ofmpub.epa.gov/sor_internet/registry/substreg/searchandretrieve/substancesearch/search.do?details=displayDetails&selectedSubstanceId=45688 | 1 | Chemicals | 8c346425-3951-3b1b-9f55-82d899f7c4e1 | 68a5ef8e-68b8-384c-8097-5c940b8436e8 | 20aadc24-a391-41cf-b340-3e4529f44bde | 93a60a56-a3c8-11da-a746-0800200b9a66
2-Naphthalenesulfonic acid sodium salt | 532-02-5 | 532025 | 532025 | C10H7NaO3S |  | Mass | kg | emission | water | https://ofmpub.epa.gov/sor_internet/registry/substreg/searchandretrieve/substancesearch/search.do?details=displayDetails&selectedSubstanceId=45687 | 1 | Chemicals | cac182fd-5466-3ed3-8dce-afb7a770036a | 68a5ef8e-68b8-384c-8097-5c940b8436e8 | 20aadc24-a391-41cf-b340-3e4529f44bde | 93a60a56-a3c8-11da-a746-0800200b9a66
2-Chloroacetophenone | 532-27-4 | 532274 | 532274 | C8H7ClO |  | Mass | kg | emission | water | https://ofmpub.epa.gov/sor_internet/registry/substreg/searchandretrieve/substancesearch/search.do?details=displayDetails&selectedSubstanceId=45685 | 1 | Chemicals | 47c38d78-ba0b-34db-b2b0-e8b4eb3b2c4d | 68a5ef8e-68b8-384c-8097-5c940b8436e8 | 20aadc24-a391-41cf-b340-3e4529f44bde | 93a60a56-a3c8-11da-a746-0800200b9a66
Sodium benzoate | 532-32-1 | 532321 | 532321 | C7H5NaO2 |  | Mass | kg | emission | water | https://ofmpub.epa.gov/sor_internet/registry/substreg/searchandretrieve/substancesearch/search.do?details=displayDetails&selectedSubstanceId=88916 | 1 | Chemicals | 4259a23f-1fbb-3173-bc78-692d1acd7a54 | 68a5ef8e-68b8-384c-8097-5c940b8436e8 | 20aadc24-a391-41cf-b340-3e4529f44bde | 93a60a56-a3c8-11da-a746-0800200b9a66
Sodium 1-octanesulfonate | 5324-84-5 | 5324845 | 5324845 | C8H17NaO3S |  | Mass | kg | emission | water | https://ofmpub.epa.gov/sor_internet/registry/substreg/searchandretrieve/substancesearch/search.do?details=displayDetails&selectedSubstanceId=42198 | 1 | Chemicals | 2b9fbf06-410f-3b1b-b4f8-254338b621d4 | 68a5ef8e-68b8-384c-8097-5c940b8436e8 | 20aadc24-a391-41cf-b340-3e4529f44bde | 93a60a56-a3c8-11da-a746-0800200b9a66
Sulfamic acid | 5329-14-6 | 5329146 | 5329146 | H3NO3S |  | Mass | kg | emission | water | https://ofmpub.epa.gov/sor_internet/registry/substreg/searchandretrieve/substancesearch/search.do?details=displayDetails&selectedSubstanceId=42192 | 1 | Chemicals | b001fbf2-3b27-38d8-8e9f-ebc907d17ad4 | 68a5ef8e-68b8-384c-8097-5c940b8436e8 | 20aadc24-a391-41cf-b340-3e4529f44bde | 93a60a56-a3c8-11da-a746-0800200b9a66
2,4-D Ethyl ester | 533-23-3 | 533233 | 533233 | C10H10Cl2O3 |  | Mass | kg | emission | water | https://ofmpub.epa.gov/sor_internet/registry/substreg/searchandretrieve/substancesearch/search.do?details=displayDetails&selectedSubstanceId=77665 | 1 | Chemicals | d3329964-e903-3eb8-a1da-c870cceaea7a | 68a5ef8e-68b8-384c-8097-5c940b8436e8 | 20aadc24-a391-41cf-b340-3e4529f44bde | 93a60a56-a3c8-11da-a746-0800200b9a66
Sesamol | 533-31-3 | 533313 | 533313 | C7H6O3 |  | Mass | kg | emission | water | https://ofmpub.epa.gov/sor_internet/registry/substreg/searchandretrieve/substancesearch/search.do?details=displayDetails&selectedSubstanceId=45620 | 1 | Chemicals | d667464c-98e2-397b-8a9e-c36b6fd45659 | 68a5ef8e-68b8-384c-8097-5c940b8436e8 | 20aadc24-a391-41cf-b340-3e4529f44bde | 93a60a56-a3c8-11da-a746-0800200b9a66
Dazomet | 533-74-4 | 533744 | 533744 | C5H10N2S2 |  | Mass | kg | emission | water | https://ofmpub.epa.gov/sor_internet/registry/substreg/searchandretrieve/substancesearch/search.do?details=displayDetails&selectedSubstanceId=45614 | 1 | Chemicals | 4915ba15-70e9-37cf-a13e-22004f16da0a | 68a5ef8e-68b8-384c-8097-5c940b8436e8 | 20aadc24-a391-41cf-b340-3e4529f44bde | 93a60a56-a3c8-11da-a746-0800200b9a66
N,N'-Dimethylthiourea | 534-13-4 | 534134 | 534134 | C3H8N2S |  | Mass | kg | emission | water | https://ofmpub.epa.gov/sor_internet/registry/substreg/searchandretrieve/substancesearch/search.do?details=displayDetails&selectedSubstanceId=45606 | 1 | Chemicals | 346f4f51-2acc-3b17-9ba1-a74aacd42f1b | 68a5ef8e-68b8-384c-8097-5c940b8436e8 | 20aadc24-a391-41cf-b340-3e4529f44bde | 93a60a56-a3c8-11da-a746-0800200b9a66
2-Methylfuran | 534-22-5 | 534225 | 534225 | C5H6O |  | Mass | kg | emission | water | https://ofmpub.epa.gov/sor_internet/registry/substreg/searchandretrieve/substancesearch/search.do?details=displayDetails&selectedSubstanceId=45601 | 1 | Chemicals | 76039334-03eb-3706-b8b3-426d5b82cb2f | 68a5ef8e-68b8-384c-8097-5c940b8436e8 | 20aadc24-a391-41cf-b340-3e4529f44bde | 93a60a56-a3c8-11da-a746-0800200b9a66
Prasterone | 53-43-0 | 53430 | 53430 | C19H28O2 |  | Mass | kg | emission | water | https://ofmpub.epa.gov/sor_internet/registry/substreg/searchandretrieve/substancesearch/search.do?details=displayDetails&selectedSubstanceId=78374 | 1 | Chemicals | bad2b3ae-717a-398f-9a8a-cffd00df5594 | 68a5ef8e-68b8-384c-8097-5c940b8436e8 | 20aadc24-a391-41cf-b340-3e4529f44bde | 93a60a56-a3c8-11da-a746-0800200b9a66
4,6-Dinitro-o-cresol | 534-52-1 | 534521 | 534521 | C7H6N2O5 |  | Mass | kg | emission | water | https://ofmpub.epa.gov/sor_internet/registry/substreg/searchandretrieve/substancesearch/search.do?details=displayDetails&selectedSubstanceId=45599 | 1 | Chemicals | 19bb26ea-5f46-35bd-a235-311632394aef | 68a5ef8e-68b8-384c-8097-5c940b8436e8 | 20aadc24-a391-41cf-b340-3e4529f44bde | 93a60a56-a3c8-11da-a746-0800200b9a66
Aroclor 1242 | 53469-21-9 | 53469219 | 53469219 | - |  | Mass | kg | emission | water | https://ofmpub.epa.gov/sor_internet/registry/substreg/searchandretrieve/substancesearch/search.do?details=displayDetails&selectedSubstanceId=51347 | 1 | Chemicals | 2502905b-284d-32e9-9c2f-86de7c9138c3 | 68a5ef8e-68b8-384c-8097-5c940b8436e8 | 20aadc24-a391-41cf-b340-3e4529f44bde | 93a60a56-a3c8-11da-a746-0800200b9a66
m-Chlorobenzoic acid | 535-80-8 | 535808 | 535808 | C7H5ClO2 |  | Mass | kg | emission | water | https://ofmpub.epa.gov/sor_internet/registry/substreg/searchandretrieve/substancesearch/search.do?details=displayDetails&selectedSubstanceId=45593 | 1 | Chemicals | ae483e34-d9dd-3284-a3d7-f3f432505706 | 68a5ef8e-68b8-384c-8097-5c940b8436e8 | 20aadc24-a391-41cf-b340-3e4529f44bde | 93a60a56-a3c8-11da-a746-0800200b9a66
N-Nitrosodiisopropanolamine | 53609-64-6 | 53609646 | 53609646 | C6H14N2O3 |  | Mass | kg | emission | water | https://ofmpub.epa.gov/sor_internet/registry/substreg/searchandretrieve/substancesearch/search.do?details=displayDetails&selectedSubstanceId=77770 | 1 | Chemicals | 93904829-8b0d-33fe-83de-273249272aea | 68a5ef8e-68b8-384c-8097-5c940b8436e8 | 20aadc24-a391-41cf-b340-3e4529f44bde | 93a60a56-a3c8-11da-a746-0800200b9a66
Ethionamide | 536-33-4 | 536334 | 536334 | C8H10N2S |  | Mass | kg | emission | water | https://ofmpub.epa.gov/sor_internet/registry/substreg/searchandretrieve/substancesearch/search.do?details=displayDetails&selectedSubstanceId=78011 | 1 | Chemicals | 1878c314-b005-3ee0-ba30-c7c1989b4395 | 68a5ef8e-68b8-384c-8097-5c940b8436e8 | 20aadc24-a391-41cf-b340-3e4529f44bde | 93a60a56-a3c8-11da-a746-0800200b9a66
Benzenemethanol, 4-(1-methylethyl)- | 536-60-7 | 536607 | 536607 | C10H14O |  | Mass | kg | emission | water | https://ofmpub.epa.gov/sor_internet/registry/substreg/searchandretrieve/substancesearch/search.do?details=displayDetails&selectedSubstanceId=88713 | 1 | Chemicals | f133bda6-2f89-3156-ae41-9dbeb4002b63 | 68a5ef8e-68b8-384c-8097-5c940b8436e8 | 20aadc24-a391-41cf-b340-3e4529f44bde | 93a60a56-a3c8-11da-a746-0800200b9a66
4-Ethylpyridine | 536-75-4 | 536754 | 536754 | C7H9N |  | Mass | kg | emission | water | https://ofmpub.epa.gov/sor_internet/registry/substreg/searchandretrieve/substancesearch/search.do?details=displayDetails&selectedSubstanceId=45583 | 1 | Chemicals | bd917674-fba1-3a21-8c4b-04ebff2abe10 | 68a5ef8e-68b8-384c-8097-5c940b8436e8 | 20aadc24-a391-41cf-b340-3e4529f44bde | 93a60a56-a3c8-11da-a746-0800200b9a66
m-Anisidine | 536-90-3 | 536903 | 536903 | C7H9NO |  | Mass | kg | emission | water | https://ofmpub.epa.gov/sor_internet/registry/substreg/searchandretrieve/substancesearch/search.do?details=displayDetails&selectedSubstanceId=45580 | 1 | Chemicals | 5af27f32-c572-3097-92b2-b697f91a6e1b | 68a5ef8e-68b8-384c-8097-5c940b8436e8 | 20aadc24-a391-41cf-b340-3e4529f44bde | 93a60a56-a3c8-11da-a746-0800200b9a66
Dibenz[a,h]anthracene | 53-70-3 | 53703 | 53703 | C22H14 |  | Mass | kg | emission | water | https://ofmpub.epa.gov/sor_internet/registry/substreg/searchandretrieve/substancesearch/search.do?details=displayDetails&selectedSubstanceId=49154 | 1 | Chemicals | 78188f13-50e8-385d-8596-0438dbe1f0a8 | 68a5ef8e-68b8-384c-8097-5c940b8436e8 | 20aadc24-a391-41cf-b340-3e4529f44bde | 93a60a56-a3c8-11da-a746-0800200b9a66
Glycerol trioctanoate | 538-23-8 | 538238 | 538238 | C27H50O6 |  | Mass | kg | emission | water | https://ofmpub.epa.gov/sor_internet/registry/substreg/searchandretrieve/substancesearch/search.do?details=displayDetails&selectedSubstanceId=45570 | 1 | Chemicals | 562556d0-c021-3c08-a81d-4cdd5135d07b | 68a5ef8e-68b8-384c-8097-5c940b8436e8 | 20aadc24-a391-41cf-b340-3e4529f44bde | 93a60a56-a3c8-11da-a746-0800200b9a66
Indomethacin | 53-86-1 | 53861 | 53861 | C19H16ClNO4 |  | Mass | kg | emission | water | https://ofmpub.epa.gov/sor_internet/registry/substreg/searchandretrieve/substancesearch/search.do?details=displayDetails&selectedSubstanceId=49153 | 1 | Chemicals | 9eeee987-09b4-3f37-9209-e401ad35d86f | 68a5ef8e-68b8-384c-8097-5c940b8436e8 | 20aadc24-a391-41cf-b340-3e4529f44bde | 93a60a56-a3c8-11da-a746-0800200b9a66
Amylbenzene | 538-68-1 | 538681 | 538681 | C11H16 |  | Mass | kg | emission | water | https://ofmpub.epa.gov/sor_internet/registry/substreg/searchandretrieve/substancesearch/search.do?details=displayDetails&selectedSubstanceId=45565 | 1 | Chemicals | 4c54c66d-3946-34c2-8767-2034865f667d | 68a5ef8e-68b8-384c-8097-5c940b8436e8 | 20aadc24-a391-41cf-b340-3e4529f44bde | 93a60a56-a3c8-11da-a746-0800200b9a66
Citral | 5392-40-5 | 5392405 | 5392405 | C10H16O |  | Mass | kg | emission | water | https://ofmpub.epa.gov/sor_internet/registry/substreg/searchandretrieve/substancesearch/search.do?details=displayDetails&selectedSubstanceId=42144 | 1 | Chemicals | e283e11b-1a5f-30aa-83c0-67bfe2844312 | 68a5ef8e-68b8-384c-8097-5c940b8436e8 | 20aadc24-a391-41cf-b340-3e4529f44bde | 93a60a56-a3c8-11da-a746-0800200b9a66
N-Hydroxy-2-acetylaminofluorene | 53-95-2 | 53952 | 53952 | C15H13NO2 |  | Mass | kg | emission | water | https://ofmpub.epa.gov/sor_internet/registry/substreg/searchandretrieve/substancesearch/search.do?details=displayDetails&selectedSubstanceId=78120 | 1 | Chemicals | be13aa93-8e42-3f62-911f-3453c3bad6da | 68a5ef8e-68b8-384c-8097-5c940b8436e8 | 20aadc24-a391-41cf-b340-3e4529f44bde | 93a60a56-a3c8-11da-a746-0800200b9a66
2-Acetylaminofluorene | 53-96-3 | 53963 | 53963 | C15H13NO |  | Mass | kg | emission | water | https://ofmpub.epa.gov/sor_internet/registry/substreg/searchandretrieve/substancesearch/search.do?details=displayDetails&selectedSubstanceId=49152 | 1 | Chemicals | 10a5b9c6-5052-32b3-907d-7ef323b4e4db | 68a5ef8e-68b8-384c-8097-5c940b8436e8 | 20aadc24-a391-41cf-b340-3e4529f44bde | 93a60a56-a3c8-11da-a746-0800200b9a66
5-Nitroindazole | 5401-94-5 | 5401945 | 5401945 | C7H5N3O2 |  | Mass | kg | emission | water | https://ofmpub.epa.gov/sor_internet/registry/substreg/searchandretrieve/substancesearch/search.do?details=displayDetails&selectedSubstanceId=88538 | 1 | Chemicals | 2c55f493-1032-3881-91e0-cc038f4105fb | 68a5ef8e-68b8-384c-8097-5c940b8436e8 | 20aadc24-a391-41cf-b340-3e4529f44bde | 93a60a56-a3c8-11da-a746-0800200b9a66
p-Toluidine hydrochloride | 540-23-8 | 540238 | 540238 | C7H10ClN |  | Mass | kg | emission | water | https://ofmpub.epa.gov/sor_internet/registry/substreg/searchandretrieve/substancesearch/search.do?details=displayDetails&selectedSubstanceId=45544 | 1 | Chemicals | d13dcda7-1f25-3180-bb5e-19517b3728c6 | 68a5ef8e-68b8-384c-8097-5c940b8436e8 | 20aadc24-a391-41cf-b340-3e4529f44bde | 93a60a56-a3c8-11da-a746-0800200b9a66
p-Iodophenol | 540-38-5 | 540385 | 540385 | C6H5IO |  | Mass | kg | emission | water | https://ofmpub.epa.gov/sor_internet/registry/substreg/searchandretrieve/substancesearch/search.do?details=displayDetails&selectedSubstanceId=45542 | 1 | Chemicals | b4cdfa38-e47d-3cc9-bd6f-bbb0bb8d0b0a | 68a5ef8e-68b8-384c-8097-5c940b8436e8 | 20aadc24-a391-41cf-b340-3e4529f44bde | 93a60a56-a3c8-11da-a746-0800200b9a66
2-Bromoethanol | 540-51-2 | 540512 | 540512 | C2H5BrO |  | Mass | kg | emission | water | https://ofmpub.epa.gov/sor_internet/registry/substreg/searchandretrieve/substancesearch/search.do?details=displayDetails&selectedSubstanceId=45539 | 1 | Chemicals | 30c0672a-e000-3ec4-984c-04e3230d4b17 | 68a5ef8e-68b8-384c-8097-5c940b8436e8 | 20aadc24-a391-41cf-b340-3e4529f44bde | 93a60a56-a3c8-11da-a746-0800200b9a66
1,2-Dichloroethylene | 540-59-0 | 540590 | 540590 | C2H2Cl2 |  | Mass | kg | emission | water | https://ofmpub.epa.gov/sor_internet/registry/substreg/searchandretrieve/substancesearch/search.do?details=displayDetails&selectedSubstanceId=45537 | 1 | Chemicals | 54264be5-cb50-3d73-b234-2c11af5ece99 | 68a5ef8e-68b8-384c-8097-5c940b8436e8 | 20aadc24-a391-41cf-b340-3e4529f44bde | 93a60a56-a3c8-11da-a746-0800200b9a66
tert-Butyl acetate | 540-88-5 | 540885 | 540885 | C6H12O2 |  | Mass | kg | emission | water | https://ofmpub.epa.gov/sor_internet/registry/substreg/searchandretrieve/substancesearch/search.do?details=displayDetails&selectedSubstanceId=45532 | 1 | Chemicals | 83187eae-61f1-3e20-a735-ece04f60a127 | 68a5ef8e-68b8-384c-8097-5c940b8436e8 | 20aadc24-a391-41cf-b340-3e4529f44bde | 93a60a56-a3c8-11da-a746-0800200b9a66
Nicotine | 54-11-5 | 54115 | 54115 | C10H14N2 |  | Mass | kg | emission | water | https://ofmpub.epa.gov/sor_internet/registry/substreg/searchandretrieve/substancesearch/search.do?details=displayDetails&selectedSubstanceId=88525 | 1 | Chemicals | 7cdde4cc-588a-39ca-a728-c7edfd76bdc9 | 68a5ef8e-68b8-384c-8097-5c940b8436e8 | 20aadc24-a391-41cf-b340-3e4529f44bde | 93a60a56-a3c8-11da-a746-0800200b9a66
m-Dichlorobenzene | 541-73-1 | 541731 | 541731 | C6H4Cl2 |  | Mass | kg | emission | water | https://ofmpub.epa.gov/sor_internet/registry/substreg/searchandretrieve/substancesearch/search.do?details=displayDetails&selectedSubstanceId=91424 | 1 | Chemicals | 10410b79-2a05-3d64-b6bd-42dbb06c8cb2 | 68a5ef8e-68b8-384c-8097-5c940b8436e8 | 20aadc24-a391-41cf-b340-3e4529f44bde | 93a60a56-a3c8-11da-a746-0800200b9a66
5-Methyl-3-heptanone | 541-85-5 | 541855 | 541855 | C8H16O |  | Mass | kg | emission | water | https://ofmpub.epa.gov/sor_internet/registry/substreg/searchandretrieve/substancesearch/search.do?details=displayDetails&selectedSubstanceId=45515 | 1 | Chemicals | d806d263-8be2-35ee-b460-71a97a7271d5 | 68a5ef8e-68b8-384c-8097-5c940b8436e8 | 20aadc24-a391-41cf-b340-3e4529f44bde | 93a60a56-a3c8-11da-a746-0800200b9a66
Sodium salicylate | 54-21-7 | 54217 | 54217 | C7H5NaO3 |  | Mass | kg | emission | water | https://ofmpub.epa.gov/sor_internet/registry/substreg/searchandretrieve/substancesearch/search.do?details=displayDetails&selectedSubstanceId=48993 | 1 | Chemicals | 21526492-fed5-396a-9b53-851da7da4d6b | 68a5ef8e-68b8-384c-8097-5c940b8436e8 | 20aadc24-a391-41cf-b340-3e4529f44bde | 93a60a56-a3c8-11da-a746-0800200b9a66
Cyclohexane, chloro- | 542-18-7 | 542187 | 542187 | C6H11Cl |  | Mass | kg | emission | water | https://ofmpub.epa.gov/sor_internet/registry/substreg/searchandretrieve/substancesearch/search.do?details=displayDetails&selectedSubstanceId=45508 | 1 | Chemicals | 2727c0da-9b7a-3dc0-9681-64add8a2048f | 68a5ef8e-68b8-384c-8097-5c940b8436e8 | 20aadc24-a391-41cf-b340-3e4529f44bde | 93a60a56-a3c8-11da-a746-0800200b9a66
Isobutyl nitrite | 542-56-3 | 542563 | 542563 | C4H9NO2 |  | Mass | kg | emission | water | https://ofmpub.epa.gov/sor_internet/registry/substreg/searchandretrieve/substancesearch/search.do?details=displayDetails&selectedSubstanceId=45503 | 1 | Chemicals | 0a101b1f-ce6c-3394-afd3-656d58698b94 | 68a5ef8e-68b8-384c-8097-5c940b8436e8 | 20aadc24-a391-41cf-b340-3e4529f44bde | 93a60a56-a3c8-11da-a746-0800200b9a66
Ethylene glycol monoacetate | 542-59-6 | 542596 | 542596 | C4H8O3 |  | Mass | kg | emission | water | https://ofmpub.epa.gov/sor_internet/registry/substreg/searchandretrieve/substancesearch/search.do?details=displayDetails&selectedSubstanceId=45501 | 1 | Chemicals | 27b52a6e-2a58-3b48-9532-88bbe9ae29d5 | 68a5ef8e-68b8-384c-8097-5c940b8436e8 | 20aadc24-a391-41cf-b340-3e4529f44bde | 93a60a56-a3c8-11da-a746-0800200b9a66
1,3-Dichloropropene | 542-75-6 | 542756 | 542756 | C3H4Cl2 |  | Mass | kg | emission | water | https://ofmpub.epa.gov/sor_internet/registry/substreg/searchandretrieve/substancesearch/search.do?details=displayDetails&selectedSubstanceId=45499 | 1 | Chemicals | b556de56-8cad-3d08-9d30-7a6ce8ec253b | 68a5ef8e-68b8-384c-8097-5c940b8436e8 | 20aadc24-a391-41cf-b340-3e4529f44bde | 93a60a56-a3c8-11da-a746-0800200b9a66
Ethane, isothiocyanato- | 542-85-8 | 542858 | 542858 | C3H5NS |  | Mass | kg | emission | water | https://ofmpub.epa.gov/sor_internet/registry/substreg/searchandretrieve/substancesearch/search.do?details=displayDetails&selectedSubstanceId=45496 | 1 | Chemicals | 071b1092-0003-3e30-b05e-ff34cea49570 | 68a5ef8e-68b8-384c-8097-5c940b8436e8 | 20aadc24-a391-41cf-b340-3e4529f44bde | 93a60a56-a3c8-11da-a746-0800200b9a66
Bis(chloromethyl) ether | 542-88-1 | 542881 | 542881 | C2H4Cl2O |  | Mass | kg | emission | water | https://ofmpub.epa.gov/sor_internet/registry/substreg/searchandretrieve/substancesearch/search.do?details=displayDetails&selectedSubstanceId=45495 | 1 | Chemicals | f5d85aaf-5dc3-39a9-926a-005e9d5d9f80 | 68a5ef8e-68b8-384c-8097-5c940b8436e8 | 20aadc24-a391-41cf-b340-3e4529f44bde | 93a60a56-a3c8-11da-a746-0800200b9a66
Furosemide | 54-31-9 | 54319 | 54319 | C12H11ClN2O5S |  | Mass | kg | emission | water | https://ofmpub.epa.gov/sor_internet/registry/substreg/searchandretrieve/substancesearch/search.do?details=displayDetails&selectedSubstanceId=78119 | 1 | Chemicals | 1e575ae0-5c5c-3e7a-850f-014e2dfe95d2 | 68a5ef8e-68b8-384c-8097-5c940b8436e8 | 20aadc24-a391-41cf-b340-3e4529f44bde | 93a60a56-a3c8-11da-a746-0800200b9a66
Hexadecane, 1-iodo- | 544-77-4 | 544774 | 544774 | C16H33I |  | Mass | kg | emission | water | https://ofmpub.epa.gov/sor_internet/registry/substreg/searchandretrieve/substancesearch/search.do?details=displayDetails&selectedSubstanceId=90716 | 1 | Chemicals | 795ccc54-d991-3ffb-ba25-231fbc98daa3 | 68a5ef8e-68b8-384c-8097-5c940b8436e8 | 20aadc24-a391-41cf-b340-3e4529f44bde | 93a60a56-a3c8-11da-a746-0800200b9a66
Chlorethoxyfos | 54593-83-8 | 54593838 | 54593838 | C6H11Cl4O3PS |  | Mass | kg | emission | water | https://ofmpub.epa.gov/sor_internet/registry/substreg/searchandretrieve/substancesearch/search.do?details=displayDetails&selectedSubstanceId=90699 | 1 | Chemicals | 7587d93d-0afa-379d-a435-35c7c66276e4 | 68a5ef8e-68b8-384c-8097-5c940b8436e8 | 20aadc24-a391-41cf-b340-3e4529f44bde | 93a60a56-a3c8-11da-a746-0800200b9a66
Propanoic acid, 2-hydroxy-, octyl ester | 5464-71-1 | 5464711 | 5464711 | C11H22O3 |  | Mass | kg | emission | water | https://ofmpub.epa.gov/sor_internet/registry/substreg/searchandretrieve/substancesearch/search.do?details=displayDetails&selectedSubstanceId=38755 | 1 | Chemicals | 7e7de45e-e729-382b-bf19-d915f2ad8970 | 68a5ef8e-68b8-384c-8097-5c940b8436e8 | 20aadc24-a391-41cf-b340-3e4529f44bde | 93a60a56-a3c8-11da-a746-0800200b9a66
Thimerosal | 54-64-8 | 54648 | 54648 | C9H9HgNaO2S |  | Mass | kg | emission | water | https://ofmpub.epa.gov/sor_internet/registry/substreg/searchandretrieve/substancesearch/search.do?details=displayDetails&selectedSubstanceId=48989 | 1 | Chemicals | fc9adb13-66c6-34aa-9744-b06e3952007c | 68a5ef8e-68b8-384c-8097-5c940b8436e8 | 20aadc24-a391-41cf-b340-3e4529f44bde | 93a60a56-a3c8-11da-a746-0800200b9a66
Methyl lactate | 547-64-8 | 547648 | 547648 | C4H8O3 |  | Mass | kg | emission | water | https://ofmpub.epa.gov/sor_internet/registry/substreg/searchandretrieve/substancesearch/search.do?details=displayDetails&selectedSubstanceId=45449 | 1 | Chemicals | 53254ba6-5680-3981-838c-0aa49648d5be | 68a5ef8e-68b8-384c-8097-5c940b8436e8 | 20aadc24-a391-41cf-b340-3e4529f44bde | 93a60a56-a3c8-11da-a746-0800200b9a66
Isoniazid | 54-85-3 | 54853 | 54853 | C6H7N3O |  | Mass | kg | emission | water | https://ofmpub.epa.gov/sor_internet/registry/substreg/searchandretrieve/substancesearch/search.do?details=displayDetails&selectedSubstanceId=48987 | 1 | Chemicals | 1bc4dee0-a5f2-3b71-a3eb-7d1a0cfc818a | 68a5ef8e-68b8-384c-8097-5c940b8436e8 | 20aadc24-a391-41cf-b340-3e4529f44bde | 93a60a56-a3c8-11da-a746-0800200b9a66
Crystal violet | 548-62-9 | 548629 | 548629 | C25H30ClN3 |  | Mass | kg | emission | water | https://ofmpub.epa.gov/sor_internet/registry/substreg/searchandretrieve/substancesearch/search.do?details=displayDetails&selectedSubstanceId=90534 | 1 | Chemicals | 9918f4af-04ed-3e8c-a056-9dcb820f5a87 | 68a5ef8e-68b8-384c-8097-5c940b8436e8 | 20aadc24-a391-41cf-b340-3e4529f44bde | 93a60a56-a3c8-11da-a746-0800200b9a66
1-Dodecanamine, N-methyl-N-nitroso- | 55090-44-3 | 55090443 | 55090443 | C13H28N2O |  | Mass | kg | emission | water | https://ofmpub.epa.gov/sor_internet/registry/substreg/searchandretrieve/substancesearch/search.do?details=displayDetails&selectedSubstanceId=82552 | 1 | Chemicals | 7148f8d1-3209-33c2-82ea-e2834e62ecf1 | 68a5ef8e-68b8-384c-8097-5c940b8436e8 | 20aadc24-a391-41cf-b340-3e4529f44bde | 93a60a56-a3c8-11da-a746-0800200b9a66
Bitertanol | 55179-31-2 | 55179312 | 55179312 | C20H23N3O2 |  | Mass | kg | emission | water | https://ofmpub.epa.gov/sor_internet/registry/substreg/searchandretrieve/substancesearch/search.do?details=displayDetails&selectedSubstanceId=82550 | 1 | Chemicals | 4c16dd03-1600-36dc-a5d3-a77217ad4beb | 68a5ef8e-68b8-384c-8097-5c940b8436e8 | 20aadc24-a391-41cf-b340-3e4529f44bde | 93a60a56-a3c8-11da-a746-0800200b9a66
N-Nitrosodiethylamine | 55-18-5 | 55185 | 55185 | C4H10N2O |  | Mass | kg | emission | water | https://ofmpub.epa.gov/sor_internet/registry/substreg/searchandretrieve/substancesearch/search.do?details=displayDetails&selectedSubstanceId=48982 | 1 | Chemicals | 3694d31d-10ab-3a23-a9cd-aba4d28e190b | 68a5ef8e-68b8-384c-8097-5c940b8436e8 | 20aadc24-a391-41cf-b340-3e4529f44bde | 93a60a56-a3c8-11da-a746-0800200b9a66
1,2-Dimethyl-5-nitroimidazole | 551-92-8 | 551928 | 551928 | C5H7N3O2 |  | Mass | kg | emission | water | https://ofmpub.epa.gov/sor_internet/registry/substreg/searchandretrieve/substancesearch/search.do?details=displayDetails&selectedSubstanceId=83869 | 1 | Chemicals | 999277a1-af4d-3f75-a8a9-91e642c4856d | 68a5ef8e-68b8-384c-8097-5c940b8436e8 | 20aadc24-a391-41cf-b340-3e4529f44bde | 93a60a56-a3c8-11da-a746-0800200b9a66
Benzamide | 55-21-0 | 55210 | 55210 | C7H7NO |  | Mass | kg | emission | water | https://ofmpub.epa.gov/sor_internet/registry/substreg/searchandretrieve/substancesearch/search.do?details=displayDetails&selectedSubstanceId=48981 | 1 | Chemicals | fe27ad11-5c16-3545-8384-a622c1af002d | 68a5ef8e-68b8-384c-8097-5c940b8436e8 | 20aadc24-a391-41cf-b340-3e4529f44bde | 93a60a56-a3c8-11da-a746-0800200b9a66
Triadimenol | 55219-65-3 | 55219653 | 55219653 | C14H18ClN3O2 |  | Mass | kg | emission | water | https://ofmpub.epa.gov/sor_internet/registry/substreg/searchandretrieve/substancesearch/search.do?details=displayDetails&selectedSubstanceId=49863 | 1 | Chemicals | a98e5f1f-f379-39d2-8c33-dcf3d40d2e30 | 68a5ef8e-68b8-384c-8097-5c940b8436e8 | 20aadc24-a391-41cf-b340-3e4529f44bde | 93a60a56-a3c8-11da-a746-0800200b9a66
Isonicotinic acid | 55-22-1 | 55221 | 55221 | C6H5NO2 |  | Mass | kg | emission | water | https://ofmpub.epa.gov/sor_internet/registry/substreg/searchandretrieve/substancesearch/search.do?details=displayDetails&selectedSubstanceId=48980 | 1 | Chemicals | 0c21ef49-1848-3772-a491-d92a1b53885c | 68a5ef8e-68b8-384c-8097-5c940b8436e8 | 20aadc24-a391-41cf-b340-3e4529f44bde | 93a60a56-a3c8-11da-a746-0800200b9a66
1-Nitropyrene | 5522-43-0 | 5522430 | 5522430 | C16H9NO2 |  | Mass | kg | emission | water | https://ofmpub.epa.gov/sor_internet/registry/substreg/searchandretrieve/substancesearch/search.do?details=displayDetails&selectedSubstanceId=38608 | 1 | Chemicals | 80758cbd-e059-3752-b7ba-ff3e15d0dc6a | 68a5ef8e-68b8-384c-8097-5c940b8436e8 | 20aadc24-a391-41cf-b340-3e4529f44bde | 93a60a56-a3c8-11da-a746-0800200b9a66
Praziquantel | 55268-74-1 | 55268741 | 55268741 | C19H24N2O2 |  | Mass | kg | emission | water | https://ofmpub.epa.gov/sor_internet/registry/substreg/searchandretrieve/substancesearch/search.do?details=displayDetails&selectedSubstanceId=81896 | 1 | Chemicals | e7380395-258a-3c70-a2e5-c27f5c78ea7d | 68a5ef8e-68b8-384c-8097-5c940b8436e8 | 20aadc24-a391-41cf-b340-3e4529f44bde | 93a60a56-a3c8-11da-a746-0800200b9a66
Ethalfluralin | 55283-68-6 | 55283686 | 55283686 | C13H14F3N3O4 |  | Mass | kg | emission | water | https://ofmpub.epa.gov/sor_internet/registry/substreg/searchandretrieve/substancesearch/search.do?details=displayDetails&selectedSubstanceId=90361 | 1 | Chemicals | fa8e920c-a7e7-32c5-b311-345d5da17bfb | 68a5ef8e-68b8-384c-8097-5c940b8436e8 | 20aadc24-a391-41cf-b340-3e4529f44bde | 93a60a56-a3c8-11da-a746-0800200b9a66
Carbosulfan | 55285-14-8 | 55285148 | 55285148 | C20H32N2O3S |  | Mass | kg | emission | water | https://ofmpub.epa.gov/sor_internet/registry/substreg/searchandretrieve/substancesearch/search.do?details=displayDetails&selectedSubstanceId=49853 | 1 | Chemicals | edae6447-6a56-3707-94e6-1041c91ad914 | 68a5ef8e-68b8-384c-8097-5c940b8436e8 | 20aadc24-a391-41cf-b340-3e4529f44bde | 93a60a56-a3c8-11da-a746-0800200b9a66
Dimethipin | 55290-64-7 | 55290647 | 55290647 | C6H10O4S2 |  | Mass | kg | emission | water | https://ofmpub.epa.gov/sor_internet/registry/substreg/searchandretrieve/substancesearch/search.do?details=displayDetails&selectedSubstanceId=49851 | 1 | Chemicals | aa7899e0-ba02-3faa-8bd6-4ed029ebb520 | 68a5ef8e-68b8-384c-8097-5c940b8436e8 | 20aadc24-a391-41cf-b340-3e4529f44bde | 93a60a56-a3c8-11da-a746-0800200b9a66
Triclopyr | 55335-06-3 | 55335063 | 55335063 | C7H4Cl3NO3 |  | Mass | kg | emission | water | https://ofmpub.epa.gov/sor_internet/registry/substreg/searchandretrieve/substancesearch/search.do?details=displayDetails&selectedSubstanceId=90354 | 1 | Chemicals | 1b4325bd-95eb-3f28-a39b-9d14035151d8 | 68a5ef8e-68b8-384c-8097-5c940b8436e8 | 20aadc24-a391-41cf-b340-3e4529f44bde | 93a60a56-a3c8-11da-a746-0800200b9a66
Fenthion | 55-38-9 | 55389 | 55389 | C10H15O3PS2 |  | Mass | kg | emission | water | https://ofmpub.epa.gov/sor_internet/registry/substreg/searchandretrieve/substancesearch/search.do?details=displayDetails&selectedSubstanceId=48979 | 1 | Chemicals | 65e7e122-5703-36c8-b70d-8a9b5e14586c | 68a5ef8e-68b8-384c-8097-5c940b8436e8 | 20aadc24-a391-41cf-b340-3e4529f44bde | 93a60a56-a3c8-11da-a746-0800200b9a66
2,4-Dichloroaniline | 554-00-7 | 554007 | 554007 | C6H5Cl2N |  | Mass | kg | emission | water | https://ofmpub.epa.gov/sor_internet/registry/substreg/searchandretrieve/substancesearch/search.do?details=displayDetails&selectedSubstanceId=90348 | 1 | Chemicals | b1a6d8f1-4f07-31c8-ad13-633eea8bd892 | 68a5ef8e-68b8-384c-8097-5c940b8436e8 | 20aadc24-a391-41cf-b340-3e4529f44bde | 93a60a56-a3c8-11da-a746-0800200b9a66
3-Iodo-2-propynyl butylcarbamate | 55406-53-6 | 55406536 | 55406536 | C8H12INO2 |  | Mass | kg | emission | water | https://ofmpub.epa.gov/sor_internet/registry/substreg/searchandretrieve/substancesearch/search.do?details=displayDetails&selectedSubstanceId=49728 | 1 | Chemicals | c430fe5d-4724-3243-961f-699a0b2b0b7e | 68a5ef8e-68b8-384c-8097-5c940b8436e8 | 20aadc24-a391-41cf-b340-3e4529f44bde | 93a60a56-a3c8-11da-a746-0800200b9a66
Methyl propionate | 554-12-1 | 554121 | 554121 | C4H8O2 |  | Mass | kg | emission | water | https://ofmpub.epa.gov/sor_internet/registry/substreg/searchandretrieve/substancesearch/search.do?details=displayDetails&selectedSubstanceId=45415 | 1 | Chemicals | 4d394b56-02b7-33de-a6da-8a13f90b44f1 | 68a5ef8e-68b8-384c-8097-5c940b8436e8 | 20aadc24-a391-41cf-b340-3e4529f44bde | 93a60a56-a3c8-11da-a746-0800200b9a66
m-Nitrophenol | 554-84-7 | 554847 | 554847 | C6H5NO3 |  | Mass | kg | emission | water | https://ofmpub.epa.gov/sor_internet/registry/substreg/searchandretrieve/substancesearch/search.do?details=displayDetails&selectedSubstanceId=45411 | 1 | Chemicals | 5b024c3f-c8bb-3611-9c1f-c37bc1072ac9 | 68a5ef8e-68b8-384c-8097-5c940b8436e8 | 20aadc24-a391-41cf-b340-3e4529f44bde | 93a60a56-a3c8-11da-a746-0800200b9a66
Pyridate | 55512-33-9 | 55512339 | 55512339 | C19H23ClN2O2S |  | Mass | kg | emission | water | https://ofmpub.epa.gov/sor_internet/registry/substreg/searchandretrieve/substancesearch/search.do?details=displayDetails&selectedSubstanceId=90336 | 1 | Chemicals | feceec23-466b-32bc-bb67-563453c37df0 | 68a5ef8e-68b8-384c-8097-5c940b8436e8 | 20aadc24-a391-41cf-b340-3e4529f44bde | 93a60a56-a3c8-11da-a746-0800200b9a66
Neburon | 555-37-3 | 555373 | 555373 | C12H16Cl2N2O |  | Mass | kg | emission | water | https://ofmpub.epa.gov/sor_internet/registry/substreg/searchandretrieve/substancesearch/search.do?details=displayDetails&selectedSubstanceId=83868 | 1 | Chemicals | 9004839a-5f4d-3801-8cc2-e5bcc068bdfc | 68a5ef8e-68b8-384c-8097-5c940b8436e8 | 20aadc24-a391-41cf-b340-3e4529f44bde | 93a60a56-a3c8-11da-a746-0800200b9a66
1H-1,4-Diazepine, hexahydro-1,4-dinitroso- | 55557-00-1 | 55557001 | 55557001 | C5H10N4O2 |  | Mass | kg | emission | water | https://ofmpub.epa.gov/sor_internet/registry/substreg/searchandretrieve/substancesearch/search.do?details=displayDetails&selectedSubstanceId=81895 | 1 | Chemicals | da43859f-f850-360d-b26f-1abc11606310 | 68a5ef8e-68b8-384c-8097-5c940b8436e8 | 20aadc24-a391-41cf-b340-3e4529f44bde | 93a60a56-a3c8-11da-a746-0800200b9a66
Propanedinitrile, [(3-chlorophenyl)hydrazono]- | 555-60-2 | 555602 | 555602 | C9H5ClN4 |  | Mass | kg | emission | water | https://ofmpub.epa.gov/sor_internet/registry/substreg/searchandretrieve/substancesearch/search.do?details=displayDetails&selectedSubstanceId=45400 | 1 | Chemicals | 76fd10e9-4147-34c0-9461-92097a5124df | 68a5ef8e-68b8-384c-8097-5c940b8436e8 | 20aadc24-a391-41cf-b340-3e4529f44bde | 93a60a56-a3c8-11da-a746-0800200b9a66
Nifuradene | 555-84-0 | 555840 | 555840 | C8H8N4O4 |  | Mass | kg | emission | water | https://ofmpub.epa.gov/sor_internet/registry/substreg/searchandretrieve/substancesearch/search.do?details=displayDetails&selectedSubstanceId=78350 | 1 | Chemicals | 6ba958b1-797b-36b8-9d83-09d575815e58 | 68a5ef8e-68b8-384c-8097-5c940b8436e8 | 20aadc24-a391-41cf-b340-3e4529f44bde | 93a60a56-a3c8-11da-a746-0800200b9a66
Bis(p-chlorophenoxy)methane | 555-89-5 | 555895 | 555895 | C13H10Cl2O2 |  | Mass | kg | emission | water | https://ofmpub.epa.gov/sor_internet/registry/substreg/searchandretrieve/substancesearch/search.do?details=displayDetails&selectedSubstanceId=77664 | 1 | Chemicals | 8390f8d4-dd67-3946-a2ee-299565a379b6 | 68a5ef8e-68b8-384c-8097-5c940b8436e8 | 20aadc24-a391-41cf-b340-3e4529f44bde | 93a60a56-a3c8-11da-a746-0800200b9a66
Glyodin | 556-22-9 | 556229 | 556229 | C22H44N2O2 |  | Mass | kg | emission | water | https://ofmpub.epa.gov/sor_internet/registry/substreg/searchandretrieve/substancesearch/search.do?details=displayDetails&selectedSubstanceId=45395 | 1 | Chemicals | ccd93201-8133-3dbd-b72b-86a435547454 | 68a5ef8e-68b8-384c-8097-5c940b8436e8 | 20aadc24-a391-41cf-b340-3e4529f44bde | 93a60a56-a3c8-11da-a746-0800200b9a66
Nitroglycerin | 55-63-0 | 55630 | 55630 | C3H5N3O9 |  | Mass | kg | emission | water | https://ofmpub.epa.gov/sor_internet/registry/substreg/searchandretrieve/substancesearch/search.do?details=displayDetails&selectedSubstanceId=48975 | 1 | Chemicals | 97c2ac09-1c01-3d39-a7c4-3a4f0eeca2ac | 68a5ef8e-68b8-384c-8097-5c940b8436e8 | 20aadc24-a391-41cf-b340-3e4529f44bde | 93a60a56-a3c8-11da-a746-0800200b9a66
Glycidol | 556-52-5 | 556525 | 556525 | C3H6O2 |  | Mass | kg | emission | water | https://ofmpub.epa.gov/sor_internet/registry/substreg/searchandretrieve/substancesearch/search.do?details=displayDetails&selectedSubstanceId=90176 | 1 | Chemicals | 2dbd1ca3-87e9-3cad-b977-d9cd59c1358b | 68a5ef8e-68b8-384c-8097-5c940b8436e8 | 20aadc24-a391-41cf-b340-3e4529f44bde | 93a60a56-a3c8-11da-a746-0800200b9a66
Methyl isothiocyanate | 556-61-6 | 556616 | 556616 | C2H3NS |  | Mass | kg | emission | water | https://ofmpub.epa.gov/sor_internet/registry/substreg/searchandretrieve/substancesearch/search.do?details=displayDetails&selectedSubstanceId=90175 | 1 | Chemicals | 3d5ac0bf-db06-35da-9c68-38fc57b457a0 | 68a5ef8e-68b8-384c-8097-5c940b8436e8 | 20aadc24-a391-41cf-b340-3e4529f44bde | 93a60a56-a3c8-11da-a746-0800200b9a66
Octamethylcyclotetrasiloxane | 556-67-2 | 556672 | 556672 | C8H24O4Si4 |  | Mass | kg | emission | water | https://ofmpub.epa.gov/sor_internet/registry/substreg/searchandretrieve/substancesearch/search.do?details=displayDetails&selectedSubstanceId=90174 | 1 | Chemicals | 6677ae82-2709-3094-b7e4-e79ff12b7b2c | 68a5ef8e-68b8-384c-8097-5c940b8436e8 | 20aadc24-a391-41cf-b340-3e4529f44bde | 93a60a56-a3c8-11da-a746-0800200b9a66
C.I. Pigment Yellow 83 | 5567-15-7 | 5567157 | 5567157 | C36H32Cl4N6O8 |  | Mass | kg | emission | water | https://ofmpub.epa.gov/sor_internet/registry/substreg/searchandretrieve/substancesearch/search.do?details=displayDetails&selectedSubstanceId=90171 | 1 | Chemicals | c2ec9249-a351-35a7-a156-0c1860ec44df | 68a5ef8e-68b8-384c-8097-5c940b8436e8 | 20aadc24-a391-41cf-b340-3e4529f44bde | 93a60a56-a3c8-11da-a746-0800200b9a66
Benzenamine, N,N-dimethyl-4-[(3-methylphenyl)azo]- | 55-80-1 | 55801 | 55801 | C15H17N3 |  | Mass | kg | emission | water | https://ofmpub.epa.gov/sor_internet/registry/substreg/searchandretrieve/substancesearch/search.do?details=displayDetails&selectedSubstanceId=48973 | 1 | Chemicals | 0afce4f9-5a19-3fca-8c4d-df69d0424faa | 68a5ef8e-68b8-384c-8097-5c940b8436e8 | 20aadc24-a391-41cf-b340-3e4529f44bde | 93a60a56-a3c8-11da-a746-0800200b9a66
Propane, 2-iodo-2-methyl- | 558-17-8 | 558178 | 558178 | C4H9I |  | Mass | kg | emission | water | https://ofmpub.epa.gov/sor_internet/registry/substreg/searchandretrieve/substancesearch/search.do?details=displayDetails&selectedSubstanceId=45352 | 1 | Chemicals | 7a55151f-829a-384b-9b22-88c44f7e19f7 | 68a5ef8e-68b8-384c-8097-5c940b8436e8 | 20aadc24-a391-41cf-b340-3e4529f44bde | 93a60a56-a3c8-11da-a746-0800200b9a66
Diisopropyl fluorophosphate | 55-91-4 | 55914 | 55914 | C6H14FO3P |  | Mass | kg | emission | water | https://ofmpub.epa.gov/sor_internet/registry/substreg/searchandretrieve/substancesearch/search.do?details=displayDetails&selectedSubstanceId=48972 | 1 | Chemicals | bfcffaaf-eee1-3bcb-9d96-54cb3f301447 | 68a5ef8e-68b8-384c-8097-5c940b8436e8 | 20aadc24-a391-41cf-b340-3e4529f44bde | 93a60a56-a3c8-11da-a746-0800200b9a66
Chlorpyrifos-methyl | 5598-13-0 | 5598130 | 5598130 | C7H7Cl3NO3PS |  | Mass | kg | emission | water | https://ofmpub.epa.gov/sor_internet/registry/substreg/searchandretrieve/substancesearch/search.do?details=displayDetails&selectedSubstanceId=89989 | 1 | Chemicals | 8018be82-b1d5-3d5b-97ab-2f737944d496 | 68a5ef8e-68b8-384c-8097-5c940b8436e8 | 20aadc24-a391-41cf-b340-3e4529f44bde | 93a60a56-a3c8-11da-a746-0800200b9a66
Fospirate | 5598-52-7 | 5598527 | 5598527 | C7H7Cl3NO4P |  | Mass | kg | emission | water | https://ofmpub.epa.gov/sor_internet/registry/substreg/searchandretrieve/substancesearch/search.do?details=displayDetails&selectedSubstanceId=38582 | 1 | Chemicals | 876f211e-1698-3831-bd8b-e5e9bee5a5d2 | 68a5ef8e-68b8-384c-8097-5c940b8436e8 | 20aadc24-a391-41cf-b340-3e4529f44bde | 93a60a56-a3c8-11da-a746-0800200b9a66
Methylthiouracil | 56-04-2 | 56042 | 56042 | C5H6N2OS |  | Mass | kg | emission | water | https://ofmpub.epa.gov/sor_internet/registry/substreg/searchandretrieve/substancesearch/search.do?details=displayDetails&selectedSubstanceId=48971 | 1 | Chemicals | 5ffb899f-ab76-3eed-80cc-1dbd75cda2f5 | 68a5ef8e-68b8-384c-8097-5c940b8436e8 | 20aadc24-a391-41cf-b340-3e4529f44bde | 93a60a56-a3c8-11da-a746-0800200b9a66
Difenacoum | 56073-07-5 | 56073075 | 56073075 | C31H24O3 |  | Mass | kg | emission | water | https://ofmpub.epa.gov/sor_internet/registry/substreg/searchandretrieve/substancesearch/search.do?details=displayDetails&selectedSubstanceId=77055 | 1 | Chemicals | 8596d6e1-9fb4-33c1-824f-dfbb895cadaa | 68a5ef8e-68b8-384c-8097-5c940b8436e8 | 20aadc24-a391-41cf-b340-3e4529f44bde | 93a60a56-a3c8-11da-a746-0800200b9a66
Brodifacoum | 56073-10-0 | 56073100 | 56073100 | C31H23BrO3 |  | Mass | kg | emission | water | https://ofmpub.epa.gov/sor_internet/registry/substreg/searchandretrieve/substancesearch/search.do?details=displayDetails&selectedSubstanceId=52597 | 1 | Chemicals | 79e87626-ee61-3e7d-8369-251cde3323db | 68a5ef8e-68b8-384c-8097-5c940b8436e8 | 20aadc24-a391-41cf-b340-3e4529f44bde | 93a60a56-a3c8-11da-a746-0800200b9a66
C.I. Acid Black 52 | 5610-64-0 | 5610640 | 5610640 | C60H36Cr2N9Na3O21S3 |  | Mass | kg | emission | water | https://ofmpub.epa.gov/sor_internet/registry/substreg/searchandretrieve/substancesearch/search.do?details=displayDetails&selectedSubstanceId=89975 | 1 | Chemicals | f3d7b96a-9162-3b91-8f96-4dc13b5f9772 | 68a5ef8e-68b8-384c-8097-5c940b8436e8 | 20aadc24-a391-41cf-b340-3e4529f44bde | 93a60a56-a3c8-11da-a746-0800200b9a66
Carbon tetrachloride | 56-23-5 | 56235 | 56235 | CCl4 |  | Mass | kg | emission | water | https://ofmpub.epa.gov/sor_internet/registry/substreg/searchandretrieve/substancesearch/search.do?details=displayDetails&selectedSubstanceId=48965 | 1 | Chemicals | 3ed2c64d-38bb-3da6-88fe-439672d7c87b | 68a5ef8e-68b8-384c-8097-5c940b8436e8 | 20aadc24-a391-41cf-b340-3e4529f44bde | 93a60a56-a3c8-11da-a746-0800200b9a66
Tri-m-cresyl phosphate | 563-04-2 | 563042 | 563042 | C21H21O4P |  | Mass | kg | emission | water | https://ofmpub.epa.gov/sor_internet/registry/substreg/searchandretrieve/substancesearch/search.do?details=displayDetails&selectedSubstanceId=89957 | 1 | Chemicals | 756f7039-7efd-35be-a289-78da33e5fbc7 | 68a5ef8e-68b8-384c-8097-5c940b8436e8 | 20aadc24-a391-41cf-b340-3e4529f44bde | 93a60a56-a3c8-11da-a746-0800200b9a66
Ethion | 563-12-2 | 563122 | 563122 | C9H22O4P2S4 |  | Mass | kg | emission | water | https://ofmpub.epa.gov/sor_internet/registry/substreg/searchandretrieve/substancesearch/search.do?details=displayDetails&selectedSubstanceId=45671 | 1 | Chemicals | 56a77d91-e908-3388-b4f1-e7b608f7dc3d | 68a5ef8e-68b8-384c-8097-5c940b8436e8 | 20aadc24-a391-41cf-b340-3e4529f44bde | 93a60a56-a3c8-11da-a746-0800200b9a66
Semicarbazide hydrochloride | 563-41-7 | 563417 | 563417 | CH6ClN3O |  | Mass | kg | emission | water | https://ofmpub.epa.gov/sor_internet/registry/substreg/searchandretrieve/substancesearch/search.do?details=displayDetails&selectedSubstanceId=45669 | 1 | Chemicals | cfdc6042-6155-3073-aec4-9396db9d140c | 68a5ef8e-68b8-384c-8097-5c940b8436e8 | 20aadc24-a391-41cf-b340-3e4529f44bde | 93a60a56-a3c8-11da-a746-0800200b9a66
2-(1-Iodoethyl)-1,3-Dioxolane-4-methanol | 5634-39-9 | 5634399 | 5634399 | C6H11IO3 |  | Mass | kg | emission | water | https://ofmpub.epa.gov/sor_internet/registry/substreg/searchandretrieve/substancesearch/search.do?details=displayDetails&selectedSubstanceId=84079 | 1 | Chemicals | ce790550-446b-334d-9617-5f788ac3fbf2 | 68a5ef8e-68b8-384c-8097-5c940b8436e8 | 20aadc24-a391-41cf-b340-3e4529f44bde | 93a60a56-a3c8-11da-a746-0800200b9a66
3-Chloro-2-methyl-1-propene | 563-47-3 | 563473 | 563473 | C4H7Cl |  | Mass | kg | emission | water | https://ofmpub.epa.gov/sor_internet/registry/substreg/searchandretrieve/substancesearch/search.do?details=displayDetails&selectedSubstanceId=45666 | 1 | Chemicals | 0d794a9a-2d78-3253-9e90-835ab44c6a33 | 68a5ef8e-68b8-384c-8097-5c940b8436e8 | 20aadc24-a391-41cf-b340-3e4529f44bde | 93a60a56-a3c8-11da-a746-0800200b9a66
Tetraethylammonium chloride | 56-34-8 | 56348 | 56348 | C8H20ClN |  | Mass | kg | emission | water | https://ofmpub.epa.gov/sor_internet/registry/substreg/searchandretrieve/substancesearch/search.do?details=displayDetails&selectedSubstanceId=48963 | 1 | Chemicals | fdadb632-744b-361b-87c0-f24c9891b1c5 | 68a5ef8e-68b8-384c-8097-5c940b8436e8 | 20aadc24-a391-41cf-b340-3e4529f44bde | 93a60a56-a3c8-11da-a746-0800200b9a66
Bis(tributyltin) oxide | 56-35-9 | 56359 | 56359 | C24H54OSn2 |  | Mass | kg | emission | water | https://ofmpub.epa.gov/sor_internet/registry/substreg/searchandretrieve/substancesearch/search.do?details=displayDetails&selectedSubstanceId=89949 | 1 | Chemicals | 5dc6f6b1-a5ec-3bb1-ab93-860aef1d1fed | 68a5ef8e-68b8-384c-8097-5c940b8436e8 | 20aadc24-a391-41cf-b340-3e4529f44bde | 93a60a56-a3c8-11da-a746-0800200b9a66
Tributyltin acetate | 56-36-0 | 56360 | 56360 | C14H30O2Sn |  | Mass | kg | emission | water | https://ofmpub.epa.gov/sor_internet/registry/substreg/searchandretrieve/substancesearch/search.do?details=displayDetails&selectedSubstanceId=48962 | 1 | Chemicals | 4fe99dc9-dccd-32df-83d8-b1e62cf34940 | 68a5ef8e-68b8-384c-8097-5c940b8436e8 | 20aadc24-a391-41cf-b340-3e4529f44bde | 93a60a56-a3c8-11da-a746-0800200b9a66
Methyl isopropyl ketone | 563-80-4 | 563804 | 563804 | C5H10O |  | Mass | kg | emission | water | https://ofmpub.epa.gov/sor_internet/registry/substreg/searchandretrieve/substancesearch/search.do?details=displayDetails&selectedSubstanceId=45657 | 1 | Chemicals | d34fb174-fb8b-3cf3-ad12-69bfdf50cdae | 68a5ef8e-68b8-384c-8097-5c940b8436e8 | 20aadc24-a391-41cf-b340-3e4529f44bde | 93a60a56-a3c8-11da-a746-0800200b9a66
Parathion | 56-38-2 | 56382 | 56382 | C10H14NO5PS |  | Mass | kg | emission | water | https://ofmpub.epa.gov/sor_internet/registry/substreg/searchandretrieve/substancesearch/search.do?details=displayDetails&selectedSubstanceId=48961 | 1 | Chemicals | 8ac47460-b23d-372d-ab6f-04f2a5d3c994 | 68a5ef8e-68b8-384c-8097-5c940b8436e8 | 20aadc24-a391-41cf-b340-3e4529f44bde | 93a60a56-a3c8-11da-a746-0800200b9a66
Glycine | 56-40-6 | 56406 | 56406 | C2H5NO2 |  | Mass | kg | emission | water | https://ofmpub.epa.gov/sor_internet/registry/substreg/searchandretrieve/substancesearch/search.do?details=displayDetails&selectedSubstanceId=48960 | 1 | Chemicals | 35f77632-9c26-3186-810c-b7875eaf5e48 | 68a5ef8e-68b8-384c-8097-5c940b8436e8 | 20aadc24-a391-41cf-b340-3e4529f44bde | 93a60a56-a3c8-11da-a746-0800200b9a66
Flurprimidol | 56425-91-3 | 56425913 | 56425913 | C15H15F3N2O2 |  | Mass | kg | emission | water | https://ofmpub.epa.gov/sor_internet/registry/substreg/searchandretrieve/substancesearch/search.do?details=displayDetails&selectedSubstanceId=51722 | 1 | Chemicals | e0c383f1-8b5d-39ae-ac6c-f5e60ef955ac | 68a5ef8e-68b8-384c-8097-5c940b8436e8 | 20aadc24-a391-41cf-b340-3e4529f44bde | 93a60a56-a3c8-11da-a746-0800200b9a66
3-Methylcholanthrene | 56-49-5 | 56495 | 56495 | C21H16 |  | Mass | kg | emission | water | https://ofmpub.epa.gov/sor_internet/registry/substreg/searchandretrieve/substancesearch/search.do?details=displayDetails&selectedSubstanceId=48958 | 1 | Chemicals | 99a1dda7-1bc6-3219-9756-4af4f241051f | 68a5ef8e-68b8-384c-8097-5c940b8436e8 | 20aadc24-a391-41cf-b340-3e4529f44bde | 93a60a56-a3c8-11da-a746-0800200b9a66
Diethylstilbestrol | 56-53-1 | 56531 | 56531 | C18H20O2 |  | Mass | kg | emission | water | https://ofmpub.epa.gov/sor_internet/registry/substreg/searchandretrieve/substancesearch/search.do?details=displayDetails&selectedSubstanceId=89796 | 1 | Chemicals | 2991d0c0-7017-3070-8141-2a8d13c2d3e4 | 68a5ef8e-68b8-384c-8097-5c940b8436e8 | 20aadc24-a391-41cf-b340-3e4529f44bde | 93a60a56-a3c8-11da-a746-0800200b9a66
Benz[a]anthracene | 56-55-3 | 56553 | 56553 | C18H12 |  | Mass | kg | emission | water | https://ofmpub.epa.gov/sor_internet/registry/substreg/searchandretrieve/substancesearch/search.do?details=displayDetails&selectedSubstanceId=48956 | 1 | Chemicals | 14b05c40-79f5-3231-84b6-7e250c8d2a93 | 68a5ef8e-68b8-384c-8097-5c940b8436e8 | 20aadc24-a391-41cf-b340-3e4529f44bde | 93a60a56-a3c8-11da-a746-0800200b9a66
Bromoxynil heptanoate | 56634-95-8 | 56634958 | 56634958 | C14H15Br2NO2 |  | Mass | kg | emission | water | https://ofmpub.epa.gov/sor_internet/registry/substreg/searchandretrieve/substancesearch/search.do?details=displayDetails&selectedSubstanceId=51505 | 1 | Chemicals | b983ad98-2089-35e6-98df-ea79f744197f | 68a5ef8e-68b8-384c-8097-5c940b8436e8 | 20aadc24-a391-41cf-b340-3e4529f44bde | 93a60a56-a3c8-11da-a746-0800200b9a66
Coumaphos | 56-72-4 | 56724 | 56724 | C14H16ClO5PS |  | Mass | kg | emission | water | https://ofmpub.epa.gov/sor_internet/registry/substreg/searchandretrieve/substancesearch/search.do?details=displayDetails&selectedSubstanceId=89782 | 1 | Chemicals | 886b926e-ea8a-3381-bab7-0d7402c47207 | 68a5ef8e-68b8-384c-8097-5c940b8436e8 | 20aadc24-a391-41cf-b340-3e4529f44bde | 93a60a56-a3c8-11da-a746-0800200b9a66
Chloramphenicol | 56-75-7 | 56757 | 56757 | C11H12Cl2N2O5 |  | Mass | kg | emission | water | https://ofmpub.epa.gov/sor_internet/registry/substreg/searchandretrieve/substancesearch/search.do?details=displayDetails&selectedSubstanceId=89781 | 1 | Chemicals | 4d1a5c54-5531-3e17-842e-55fe79efd5b1 | 68a5ef8e-68b8-384c-8097-5c940b8436e8 | 20aadc24-a391-41cf-b340-3e4529f44bde | 93a60a56-a3c8-11da-a746-0800200b9a66
tert-Butylphenyl diphenyl phosphate | 56803-37-3 | 56803373 | 56803373 | C22H23O4P |  | Mass | kg | emission | water | https://ofmpub.epa.gov/sor_internet/registry/substreg/searchandretrieve/substancesearch/search.do?details=displayDetails&selectedSubstanceId=89777 | 1 | Chemicals | 12805897-53fc-322f-85e1-9698bb924657 | 68a5ef8e-68b8-384c-8097-5c940b8436e8 | 20aadc24-a391-41cf-b340-3e4529f44bde | 93a60a56-a3c8-11da-a746-0800200b9a66
Glycerine | 56-81-5 | 56815 | 56815 | C3H8O3 |  | Mass | kg | emission | water | https://ofmpub.epa.gov/sor_internet/registry/substreg/searchandretrieve/substancesearch/search.do?details=displayDetails&selectedSubstanceId=48953 | 1 | Chemicals | 0ed06ce8-3bdd-3fcd-88fc-eabe62651cb1 | 68a5ef8e-68b8-384c-8097-5c940b8436e8 | 20aadc24-a391-41cf-b340-3e4529f44bde | 93a60a56-a3c8-11da-a746-0800200b9a66
Benzyltrimethylammonium chloride | 56-93-9 | 56939 | 56939 | C10H16ClN |  | Mass | kg | emission | water | https://ofmpub.epa.gov/sor_internet/registry/substreg/searchandretrieve/substancesearch/search.do?details=displayDetails&selectedSubstanceId=48947 | 1 | Chemicals | 528ad780-8608-3cdd-9cca-1f7e371a9153 | 68a5ef8e-68b8-384c-8097-5c940b8436e8 | 20aadc24-a391-41cf-b340-3e4529f44bde | 93a60a56-a3c8-11da-a746-0800200b9a66
3,4,5-Trichlorocatechol | 56961-20-7 | 56961207 | 56961207 | C6H3Cl3O2 |  | Mass | kg | emission | water | https://ofmpub.epa.gov/sor_internet/registry/substreg/searchandretrieve/substancesearch/search.do?details=displayDetails&selectedSubstanceId=81890 | 1 | Chemicals | 3e307983-6dc6-32e4-b40c-680327c03ad1 | 68a5ef8e-68b8-384c-8097-5c940b8436e8 | 20aadc24-a391-41cf-b340-3e4529f44bde | 93a60a56-a3c8-11da-a746-0800200b9a66
C.I. Basic Red 9, monohydrochloride | 569-61-9 | 569619 | 569619 | C19H18ClN3 |  | Mass | kg | emission | water | https://ofmpub.epa.gov/sor_internet/registry/substreg/searchandretrieve/substancesearch/search.do?details=displayDetails&selectedSubstanceId=45647 | 1 | Chemicals | e64618bd-8350-32a9-ae1b-a44308e1afa0 | 68a5ef8e-68b8-384c-8097-5c940b8436e8 | 20aadc24-a391-41cf-b340-3e4529f44bde | 93a60a56-a3c8-11da-a746-0800200b9a66
Malachite green | 569-64-2 | 569642 | 569642 | C23H25ClN2 |  | Mass | kg | emission | water | https://ofmpub.epa.gov/sor_internet/registry/substreg/searchandretrieve/substancesearch/search.do?details=displayDetails&selectedSubstanceId=45646 | 1 | Chemicals | 1de78a47-6cc3-32fb-a7c0-772ac0c4a3f1 | 68a5ef8e-68b8-384c-8097-5c940b8436e8 | 20aadc24-a391-41cf-b340-3e4529f44bde | 93a60a56-a3c8-11da-a746-0800200b9a66
Tolclofos-methyl | 57018-04-9 | 57018049 | 57018049 | C9H11Cl2O3PS |  | Mass | kg | emission | water | https://ofmpub.epa.gov/sor_internet/registry/substreg/searchandretrieve/substancesearch/search.do?details=displayDetails&selectedSubstanceId=89619 | 1 | Chemicals | 6a1541e4-ed3f-3d3f-9785-0ec81afd3ea5 | 68a5ef8e-68b8-384c-8097-5c940b8436e8 | 20aadc24-a391-41cf-b340-3e4529f44bde | 93a60a56-a3c8-11da-a746-0800200b9a66
2-Methyl-6-nitroaniline | 570-24-1 | 570241 | 570241 | C7H8N2O2 |  | Mass | kg | emission | water | https://ofmpub.epa.gov/sor_internet/registry/substreg/searchandretrieve/substancesearch/search.do?details=displayDetails&selectedSubstanceId=89618 | 1 | Chemicals | 891a8daa-ed87-3a11-9d9e-61de3db6d75e | 68a5ef8e-68b8-384c-8097-5c940b8436e8 | 20aadc24-a391-41cf-b340-3e4529f44bde | 93a60a56-a3c8-11da-a746-0800200b9a66
3,4,5-Trichloroguaiacol | 57057-83-7 | 57057837 | 57057837 | C7H5Cl3O2 |  | Mass | kg | emission | water | https://ofmpub.epa.gov/sor_internet/registry/substreg/searchandretrieve/substancesearch/search.do?details=displayDetails&selectedSubstanceId=89613 | 1 | Chemicals | 92e27e7a-1874-3c3a-8894-6e81b47e76c0 | 68a5ef8e-68b8-384c-8097-5c940b8436e8 | 20aadc24-a391-41cf-b340-3e4529f44bde | 93a60a56-a3c8-11da-a746-0800200b9a66
Allyl isothiocyanate | 57-06-7 | 57067 | 57067 | C4H5NS |  | Mass | kg | emission | water | https://ofmpub.epa.gov/sor_internet/registry/substreg/searchandretrieve/substancesearch/search.do?details=displayDetails&selectedSubstanceId=48944 | 1 | Chemicals | dd1b004c-4888-3133-a3c3-bb1feda520d4 | 68a5ef8e-68b8-384c-8097-5c940b8436e8 | 20aadc24-a391-41cf-b340-3e4529f44bde | 93a60a56-a3c8-11da-a746-0800200b9a66
Cetyl trimethyl ammonium bromide | 57-09-0 | 57090 | 57090 | C19H42BrN |  | Mass | kg | emission | water | https://ofmpub.epa.gov/sor_internet/registry/substreg/searchandretrieve/substancesearch/search.do?details=displayDetails&selectedSubstanceId=89610 | 1 | Chemicals | 22a9c325-8ff6-3541-8bb6-792e9db3f085 | 68a5ef8e-68b8-384c-8097-5c940b8436e8 | 20aadc24-a391-41cf-b340-3e4529f44bde | 93a60a56-a3c8-11da-a746-0800200b9a66
Urea | 57-13-6 | 57136 | 57136 | CH4N2O |  | Mass | kg | emission | water | https://ofmpub.epa.gov/sor_internet/registry/substreg/searchandretrieve/substancesearch/search.do?details=displayDetails&selectedSubstanceId=48941 | 1 | Chemicals | 7e1f592d-aa5e-3a58-a67e-23e1be9fbf5f | 68a5ef8e-68b8-384c-8097-5c940b8436e8 | 20aadc24-a391-41cf-b340-3e4529f44bde | 93a60a56-a3c8-11da-a746-0800200b9a66
1,1-Dimethylhydrazine | 57-14-7 | 57147 | 57147 | C2H8N2 |  | Mass | kg | emission | water | https://ofmpub.epa.gov/sor_internet/registry/substreg/searchandretrieve/substancesearch/search.do?details=displayDetails&selectedSubstanceId=48940 | 1 | Chemicals | cf4d279a-71b7-35e4-ac76-4127177f15a5 | 68a5ef8e-68b8-384c-8097-5c940b8436e8 | 20aadc24-a391-41cf-b340-3e4529f44bde | 93a60a56-a3c8-11da-a746-0800200b9a66
1,1,1-Trichloro-2-methyl-2-propanol | 57-15-8 | 57158 | 57158 | C4H7Cl3O |  | Mass | kg | emission | water | https://ofmpub.epa.gov/sor_internet/registry/substreg/searchandretrieve/substancesearch/search.do?details=displayDetails&selectedSubstanceId=89601 | 1 | Chemicals | e4b34015-a7e0-303f-b1c9-ef0e3635f947 | 68a5ef8e-68b8-384c-8097-5c940b8436e8 | 20aadc24-a391-41cf-b340-3e4529f44bde | 93a60a56-a3c8-11da-a746-0800200b9a66
1,5-Dimethylnaphthalene | 571-61-9 | 571619 | 571619 | C12H12 |  | Mass | kg | emission | water | https://ofmpub.epa.gov/sor_internet/registry/substreg/searchandretrieve/substancesearch/search.do?details=displayDetails&selectedSubstanceId=45640 | 1 | Chemicals | 517e8c7d-97f5-30d3-a0dc-b2b11218d1fe | 68a5ef8e-68b8-384c-8097-5c940b8436e8 | 20aadc24-a391-41cf-b340-3e4529f44bde | 93a60a56-a3c8-11da-a746-0800200b9a66
Triclopyr-triethylammonium | 57213-69-1 | 57213691 | 57213691 | C13H19Cl3N2O3 |  | Mass | kg | emission | water | https://ofmpub.epa.gov/sor_internet/registry/substreg/searchandretrieve/substancesearch/search.do?details=displayDetails&selectedSubstanceId=51045 | 1 | Chemicals | be04c2b1-af04-3a78-a2e3-67b67fb9c6f9 | 68a5ef8e-68b8-384c-8097-5c940b8436e8 | 20aadc24-a391-41cf-b340-3e4529f44bde | 93a60a56-a3c8-11da-a746-0800200b9a66
Strychnine | 57-24-9 | 57249 | 57249 | C21H22N2O2 |  | Mass | kg | emission | water | https://ofmpub.epa.gov/sor_internet/registry/substreg/searchandretrieve/substancesearch/search.do?details=displayDetails&selectedSubstanceId=49150 | 1 | Chemicals | e4aba499-c663-30bd-be66-06fd006eb578 | 68a5ef8e-68b8-384c-8097-5c940b8436e8 | 20aadc24-a391-41cf-b340-3e4529f44bde | 93a60a56-a3c8-11da-a746-0800200b9a66
Phenobarbital sodium | 57-30-7 | 57307 | 57307 | C12H11N2NaO3 |  | Mass | kg | emission | water | https://ofmpub.epa.gov/sor_internet/registry/substreg/searchandretrieve/substancesearch/search.do?details=displayDetails&selectedSubstanceId=82393 | 1 | Chemicals | 55c675ca-c7c0-393c-ae09-5ba278737c0d | 68a5ef8e-68b8-384c-8097-5c940b8436e8 | 20aadc24-a391-41cf-b340-3e4529f44bde | 93a60a56-a3c8-11da-a746-0800200b9a66
Pentobarbital sodium | 57-33-0 | 57330 | 57330 | C11H17N2NaO3 |  | Mass | kg | emission | water | https://ofmpub.epa.gov/sor_internet/registry/substreg/searchandretrieve/substancesearch/search.do?details=displayDetails&selectedSubstanceId=89588 | 1 | Chemicals | 9c0f4a21-ac58-3b1c-8cc7-7c1d5e68f692 | 68a5ef8e-68b8-384c-8097-5c940b8436e8 | 20aadc24-a391-41cf-b340-3e4529f44bde | 93a60a56-a3c8-11da-a746-0800200b9a66
2,6-Dinitrophenol | 573-56-8 | 573568 | 573568 | C6H4N2O5 |  | Mass | kg | emission | water | https://ofmpub.epa.gov/sor_internet/registry/substreg/searchandretrieve/substancesearch/search.do?details=displayDetails&selectedSubstanceId=45637 | 1 | Chemicals | 9eccf434-2c81-38f5-9e2e-0c08b47ab0a3 | 68a5ef8e-68b8-384c-8097-5c940b8436e8 | 20aadc24-a391-41cf-b340-3e4529f44bde | 93a60a56-a3c8-11da-a746-0800200b9a66
Congo Red | 573-58-0 | 573580 | 573580 | C32H22N6Na2O6S2 |  | Mass | kg | emission | water | https://ofmpub.epa.gov/sor_internet/registry/substreg/searchandretrieve/substancesearch/search.do?details=displayDetails&selectedSubstanceId=45636 | 1 | Chemicals | 62668e2d-a40b-3bb7-8a6b-eef7169a1c3c | 68a5ef8e-68b8-384c-8097-5c940b8436e8 | 20aadc24-a391-41cf-b340-3e4529f44bde | 93a60a56-a3c8-11da-a746-0800200b9a66
Metapa | 57-39-6 | 57396 | 57396 | C9H18N3OP |  | Mass | kg | emission | water | https://ofmpub.epa.gov/sor_internet/registry/substreg/searchandretrieve/substancesearch/search.do?details=displayDetails&selectedSubstanceId=89446 | 1 | Chemicals | ce99a89f-444f-3235-8f82-92a7e1a81977 | 68a5ef8e-68b8-384c-8097-5c940b8436e8 | 20aadc24-a391-41cf-b340-3e4529f44bde | 93a60a56-a3c8-11da-a746-0800200b9a66
Phenytoin | 57-41-0 | 57410 | 57410 | C15H12N2O2 |  | Mass | kg | emission | water | https://ofmpub.epa.gov/sor_internet/registry/substreg/searchandretrieve/substancesearch/search.do?details=displayDetails&selectedSubstanceId=49147 | 1 | Chemicals | 73517551-1751-3b93-a6ed-fc027d446e37 | 68a5ef8e-68b8-384c-8097-5c940b8436e8 | 20aadc24-a391-41cf-b340-3e4529f44bde | 93a60a56-a3c8-11da-a746-0800200b9a66
2,4-D isopropylamine salt | 5742-17-6 | 5742176 | 5742176 | C11H15Cl2NO3 |  | Mass | kg | emission | water | https://ofmpub.epa.gov/sor_internet/registry/substreg/searchandretrieve/substancesearch/search.do?details=displayDetails&selectedSubstanceId=38415 | 1 | Chemicals | 02a71dcb-0813-39f8-8631-666399762dc9 | 68a5ef8e-68b8-384c-8097-5c940b8436e8 | 20aadc24-a391-41cf-b340-3e4529f44bde | 93a60a56-a3c8-11da-a746-0800200b9a66
2,4-D diethanolamine salt | 5742-19-8 | 5742198 | 5742198 | C12H17Cl2NO5 |  | Mass | kg | emission | water | https://ofmpub.epa.gov/sor_internet/registry/substreg/searchandretrieve/substancesearch/search.do?details=displayDetails&selectedSubstanceId=38414 | 1 | Chemicals | 35468d33-ab03-3b9e-94ab-04628e3f5293 | 68a5ef8e-68b8-384c-8097-5c940b8436e8 | 20aadc24-a391-41cf-b340-3e4529f44bde | 93a60a56-a3c8-11da-a746-0800200b9a66
Amobarbital | 57-43-2 | 57432 | 57432 | C11H18N2O3 |  | Mass | kg | emission | water | https://ofmpub.epa.gov/sor_internet/registry/substreg/searchandretrieve/substancesearch/search.do?details=displayDetails&selectedSubstanceId=78116 | 1 | Chemicals | 94e24ffe-c736-3d9c-a9f0-9194ef766886 | 68a5ef8e-68b8-384c-8097-5c940b8436e8 | 20aadc24-a391-41cf-b340-3e4529f44bde | 93a60a56-a3c8-11da-a746-0800200b9a66
1,3-Dimethylnaphthalene | 575-41-7 | 575417 | 575417 | C12H12 |  | Mass | kg | emission | water | https://ofmpub.epa.gov/sor_internet/registry/substreg/searchandretrieve/substancesearch/search.do?details=displayDetails&selectedSubstanceId=45628 | 1 | Chemicals | ab6b577c-bcf1-3f3f-acfc-c90e87b7feb5 | 68a5ef8e-68b8-384c-8097-5c940b8436e8 | 20aadc24-a391-41cf-b340-3e4529f44bde | 93a60a56-a3c8-11da-a746-0800200b9a66
Propylene glycol | 57-55-6 | 57556 | 57556 | C3H8O2 |  | Mass | kg | emission | water | https://ofmpub.epa.gov/sor_internet/registry/substreg/searchandretrieve/substancesearch/search.do?details=displayDetails&selectedSubstanceId=49144 | 1 | Chemicals | 087e02d4-0636-3f60-8064-e363a502a940 | 68a5ef8e-68b8-384c-8097-5c940b8436e8 | 20aadc24-a391-41cf-b340-3e4529f44bde | 93a60a56-a3c8-11da-a746-0800200b9a66
beta-Propiolactone | 57-57-8 | 57578 | 57578 | C3H4O2 |  | Mass | kg | emission | water | https://ofmpub.epa.gov/sor_internet/registry/substreg/searchandretrieve/substancesearch/search.do?details=displayDetails&selectedSubstanceId=49142 | 1 | Chemicals | c00fffad-564b-3b25-b109-a7549b5912d9 | 68a5ef8e-68b8-384c-8097-5c940b8436e8 | 20aadc24-a391-41cf-b340-3e4529f44bde | 93a60a56-a3c8-11da-a746-0800200b9a66
2,3-Dichlorophenol | 576-24-9 | 576249 | 576249 | C6H4Cl2O |  | Mass | kg | emission | water | https://ofmpub.epa.gov/sor_internet/registry/substreg/searchandretrieve/substancesearch/search.do?details=displayDetails&selectedSubstanceId=45625 | 1 | Chemicals | bd246d59-8fd2-313d-9f62-2a9f54e07174 | 68a5ef8e-68b8-384c-8097-5c940b8436e8 | 20aadc24-a391-41cf-b340-3e4529f44bde | 93a60a56-a3c8-11da-a746-0800200b9a66
Chlortetracycline | 57-62-5 | 57625 | 57625 | C22H23ClN2O8 |  | Mass | kg | emission | water | https://ofmpub.epa.gov/sor_internet/registry/substreg/searchandretrieve/substancesearch/search.do?details=displayDetails&selectedSubstanceId=49141 | 1 | Chemicals | 643ca94c-e7d7-34af-9d46-1329674fd137 | 68a5ef8e-68b8-384c-8097-5c940b8436e8 | 20aadc24-a391-41cf-b340-3e4529f44bde | 93a60a56-a3c8-11da-a746-0800200b9a66
2,6-Dimethylphenol | 576-26-1 | 576261 | 576261 | C8H10O |  | Mass | kg | emission | water | https://ofmpub.epa.gov/sor_internet/registry/substreg/searchandretrieve/substancesearch/search.do?details=displayDetails&selectedSubstanceId=45624 | 1 | Chemicals | e65b0dd1-b802-38dc-b3a3-64074d8489e7 | 68a5ef8e-68b8-384c-8097-5c940b8436e8 | 20aadc24-a391-41cf-b340-3e4529f44bde | 93a60a56-a3c8-11da-a746-0800200b9a66
Ethinyl estradiol | 57-63-6 | 57636 | 57636 | C20H24O2 |  | Mass | kg | emission | water | https://ofmpub.epa.gov/sor_internet/registry/substreg/searchandretrieve/substancesearch/search.do?details=displayDetails&selectedSubstanceId=49140 | 1 | Chemicals | d052ace5-536d-355d-a24e-9a3ff5240517 | 68a5ef8e-68b8-384c-8097-5c940b8436e8 | 20aadc24-a391-41cf-b340-3e4529f44bde | 93a60a56-a3c8-11da-a746-0800200b9a66
1,2,3,6,7,8-Hexachlorodibenzo-p-dioxin | 57653-85-7 | 57653857 | 57653857 | C12H2Cl6O2 |  | Mass | kg | emission | water | https://ofmpub.epa.gov/sor_internet/registry/substreg/searchandretrieve/substancesearch/search.do?details=displayDetails&selectedSubstanceId=89422 | 1 | Chemicals | 49d6d06b-09bc-391b-b9ef-7bbde6e6ad7b | 68a5ef8e-68b8-384c-8097-5c940b8436e8 | 20aadc24-a391-41cf-b340-3e4529f44bde | 93a60a56-a3c8-11da-a746-0800200b9a66
Probenecid | 57-66-9 | 57669 | 57669 | C13H19NO4S |  | Mass | kg | emission | water | https://ofmpub.epa.gov/sor_internet/registry/substreg/searchandretrieve/substancesearch/search.do?details=displayDetails&selectedSubstanceId=49138 | 1 | Chemicals | f91c3b63-b0da-3c9b-b0fb-94df3e20e2be | 68a5ef8e-68b8-384c-8097-5c940b8436e8 | 20aadc24-a391-41cf-b340-3e4529f44bde | 93a60a56-a3c8-11da-a746-0800200b9a66
Sulfamethazine | 57-68-1 | 57681 | 57681 | C12H14N4O2S |  | Mass | kg | emission | water | https://ofmpub.epa.gov/sor_internet/registry/substreg/searchandretrieve/substancesearch/search.do?details=displayDetails&selectedSubstanceId=49136 | 1 | Chemicals | cb4fd1d3-7963-301b-8880-da291fcc8f2b | 68a5ef8e-68b8-384c-8097-5c940b8436e8 | 20aadc24-a391-41cf-b340-3e4529f44bde | 93a60a56-a3c8-11da-a746-0800200b9a66
Bis(2-ethylhexyl) sodium sulfosuccinate | 577-11-7 | 577117 | 577117 | C20H37NaO7S |  | Mass | kg | emission | water | https://ofmpub.epa.gov/sor_internet/registry/substreg/searchandretrieve/substancesearch/search.do?details=displayDetails&selectedSubstanceId=45241 | 1 | Chemicals | fc0bab92-72ce-3b89-9534-9372cc06fc02 | 68a5ef8e-68b8-384c-8097-5c940b8436e8 | 20aadc24-a391-41cf-b340-3e4529f44bde | 93a60a56-a3c8-11da-a746-0800200b9a66
o-Bromonitrobenzene | 577-19-5 | 577195 | 577195 | C6H4BrNO2 |  | Mass | kg | emission | water | https://ofmpub.epa.gov/sor_internet/registry/substreg/searchandretrieve/substancesearch/search.do?details=displayDetails&selectedSubstanceId=89417 | 1 | Chemicals | d78cbc06-7406-385d-abf9-2eebf3bc83b7 | 68a5ef8e-68b8-384c-8097-5c940b8436e8 | 20aadc24-a391-41cf-b340-3e4529f44bde | 93a60a56-a3c8-11da-a746-0800200b9a66
Chlordane | 57-74-9 | 57749 | 57749 | C10H6Cl8 |  | Mass | kg | emission | water | https://ofmpub.epa.gov/sor_internet/registry/substreg/searchandretrieve/substancesearch/search.do?details=displayDetails&selectedSubstanceId=49134 | 1 | Chemicals | 6546bf64-9359-38d5-89c3-608318f2c142 | 68a5ef8e-68b8-384c-8097-5c940b8436e8 | 20aadc24-a391-41cf-b340-3e4529f44bde | 93a60a56-a3c8-11da-a746-0800200b9a66
4H-1-Benzopyran-4-one, 3-hydroxy-2-phenyl- | 577-85-5 | 577855 | 577855 | C15H10O3 |  | Mass | kg | emission | water | https://ofmpub.epa.gov/sor_internet/registry/substreg/searchandretrieve/substancesearch/search.do?details=displayDetails&selectedSubstanceId=89416 | 1 | Chemicals | 5e865aa3-c20a-3c43-b565-96a12a94b028 | 68a5ef8e-68b8-384c-8097-5c940b8436e8 | 20aadc24-a391-41cf-b340-3e4529f44bde | 93a60a56-a3c8-11da-a746-0800200b9a66
Metalaxyl | 57837-19-1 | 57837191 | 57837191 | C15H21NO4 |  | Mass | kg | emission | water | https://ofmpub.epa.gov/sor_internet/registry/substreg/searchandretrieve/substancesearch/search.do?details=displayDetails&selectedSubstanceId=50427 | 1 | Chemicals | 1a9a5756-a626-3e63-9cd8-db19a9c6f5ee | 68a5ef8e-68b8-384c-8097-5c940b8436e8 | 20aadc24-a391-41cf-b340-3e4529f44bde | 93a60a56-a3c8-11da-a746-0800200b9a66
o-Ethylaniline | 578-54-1 | 578541 | 578541 | C8H11N |  | Mass | kg | emission | water | https://ofmpub.epa.gov/sor_internet/registry/substreg/searchandretrieve/substancesearch/search.do?details=displayDetails&selectedSubstanceId=45237 | 1 | Chemicals | 0423f860-7dde-3bf2-ba02-d101103d67e7 | 68a5ef8e-68b8-384c-8097-5c940b8436e8 | 20aadc24-a391-41cf-b340-3e4529f44bde | 93a60a56-a3c8-11da-a746-0800200b9a66
Cymoxanil | 57966-95-7 | 57966957 | 57966957 | C7H10N4O3 |  | Mass | kg | emission | water | https://ofmpub.epa.gov/sor_internet/registry/substreg/searchandretrieve/substancesearch/search.do?details=displayDetails&selectedSubstanceId=89267 | 1 | Chemicals | 8426423e-6cd3-3959-be11-607b37209db1 | 68a5ef8e-68b8-384c-8097-5c940b8436e8 | 20aadc24-a391-41cf-b340-3e4529f44bde | 93a60a56-a3c8-11da-a746-0800200b9a66
7,12-Dimethylbenz[a]anthracene | 57-97-6 | 57976 | 57976 | C20H16 |  | Mass | kg | emission | water | https://ofmpub.epa.gov/sor_internet/registry/substreg/searchandretrieve/substancesearch/search.do?details=displayDetails&selectedSubstanceId=89262 | 1 | Chemicals | bfa497c6-93d2-3c68-857b-3a52360eb3cc | 68a5ef8e-68b8-384c-8097-5c940b8436e8 | 20aadc24-a391-41cf-b340-3e4529f44bde | 93a60a56-a3c8-11da-a746-0800200b9a66
3-Quinolinamine | 580-17-6 | 580176 | 580176 | C9H8N2 |  | Mass | kg | emission | water | https://ofmpub.epa.gov/sor_internet/registry/substreg/searchandretrieve/substancesearch/search.do?details=displayDetails&selectedSubstanceId=89259 | 1 | Chemicals | 969fd27c-606f-392c-9f52-ff5c3faa07cd | 68a5ef8e-68b8-384c-8097-5c940b8436e8 | 20aadc24-a391-41cf-b340-3e4529f44bde | 93a60a56-a3c8-11da-a746-0800200b9a66
Caffeine | 58-08-2 | 58082 | 58082 | C8H10N4O2 |  | Mass | kg | emission | water | https://ofmpub.epa.gov/sor_internet/registry/substreg/searchandretrieve/substancesearch/search.do?details=displayDetails&selectedSubstanceId=49129 | 1 | Chemicals | ab4f08d3-5fd5-380c-bd26-58cea12fa1de | 68a5ef8e-68b8-384c-8097-5c940b8436e8 | 20aadc24-a391-41cf-b340-3e4529f44bde | 93a60a56-a3c8-11da-a746-0800200b9a66
Tridiphane | 58138-08-2 | 58138082 | 58138082 | C10H7Cl5O |  | Mass | kg | emission | water | https://ofmpub.epa.gov/sor_internet/registry/substreg/searchandretrieve/substancesearch/search.do?details=displayDetails&selectedSubstanceId=50198 | 1 | Chemicals | 896c60d8-e9a1-3bf3-80f0-0235f9bd1979 | 68a5ef8e-68b8-384c-8097-5c940b8436e8 | 20aadc24-a391-41cf-b340-3e4529f44bde | 93a60a56-a3c8-11da-a746-0800200b9a66
Pyrimethamine | 58-14-0 | 58140 | 58140 | C12H13ClN4 |  | Mass | kg | emission | water | https://ofmpub.epa.gov/sor_internet/registry/substreg/searchandretrieve/substancesearch/search.do?details=displayDetails&selectedSubstanceId=89252 | 1 | Chemicals | f005e0f0-278d-3ec8-9319-0e66661e8e6a | 68a5ef8e-68b8-384c-8097-5c940b8436e8 | 20aadc24-a391-41cf-b340-3e4529f44bde | 93a60a56-a3c8-11da-a746-0800200b9a66
2,3-Dimethylnaphthalene | 581-40-8 | 581408 | 581408 | C12H12 |  | Mass | kg | emission | water | https://ofmpub.epa.gov/sor_internet/registry/substreg/searchandretrieve/substancesearch/search.do?details=displayDetails&selectedSubstanceId=45224 | 1 | Chemicals | 5ea97fa8-64b8-3880-83d1-66c4aaa91cff | 68a5ef8e-68b8-384c-8097-5c940b8436e8 | 20aadc24-a391-41cf-b340-3e4529f44bde | 93a60a56-a3c8-11da-a746-0800200b9a66
2,6-Dimethylnaphthalene | 581-42-0 | 581420 | 581420 | C12H12 |  | Mass | kg | emission | water | https://ofmpub.epa.gov/sor_internet/registry/substreg/searchandretrieve/substancesearch/search.do?details=displayDetails&selectedSubstanceId=45223 | 1 | Chemicals | df990c0c-59d8-3513-b176-c43f02cbe824 | 68a5ef8e-68b8-384c-8097-5c940b8436e8 | 20aadc24-a391-41cf-b340-3e4529f44bde | 93a60a56-a3c8-11da-a746-0800200b9a66
2,6-Naphthalenediol | 581-43-1 | 581431 | 581431 | C10H8O2 |  | Mass | kg | emission | water | https://ofmpub.epa.gov/sor_internet/registry/substreg/searchandretrieve/substancesearch/search.do?details=displayDetails&selectedSubstanceId=89251 | 1 | Chemicals | 770b886a-d422-3ef9-88be-bb53d5797344 | 68a5ef8e-68b8-384c-8097-5c940b8436e8 | 20aadc24-a391-41cf-b340-3e4529f44bde | 93a60a56-a3c8-11da-a746-0800200b9a66
2,7-Naphthalenediol | 582-17-2 | 582172 | 582172 | C10H8O2 |  | Mass | kg | emission | water | https://ofmpub.epa.gov/sor_internet/registry/substreg/searchandretrieve/substancesearch/search.do?details=displayDetails&selectedSubstanceId=45220 | 1 | Chemicals | 5c6dc84e-921c-3bcd-b6fa-13e519a0538f | 68a5ef8e-68b8-384c-8097-5c940b8436e8 | 20aadc24-a391-41cf-b340-3e4529f44bde | 93a60a56-a3c8-11da-a746-0800200b9a66
Testosterone | 58-22-0 | 58220 | 58220 | C19H28O2 |  | Mass | kg | emission | water | https://ofmpub.epa.gov/sor_internet/registry/substreg/searchandretrieve/substancesearch/search.do?details=displayDetails&selectedSubstanceId=49127 | 1 | Chemicals | 81d3402a-a9b8-3bfc-ad2d-11915ca3b710 | 68a5ef8e-68b8-384c-8097-5c940b8436e8 | 20aadc24-a391-41cf-b340-3e4529f44bde | 93a60a56-a3c8-11da-a746-0800200b9a66
Menadione | 58-27-5 | 58275 | 58275 | C11H8O2 |  | Mass | kg | emission | water | https://ofmpub.epa.gov/sor_internet/registry/substreg/searchandretrieve/substancesearch/search.do?details=displayDetails&selectedSubstanceId=89232 | 1 | Chemicals | 8393b967-150d-3552-8cd8-3c3b8bfbe487 | 68a5ef8e-68b8-384c-8097-5c940b8436e8 | 20aadc24-a391-41cf-b340-3e4529f44bde | 93a60a56-a3c8-11da-a746-0800200b9a66
Isopimaric acid | 5835-26-7 | 5835267 | 5835267 | C20H30O2 |  | Mass | kg | emission | water | https://ofmpub.epa.gov/sor_internet/registry/substreg/searchandretrieve/substancesearch/search.do?details=displayDetails&selectedSubstanceId=89228 | 1 | Chemicals | f3ac8f2f-e896-3452-a433-8c4f398b4003 | 68a5ef8e-68b8-384c-8097-5c940b8436e8 | 20aadc24-a391-41cf-b340-3e4529f44bde | 93a60a56-a3c8-11da-a746-0800200b9a66
Benzene, 1,2-dibromo- | 583-53-9 | 583539 | 583539 | C6H4Br2 |  | Mass | kg | emission | water | https://ofmpub.epa.gov/sor_internet/registry/substreg/searchandretrieve/substancesearch/search.do?details=displayDetails&selectedSubstanceId=45210 | 1 | Chemicals | aac0b773-7f6e-3f4c-88fb-c3884cfd1b99 | 68a5ef8e-68b8-384c-8097-5c940b8436e8 | 20aadc24-a391-41cf-b340-3e4529f44bde | 93a60a56-a3c8-11da-a746-0800200b9a66
2-Methylcyclohexanone | 583-60-8 | 583608 | 583608 | C7H12O |  | Mass | kg | emission | water | https://ofmpub.epa.gov/sor_internet/registry/substreg/searchandretrieve/substancesearch/search.do?details=displayDetails&selectedSubstanceId=45206 | 1 | Chemicals | f79a541d-e0fd-3c1b-a922-d12a6e8fb019 | 68a5ef8e-68b8-384c-8097-5c940b8436e8 | 20aadc24-a391-41cf-b340-3e4529f44bde | 93a60a56-a3c8-11da-a746-0800200b9a66
Coumatetralyl | 5836-29-3 | 5836293 | 5836293 | C19H16O3 |  | Mass | kg | emission | water | https://ofmpub.epa.gov/sor_internet/registry/substreg/searchandretrieve/substancesearch/search.do?details=displayDetails&selectedSubstanceId=38259 | 1 | Chemicals | 21160555-92e8-3c8a-a04a-e731f27cfe1d | 68a5ef8e-68b8-384c-8097-5c940b8436e8 | 20aadc24-a391-41cf-b340-3e4529f44bde | 93a60a56-a3c8-11da-a746-0800200b9a66
2,5-Dichlorophenol | 583-78-8 | 583788 | 583788 | C6H4Cl2O |  | Mass | kg | emission | water | https://ofmpub.epa.gov/sor_internet/registry/substreg/searchandretrieve/substancesearch/search.do?details=displayDetails&selectedSubstanceId=45200 | 1 | Chemicals | 00a4a963-89a2-3a03-9c71-a91c4cf39251 | 68a5ef8e-68b8-384c-8097-5c940b8436e8 | 20aadc24-a391-41cf-b340-3e4529f44bde | 93a60a56-a3c8-11da-a746-0800200b9a66
2-Hydroxy-4-(methylthio) butanoic acid | 583-91-5 | 583915 | 583915 | C5H10O3S |  | Mass | kg | emission | water | https://ofmpub.epa.gov/sor_internet/registry/substreg/searchandretrieve/substancesearch/search.do?details=displayDetails&selectedSubstanceId=45199 | 1 | Chemicals | e24f2cb4-7010-3f7b-a2b7-5572b20c9fa9 | 68a5ef8e-68b8-384c-8097-5c940b8436e8 | 20aadc24-a391-41cf-b340-3e4529f44bde | 93a60a56-a3c8-11da-a746-0800200b9a66
Potassium carbonate | 584-08-7 | 584087 | 584087 | CK2O3 |  | Mass | kg | emission | water | https://ofmpub.epa.gov/sor_internet/registry/substreg/searchandretrieve/substancesearch/search.do?details=displayDetails&selectedSubstanceId=45196 | 1 | Chemicals | f00f0294-5f60-3862-9cf0-6e5bceccd8fb | 68a5ef8e-68b8-384c-8097-5c940b8436e8 | 20aadc24-a391-41cf-b340-3e4529f44bde | 93a60a56-a3c8-11da-a746-0800200b9a66
Allethrin | 584-79-2 | 584792 | 584792 | C19H26O3 |  | Mass | kg | emission | water | https://ofmpub.epa.gov/sor_internet/registry/substreg/searchandretrieve/substancesearch/search.do?details=displayDetails&selectedSubstanceId=89074 | 1 | Chemicals | c594d87d-e0ec-333f-a6a3-05371b172601 | 68a5ef8e-68b8-384c-8097-5c940b8436e8 | 20aadc24-a391-41cf-b340-3e4529f44bde | 93a60a56-a3c8-11da-a746-0800200b9a66
Toluene-2,4-diisocyanate | 584-84-9 | 584849 | 584849 | C9H6N2O2 |  | Mass | kg | emission | water | https://ofmpub.epa.gov/sor_internet/registry/substreg/searchandretrieve/substancesearch/search.do?details=displayDetails&selectedSubstanceId=45190 | 1 | Chemicals | ebade389-f586-33be-bec7-e4d0d0889a1a | 68a5ef8e-68b8-384c-8097-5c940b8436e8 | 20aadc24-a391-41cf-b340-3e4529f44bde | 93a60a56-a3c8-11da-a746-0800200b9a66
m-tert-Butylphenol | 585-34-2 | 585342 | 585342 | C10H14O |  | Mass | kg | emission | water | https://ofmpub.epa.gov/sor_internet/registry/substreg/searchandretrieve/substancesearch/search.do?details=displayDetails&selectedSubstanceId=89065 | 1 | Chemicals | f02d492e-5822-3359-b474-7febdbfc2a19 | 68a5ef8e-68b8-384c-8097-5c940b8436e8 | 20aadc24-a391-41cf-b340-3e4529f44bde | 93a60a56-a3c8-11da-a746-0800200b9a66
Benzene, 1-bromo-4-nitro- | 586-78-7 | 586787 | 586787 | C6H4BrNO2 |  | Mass | kg | emission | water | https://ofmpub.epa.gov/sor_internet/registry/substreg/searchandretrieve/substancesearch/search.do?details=displayDetails&selectedSubstanceId=45177 | 1 | Chemicals | 8c64a068-5fd2-3672-b405-ec972ff15991 | 68a5ef8e-68b8-384c-8097-5c940b8436e8 | 20aadc24-a391-41cf-b340-3e4529f44bde | 93a60a56-a3c8-11da-a746-0800200b9a66
4-Pyridinemethanol | 586-95-8 | 586958 | 586958 | C6H7NO |  | Mass | kg | emission | water | https://ofmpub.epa.gov/sor_internet/registry/substreg/searchandretrieve/substancesearch/search.do?details=displayDetails&selectedSubstanceId=45176 | 1 | Chemicals | 7732e26e-3999-359a-a16a-5fde4262aa7b | 68a5ef8e-68b8-384c-8097-5c940b8436e8 | 20aadc24-a391-41cf-b340-3e4529f44bde | 93a60a56-a3c8-11da-a746-0800200b9a66
C.I. Acid Yellow 36, monosodium salt | 587-98-4 | 587984 | 587984 | C18H14N3NaO3S |  | Mass | kg | emission | water | https://ofmpub.epa.gov/sor_internet/registry/substreg/searchandretrieve/substancesearch/search.do?details=displayDetails&selectedSubstanceId=88888 | 1 | Chemicals | 5218d84d-ba20-3d96-a2ed-4a97dded3cb6 | 68a5ef8e-68b8-384c-8097-5c940b8436e8 | 20aadc24-a391-41cf-b340-3e4529f44bde | 93a60a56-a3c8-11da-a746-0800200b9a66
Benzene, 1,1'-(1,2-ethenediyl)bis- | 588-59-0 | 588590 | 588590 | C14H12 |  | Mass | kg | emission | water | https://ofmpub.epa.gov/sor_internet/registry/substreg/searchandretrieve/substancesearch/search.do?details=displayDetails&selectedSubstanceId=45167 | 1 | Chemicals | 8c7620f0-d031-3d12-a15a-1052c472af1d | 68a5ef8e-68b8-384c-8097-5c940b8436e8 | 20aadc24-a391-41cf-b340-3e4529f44bde | 93a60a56-a3c8-11da-a746-0800200b9a66
Lindane | 58-89-9 | 58899 | 58899 | C6H6Cl6 |  | Mass | kg | emission | water | https://ofmpub.epa.gov/sor_internet/registry/substreg/searchandretrieve/substancesearch/search.do?details=displayDetails&selectedSubstanceId=49118 | 1 | Chemicals | 7b30b82d-95e9-3e99-97fc-5d46482325c9 | 68a5ef8e-68b8-384c-8097-5c940b8436e8 | 20aadc24-a391-41cf-b340-3e4529f44bde | 93a60a56-a3c8-11da-a746-0800200b9a66
2,3,4,6-Tetrachlorophenol | 58-90-2 | 58902 | 58902 | C6H2Cl4O |  | Mass | kg | emission | water | https://ofmpub.epa.gov/sor_internet/registry/substreg/searchandretrieve/substancesearch/search.do?details=displayDetails&selectedSubstanceId=49117 | 1 | Chemicals | 3f2fc8c4-5515-3f28-a55b-bb4f7dc9d42c | 68a5ef8e-68b8-384c-8097-5c940b8436e8 | 20aadc24-a391-41cf-b340-3e4529f44bde | 93a60a56-a3c8-11da-a746-0800200b9a66
p-Ethylaniline | 589-16-2 | 589162 | 589162 | C8H11N |  | Mass | kg | emission | water | https://ofmpub.epa.gov/sor_internet/registry/substreg/searchandretrieve/substancesearch/search.do?details=displayDetails&selectedSubstanceId=88879 | 1 | Chemicals | 324ba0af-c72c-39e8-b7d5-86c568d35bbd | 68a5ef8e-68b8-384c-8097-5c940b8436e8 | 20aadc24-a391-41cf-b340-3e4529f44bde | 93a60a56-a3c8-11da-a746-0800200b9a66
4-Methylbenzenemethanol | 589-18-4 | 589184 | 589184 | C8H10O |  | Mass | kg | emission | water | https://ofmpub.epa.gov/sor_internet/registry/substreg/searchandretrieve/substancesearch/search.do?details=displayDetails&selectedSubstanceId=45162 | 1 | Chemicals | 8bef4900-531a-37d1-9fb4-748b2c005856 | 68a5ef8e-68b8-384c-8097-5c940b8436e8 | 20aadc24-a391-41cf-b340-3e4529f44bde | 93a60a56-a3c8-11da-a746-0800200b9a66
Butyl propionate | 590-01-2 | 590012 | 590012 | C7H14O2 |  | Mass | kg | emission | water | https://ofmpub.epa.gov/sor_internet/registry/substreg/searchandretrieve/substancesearch/search.do?details=displayDetails&selectedSubstanceId=45146 | 1 | Chemicals | 8981e688-3e2d-30c4-9143-8bacaf9ca090 | 68a5ef8e-68b8-384c-8097-5c940b8436e8 | 20aadc24-a391-41cf-b340-3e4529f44bde | 93a60a56-a3c8-11da-a746-0800200b9a66
1-Chloropropene | 590-21-6 | 590216 | 590216 | C3H5Cl |  | Mass | kg | emission | water | https://ofmpub.epa.gov/sor_internet/registry/substreg/searchandretrieve/substancesearch/search.do?details=displayDetails&selectedSubstanceId=45141 | 1 | Chemicals | 18691182-b767-3ab2-8daa-201166a9c8bf | 68a5ef8e-68b8-384c-8097-5c940b8436e8 | 20aadc24-a391-41cf-b340-3e4529f44bde | 93a60a56-a3c8-11da-a746-0800200b9a66
Terbacil | 5902-51-2 | 5902512 | 5902512 | C9H13ClN2O2 |  | Mass | kg | emission | water | https://ofmpub.epa.gov/sor_internet/registry/substreg/searchandretrieve/substancesearch/search.do?details=displayDetails&selectedSubstanceId=38062 | 1 | Chemicals | d77f31b9-2dd4-38a1-be9a-7207b5f51a4f | 68a5ef8e-68b8-384c-8097-5c940b8436e8 | 20aadc24-a391-41cf-b340-3e4529f44bde | 93a60a56-a3c8-11da-a746-0800200b9a66
Calcium hydrogen methanearsonate | 5902-95-4 | 5902954 | 5902954 | C2H8As2CaO6 |  | Mass | kg | emission | water | https://ofmpub.epa.gov/sor_internet/registry/substreg/searchandretrieve/substancesearch/search.do?details=displayDetails&selectedSubstanceId=88865 | 1 | Chemicals | f17eca3b-0fd0-32a8-9ab2-7bca8cb0612a | 68a5ef8e-68b8-384c-8097-5c940b8436e8 | 20aadc24-a391-41cf-b340-3e4529f44bde | 93a60a56-a3c8-11da-a746-0800200b9a66
Ethopabate | 59-06-3 | 59063 | 59063 | C12H15NO4 |  | Mass | kg | emission | water | https://ofmpub.epa.gov/sor_internet/registry/substreg/searchandretrieve/substancesearch/search.do?details=displayDetails&selectedSubstanceId=87097 | 1 | Chemicals | 2af3844f-57b7-3120-99a3-2dee3fa5fb47 | 68a5ef8e-68b8-384c-8097-5c940b8436e8 | 20aadc24-a391-41cf-b340-3e4529f44bde | 93a60a56-a3c8-11da-a746-0800200b9a66
1,1-Dimethylcyclohexane | 590-66-9 | 590669 | 590669 | C8H16 |  | Mass | kg | emission | water | https://ofmpub.epa.gov/sor_internet/registry/substreg/searchandretrieve/substancesearch/search.do?details=displayDetails&selectedSubstanceId=78347 | 1 | Chemicals | dfb42f51-363e-3f66-ae6a-b87545df950d | 68a5ef8e-68b8-384c-8097-5c940b8436e8 | 20aadc24-a391-41cf-b340-3e4529f44bde | 93a60a56-a3c8-11da-a746-0800200b9a66
Isovaleraldehyde | 590-86-3 | 590863 | 590863 | C5H10O |  | Mass | kg | emission | water | https://ofmpub.epa.gov/sor_internet/registry/substreg/searchandretrieve/substancesearch/search.do?details=displayDetails&selectedSubstanceId=45132 | 1 | Chemicals | 9aad8fd7-be98-3f1c-9373-c53c67dc4db4 | 68a5ef8e-68b8-384c-8097-5c940b8436e8 | 20aadc24-a391-41cf-b340-3e4529f44bde | 93a60a56-a3c8-11da-a746-0800200b9a66
3-Aminophenol | 591-27-5 | 591275 | 591275 | C6H7NO |  | Mass | kg | emission | water | https://ofmpub.epa.gov/sor_internet/registry/substreg/searchandretrieve/substancesearch/search.do?details=displayDetails&selectedSubstanceId=45120 | 1 | Chemicals | bc8f9a35-d67c-37cd-bd62-c1f852a6a69b | 68a5ef8e-68b8-384c-8097-5c940b8436e8 | 20aadc24-a391-41cf-b340-3e4529f44bde | 93a60a56-a3c8-11da-a746-0800200b9a66
3,5-Dichlorophenol | 591-35-5 | 591355 | 591355 | C6H4Cl2O |  | Mass | kg | emission | water | https://ofmpub.epa.gov/sor_internet/registry/substreg/searchandretrieve/substancesearch/search.do?details=displayDetails&selectedSubstanceId=45118 | 1 | Chemicals | 8560a5ab-be39-35bc-9dc3-1b662ed9895c | 68a5ef8e-68b8-384c-8097-5c940b8436e8 | 20aadc24-a391-41cf-b340-3e4529f44bde | 93a60a56-a3c8-11da-a746-0800200b9a66
Terbuthylazine | 5915-41-3 | 5915413 | 5915413 | C9H16ClN5 |  | Mass | kg | emission | water | https://ofmpub.epa.gov/sor_internet/registry/substreg/searchandretrieve/substancesearch/search.do?details=displayDetails&selectedSubstanceId=38055 | 1 | Chemicals | 74640eb0-2048-345b-b286-7e7f09e00b1c | 68a5ef8e-68b8-384c-8097-5c940b8436e8 | 20aadc24-a391-41cf-b340-3e4529f44bde | 93a60a56-a3c8-11da-a746-0800200b9a66
2-Hexanone | 591-78-6 | 591786 | 591786 | C6H12O |  | Mass | kg | emission | water | https://ofmpub.epa.gov/sor_internet/registry/substreg/searchandretrieve/substancesearch/search.do?details=displayDetails&selectedSubstanceId=45110 | 1 | Chemicals | c181cd69-ab89-3a8d-bfc2-027fc9896c5c | 68a5ef8e-68b8-384c-8097-5c940b8436e8 | 20aadc24-a391-41cf-b340-3e4529f44bde | 93a60a56-a3c8-11da-a746-0800200b9a66
4-Pentenoic acid | 591-80-0 | 591800 | 591800 | C5H8O2 |  | Mass | kg | emission | water | https://ofmpub.epa.gov/sor_internet/registry/substreg/searchandretrieve/substancesearch/search.do?details=displayDetails&selectedSubstanceId=45109 | 1 | Chemicals | 5522ae88-0d21-394d-8cfa-8b3174d231ec | 68a5ef8e-68b8-384c-8097-5c940b8436e8 | 20aadc24-a391-41cf-b340-3e4529f44bde | 93a60a56-a3c8-11da-a746-0800200b9a66
Benzonitrile, 2-amino-5-chloro- | 5922-60-1 | 5922601 | 5922601 | C7H5ClN2 |  | Mass | kg | emission | water | https://ofmpub.epa.gov/sor_internet/registry/substreg/searchandretrieve/substancesearch/search.do?details=displayDetails&selectedSubstanceId=38051 | 1 | Chemicals | 1170698f-78be-3248-9783-978f6b1c0609 | 68a5ef8e-68b8-384c-8097-5c940b8436e8 | 20aadc24-a391-41cf-b340-3e4529f44bde | 93a60a56-a3c8-11da-a746-0800200b9a66
1-Hexene | 592-41-6 | 592416 | 592416 | C6H12 |  | Mass | kg | emission | water | https://ofmpub.epa.gov/sor_internet/registry/substreg/searchandretrieve/substancesearch/search.do?details=displayDetails&selectedSubstanceId=45099 | 1 | Chemicals | 9d2d232e-c884-30ae-aeed-36d5b213e5a7 | 68a5ef8e-68b8-384c-8097-5c940b8436e8 | 20aadc24-a391-41cf-b340-3e4529f44bde | 93a60a56-a3c8-11da-a746-0800200b9a66
1-Heptene | 592-76-7 | 592767 | 592767 | C7H14 |  | Mass | kg | emission | water | https://ofmpub.epa.gov/sor_internet/registry/substreg/searchandretrieve/substancesearch/search.do?details=displayDetails&selectedSubstanceId=45093 | 1 | Chemicals | 96a70861-d3bf-3628-8577-6a8253f1daae | 68a5ef8e-68b8-384c-8097-5c940b8436e8 | 20aadc24-a391-41cf-b340-3e4529f44bde | 93a60a56-a3c8-11da-a746-0800200b9a66
Butane, 1-isothiocyanato- | 592-82-5 | 592825 | 592825 | C5H9NS |  | Mass | kg | emission | water | https://ofmpub.epa.gov/sor_internet/registry/substreg/searchandretrieve/substancesearch/search.do?details=displayDetails&selectedSubstanceId=45092 | 1 | Chemicals | bb7e73a4-89ba-3cd8-8d36-f7c65ccc8dfa | 68a5ef8e-68b8-384c-8097-5c940b8436e8 | 20aadc24-a391-41cf-b340-3e4529f44bde | 93a60a56-a3c8-11da-a746-0800200b9a66
2-Tridecanone | 593-08-8 | 593088 | 593088 | C13H26O |  | Mass | kg | emission | water | https://ofmpub.epa.gov/sor_internet/registry/substreg/searchandretrieve/substancesearch/search.do?details=displayDetails&selectedSubstanceId=45086 | 1 | Chemicals | 1e4f8560-1941-3bfd-89d8-8e820b6ee135 | 68a5ef8e-68b8-384c-8097-5c940b8436e8 | 20aadc24-a391-41cf-b340-3e4529f44bde | 93a60a56-a3c8-11da-a746-0800200b9a66
Pyrilamine maleate | 59-33-6 | 59336 | 59336 | C21H27N3O5 |  | Mass | kg | emission | water | https://ofmpub.epa.gov/sor_internet/registry/substreg/searchandretrieve/substancesearch/search.do?details=displayDetails&selectedSubstanceId=49110 | 1 | Chemicals | 4d72963b-dc18-398e-a61b-5c619842e650 | 68a5ef8e-68b8-384c-8097-5c940b8436e8 | 20aadc24-a391-41cf-b340-3e4529f44bde | 93a60a56-a3c8-11da-a746-0800200b9a66
Vinyl bromide | 593-60-2 | 593602 | 593602 | C2H3Br |  | Mass | kg | emission | water | https://ofmpub.epa.gov/sor_internet/registry/substreg/searchandretrieve/substancesearch/search.do?details=displayDetails&selectedSubstanceId=45076 | 1 | Chemicals | 2a95cc25-16ad-33aa-b664-826d6d2a926c | 68a5ef8e-68b8-384c-8097-5c940b8436e8 | 20aadc24-a391-41cf-b340-3e4529f44bde | 93a60a56-a3c8-11da-a746-0800200b9a66
HCFC-31 | 593-70-4 | 593704 | 593704 | CH2ClF |  | Mass | kg | emission | water | https://ofmpub.epa.gov/sor_internet/registry/substreg/searchandretrieve/substancesearch/search.do?details=displayDetails&selectedSubstanceId=45074 | 1 | Chemicals | 1d1c8e5a-ecec-3e07-a3c3-e352442b0182 | 68a5ef8e-68b8-384c-8097-5c940b8436e8 | 20aadc24-a391-41cf-b340-3e4529f44bde | 93a60a56-a3c8-11da-a746-0800200b9a66
Trimethylamine hydrochloride | 593-81-7 | 593817 | 593817 | C3H10ClN |  | Mass | kg | emission | water | https://ofmpub.epa.gov/sor_internet/registry/substreg/searchandretrieve/substancesearch/search.do?details=displayDetails&selectedSubstanceId=45071 | 1 | Chemicals | e062b870-ce32-38b9-bad8-e1ef3a2b624b | 68a5ef8e-68b8-384c-8097-5c940b8436e8 | 20aadc24-a391-41cf-b340-3e4529f44bde | 93a60a56-a3c8-11da-a746-0800200b9a66
2,2-Dichloropropane | 594-20-7 | 594207 | 594207 | C3H6Cl2 |  | Mass | kg | emission | water | https://ofmpub.epa.gov/sor_internet/registry/substreg/searchandretrieve/substancesearch/search.do?details=displayDetails&selectedSubstanceId=88674 | 1 | Chemicals | 9242ef07-b322-31c7-a30f-00b6950eca1a | 68a5ef8e-68b8-384c-8097-5c940b8436e8 | 20aadc24-a391-41cf-b340-3e4529f44bde | 93a60a56-a3c8-11da-a746-0800200b9a66
p-Chloro-m-cresol | 59-50-7 | 59507 | 59507 | C7H7ClO |  | Mass | kg | emission | water | https://ofmpub.epa.gov/sor_internet/registry/substreg/searchandretrieve/substancesearch/search.do?details=displayDetails&selectedSubstanceId=49108 | 1 | Chemicals | 225fa04d-ec04-377e-b45d-c73f2f0851e0 | 68a5ef8e-68b8-384c-8097-5c940b8436e8 | 20aadc24-a391-41cf-b340-3e4529f44bde | 93a60a56-a3c8-11da-a746-0800200b9a66
Thiodicarb | 59669-26-0 | 59669260 | 59669260 | C10H18N4O4S3 |  | Mass | kg | emission | water | https://ofmpub.epa.gov/sor_internet/registry/substreg/searchandretrieve/substancesearch/search.do?details=displayDetails&selectedSubstanceId=51689 | 1 | Chemicals | 1fb5c595-ed2f-3b79-898d-71d74a4866fb | 68a5ef8e-68b8-384c-8097-5c940b8436e8 | 20aadc24-a391-41cf-b340-3e4529f44bde | 93a60a56-a3c8-11da-a746-0800200b9a66
Nicotinic acid | 59-67-6 | 59676 | 59676 | C6H5NO2 |  | Mass | kg | emission | water | https://ofmpub.epa.gov/sor_internet/registry/substreg/searchandretrieve/substancesearch/search.do?details=displayDetails&selectedSubstanceId=49105 | 1 | Chemicals | 8386f847-e892-3c48-ac3b-89efa80a7ad1 | 68a5ef8e-68b8-384c-8097-5c940b8436e8 | 20aadc24-a391-41cf-b340-3e4529f44bde | 93a60a56-a3c8-11da-a746-0800200b9a66
5-Hydroxymethoxymethyl-1-aza-3,7-dioxabicyclo(3.3.0)octane | 59720-42-2 | 59720422 | 59720422 | C7H13NO4 |  | Mass | kg | emission | water | https://ofmpub.epa.gov/sor_internet/registry/substreg/searchandretrieve/substancesearch/search.do?details=displayDetails&selectedSubstanceId=51679 | 1 | Chemicals | 92d831aa-afaa-36c0-b808-699484d5e872 | 68a5ef8e-68b8-384c-8097-5c940b8436e8 | 20aadc24-a391-41cf-b340-3e4529f44bde | 93a60a56-a3c8-11da-a746-0800200b9a66
Dimethyl morpholinophosphoramidate | 597-25-1 | 597251 | 597251 | C6H14NO4P |  | Mass | kg | emission | water | https://ofmpub.epa.gov/sor_internet/registry/substreg/searchandretrieve/substancesearch/search.do?details=displayDetails&selectedSubstanceId=82839 | 1 | Chemicals | 47d4729e-8d8c-33eb-aa33-4dee3a473256 | 68a5ef8e-68b8-384c-8097-5c940b8436e8 | 20aadc24-a391-41cf-b340-3e4529f44bde | 93a60a56-a3c8-11da-a746-0800200b9a66
Fluridone | 59756-60-4 | 59756604 | 59756604 | C19H14F3NO |  | Mass | kg | emission | water | https://ofmpub.epa.gov/sor_internet/registry/substreg/searchandretrieve/substancesearch/search.do?details=displayDetails&selectedSubstanceId=51671 | 1 | Chemicals | 246e7b9e-d255-3930-8819-a467076fb110 | 68a5ef8e-68b8-384c-8097-5c940b8436e8 | 20aadc24-a391-41cf-b340-3e4529f44bde | 93a60a56-a3c8-11da-a746-0800200b9a66
Tetraethyltin | 597-64-8 | 597648 | 597648 | C8H20Sn |  | Mass | kg | emission | water | https://ofmpub.epa.gov/sor_internet/registry/substreg/searchandretrieve/substancesearch/search.do?details=displayDetails&selectedSubstanceId=45045 | 1 | Chemicals | 078988ae-43b3-301d-87d0-3777d659c18d | 68a5ef8e-68b8-384c-8097-5c940b8436e8 | 20aadc24-a391-41cf-b340-3e4529f44bde | 93a60a56-a3c8-11da-a746-0800200b9a66
Phosphoric acid, diethyl ester | 598-02-7 | 598027 | 598027 | C4H11O4P |  | Mass | kg | emission | water | https://ofmpub.epa.gov/sor_internet/registry/substreg/searchandretrieve/substancesearch/search.do?details=displayDetails&selectedSubstanceId=91359 | 1 | Chemicals | 0999159e-0a3e-383a-a005-eeaeb6243744 | 68a5ef8e-68b8-384c-8097-5c940b8436e8 | 20aadc24-a391-41cf-b340-3e4529f44bde | 93a60a56-a3c8-11da-a746-0800200b9a66
Methyl carbamate | 598-55-0 | 598550 | 598550 | C2H5NO2 |  | Mass | kg | emission | water | https://ofmpub.epa.gov/sor_internet/registry/substreg/searchandretrieve/substancesearch/search.do?details=displayDetails&selectedSubstanceId=45031 | 1 | Chemicals | 202c85e7-8f5a-3ef6-89b0-2021e54fdef3 | 68a5ef8e-68b8-384c-8097-5c940b8436e8 | 20aadc24-a391-41cf-b340-3e4529f44bde | 93a60a56-a3c8-11da-a746-0800200b9a66
N,N-Dimethylethylamine | 598-56-1 | 598561 | 598561 | C4H11N |  | Mass | kg | emission | water | https://ofmpub.epa.gov/sor_internet/registry/substreg/searchandretrieve/substancesearch/search.do?details=displayDetails&selectedSubstanceId=45030 | 1 | Chemicals | 87533644-40fd-3060-9f41-17f2f30cd354 | 68a5ef8e-68b8-384c-8097-5c940b8436e8 | 20aadc24-a391-41cf-b340-3e4529f44bde | 93a60a56-a3c8-11da-a746-0800200b9a66
Nitrofurazone | 59-87-0 | 59870 | 59870 | C6H6N4O4 |  | Mass | kg | emission | water | https://ofmpub.epa.gov/sor_internet/registry/substreg/searchandretrieve/substancesearch/search.do?details=displayDetails&selectedSubstanceId=91350 | 1 | Chemicals | 95e73fd3-07c4-3fc5-acaf-44db44e4d8b7 | 68a5ef8e-68b8-384c-8097-5c940b8436e8 | 20aadc24-a391-41cf-b340-3e4529f44bde | 93a60a56-a3c8-11da-a746-0800200b9a66
3-Methyl-2-butanamine | 598-74-3 | 598743 | 598743 | C5H13N |  | Mass | kg | emission | water | https://ofmpub.epa.gov/sor_internet/registry/substreg/searchandretrieve/substancesearch/search.do?details=displayDetails&selectedSubstanceId=45025 | 1 | Chemicals | b03d6e51-69fd-3557-abab-c02c5cf19cc9 | 68a5ef8e-68b8-384c-8097-5c940b8436e8 | 20aadc24-a391-41cf-b340-3e4529f44bde | 93a60a56-a3c8-11da-a746-0800200b9a66
Phenylhydrazine hydrochloride | 59-88-1 | 59881 | 59881 | C6H9ClN2 |  | Mass | kg | emission | water | https://ofmpub.epa.gov/sor_internet/registry/substreg/searchandretrieve/substancesearch/search.do?details=displayDetails&selectedSubstanceId=49103 | 1 | Chemicals | 6c419038-7435-30e5-8af1-71e9ad3494c6 | 68a5ef8e-68b8-384c-8097-5c940b8436e8 | 20aadc24-a391-41cf-b340-3e4529f44bde | 93a60a56-a3c8-11da-a746-0800200b9a66
N-Nitrosomorpholine | 59-89-2 | 59892 | 59892 | C4H8N2O2 |  | Mass | kg | emission | water | https://ofmpub.epa.gov/sor_internet/registry/substreg/searchandretrieve/substancesearch/search.do?details=displayDetails&selectedSubstanceId=49102 | 1 | Chemicals | dd8f96df-befc-3576-b437-4253fc708945 | 68a5ef8e-68b8-384c-8097-5c940b8436e8 | 20aadc24-a391-41cf-b340-3e4529f44bde | 93a60a56-a3c8-11da-a746-0800200b9a66
D-Limonene | 5989-27-5 | 5989275 | 5989275 | C10H16 |  | Mass | kg | emission | water | https://ofmpub.epa.gov/sor_internet/registry/substreg/searchandretrieve/substancesearch/search.do?details=displayDetails&selectedSubstanceId=37837 | 1 | Chemicals | 1ead3261-325d-31d4-8094-d0f63ed0a3e2 | 68a5ef8e-68b8-384c-8097-5c940b8436e8 | 20aadc24-a391-41cf-b340-3e4529f44bde | 93a60a56-a3c8-11da-a746-0800200b9a66
Levodopa | 59-92-7 | 59927 | 59927 | C9H11NO4 |  | Mass | kg | emission | water | https://ofmpub.epa.gov/sor_internet/registry/substreg/searchandretrieve/substancesearch/search.do?details=displayDetails&selectedSubstanceId=91347 | 1 | Chemicals | d3d08504-f591-34f2-a0e2-3d178be6836d | 68a5ef8e-68b8-384c-8097-5c940b8436e8 | 20aadc24-a391-41cf-b340-3e4529f44bde | 93a60a56-a3c8-11da-a746-0800200b9a66
Salicylazosulfapyridine | 599-79-1 | 599791 | 599791 | C18H14N4O5S |  | Mass | kg | emission | water | https://ofmpub.epa.gov/sor_internet/registry/substreg/searchandretrieve/substancesearch/search.do?details=displayDetails&selectedSubstanceId=78005 | 1 | Chemicals | 77f95490-9ebc-34fa-b793-989f4112e4e7 | 68a5ef8e-68b8-384c-8097-5c940b8436e8 | 20aadc24-a391-41cf-b340-3e4529f44bde | 93a60a56-a3c8-11da-a746-0800200b9a66
Ethylenediaminetetraacetic acid | 60-00-4 | 60004 | 60004 | C10H16N2O8 |  | Mass | kg | emission | water | https://ofmpub.epa.gov/sor_internet/registry/substreg/searchandretrieve/substancesearch/search.do?details=displayDetails&selectedSubstanceId=49100 | 1 | Chemicals | 8f01ec2e-eb14-32fd-b3f4-494e347cf7e7 | 68a5ef8e-68b8-384c-8097-5c940b8436e8 | 20aadc24-a391-41cf-b340-3e4529f44bde | 93a60a56-a3c8-11da-a746-0800200b9a66
2,4-Dimethyl-3-pentanol | 600-36-2 | 600362 | 600362 | C7H16O |  | Mass | kg | emission | water | https://ofmpub.epa.gov/sor_internet/registry/substreg/searchandretrieve/substancesearch/search.do?details=displayDetails&selectedSubstanceId=45003 | 1 | Chemicals | 1fc9d72c-fb91-3f01-b242-9872e707fb21 | 68a5ef8e-68b8-384c-8097-5c940b8436e8 | 20aadc24-a391-41cf-b340-3e4529f44bde | 93a60a56-a3c8-11da-a746-0800200b9a66
4-Aminoazobenzene | 60-09-3 | 60093 | 60093 | C12H11N3 |  | Mass | kg | emission | water | https://ofmpub.epa.gov/sor_internet/registry/substreg/searchandretrieve/substancesearch/search.do?details=displayDetails&selectedSubstanceId=49099 | 1 | Chemicals | 378ea702-f473-3114-b067-29f9592032db | 68a5ef8e-68b8-384c-8097-5c940b8436e8 | 20aadc24-a391-41cf-b340-3e4529f44bde | 93a60a56-a3c8-11da-a746-0800200b9a66
4-Dimethylaminoazobenzene | 60-11-7 | 60117 | 60117 | C14H15N3 |  | Mass | kg | emission | water | https://ofmpub.epa.gov/sor_internet/registry/substreg/searchandretrieve/substancesearch/search.do?details=displayDetails&selectedSubstanceId=49098 | 1 | Chemicals | b6464dd4-6496-3a04-ba7b-052dcc1e688c | 68a5ef8e-68b8-384c-8097-5c940b8436e8 | 20aadc24-a391-41cf-b340-3e4529f44bde | 93a60a56-a3c8-11da-a746-0800200b9a66
Benzeneethanol | 60-12-8 | 60128 | 60128 | C8H10O |  | Mass | kg | emission | water | https://ofmpub.epa.gov/sor_internet/registry/substreg/searchandretrieve/substancesearch/search.do?details=displayDetails&selectedSubstanceId=49097 | 1 | Chemicals | 84dcc7b2-f3ad-31e8-bbbb-0576ddd337ae | 68a5ef8e-68b8-384c-8097-5c940b8436e8 | 20aadc24-a391-41cf-b340-3e4529f44bde | 93a60a56-a3c8-11da-a746-0800200b9a66
Fenarimol | 60168-88-9 | 60168889 | 60168889 | C17H12Cl2N2O |  | Mass | kg | emission | water | https://ofmpub.epa.gov/sor_internet/registry/substreg/searchandretrieve/substancesearch/search.do?details=displayDetails&selectedSubstanceId=51247 | 1 | Chemicals | a1e8cbeb-06ad-3107-a992-ba81d2d37729 | 68a5ef8e-68b8-384c-8097-5c940b8436e8 | 20aadc24-a391-41cf-b340-3e4529f44bde | 93a60a56-a3c8-11da-a746-0800200b9a66
2,3-Dinitrotoluene | 602-01-7 | 602017 | 602017 | C7H6N2O4 |  | Mass | kg | emission | water | https://ofmpub.epa.gov/sor_internet/registry/substreg/searchandretrieve/substancesearch/search.do?details=displayDetails&selectedSubstanceId=45001 | 1 | Chemicals | f2784b4d-cefd-3d90-8a0b-13c057bc2755 | 68a5ef8e-68b8-384c-8097-5c940b8436e8 | 20aadc24-a391-41cf-b340-3e4529f44bde | 93a60a56-a3c8-11da-a746-0800200b9a66
Azaconazole | 60207-31-0 | 60207310 | 60207310 | C12H11Cl2N3O2 |  | Mass | kg | emission | water | https://ofmpub.epa.gov/sor_internet/registry/substreg/searchandretrieve/substancesearch/search.do?details=displayDetails&selectedSubstanceId=90669 | 1 | Chemicals | d2aab32d-245e-3f1e-ab3a-783af8af22c3 | 68a5ef8e-68b8-384c-8097-5c940b8436e8 | 20aadc24-a391-41cf-b340-3e4529f44bde | 93a60a56-a3c8-11da-a746-0800200b9a66
Propiconazole | 60207-90-1 | 60207901 | 60207901 | C15H17Cl2N3O2 |  | Mass | kg | emission | water | https://ofmpub.epa.gov/sor_internet/registry/substreg/searchandretrieve/substancesearch/search.do?details=displayDetails&selectedSubstanceId=90668 | 1 | Chemicals | 9d5c1fbe-a4d6-36f4-9427-447491707144 | 68a5ef8e-68b8-384c-8097-5c940b8436e8 | 20aadc24-a391-41cf-b340-3e4529f44bde | 93a60a56-a3c8-11da-a746-0800200b9a66
2-Mercaptoethanol | 60-24-2 | 60242 | 60242 | C2H6OS |  | Mass | kg | emission | water | https://ofmpub.epa.gov/sor_internet/registry/substreg/searchandretrieve/substancesearch/search.do?details=displayDetails&selectedSubstanceId=49095 | 1 | Chemicals | f21c2e71-4a50-345d-abe2-09732b14b918 | 68a5ef8e-68b8-384c-8097-5c940b8436e8 | 20aadc24-a391-41cf-b340-3e4529f44bde | 93a60a56-a3c8-11da-a746-0800200b9a66
5-Nitroacenaphthene | 602-87-9 | 602879 | 602879 | C12H9NO2 |  | Mass | kg | emission | water | https://ofmpub.epa.gov/sor_internet/registry/substreg/searchandretrieve/substancesearch/search.do?details=displayDetails&selectedSubstanceId=90653 | 1 | Chemicals | f40d9862-6469-3270-8ed4-f888d4929a95 | 68a5ef8e-68b8-384c-8097-5c940b8436e8 | 20aadc24-a391-41cf-b340-3e4529f44bde | 93a60a56-a3c8-11da-a746-0800200b9a66
Ethyl ether | 60-29-7 | 60297 | 60297 | C4H10O |  | Mass | kg | emission | water | https://ofmpub.epa.gov/sor_internet/registry/substreg/searchandretrieve/substancesearch/search.do?details=displayDetails&selectedSubstanceId=49093 | 1 | Chemicals | ae9fed71-40a9-323a-af68-3dc4cee5a375 | 68a5ef8e-68b8-384c-8097-5c940b8436e8 | 20aadc24-a391-41cf-b340-3e4529f44bde | 93a60a56-a3c8-11da-a746-0800200b9a66
Methyl hydrazine | 60-34-4 | 60344 | 60344 | CH6N2 |  | Mass | kg | emission | water | https://ofmpub.epa.gov/sor_internet/registry/substreg/searchandretrieve/substancesearch/search.do?details=displayDetails&selectedSubstanceId=49090 | 1 | Chemicals | d67b0264-240f-34d1-a1ab-ecb50d5167ee | 68a5ef8e-68b8-384c-8097-5c940b8436e8 | 20aadc24-a391-41cf-b340-3e4529f44bde | 93a60a56-a3c8-11da-a746-0800200b9a66
Acetamide | 60-35-5 | 60355 | 60355 | C2H5NO |  | Mass | kg | emission | water | https://ofmpub.epa.gov/sor_internet/registry/substreg/searchandretrieve/substancesearch/search.do?details=displayDetails&selectedSubstanceId=49089 | 1 | Chemicals | 32ce4f04-ec4f-363f-a618-b480739ea812 | 68a5ef8e-68b8-384c-8097-5c940b8436e8 | 20aadc24-a391-41cf-b340-3e4529f44bde | 93a60a56-a3c8-11da-a746-0800200b9a66
2-Methyl-3-nitroaniline | 603-83-8 | 603838 | 603838 | C7H8N2O2 |  | Mass | kg | emission | water | https://ofmpub.epa.gov/sor_internet/registry/substreg/searchandretrieve/substancesearch/search.do?details=displayDetails&selectedSubstanceId=78003 | 1 | Chemicals | eb54fe8a-dbb7-3bb8-88bd-5e41b98121f2 | 68a5ef8e-68b8-384c-8097-5c940b8436e8 | 20aadc24-a391-41cf-b340-3e4529f44bde | 93a60a56-a3c8-11da-a746-0800200b9a66
Phenol, 2-chloro-6-nitro- | 603-86-1 | 603861 | 603861 | C6H4ClNO3 |  | Mass | kg | emission | water | https://ofmpub.epa.gov/sor_internet/registry/substreg/searchandretrieve/substancesearch/search.do?details=displayDetails&selectedSubstanceId=90641 | 1 | Chemicals | aa71296e-e96b-3ef0-8cac-e936df338e68 | 68a5ef8e-68b8-384c-8097-5c940b8436e8 | 20aadc24-a391-41cf-b340-3e4529f44bde | 93a60a56-a3c8-11da-a746-0800200b9a66
Oxazepam | 604-75-1 | 604751 | 604751 | C15H11ClN2O2 |  | Mass | kg | emission | water | https://ofmpub.epa.gov/sor_internet/registry/substreg/searchandretrieve/substancesearch/search.do?details=displayDetails&selectedSubstanceId=78345 | 1 | Chemicals | 36dd1d8c-cd62-3d63-9053-60c52bd02a00 | 68a5ef8e-68b8-384c-8097-5c940b8436e8 | 20aadc24-a391-41cf-b340-3e4529f44bde | 93a60a56-a3c8-11da-a746-0800200b9a66
Dimethoate | 60-51-5 | 60515 | 60515 | C5H12NO3PS2 |  | Mass | kg | emission | water | https://ofmpub.epa.gov/sor_internet/registry/substreg/searchandretrieve/substancesearch/search.do?details=displayDetails&selectedSubstanceId=90490 | 1 | Chemicals | fdd0b36e-3dc7-33da-8e46-80a4a0338546 | 68a5ef8e-68b8-384c-8097-5c940b8436e8 | 20aadc24-a391-41cf-b340-3e4529f44bde | 93a60a56-a3c8-11da-a746-0800200b9a66
9,10-Anthracenedione, 2-hydroxy- | 605-32-3 | 605323 | 605323 | C14H8O3 |  | Mass | kg | emission | water | https://ofmpub.epa.gov/sor_internet/registry/substreg/searchandretrieve/substancesearch/search.do?details=displayDetails&selectedSubstanceId=90489 | 1 | Chemicals | 06bcd0a5-48db-3a8f-9596-eb578b7a583a | 68a5ef8e-68b8-384c-8097-5c940b8436e8 | 20aadc24-a391-41cf-b340-3e4529f44bde | 93a60a56-a3c8-11da-a746-0800200b9a66
Tetracycline | 60-54-8 | 60548 | 60548 | C22H24N2O8 |  | Mass | kg | emission | water | https://ofmpub.epa.gov/sor_internet/registry/substreg/searchandretrieve/substancesearch/search.do?details=displayDetails&selectedSubstanceId=87094 | 1 | Chemicals | 932c2051-6de0-357c-a91e-097a5edc3ffb | 68a5ef8e-68b8-384c-8097-5c940b8436e8 | 20aadc24-a391-41cf-b340-3e4529f44bde | 93a60a56-a3c8-11da-a746-0800200b9a66
Methimazole | 60-56-0 | 60560 | 60560 | C4H6N2S |  | Mass | kg | emission | water | https://ofmpub.epa.gov/sor_internet/registry/substreg/searchandretrieve/substancesearch/search.do?details=displayDetails&selectedSubstanceId=49087 | 1 | Chemicals | 6bb17f3d-08a7-3539-bdb2-810a42d2416b | 68a5ef8e-68b8-384c-8097-5c940b8436e8 | 20aadc24-a391-41cf-b340-3e4529f44bde | 93a60a56-a3c8-11da-a746-0800200b9a66
Dieldrin | 60-57-1 | 60571 | 60571 | C12H8Cl6O |  | Mass | kg | emission | water | https://ofmpub.epa.gov/sor_internet/registry/substreg/searchandretrieve/substancesearch/search.do?details=displayDetails&selectedSubstanceId=49086 | 1 | Chemicals | 28e3452d-36d9-3e0e-8c79-33570612ade1 | 68a5ef8e-68b8-384c-8097-5c940b8436e8 | 20aadc24-a391-41cf-b340-3e4529f44bde | 93a60a56-a3c8-11da-a746-0800200b9a66
2,6-Dinitrotoluene | 606-20-2 | 606202 | 606202 | C7H6N2O4 |  | Mass | kg | emission | water | https://ofmpub.epa.gov/sor_internet/registry/substreg/searchandretrieve/substancesearch/search.do?details=displayDetails&selectedSubstanceId=90476 | 1 | Chemicals | cbe4d8be-ddfd-3815-8d01-49fad69c3d8f | 68a5ef8e-68b8-384c-8097-5c940b8436e8 | 20aadc24-a391-41cf-b340-3e4529f44bde | 93a60a56-a3c8-11da-a746-0800200b9a66
MCPB sodium salt | 6062-26-6 | 6062266 | 6062266 | C11H12ClNaO3 |  | Mass | kg | emission | water | https://ofmpub.epa.gov/sor_internet/registry/substreg/searchandretrieve/substancesearch/search.do?details=displayDetails&selectedSubstanceId=37619 | 1 | Chemicals | cb3fab50-bf71-3b77-996a-fabb9e87c71e | 68a5ef8e-68b8-384c-8097-5c940b8436e8 | 20aadc24-a391-41cf-b340-3e4529f44bde | 93a60a56-a3c8-11da-a746-0800200b9a66
Formamide, N,N-diphenyl- | 607-00-1 | 607001 | 607001 | C13H11NO |  | Mass | kg | emission | water | https://ofmpub.epa.gov/sor_internet/registry/substreg/searchandretrieve/substancesearch/search.do?details=displayDetails&selectedSubstanceId=44966 | 1 | Chemicals | 97d05113-6b77-3b72-9d06-5e1b47ffab2d | 68a5ef8e-68b8-384c-8097-5c940b8436e8 | 20aadc24-a391-41cf-b340-3e4529f44bde | 93a60a56-a3c8-11da-a746-0800200b9a66
5-Nitroquinoline | 607-34-1 | 607341 | 607341 | C9H6N2O2 |  | Mass | kg | emission | water | https://ofmpub.epa.gov/sor_internet/registry/substreg/searchandretrieve/substancesearch/search.do?details=displayDetails&selectedSubstanceId=96771 | 1 | Chemicals | 8b08d3ed-c832-3cbb-bb6e-7e47f4fed0ca | 68a5ef8e-68b8-384c-8097-5c940b8436e8 | 20aadc24-a391-41cf-b340-3e4529f44bde | 93a60a56-a3c8-11da-a746-0800200b9a66
Quinoline, 8-nitro- | 607-35-2 | 607352 | 607352 | C9H6N2O2 |  | Mass | kg | emission | water | https://ofmpub.epa.gov/sor_internet/registry/substreg/searchandretrieve/substancesearch/search.do?details=displayDetails&selectedSubstanceId=44964 | 1 | Chemicals | b1e6bf62-6a08-37c5-a971-dd4878d57200 | 68a5ef8e-68b8-384c-8097-5c940b8436e8 | 20aadc24-a391-41cf-b340-3e4529f44bde | 93a60a56-a3c8-11da-a746-0800200b9a66
Antipyrine | 60-80-0 | 60800 | 60800 | C11H12N2O |  | Mass | kg | emission | water | https://ofmpub.epa.gov/sor_internet/registry/substreg/searchandretrieve/substancesearch/search.do?details=displayDetails&selectedSubstanceId=49085 | 1 | Chemicals | caab3a94-acf0-30ee-9837-d86de516d08d | 68a5ef8e-68b8-384c-8097-5c940b8436e8 | 20aadc24-a391-41cf-b340-3e4529f44bde | 93a60a56-a3c8-11da-a746-0800200b9a66
2,6-Dichloroaniline | 608-31-1 | 608311 | 608311 | C6H5Cl2N |  | Mass | kg | emission | water | https://ofmpub.epa.gov/sor_internet/registry/substreg/searchandretrieve/substancesearch/search.do?details=displayDetails&selectedSubstanceId=44952 | 1 | Chemicals | c3488d30-5ae4-3dea-b967-8cfd2df5f46b | 68a5ef8e-68b8-384c-8097-5c940b8436e8 | 20aadc24-a391-41cf-b340-3e4529f44bde | 93a60a56-a3c8-11da-a746-0800200b9a66
Pentabromophenol | 608-71-9 | 608719 | 608719 | C6HBr5O |  | Mass | kg | emission | water | https://ofmpub.epa.gov/sor_internet/registry/substreg/searchandretrieve/substancesearch/search.do?details=displayDetails&selectedSubstanceId=44949 | 1 | Chemicals | 978b9ade-3ccd-3388-8aeb-61999891fa13 | 68a5ef8e-68b8-384c-8097-5c940b8436e8 | 20aadc24-a391-41cf-b340-3e4529f44bde | 93a60a56-a3c8-11da-a746-0800200b9a66
1,2,3,4,5,6-Hexachlorocyclohexane | 608-73-1 | 608731 | 608731 | C6H6Cl6 |  | Mass | kg | emission | water | https://ofmpub.epa.gov/sor_internet/registry/substreg/searchandretrieve/substancesearch/search.do?details=displayDetails&selectedSubstanceId=44948 | 1 | Chemicals | d41b9fe7-54fa-3d5c-b900-ed9a1e3d0498 | 68a5ef8e-68b8-384c-8097-5c940b8436e8 | 20aadc24-a391-41cf-b340-3e4529f44bde | 93a60a56-a3c8-11da-a746-0800200b9a66
Pentachlorobenzene | 608-93-5 | 608935 | 608935 | C6HCl5 |  | Mass | kg | emission | water | https://ofmpub.epa.gov/sor_internet/registry/substreg/searchandretrieve/substancesearch/search.do?details=displayDetails&selectedSubstanceId=90315 | 1 | Chemicals | 07b63f3b-4af8-3859-ade9-81d95a426348 | 68a5ef8e-68b8-384c-8097-5c940b8436e8 | 20aadc24-a391-41cf-b340-3e4529f44bde | 93a60a56-a3c8-11da-a746-0800200b9a66
3,4,5-Trichlorophenol | 609-19-8 | 609198 | 609198 | C6H3Cl3O |  | Mass | kg | emission | water | https://ofmpub.epa.gov/sor_internet/registry/substreg/searchandretrieve/substancesearch/search.do?details=displayDetails&selectedSubstanceId=90309 | 1 | Chemicals | 3b8244f3-9c5f-3f1d-8018-9f895370a61c | 68a5ef8e-68b8-384c-8097-5c940b8436e8 | 20aadc24-a391-41cf-b340-3e4529f44bde | 93a60a56-a3c8-11da-a746-0800200b9a66
2,6-Dichloro-p-phenylenediamine | 609-20-1 | 609201 | 609201 | C6H6Cl2N2 |  | Mass | kg | emission | water | https://ofmpub.epa.gov/sor_internet/registry/substreg/searchandretrieve/substancesearch/search.do?details=displayDetails&selectedSubstanceId=44939 | 1 | Chemicals | d20ea718-5351-3dd7-965e-ba2f643fc588 | 68a5ef8e-68b8-384c-8097-5c940b8436e8 | 20aadc24-a391-41cf-b340-3e4529f44bde | 93a60a56-a3c8-11da-a746-0800200b9a66
Phenol, 2,4,6-triiodo- | 609-23-4 | 609234 | 609234 | C6H3I3O |  | Mass | kg | emission | water | https://ofmpub.epa.gov/sor_internet/registry/substreg/searchandretrieve/substancesearch/search.do?details=displayDetails&selectedSubstanceId=44937 | 1 | Chemicals | 6732ccde-febd-3ef6-93ff-34d890deee87 | 68a5ef8e-68b8-384c-8097-5c940b8436e8 | 20aadc24-a391-41cf-b340-3e4529f44bde | 93a60a56-a3c8-11da-a746-0800200b9a66
3,4-Dinitrotoluene | 610-39-9 | 610399 | 610399 | C7H6N2O4 |  | Mass | kg | emission | water | https://ofmpub.epa.gov/sor_internet/registry/substreg/searchandretrieve/substancesearch/search.do?details=displayDetails&selectedSubstanceId=90294 | 1 | Chemicals | 83032cc7-73d0-336d-8908-0e191a7982e8 | 68a5ef8e-68b8-384c-8097-5c940b8436e8 | 20aadc24-a391-41cf-b340-3e4529f44bde | 93a60a56-a3c8-11da-a746-0800200b9a66
Isobutylidenediurea | 6104-30-9 | 6104309 | 6104309 | C6H14N4O2 |  | Mass | kg | emission | water | https://ofmpub.epa.gov/sor_internet/registry/substreg/searchandretrieve/substancesearch/search.do?details=displayDetails&selectedSubstanceId=37592 | 1 | Chemicals | 22c009b1-3711-31d6-bf97-1ea8b022b82a | 68a5ef8e-68b8-384c-8097-5c940b8436e8 | 20aadc24-a391-41cf-b340-3e4529f44bde | 93a60a56-a3c8-11da-a746-0800200b9a66
3-Amino-9-ethylcarbazole monohydrochloride | 6109-97-3 | 6109973 | 6109973 | C14H15ClN2 |  | Mass | kg | emission | water | https://ofmpub.epa.gov/sor_internet/registry/substreg/searchandretrieve/substancesearch/search.do?details=displayDetails&selectedSubstanceId=90281 | 1 | Chemicals | af26acfc-9eee-3701-bcbb-c4f79b860cae | 68a5ef8e-68b8-384c-8097-5c940b8436e8 | 20aadc24-a391-41cf-b340-3e4529f44bde | 93a60a56-a3c8-11da-a746-0800200b9a66
2,4-Dichloronitrobenzene | 611-06-3 | 611063 | 611063 | C6H3Cl2NO2 |  | Mass | kg | emission | water | https://ofmpub.epa.gov/sor_internet/registry/substreg/searchandretrieve/substancesearch/search.do?details=displayDetails&selectedSubstanceId=45292 | 1 | Chemicals | e04d3248-7b72-3906-9d51-ba8c37a1320b | 68a5ef8e-68b8-384c-8097-5c940b8436e8 | 20aadc24-a391-41cf-b340-3e4529f44bde | 93a60a56-a3c8-11da-a746-0800200b9a66
Flurochloridone | 61213-25-0 | 61213250 | 61213250 | C12H10Cl2F3NO |  | Mass | kg | emission | water | https://ofmpub.epa.gov/sor_internet/registry/substreg/searchandretrieve/substancesearch/search.do?details=displayDetails&selectedSubstanceId=90272 | 1 | Chemicals | 61f10345-b925-32a3-bffc-4ef60126d44f | 68a5ef8e-68b8-384c-8097-5c940b8436e8 | 20aadc24-a391-41cf-b340-3e4529f44bde | 93a60a56-a3c8-11da-a746-0800200b9a66
1,6-Hexanediamine, N,N'-bis(2,2,6,6-tetramethyl-4-piperidinyl)- | 61260-55-7 | 61260557 | 61260557 | C24H50N4 |  | Mass | kg | emission | water | https://ofmpub.epa.gov/sor_internet/registry/substreg/searchandretrieve/substancesearch/search.do?details=displayDetails&selectedSubstanceId=50387 | 1 | Chemicals | 21959eb5-ec60-3012-a527-24f943bc1954 | 68a5ef8e-68b8-384c-8097-5c940b8436e8 | 20aadc24-a391-41cf-b340-3e4529f44bde | 93a60a56-a3c8-11da-a746-0800200b9a66
3,3'-Dimethylbenzidine dihydrochloride | 612-82-8 | 612828 | 612828 | C14H18Cl2N2 |  | Mass | kg | emission | water | https://ofmpub.epa.gov/sor_internet/registry/substreg/searchandretrieve/substancesearch/search.do?details=displayDetails&selectedSubstanceId=45268 | 1 | Chemicals | 7a969b37-3eb4-3b1a-a58c-1c868e05b236 | 68a5ef8e-68b8-384c-8097-5c940b8436e8 | 20aadc24-a391-41cf-b340-3e4529f44bde | 93a60a56-a3c8-11da-a746-0800200b9a66
3,3'-Dichlorobenzidine dihydrochloride | 612-83-9 | 612839 | 612839 | C12H12Cl4N2 |  | Mass | kg | emission | water | https://ofmpub.epa.gov/sor_internet/registry/substreg/searchandretrieve/substancesearch/search.do?details=displayDetails&selectedSubstanceId=90122 | 1 | Chemicals | 528c3bfd-a2aa-3103-9151-33de450b9f7c | 68a5ef8e-68b8-384c-8097-5c940b8436e8 | 20aadc24-a391-41cf-b340-3e4529f44bde | 93a60a56-a3c8-11da-a746-0800200b9a66
2-Methylanthracene | 613-12-7 | 613127 | 613127 | C15H12 |  | Mass | kg | emission | water | https://ofmpub.epa.gov/sor_internet/registry/substreg/searchandretrieve/substancesearch/search.do?details=displayDetails&selectedSubstanceId=90119 | 1 | Chemicals | 3bdbe3a2-0dc9-3e2c-a578-8f53e6c3f099 | 68a5ef8e-68b8-384c-8097-5c940b8436e8 | 20aadc24-a391-41cf-b340-3e4529f44bde | 93a60a56-a3c8-11da-a746-0800200b9a66
1-Naphthaleneacetic acid sodium salt | 61-31-4 | 61314 | 61314 | C12H9NaO2 |  | Mass | kg | emission | water | https://ofmpub.epa.gov/sor_internet/registry/substreg/searchandretrieve/substancesearch/search.do?details=displayDetails&selectedSubstanceId=49079 | 1 | Chemicals | e2e19539-674e-3075-95df-0d91c4953685 | 68a5ef8e-68b8-384c-8097-5c940b8436e8 | 20aadc24-a391-41cf-b340-3e4529f44bde | 93a60a56-a3c8-11da-a746-0800200b9a66
6-Nitroquinoline | 613-50-3 | 613503 | 613503 | C9H6N2O2 |  | Mass | kg | emission | water | https://ofmpub.epa.gov/sor_internet/registry/substreg/searchandretrieve/substancesearch/search.do?details=displayDetails&selectedSubstanceId=96769 | 1 | Chemicals | 92d2ef14-2d9d-3aeb-a23a-763e562bf341 | 68a5ef8e-68b8-384c-8097-5c940b8436e8 | 20aadc24-a391-41cf-b340-3e4529f44bde | 93a60a56-a3c8-11da-a746-0800200b9a66
Benzoic acid, hydrazide | 613-94-5 | 613945 | 613945 | C7H8N2O |  | Mass | kg | emission | water | https://ofmpub.epa.gov/sor_internet/registry/substreg/searchandretrieve/substancesearch/search.do?details=displayDetails&selectedSubstanceId=45254 | 1 | Chemicals | bd9de6d9-ebd8-31d8-859b-c519d3e4749d | 68a5ef8e-68b8-384c-8097-5c940b8436e8 | 20aadc24-a391-41cf-b340-3e4529f44bde | 93a60a56-a3c8-11da-a746-0800200b9a66
N-Methyl-N-nitrosoaniline | 614-00-6 | 614006 | 614006 | C7H8N2O |  | Mass | kg | emission | water | https://ofmpub.epa.gov/sor_internet/registry/substreg/searchandretrieve/substancesearch/search.do?details=displayDetails&selectedSubstanceId=90108 | 1 | Chemicals | 829d0010-38d8-3d5f-b99e-46c4577f1e1f | 68a5ef8e-68b8-384c-8097-5c940b8436e8 | 20aadc24-a391-41cf-b340-3e4529f44bde | 93a60a56-a3c8-11da-a746-0800200b9a66
2'-Hydroxyacetanilide | 614-80-2 | 614802 | 614802 | C8H9NO2 |  | Mass | kg | emission | water | https://ofmpub.epa.gov/sor_internet/registry/substreg/searchandretrieve/substancesearch/search.do?details=displayDetails&selectedSubstanceId=45244 | 1 | Chemicals | c45befb3-9b48-3b98-9dc8-8d5ddd5d9066 | 68a5ef8e-68b8-384c-8097-5c940b8436e8 | 20aadc24-a391-41cf-b340-3e4529f44bde | 93a60a56-a3c8-11da-a746-0800200b9a66
N-Nitroso-N-ethylurethane | 614-95-9 | 614959 | 614959 | C5H10N2O3 |  | Mass | kg | emission | water | https://ofmpub.epa.gov/sor_internet/registry/substreg/searchandretrieve/substancesearch/search.do?details=displayDetails&selectedSubstanceId=90091 | 1 | Chemicals | eda7b267-9dbd-3c3a-aaf6-dba78dcfc613 | 68a5ef8e-68b8-384c-8097-5c940b8436e8 | 20aadc24-a391-41cf-b340-3e4529f44bde | 93a60a56-a3c8-11da-a746-0800200b9a66
1,2-Phenylenediamine dihydrochloride | 615-28-1 | 615281 | 615281 | C6H10Cl2N2 |  | Mass | kg | emission | water | https://ofmpub.epa.gov/sor_internet/registry/substreg/searchandretrieve/substancesearch/search.do?details=displayDetails&selectedSubstanceId=44511 | 1 | Chemicals | 56c68d68-8513-30ca-9c21-ea86642291e5 | 68a5ef8e-68b8-384c-8097-5c940b8436e8 | 20aadc24-a391-41cf-b340-3e4529f44bde | 93a60a56-a3c8-11da-a746-0800200b9a66
Oxalic acid dihydrate | 6153-56-6 | 6153566 | 6153566 | C2H6O6 |  | Mass | kg | emission | water | https://ofmpub.epa.gov/sor_internet/registry/substreg/searchandretrieve/substancesearch/search.do?details=displayDetails&selectedSubstanceId=77467 | 1 | Chemicals | 37fce4d5-a442-3b5b-ac92-36e5304d7ad6 | 68a5ef8e-68b8-384c-8097-5c940b8436e8 | 20aadc24-a391-41cf-b340-3e4529f44bde | 93a60a56-a3c8-11da-a746-0800200b9a66
Benzenamine, 2-bromo- | 615-36-1 | 615361 | 615361 | C6H6BrN |  | Mass | kg | emission | water | https://ofmpub.epa.gov/sor_internet/registry/substreg/searchandretrieve/substancesearch/search.do?details=displayDetails&selectedSubstanceId=44510 | 1 | Chemicals | 470a1c57-6f17-3121-8d3c-b474df033dab | 68a5ef8e-68b8-384c-8097-5c940b8436e8 | 20aadc24-a391-41cf-b340-3e4529f44bde | 93a60a56-a3c8-11da-a746-0800200b9a66
N-Nitroso-N-methylurethane | 615-53-2 | 615532 | 615532 | C4H8N2O3 |  | Mass | kg | emission | water | https://ofmpub.epa.gov/sor_internet/registry/substreg/searchandretrieve/substancesearch/search.do?details=displayDetails&selectedSubstanceId=44500 | 1 | Chemicals | 1cd8c481-79c2-3c42-9561-41a968c96c5f | 68a5ef8e-68b8-384c-8097-5c940b8436e8 | 20aadc24-a391-41cf-b340-3e4529f44bde | 93a60a56-a3c8-11da-a746-0800200b9a66
Benzenamine, 2-chloro-4-methyl- | 615-65-6 | 615656 | 615656 | C7H8ClN |  | Mass | kg | emission | water | https://ofmpub.epa.gov/sor_internet/registry/substreg/searchandretrieve/substancesearch/search.do?details=displayDetails&selectedSubstanceId=44495 | 1 | Chemicals | 7cb78bd8-d73a-3d4c-99a9-9a2f44291408 | 68a5ef8e-68b8-384c-8097-5c940b8436e8 | 20aadc24-a391-41cf-b340-3e4529f44bde | 93a60a56-a3c8-11da-a746-0800200b9a66
2-Pyrrolidinone | 616-45-5 | 616455 | 616455 | C4H7NO |  | Mass | kg | emission | water | https://ofmpub.epa.gov/sor_internet/registry/substreg/searchandretrieve/substancesearch/search.do?details=displayDetails&selectedSubstanceId=44478 | 1 | Chemicals | 28cd5a1a-da5f-3237-b7bc-c69a8e5bc61a | 68a5ef8e-68b8-384c-8097-5c940b8436e8 | 20aadc24-a391-41cf-b340-3e4529f44bde | 93a60a56-a3c8-11da-a746-0800200b9a66
Chlordimeform | 6164-98-3 | 6164983 | 6164983 | C10H13ClN2 |  | Mass | kg | emission | water | https://ofmpub.epa.gov/sor_internet/registry/substreg/searchandretrieve/substancesearch/search.do?details=displayDetails&selectedSubstanceId=37393 | 1 | Chemicals | 0969b793-4791-3ec2-af31-882bf946d581 | 68a5ef8e-68b8-384c-8097-5c940b8436e8 | 20aadc24-a391-41cf-b340-3e4529f44bde | 93a60a56-a3c8-11da-a746-0800200b9a66
2,4-Dinitro-5-methylphenol | 616-73-9 | 616739 | 616739 | C7H6N2O5 |  | Mass | kg | emission | water | https://ofmpub.epa.gov/sor_internet/registry/substreg/searchandretrieve/substancesearch/search.do?details=displayDetails&selectedSubstanceId=82718 | 1 | Chemicals | 9bdf5982-9116-318c-8f1b-7be09d5e5391 | 68a5ef8e-68b8-384c-8097-5c940b8436e8 | 20aadc24-a391-41cf-b340-3e4529f44bde | 93a60a56-a3c8-11da-a746-0800200b9a66
Methylene blue | 61-73-4 | 61734 | 61734 | C16H18ClN3S |  | Mass | kg | emission | water | https://ofmpub.epa.gov/sor_internet/registry/substreg/searchandretrieve/substancesearch/search.do?details=displayDetails&selectedSubstanceId=49078 | 1 | Chemicals | 077ae088-5287-303a-83c4-1a4cc5bcdcfa | 68a5ef8e-68b8-384c-8097-5c940b8436e8 | 20aadc24-a391-41cf-b340-3e4529f44bde | 93a60a56-a3c8-11da-a746-0800200b9a66
Isopropyl lactate | 617-51-6 | 617516 | 617516 | C6H12O3 |  | Mass | kg | emission | water | https://ofmpub.epa.gov/sor_internet/registry/substreg/searchandretrieve/substancesearch/search.do?details=displayDetails&selectedSubstanceId=44469 | 1 | Chemicals | 5256ef3f-adb2-32a9-90fb-a6d9a091f06c | 68a5ef8e-68b8-384c-8097-5c940b8436e8 | 20aadc24-a391-41cf-b340-3e4529f44bde | 93a60a56-a3c8-11da-a746-0800200b9a66
2-Dodecanone | 6175-49-1 | 6175491 | 6175491 | C12H24O |  | Mass | kg | emission | water | https://ofmpub.epa.gov/sor_internet/registry/substreg/searchandretrieve/substancesearch/search.do?details=displayDetails&selectedSubstanceId=37387 | 1 | Chemicals | fcff73a1-7a2f-38aa-8852-622fdcf9706b | 68a5ef8e-68b8-384c-8097-5c940b8436e8 | 20aadc24-a391-41cf-b340-3e4529f44bde | 93a60a56-a3c8-11da-a746-0800200b9a66
Amitrole | 61-82-5 | 61825 | 61825 | C2H4N4 |  | Mass | kg | emission | water | https://ofmpub.epa.gov/sor_internet/registry/substreg/searchandretrieve/substancesearch/search.do?details=displayDetails&selectedSubstanceId=49075 | 1 | Chemicals | fd8a53b9-af1d-3f66-821e-b57255672513 | 68a5ef8e-68b8-384c-8097-5c940b8436e8 | 20aadc24-a391-41cf-b340-3e4529f44bde | 93a60a56-a3c8-11da-a746-0800200b9a66
Benzene, 1,3-dichloro-5-nitro- | 618-62-2 | 618622 | 618622 | C6H3Cl2NO2 |  | Mass | kg | emission | water | https://ofmpub.epa.gov/sor_internet/registry/substreg/searchandretrieve/substancesearch/search.do?details=displayDetails&selectedSubstanceId=44900 | 1 | Chemicals | f5534240-c263-31f2-beef-288c454aeb39 | 68a5ef8e-68b8-384c-8097-5c940b8436e8 | 20aadc24-a391-41cf-b340-3e4529f44bde | 93a60a56-a3c8-11da-a746-0800200b9a66
3,5-Dinitroaniline | 618-87-1 | 618871 | 618871 | C6H5N3O4 |  | Mass | kg | emission | water | https://ofmpub.epa.gov/sor_internet/registry/substreg/searchandretrieve/substancesearch/search.do?details=displayDetails&selectedSubstanceId=81246 | 1 | Chemicals | 03a0cd35-50cb-3237-afe6-90eccc0f3b32 | 68a5ef8e-68b8-384c-8097-5c940b8436e8 | 20aadc24-a391-41cf-b340-3e4529f44bde | 93a60a56-a3c8-11da-a746-0800200b9a66
2-Chloro-4-isopropylamino-6-amino-s-triazine | 6190-65-4 | 6190654 | 6190654 | C6H10ClN5 |  | Mass | kg | emission | water | https://ofmpub.epa.gov/sor_internet/registry/substreg/searchandretrieve/substancesearch/search.do?details=displayDetails&selectedSubstanceId=84910 | 1 | Chemicals | 10560958-e826-305e-bae3-2820a35a7416 | 68a5ef8e-68b8-384c-8097-5c940b8436e8 | 20aadc24-a391-41cf-b340-3e4529f44bde | 93a60a56-a3c8-11da-a746-0800200b9a66
2,5-Dinitrotoluene | 619-15-8 | 619158 | 619158 | C7H6N2O4 |  | Mass | kg | emission | water | https://ofmpub.epa.gov/sor_internet/registry/substreg/searchandretrieve/substancesearch/search.do?details=displayDetails&selectedSubstanceId=44887 | 1 | Chemicals | 73d1e634-cdb2-3f23-b407-0e8bcac6790c | 68a5ef8e-68b8-384c-8097-5c940b8436e8 | 20aadc24-a391-41cf-b340-3e4529f44bde | 93a60a56-a3c8-11da-a746-0800200b9a66
Benzonitrile, 3-nitro- | 619-24-9 | 619249 | 619249 | C7H4N2O2 |  | Mass | kg | emission | water | https://ofmpub.epa.gov/sor_internet/registry/substreg/searchandretrieve/substancesearch/search.do?details=displayDetails&selectedSubstanceId=89761 | 1 | Chemicals | 6b02eaed-9253-39d3-9020-062663776c8f | 68a5ef8e-68b8-384c-8097-5c940b8436e8 | 20aadc24-a391-41cf-b340-3e4529f44bde | 93a60a56-a3c8-11da-a746-0800200b9a66
1RS cis-Permethrin | 61949-76-6 | 61949766 | 61949766 | C21H20Cl2O3 |  | Mass | kg | emission | water | https://ofmpub.epa.gov/sor_internet/registry/substreg/searchandretrieve/substancesearch/search.do?details=displayDetails&selectedSubstanceId=89758 | 1 | Chemicals | 6a8037b4-0630-30f2-84a3-14043b3cd1f8 | 68a5ef8e-68b8-384c-8097-5c940b8436e8 | 20aadc24-a391-41cf-b340-3e4529f44bde | 93a60a56-a3c8-11da-a746-0800200b9a66
Transpermethrin | 61949-77-7 | 61949777 | 61949777 | C21H20Cl2O3 |  | Mass | kg | emission | water | https://ofmpub.epa.gov/sor_internet/registry/substreg/searchandretrieve/substancesearch/search.do?details=displayDetails&selectedSubstanceId=63045 | 1 | Chemicals | 572c979d-312c-3a2c-97ff-c6b64e426ff1 | 68a5ef8e-68b8-384c-8097-5c940b8436e8 | 20aadc24-a391-41cf-b340-3e4529f44bde | 93a60a56-a3c8-11da-a746-0800200b9a66
Methyl-4-nitrobenzoate | 619-50-1 | 619501 | 619501 | C8H7NO4 |  | Mass | kg | emission | water | https://ofmpub.epa.gov/sor_internet/registry/substreg/searchandretrieve/substancesearch/search.do?details=displayDetails&selectedSubstanceId=89757 | 1 | Chemicals | d4f90b65-9d1b-399b-b057-aec7f05738b1 | 68a5ef8e-68b8-384c-8097-5c940b8436e8 | 20aadc24-a391-41cf-b340-3e4529f44bde | 93a60a56-a3c8-11da-a746-0800200b9a66
Benzonitrile, 4-nitro- | 619-72-7 | 619727 | 619727 | C7H4N2O2 |  | Mass | kg | emission | water | https://ofmpub.epa.gov/sor_internet/registry/substreg/searchandretrieve/substancesearch/search.do?details=displayDetails&selectedSubstanceId=89754 | 1 | Chemicals | 563b8f00-314e-3942-a5fc-8bec95c80673 | 68a5ef8e-68b8-384c-8097-5c940b8436e8 | 20aadc24-a391-41cf-b340-3e4529f44bde | 93a60a56-a3c8-11da-a746-0800200b9a66
p-Nitrobenzamide | 619-80-7 | 619807 | 619807 | C7H6N2O3 |  | Mass | kg | emission | water | https://ofmpub.epa.gov/sor_internet/registry/substreg/searchandretrieve/substancesearch/search.do?details=displayDetails&selectedSubstanceId=44873 | 1 | Chemicals | 135d535c-3006-3cf6-89af-48a49bcbd77d | 68a5ef8e-68b8-384c-8097-5c940b8436e8 | 20aadc24-a391-41cf-b340-3e4529f44bde | 93a60a56-a3c8-11da-a746-0800200b9a66
p-Nitrophenyl phenyl ether | 620-88-2 | 620882 | 620882 | C12H9NO3 |  | Mass | kg | emission | water | https://ofmpub.epa.gov/sor_internet/registry/substreg/searchandretrieve/substancesearch/search.do?details=displayDetails&selectedSubstanceId=44801 | 1 | Chemicals | fe88af9e-860b-3066-a3a9-d526a7bc5fe3 | 68a5ef8e-68b8-384c-8097-5c940b8436e8 | 20aadc24-a391-41cf-b340-3e4529f44bde | 93a60a56-a3c8-11da-a746-0800200b9a66
Benzene, 1,1'-[sulfinylbis(methylene)]bis- | 621-08-9 | 621089 | 621089 | C14H14OS |  | Mass | kg | emission | water | https://ofmpub.epa.gov/sor_internet/registry/substreg/searchandretrieve/substancesearch/search.do?details=displayDetails&selectedSubstanceId=44798 | 1 | Chemicals | ef01b01c-eccf-32b9-9dba-af37a027f9a3 | 68a5ef8e-68b8-384c-8097-5c940b8436e8 | 20aadc24-a391-41cf-b340-3e4529f44bde | 93a60a56-a3c8-11da-a746-0800200b9a66
3'-Hydroxyacetanilide | 621-42-1 | 621421 | 621421 | C8H9NO2 |  | Mass | kg | emission | water | https://ofmpub.epa.gov/sor_internet/registry/substreg/searchandretrieve/substancesearch/search.do?details=displayDetails&selectedSubstanceId=44789 | 1 | Chemicals | 83a6c958-e45b-3984-8676-f9953d27c201 | 68a5ef8e-68b8-384c-8097-5c940b8436e8 | 20aadc24-a391-41cf-b340-3e4529f44bde | 93a60a56-a3c8-11da-a746-0800200b9a66
N-Nitrosodi-n-propylamine | 621-64-7 | 621647 | 621647 | C6H14N2O |  | Mass | kg | emission | water | https://ofmpub.epa.gov/sor_internet/registry/substreg/searchandretrieve/substancesearch/search.do?details=displayDetails&selectedSubstanceId=44785 | 1 | Chemicals | 8c737eca-6fad-3b87-96da-b41e8c1ccf4b | 68a5ef8e-68b8-384c-8097-5c940b8436e8 | 20aadc24-a391-41cf-b340-3e4529f44bde | 93a60a56-a3c8-11da-a746-0800200b9a66
Triamylamine | 621-77-2 | 621772 | 621772 | C15H33N |  | Mass | kg | emission | water | https://ofmpub.epa.gov/sor_internet/registry/substreg/searchandretrieve/substancesearch/search.do?details=displayDetails&selectedSubstanceId=44780 | 1 | Chemicals | ea83892f-a658-35a6-a2b9-735b0509c308 | 68a5ef8e-68b8-384c-8097-5c940b8436e8 | 20aadc24-a391-41cf-b340-3e4529f44bde | 93a60a56-a3c8-11da-a746-0800200b9a66
p-Nitrobenzoic acid | 62-23-7 | 62237 | 62237 | C7H5NO4 |  | Mass | kg | emission | water | https://ofmpub.epa.gov/sor_internet/registry/substreg/searchandretrieve/substancesearch/search.do?details=displayDetails&selectedSubstanceId=49073 | 1 | Chemicals | 1c6d7d5c-e3b1-362d-ba39-6e53c1a124b6 | 68a5ef8e-68b8-384c-8097-5c940b8436e8 | 20aadc24-a391-41cf-b340-3e4529f44bde | 93a60a56-a3c8-11da-a746-0800200b9a66
4-Morpholineethanol | 622-40-2 | 622402 | 622402 | C6H13NO2 |  | Mass | kg | emission | water | https://ofmpub.epa.gov/sor_internet/registry/substreg/searchandretrieve/substancesearch/search.do?details=displayDetails&selectedSubstanceId=89582 | 1 | Chemicals | 50bcfbb8-0b13-360e-8fad-c3ee91d760ee | 68a5ef8e-68b8-384c-8097-5c940b8436e8 | 20aadc24-a391-41cf-b340-3e4529f44bde | 93a60a56-a3c8-11da-a746-0800200b9a66
p-Tolylurea | 622-51-5 | 622515 | 622515 | C8H10N2O |  | Mass | kg | emission | water | https://ofmpub.epa.gov/sor_internet/registry/substreg/searchandretrieve/substancesearch/search.do?details=displayDetails&selectedSubstanceId=89579 | 1 | Chemicals | 8b30ca64-0a73-3c24-9ab1-50c50ed3e115 | 68a5ef8e-68b8-384c-8097-5c940b8436e8 | 20aadc24-a391-41cf-b340-3e4529f44bde | 93a60a56-a3c8-11da-a746-0800200b9a66
Benzene, (isothiocyanatomethyl)- | 622-78-6 | 622786 | 622786 | C8H7NS |  | Mass | kg | emission | water | https://ofmpub.epa.gov/sor_internet/registry/substreg/searchandretrieve/substancesearch/search.do?details=displayDetails&selectedSubstanceId=44759 | 1 | Chemicals | ee7ce3d4-4164-3072-9ec3-1eea600ecdf9 | 68a5ef8e-68b8-384c-8097-5c940b8436e8 | 20aadc24-a391-41cf-b340-3e4529f44bde | 93a60a56-a3c8-11da-a746-0800200b9a66
4-Chlorobenzonitrile | 623-03-0 | 623030 | 623030 | C7H4ClN |  | Mass | kg | emission | water | https://ofmpub.epa.gov/sor_internet/registry/substreg/searchandretrieve/substancesearch/search.do?details=displayDetails&selectedSubstanceId=44753 | 1 | Chemicals | 62a02864-20c2-3d3d-8a22-9ecb9446352f | 68a5ef8e-68b8-384c-8097-5c940b8436e8 | 20aadc24-a391-41cf-b340-3e4529f44bde | 93a60a56-a3c8-11da-a746-0800200b9a66
4-Hydroxybenzenemethanol | 623-05-2 | 623052 | 623052 | C7H8O2 |  | Mass | kg | emission | water | https://ofmpub.epa.gov/sor_internet/registry/substreg/searchandretrieve/substancesearch/search.do?details=displayDetails&selectedSubstanceId=82717 | 1 | Chemicals | 95bc9abf-1091-3177-a53c-07dd42e3ed91 | 68a5ef8e-68b8-384c-8097-5c940b8436e8 | 20aadc24-a391-41cf-b340-3e4529f44bde | 93a60a56-a3c8-11da-a746-0800200b9a66
Benzene, 1-chloro-4-methoxy- | 623-12-1 | 623121 | 623121 | C7H7ClO |  | Mass | kg | emission | water | https://ofmpub.epa.gov/sor_internet/registry/substreg/searchandretrieve/substancesearch/search.do?details=displayDetails&selectedSubstanceId=44751 | 1 | Chemicals | 5e99a979-1dd1-3c84-bf24-4eb21f8084e5 | 68a5ef8e-68b8-384c-8097-5c940b8436e8 | 20aadc24-a391-41cf-b340-3e4529f44bde | 93a60a56-a3c8-11da-a746-0800200b9a66
Benzene, 1,4-bis(chloromethyl)- | 623-25-6 | 623256 | 623256 | C8H8Cl2 |  | Mass | kg | emission | water | https://ofmpub.epa.gov/sor_internet/registry/substreg/searchandretrieve/substancesearch/search.do?details=displayDetails&selectedSubstanceId=89566 | 1 | Chemicals | a8168dcd-eb3e-3e23-a658-fcc51ba65810 | 68a5ef8e-68b8-384c-8097-5c940b8436e8 | 20aadc24-a391-41cf-b340-3e4529f44bde | 93a60a56-a3c8-11da-a746-0800200b9a66
3-Hexanol | 623-37-0 | 623370 | 623370 | C6H14O |  | Mass | kg | emission | water | https://ofmpub.epa.gov/sor_internet/registry/substreg/searchandretrieve/substancesearch/search.do?details=displayDetails&selectedSubstanceId=89560 | 1 | Chemicals | d3e80b46-58e8-34ac-a0f4-31c0de83a965 | 68a5ef8e-68b8-384c-8097-5c940b8436e8 | 20aadc24-a391-41cf-b340-3e4529f44bde | 93a60a56-a3c8-11da-a746-0800200b9a66
Phenylmercury acetate | 62-38-4 | 62384 | 62384 | C8H8HgO2 |  | Mass | kg | emission | water | https://ofmpub.epa.gov/sor_internet/registry/substreg/searchandretrieve/substancesearch/search.do?details=displayDetails&selectedSubstanceId=49071 | 1 | Chemicals | 021aa159-cfff-3caf-a245-58df85538da9 | 68a5ef8e-68b8-384c-8097-5c940b8436e8 | 20aadc24-a391-41cf-b340-3e4529f44bde | 93a60a56-a3c8-11da-a746-0800200b9a66
Diethyl fumarate | 623-91-6 | 623916 | 623916 | C8H12O4 |  | Mass | kg | emission | water | https://ofmpub.epa.gov/sor_internet/registry/substreg/searchandretrieve/substancesearch/search.do?details=displayDetails&selectedSubstanceId=44728 | 1 | Chemicals | c98b4ebb-9bc6-3b59-8a64-30dc28c5b693 | 68a5ef8e-68b8-384c-8097-5c940b8436e8 | 20aadc24-a391-41cf-b340-3e4529f44bde | 93a60a56-a3c8-11da-a746-0800200b9a66
Phenacetin | 62-44-2 | 62442 | 62442 | C10H13NO2 |  | Mass | kg | emission | water | https://ofmpub.epa.gov/sor_internet/registry/substreg/searchandretrieve/substancesearch/search.do?details=displayDetails&selectedSubstanceId=49070 | 1 | Chemicals | 35b93c62-49ab-3eef-a0fd-8950f55aa588 | 68a5ef8e-68b8-384c-8097-5c940b8436e8 | 20aadc24-a391-41cf-b340-3e4529f44bde | 93a60a56-a3c8-11da-a746-0800200b9a66
Acifluorfen, sodium salt | 62476-59-9 | 62476599 | 62476599 | C14H6ClF3NNaO5 |  | Mass | kg | emission | water | https://ofmpub.epa.gov/sor_internet/registry/substreg/searchandretrieve/substancesearch/search.do?details=displayDetails&selectedSubstanceId=89542 | 1 | Chemicals | 83d61c69-67c2-3b0a-8b78-93f7e283e6de | 68a5ef8e-68b8-384c-8097-5c940b8436e8 | 20aadc24-a391-41cf-b340-3e4529f44bde | 93a60a56-a3c8-11da-a746-0800200b9a66
Hydrazinecarboxaldehyde | 624-84-0 | 624840 | 624840 | CH4N2O |  | Mass | kg | emission | water | https://ofmpub.epa.gov/sor_internet/registry/substreg/searchandretrieve/substancesearch/search.do?details=displayDetails&selectedSubstanceId=89540 | 1 | Chemicals | dec89c2d-299b-3b0c-8b07-6e3b549f7775 | 68a5ef8e-68b8-384c-8097-5c940b8436e8 | 20aadc24-a391-41cf-b340-3e4529f44bde | 93a60a56-a3c8-11da-a746-0800200b9a66
Aniline | 62-53-3 | 62533 | 62533 | C6H7N |  | Mass | kg | emission | water | https://ofmpub.epa.gov/sor_internet/registry/substreg/searchandretrieve/substancesearch/search.do?details=displayDetails&selectedSubstanceId=49067 | 1 | Chemicals | 97ae9baf-c1c3-3544-b5ab-b9802436bf96 | 68a5ef8e-68b8-384c-8097-5c940b8436e8 | 20aadc24-a391-41cf-b340-3e4529f44bde | 93a60a56-a3c8-11da-a746-0800200b9a66
Ethylthiourea | 625-53-6 | 625536 | 625536 | C3H8N2S |  | Mass | kg | emission | water | https://ofmpub.epa.gov/sor_internet/registry/substreg/searchandretrieve/substancesearch/search.do?details=displayDetails&selectedSubstanceId=44689 | 1 | Chemicals | 5a29d827-9571-341c-8c09-9a47c450eaee | 68a5ef8e-68b8-384c-8097-5c940b8436e8 | 20aadc24-a391-41cf-b340-3e4529f44bde | 93a60a56-a3c8-11da-a746-0800200b9a66
Thioacetamide | 62-55-5 | 62555 | 62555 | C2H5NS |  | Mass | kg | emission | water | https://ofmpub.epa.gov/sor_internet/registry/substreg/searchandretrieve/substancesearch/search.do?details=displayDetails&selectedSubstanceId=49065 | 1 | Chemicals | a94c8ea1-29b2-3f95-8be3-400b2d14529f | 68a5ef8e-68b8-384c-8097-5c940b8436e8 | 20aadc24-a391-41cf-b340-3e4529f44bde | 93a60a56-a3c8-11da-a746-0800200b9a66
Thiourea | 62-56-6 | 62566 | 62566 | CH4N2S |  | Mass | kg | emission | water | https://ofmpub.epa.gov/sor_internet/registry/substreg/searchandretrieve/substancesearch/search.do?details=displayDetails&selectedSubstanceId=89392 | 1 | Chemicals | 0fe44f90-5db2-371f-ab5b-4443a604cff1 | 68a5ef8e-68b8-384c-8097-5c940b8436e8 | 20aadc24-a391-41cf-b340-3e4529f44bde | 93a60a56-a3c8-11da-a746-0800200b9a66
2,5-Dimethylfuran | 625-86-5 | 625865 | 625865 | C6H8O |  | Mass | kg | emission | water | https://ofmpub.epa.gov/sor_internet/registry/substreg/searchandretrieve/substancesearch/search.do?details=displayDetails&selectedSubstanceId=44685 | 1 | Chemicals | 74d1cd7b-adbc-38a9-9e4c-0045f95fbc31 | 68a5ef8e-68b8-384c-8097-5c940b8436e8 | 20aadc24-a391-41cf-b340-3e4529f44bde | 93a60a56-a3c8-11da-a746-0800200b9a66
1,3-Dicyanobenzene | 626-17-5 | 626175 | 626175 | C8H4N2 |  | Mass | kg | emission | water | https://ofmpub.epa.gov/sor_internet/registry/substreg/searchandretrieve/substancesearch/search.do?details=displayDetails&selectedSubstanceId=89377 | 1 | Chemicals | 8e64eb6f-ca7a-3270-97a5-49d79b82cfe5 | 68a5ef8e-68b8-384c-8097-5c940b8436e8 | 20aadc24-a391-41cf-b340-3e4529f44bde | 93a60a56-a3c8-11da-a746-0800200b9a66
3,5-Dichloroaniline | 626-43-7 | 626437 | 626437 | C6H5Cl2N |  | Mass | kg | emission | water | https://ofmpub.epa.gov/sor_internet/registry/substreg/searchandretrieve/substancesearch/search.do?details=displayDetails&selectedSubstanceId=44672 | 1 | Chemicals | 3ef14cb5-67b0-3fb1-a3c5-7992b9bd027e | 68a5ef8e-68b8-384c-8097-5c940b8436e8 | 20aadc24-a391-41cf-b340-3e4529f44bde | 93a60a56-a3c8-11da-a746-0800200b9a66
Pyridine, 3-chloro- | 626-60-8 | 626608 | 626608 | C5H4ClN |  | Mass | kg | emission | water | https://ofmpub.epa.gov/sor_internet/registry/substreg/searchandretrieve/substancesearch/search.do?details=displayDetails&selectedSubstanceId=44668 | 1 | Chemicals | c4b3e8a1-2912-3c40-8c13-474d20ea4a4d | 68a5ef8e-68b8-384c-8097-5c940b8436e8 | 20aadc24-a391-41cf-b340-3e4529f44bde | 93a60a56-a3c8-11da-a746-0800200b9a66
4-Pyridinol | 626-64-2 | 626642 | 626642 | C5H5NO |  | Mass | kg | emission | water | https://ofmpub.epa.gov/sor_internet/registry/substreg/searchandretrieve/substancesearch/search.do?details=displayDetails&selectedSubstanceId=44666 | 1 | Chemicals | 7ea05a54-89a7-3ccd-86d4-54bee250f060 | 68a5ef8e-68b8-384c-8097-5c940b8436e8 | 20aadc24-a391-41cf-b340-3e4529f44bde | 93a60a56-a3c8-11da-a746-0800200b9a66
2-Hexanol | 626-93-7 | 626937 | 626937 | C6H14O |  | Mass | kg | emission | water | https://ofmpub.epa.gov/sor_internet/registry/substreg/searchandretrieve/substancesearch/search.do?details=displayDetails&selectedSubstanceId=44657 | 1 | Chemicals | b31c57f7-7fd2-35f1-b47b-b060a46e4da2 | 68a5ef8e-68b8-384c-8097-5c940b8436e8 | 20aadc24-a391-41cf-b340-3e4529f44bde | 93a60a56-a3c8-11da-a746-0800200b9a66
3-Chloro-1-propanol | 627-30-5 | 627305 | 627305 | C3H7ClO |  | Mass | kg | emission | water | https://ofmpub.epa.gov/sor_internet/registry/substreg/searchandretrieve/substancesearch/search.do?details=displayDetails&selectedSubstanceId=44644 | 1 | Chemicals | 7ab68528-4046-3bfb-8dee-f7752e09a808 | 68a5ef8e-68b8-384c-8097-5c940b8436e8 | 20aadc24-a391-41cf-b340-3e4529f44bde | 93a60a56-a3c8-11da-a746-0800200b9a66
Dichlorvos | 62-73-7 | 62737 | 62737 | C4H7Cl2O4P |  | Mass | kg | emission | water | https://ofmpub.epa.gov/sor_internet/registry/substreg/searchandretrieve/substancesearch/search.do?details=displayDetails&selectedSubstanceId=89211 | 1 | Chemicals | 8918d454-e02c-399d-bb70-56fad989a1c7 | 68a5ef8e-68b8-384c-8097-5c940b8436e8 | 20aadc24-a391-41cf-b340-3e4529f44bde | 93a60a56-a3c8-11da-a746-0800200b9a66
N-Nitrosodimethylamine | 62-75-9 | 62759 | 62759 | C2H6N2O |  | Mass | kg | emission | water | https://ofmpub.epa.gov/sor_internet/registry/substreg/searchandretrieve/substancesearch/search.do?details=displayDetails&selectedSubstanceId=49062 | 1 | Chemicals | b9c3a750-df40-390c-8300-96e347a73b56 | 68a5ef8e-68b8-384c-8097-5c940b8436e8 | 20aadc24-a391-41cf-b340-3e4529f44bde | 93a60a56-a3c8-11da-a746-0800200b9a66
Sodium oxalate | 62-76-0 | 62760 | 62760 | C2Na2O4 |  | Mass | kg | emission | water | https://ofmpub.epa.gov/sor_internet/registry/substreg/searchandretrieve/substancesearch/search.do?details=displayDetails&selectedSubstanceId=89204 | 1 | Chemicals | 9ba66653-5e75-3b90-a3f4-1f3353a35054 | 68a5ef8e-68b8-384c-8097-5c940b8436e8 | 20aadc24-a391-41cf-b340-3e4529f44bde | 93a60a56-a3c8-11da-a746-0800200b9a66
Hexanamide | 628-02-4 | 628024 | 628024 | C6H13NO |  | Mass | kg | emission | water | https://ofmpub.epa.gov/sor_internet/registry/substreg/searchandretrieve/substancesearch/search.do?details=displayDetails&selectedSubstanceId=44632 | 1 | Chemicals | da2f9ca8-d0a0-3fec-8c8d-02b5aceb0f83 | 68a5ef8e-68b8-384c-8097-5c940b8436e8 | 20aadc24-a391-41cf-b340-3e4529f44bde | 93a60a56-a3c8-11da-a746-0800200b9a66
1,2-Hydrazinedicarboxaldehyde | 628-36-4 | 628364 | 628364 | C2H4N2O2 |  | Mass | kg | emission | water | https://ofmpub.epa.gov/sor_internet/registry/substreg/searchandretrieve/substancesearch/search.do?details=displayDetails&selectedSubstanceId=44626 | 1 | Chemicals | 2b61eae9-2e37-34da-beab-587140e08a52 | 68a5ef8e-68b8-384c-8097-5c940b8436e8 | 20aadc24-a391-41cf-b340-3e4529f44bde | 93a60a56-a3c8-11da-a746-0800200b9a66
n-Amyl acetate | 628-63-7 | 628637 | 628637 | C7H14O2 |  | Mass | kg | emission | water | https://ofmpub.epa.gov/sor_internet/registry/substreg/searchandretrieve/substancesearch/search.do?details=displayDetails&selectedSubstanceId=44621 | 1 | Chemicals | f56554f9-ba81-3d08-8d23-dbc80700614f | 68a5ef8e-68b8-384c-8097-5c940b8436e8 | 20aadc24-a391-41cf-b340-3e4529f44bde | 93a60a56-a3c8-11da-a746-0800200b9a66
1,6-Hexanediol | 629-11-8 | 629118 | 629118 | C6H14O2 |  | Mass | kg | emission | water | https://ofmpub.epa.gov/sor_internet/registry/substreg/searchandretrieve/substancesearch/search.do?details=displayDetails&selectedSubstanceId=44604 | 1 | Chemicals | 5ccc2809-65cd-3ae8-84d5-9df94421a6e2 | 68a5ef8e-68b8-384c-8097-5c940b8436e8 | 20aadc24-a391-41cf-b340-3e4529f44bde | 93a60a56-a3c8-11da-a746-0800200b9a66
Dipropyl disulfide | 629-19-6 | 629196 | 629196 | C6H14S2 |  | Mass | kg | emission | water | https://ofmpub.epa.gov/sor_internet/registry/substreg/searchandretrieve/substancesearch/search.do?details=displayDetails&selectedSubstanceId=44600 | 1 | Chemicals | fc40d669-8e30-36ef-97a6-efdc6ed571c4 | 68a5ef8e-68b8-384c-8097-5c940b8436e8 | 20aadc24-a391-41cf-b340-3e4529f44bde | 93a60a56-a3c8-11da-a746-0800200b9a66
Flumetralin | 62924-70-3 | 62924703 | 62924703 | C16H12ClF4N3O4 |  | Mass | kg | emission | water | https://ofmpub.epa.gov/sor_internet/registry/substreg/searchandretrieve/substancesearch/search.do?details=displayDetails&selectedSubstanceId=50529 | 1 | Chemicals | f042e393-6d09-3719-a286-aad4cf799e8a | 68a5ef8e-68b8-384c-8097-5c940b8436e8 | 20aadc24-a391-41cf-b340-3e4529f44bde | 93a60a56-a3c8-11da-a746-0800200b9a66
Octanedinitrile | 629-40-3 | 629403 | 629403 | C8H12N2 |  | Mass | kg | emission | water | https://ofmpub.epa.gov/sor_internet/registry/substreg/searchandretrieve/substancesearch/search.do?details=displayDetails&selectedSubstanceId=44591 | 1 | Chemicals | a326a480-0e9b-366d-87c0-2bd86c2a839b | 68a5ef8e-68b8-384c-8097-5c940b8436e8 | 20aadc24-a391-41cf-b340-3e4529f44bde | 93a60a56-a3c8-11da-a746-0800200b9a66
1,1,1,2-Tetrachloroethane | 630-20-6 | 630206 | 630206 | C2H2Cl4 |  | Mass | kg | emission | water | https://ofmpub.epa.gov/sor_internet/registry/substreg/searchandretrieve/substancesearch/search.do?details=displayDetails&selectedSubstanceId=44565 | 1 | Chemicals | 39c3d20d-fef5-333d-82c9-1081af1477de | 68a5ef8e-68b8-384c-8097-5c940b8436e8 | 20aadc24-a391-41cf-b340-3e4529f44bde | 93a60a56-a3c8-11da-a746-0800200b9a66
4-Androstenedione | 63-05-8 | 63058 | 63058 | C19H26O2 |  | Mass | kg | emission | water | https://ofmpub.epa.gov/sor_internet/registry/substreg/searchandretrieve/substancesearch/search.do?details=displayDetails&selectedSubstanceId=100375 | 1 | Chemicals | fba873e0-a8fb-31bd-987f-5c03850c7051 | 68a5ef8e-68b8-384c-8097-5c940b8436e8 | 20aadc24-a391-41cf-b340-3e4529f44bde | 93a60a56-a3c8-11da-a746-0800200b9a66
Ammonium acetate | 631-61-8 | 631618 | 631618 | C2H7NO2 |  | Mass | kg | emission | water | https://ofmpub.epa.gov/sor_internet/registry/substreg/searchandretrieve/substancesearch/search.do?details=displayDetails&selectedSubstanceId=44560 | 1 | Chemicals | 47514589-4553-3ec0-b0be-065e5f43bc79 | 68a5ef8e-68b8-384c-8097-5c940b8436e8 | 20aadc24-a391-41cf-b340-3e4529f44bde | 93a60a56-a3c8-11da-a746-0800200b9a66
Dibromoacetic acid | 631-64-1 | 631641 | 631641 | C2H2Br2O2 |  | Mass | kg | emission | water | https://ofmpub.epa.gov/sor_internet/registry/substreg/searchandretrieve/substancesearch/search.do?details=displayDetails&selectedSubstanceId=88813 | 1 | Chemicals | 968d03a5-feb7-33c6-85c4-12382f950c06 | 68a5ef8e-68b8-384c-8097-5c940b8436e8 | 20aadc24-a391-41cf-b340-3e4529f44bde | 93a60a56-a3c8-11da-a746-0800200b9a66
Methylene dithiocyanate | 6317-18-6 | 6317186 | 6317186 | C3H2N2S2 |  | Mass | kg | emission | water | https://ofmpub.epa.gov/sor_internet/registry/substreg/searchandretrieve/substancesearch/search.do?details=displayDetails&selectedSubstanceId=37045 | 1 | Chemicals | 105c28a9-db1c-31d8-9718-7102b6824dfc | 68a5ef8e-68b8-384c-8097-5c940b8436e8 | 20aadc24-a391-41cf-b340-3e4529f44bde | 93a60a56-a3c8-11da-a746-0800200b9a66
Tetramethylurea | 632-22-4 | 632224 | 632224 | C5H12N2O |  | Mass | kg | emission | water | https://ofmpub.epa.gov/sor_internet/registry/substreg/searchandretrieve/substancesearch/search.do?details=displayDetails&selectedSubstanceId=44556 | 1 | Chemicals | 9481b066-95b1-35da-8b14-22a3cf5d6439 | 68a5ef8e-68b8-384c-8097-5c940b8436e8 | 20aadc24-a391-41cf-b340-3e4529f44bde | 93a60a56-a3c8-11da-a746-0800200b9a66
Carbaryl | 63-25-2 | 63252 | 63252 | C12H11NO2 |  | Mass | kg | emission | water | https://ofmpub.epa.gov/sor_internet/registry/substreg/searchandretrieve/substancesearch/search.do?details=displayDetails&selectedSubstanceId=49061 | 1 | Chemicals | 1f8d7cd4-9314-3f0f-a302-8a2f518b0e4e | 68a5ef8e-68b8-384c-8097-5c940b8436e8 | 20aadc24-a391-41cf-b340-3e4529f44bde | 93a60a56-a3c8-11da-a746-0800200b9a66
Nuarimol | 63284-71-9 | 63284719 | 63284719 | C17H12ClFN2O |  | Mass | kg | emission | water | https://ofmpub.epa.gov/sor_internet/registry/substreg/searchandretrieve/substancesearch/search.do?details=displayDetails&selectedSubstanceId=49471 | 1 | Chemicals | 25a573c1-0a47-3a1e-9d69-fc59aaf92dce | 68a5ef8e-68b8-384c-8097-5c940b8436e8 | 20aadc24-a391-41cf-b340-3e4529f44bde | 93a60a56-a3c8-11da-a746-0800200b9a66
C.I. Basic Violet 14 | 632-99-5 | 632995 | 632995 | C20H20ClN3 |  | Mass | kg | emission | water | https://ofmpub.epa.gov/sor_internet/registry/substreg/searchandretrieve/substancesearch/search.do?details=displayDetails&selectedSubstanceId=44550 | 1 | Chemicals | 5317e1a4-e991-39c3-8155-3affadc37ce8 | 68a5ef8e-68b8-384c-8097-5c940b8436e8 | 20aadc24-a391-41cf-b340-3e4529f44bde | 93a60a56-a3c8-11da-a746-0800200b9a66
C.I. Acid Orange 7, monosodium salt | 633-96-5 | 633965 | 633965 | C16H11N2NaO4S |  | Mass | kg | emission | water | https://ofmpub.epa.gov/sor_internet/registry/substreg/searchandretrieve/substancesearch/search.do?details=displayDetails&selectedSubstanceId=88623 | 1 | Chemicals | 8c3fff41-7ab1-383b-b773-4fc72a167976 | 68a5ef8e-68b8-384c-8097-5c940b8436e8 | 20aadc24-a391-41cf-b340-3e4529f44bde | 93a60a56-a3c8-11da-a746-0800200b9a66
1,2,3,4-Tetrachlorobenzene | 634-66-2 | 634662 | 634662 | C6H2Cl4 |  | Mass | kg | emission | water | https://ofmpub.epa.gov/sor_internet/registry/substreg/searchandretrieve/substancesearch/search.do?details=displayDetails&selectedSubstanceId=44542 | 1 | Chemicals | ec79ccbc-34bf-37f5-9855-2cc5024ed9a3 | 68a5ef8e-68b8-384c-8097-5c940b8436e8 | 20aadc24-a391-41cf-b340-3e4529f44bde | 93a60a56-a3c8-11da-a746-0800200b9a66
1,2,3,5-Tetrachlorobenzene | 634-90-2 | 634902 | 634902 | C6H2Cl4 |  | Mass | kg | emission | water | https://ofmpub.epa.gov/sor_internet/registry/substreg/searchandretrieve/substancesearch/search.do?details=displayDetails&selectedSubstanceId=44541 | 1 | Chemicals | 182c6f76-d850-3836-b373-ea19483d8efc | 68a5ef8e-68b8-384c-8097-5c940b8436e8 | 20aadc24-a391-41cf-b340-3e4529f44bde | 93a60a56-a3c8-11da-a746-0800200b9a66
2,4,6-Trichloroaniline | 634-93-5 | 634935 | 634935 | C6H4Cl3N |  | Mass | kg | emission | water | https://ofmpub.epa.gov/sor_internet/registry/substreg/searchandretrieve/substancesearch/search.do?details=displayDetails&selectedSubstanceId=44540 | 1 | Chemicals | de9f4a67-6fe4-31c8-a999-84cbeb0b98c7 | 68a5ef8e-68b8-384c-8097-5c940b8436e8 | 20aadc24-a391-41cf-b340-3e4529f44bde | 93a60a56-a3c8-11da-a746-0800200b9a66
Benzaldehyde, 5-chloro-2-hydroxy- | 635-93-8 | 635938 | 635938 | C7H5ClO2 |  | Mass | kg | emission | water | https://ofmpub.epa.gov/sor_internet/registry/substreg/searchandretrieve/substancesearch/search.do?details=displayDetails&selectedSubstanceId=44528 | 1 | Chemicals | f9de8ff4-e705-3a5a-a8bb-35edca51ca68 | 68a5ef8e-68b8-384c-8097-5c940b8436e8 | 20aadc24-a391-41cf-b340-3e4529f44bde | 93a60a56-a3c8-11da-a746-0800200b9a66
o-Toluidine hydrochloride | 636-21-5 | 636215 | 636215 | C7H10ClN |  | Mass | kg | emission | water | https://ofmpub.epa.gov/sor_internet/registry/substreg/searchandretrieve/substancesearch/search.do?details=displayDetails&selectedSubstanceId=44525 | 1 | Chemicals | 6fcf3ca6-4268-3b4f-9dcf-529f63b73ea8 | 68a5ef8e-68b8-384c-8097-5c940b8436e8 | 20aadc24-a391-41cf-b340-3e4529f44bde | 93a60a56-a3c8-11da-a746-0800200b9a66
1,3-Benzenediamine, 4-methyl-, dihydrochloride | 636-23-7 | 636237 | 636237 | C7H12Cl2N2 |  | Mass | kg | emission | water | https://ofmpub.epa.gov/sor_internet/registry/substreg/searchandretrieve/substancesearch/search.do?details=displayDetails&selectedSubstanceId=90452 | 1 | Chemicals | ce35f06b-92be-3ab0-89ae-cc8a0f92ba3e | 68a5ef8e-68b8-384c-8097-5c940b8436e8 | 20aadc24-a391-41cf-b340-3e4529f44bde | 93a60a56-a3c8-11da-a746-0800200b9a66
2,4,5-Trichloroaniline | 636-30-6 | 636306 | 636306 | C6H4Cl3N |  | Mass | kg | emission | water | https://ofmpub.epa.gov/sor_internet/registry/substreg/searchandretrieve/substancesearch/search.do?details=displayDetails&selectedSubstanceId=90450 | 1 | Chemicals | ddb4e0e0-c8e8-361c-b9fd-557f677ec684 | 68a5ef8e-68b8-384c-8097-5c940b8436e8 | 20aadc24-a391-41cf-b340-3e4529f44bde | 93a60a56-a3c8-11da-a746-0800200b9a66
Clofibrate | 637-07-0 | 637070 | 637070 | C12H15ClO3 |  | Mass | kg | emission | water | https://ofmpub.epa.gov/sor_internet/registry/substreg/searchandretrieve/substancesearch/search.do?details=displayDetails&selectedSubstanceId=77982 | 1 | Chemicals | 176ddb52-d5ee-3d30-90e1-05e055d4fe98 | 68a5ef8e-68b8-384c-8097-5c940b8436e8 | 20aadc24-a391-41cf-b340-3e4529f44bde | 93a60a56-a3c8-11da-a746-0800200b9a66
C.I. Acid Orange 3 | 6373-74-6 | 6373746 | 6373746 | C18H13N4NaO7S |  | Mass | kg | emission | water | https://ofmpub.epa.gov/sor_internet/registry/substreg/searchandretrieve/substancesearch/search.do?details=displayDetails&selectedSubstanceId=36687 | 1 | Chemicals | 49a57dca-58e0-3647-bd21-0440b7f42fb9 | 68a5ef8e-68b8-384c-8097-5c940b8436e8 | 20aadc24-a391-41cf-b340-3e4529f44bde | 93a60a56-a3c8-11da-a746-0800200b9a66
m-Toluidine hydrochloride | 638-03-9 | 638039 | 638039 | C7H10ClN |  | Mass | kg | emission | water | https://ofmpub.epa.gov/sor_internet/registry/substreg/searchandretrieve/substancesearch/search.do?details=displayDetails&selectedSubstanceId=90414 | 1 | Chemicals | 98f518cf-c98d-35df-a484-40f4706909e5 | 68a5ef8e-68b8-384c-8097-5c940b8436e8 | 20aadc24-a391-41cf-b340-3e4529f44bde | 93a60a56-a3c8-11da-a746-0800200b9a66
Triphenyltin chloride | 639-58-7 | 639587 | 639587 | C18H15ClSn |  | Mass | kg | emission | water | https://ofmpub.epa.gov/sor_internet/registry/substreg/searchandretrieve/substancesearch/search.do?details=displayDetails&selectedSubstanceId=44826 | 1 | Chemicals | 97e8864e-3b76-3ce1-9bca-f843a452401b | 68a5ef8e-68b8-384c-8097-5c940b8436e8 | 20aadc24-a391-41cf-b340-3e4529f44bde | 93a60a56-a3c8-11da-a746-0800200b9a66
m-Cumenyl methylcarbamate | 64-00-6 | 64006 | 64006 | C11H15NO2 |  | Mass | kg | emission | water | https://ofmpub.epa.gov/sor_internet/registry/substreg/searchandretrieve/substancesearch/search.do?details=displayDetails&selectedSubstanceId=49057 | 1 | Chemicals | a2a7fd0d-fbb4-3f1a-bcbb-01a9e09ea6c2 | 68a5ef8e-68b8-384c-8097-5c940b8436e8 | 20aadc24-a391-41cf-b340-3e4529f44bde | 93a60a56-a3c8-11da-a746-0800200b9a66
Thiometon | 640-15-3 | 640153 | 640153 | C6H15O2PS3 |  | Mass | kg | emission | water | https://ofmpub.epa.gov/sor_internet/registry/substreg/searchandretrieve/substancesearch/search.do?details=displayDetails&selectedSubstanceId=44825 | 1 | Chemicals | 6293b709-c47d-3f7b-a132-e998c68bfd8a | 68a5ef8e-68b8-384c-8097-5c940b8436e8 | 20aadc24-a391-41cf-b340-3e4529f44bde | 93a60a56-a3c8-11da-a746-0800200b9a66
Ethylenediaminetetraacetic acid tetrasodium salt | 64-02-8 | 64028 | 64028 | C10H12N2Na4O8 |  | Mass | kg | emission | water | https://ofmpub.epa.gov/sor_internet/registry/substreg/searchandretrieve/substancesearch/search.do?details=displayDetails&selectedSubstanceId=90079 | 1 | Chemicals | 5ad651b5-26e4-3f4c-affb-e322e88c69dc | 68a5ef8e-68b8-384c-8097-5c940b8436e8 | 20aadc24-a391-41cf-b340-3e4529f44bde | 93a60a56-a3c8-11da-a746-0800200b9a66
C.I. Acid Blue 25 | 6408-78-2 | 6408782 | 6408782 | C20H13N2NaO5S |  | Mass | kg | emission | water | https://ofmpub.epa.gov/sor_internet/registry/substreg/searchandretrieve/substancesearch/search.do?details=displayDetails&selectedSubstanceId=90058 | 1 | Chemicals | 346ba6c5-3586-3095-8f67-0ee00fc04744 | 68a5ef8e-68b8-384c-8097-5c940b8436e8 | 20aadc24-a391-41cf-b340-3e4529f44bde | 93a60a56-a3c8-11da-a746-0800200b9a66
4-(Nitrosomethylamino)-1-(3-pyridyl)-1-butanone | 64091-91-4 | 64091914 | 64091914 | C10H13N3O2 |  | Mass | kg | emission | water | https://ofmpub.epa.gov/sor_internet/registry/substreg/searchandretrieve/substancesearch/search.do?details=displayDetails&selectedSubstanceId=77756 | 1 | Chemicals | c44c2193-0ae0-3eae-ba1a-43e02f725f94 | 68a5ef8e-68b8-384c-8097-5c940b8436e8 | 20aadc24-a391-41cf-b340-3e4529f44bde | 93a60a56-a3c8-11da-a746-0800200b9a66
Benzenesulfonic acid, 5-(2H-naphtho[1,2-d]triazol-2-yl)-2-(2-phenylethenyl)-, sodium salt | 6416-68-8 | 6416688 | 6416688 | C24H16N3NaO3S |  | Mass | kg | emission | water | https://ofmpub.epa.gov/sor_internet/registry/substreg/searchandretrieve/substancesearch/search.do?details=displayDetails&selectedSubstanceId=39567 | 1 | Chemicals | 33726e2b-58b0-35d3-88da-ec57317a9f40 | 68a5ef8e-68b8-384c-8097-5c940b8436e8 | 20aadc24-a391-41cf-b340-3e4529f44bde | 93a60a56-a3c8-11da-a746-0800200b9a66
Ethanol | 64-17-5 | 64175 | 64175 | C2H6O |  | Mass | kg | emission | water | https://ofmpub.epa.gov/sor_internet/registry/substreg/searchandretrieve/substancesearch/search.do?details=displayDetails&selectedSubstanceId=49054 | 1 | Chemicals | fc2d73d7-103b-3035-9617-97067b7d9454 | 68a5ef8e-68b8-384c-8097-5c940b8436e8 | 20aadc24-a391-41cf-b340-3e4529f44bde | 93a60a56-a3c8-11da-a746-0800200b9a66
Formic acid | 64-18-6 | 64186 | 64186 | CH2O2 |  | Mass | kg | emission | water | https://ofmpub.epa.gov/sor_internet/registry/substreg/searchandretrieve/substancesearch/search.do?details=displayDetails&selectedSubstanceId=49053 | 1 | Chemicals | 186a564b-4da7-3139-9765-9b7281335047 | 68a5ef8e-68b8-384c-8097-5c940b8436e8 | 20aadc24-a391-41cf-b340-3e4529f44bde | 93a60a56-a3c8-11da-a746-0800200b9a66
Aminotri(methylene phosphonic acid) | 6419-19-8 | 6419198 | 6419198 | C3H12NO9P3 |  | Mass | kg | emission | water | https://ofmpub.epa.gov/sor_internet/registry/substreg/searchandretrieve/substancesearch/search.do?details=displayDetails&selectedSubstanceId=39560 | 1 | Chemicals | a4d2ad46-582c-38b0-92a8-94bb5ad587db | 68a5ef8e-68b8-384c-8097-5c940b8436e8 | 20aadc24-a391-41cf-b340-3e4529f44bde | 93a60a56-a3c8-11da-a746-0800200b9a66
Acetic acid | 64-19-7 | 64197 | 64197 | C2H4O2 |  | Mass | kg | emission | water | https://ofmpub.epa.gov/sor_internet/registry/substreg/searchandretrieve/substancesearch/search.do?details=displayDetails&selectedSubstanceId=90042 | 1 | Chemicals | 69d6e6a2-b227-3e79-bf19-57063a9d4ef8 | 68a5ef8e-68b8-384c-8097-5c940b8436e8 | 20aadc24-a391-41cf-b340-3e4529f44bde | 93a60a56-a3c8-11da-a746-0800200b9a66
4,5-Dichloro-2-n-octyl-4-isothiazolin-3-one | 64359-81-5 | 64359815 | 64359815 | C11H17Cl2NOS |  | Mass | kg | emission | water | https://ofmpub.epa.gov/sor_internet/registry/substreg/searchandretrieve/substancesearch/search.do?details=displayDetails&selectedSubstanceId=51839 | 1 | Chemicals | 60937719-a639-366b-a82d-87bbfd413b87 | 68a5ef8e-68b8-384c-8097-5c940b8436e8 | 20aadc24-a391-41cf-b340-3e4529f44bde | 93a60a56-a3c8-11da-a746-0800200b9a66
Dimetilan | 644-64-4 | 644644 | 644644 | C10H16N4O3 |  | Mass | kg | emission | water | https://ofmpub.epa.gov/sor_internet/registry/substreg/searchandretrieve/substancesearch/search.do?details=displayDetails&selectedSubstanceId=89871 | 1 | Chemicals | f9ea567a-363d-3c61-9cc7-76246f35ccc1 | 68a5ef8e-68b8-384c-8097-5c940b8436e8 | 20aadc24-a391-41cf-b340-3e4529f44bde | 93a60a56-a3c8-11da-a746-0800200b9a66
p-Propylphenol | 645-56-7 | 645567 | 645567 | C9H12O |  | Mass | kg | emission | water | https://ofmpub.epa.gov/sor_internet/registry/substreg/searchandretrieve/substancesearch/search.do?details=displayDetails&selectedSubstanceId=89714 | 1 | Chemicals | 790be53b-9b88-3dd7-b193-3fdaa90b2953 | 68a5ef8e-68b8-384c-8097-5c940b8436e8 | 20aadc24-a391-41cf-b340-3e4529f44bde | 93a60a56-a3c8-11da-a746-0800200b9a66
2-Ethyl-2-hexenal | 645-62-5 | 645625 | 645625 | C8H14O |  | Mass | kg | emission | water | https://ofmpub.epa.gov/sor_internet/registry/substreg/searchandretrieve/substancesearch/search.do?details=displayDetails&selectedSubstanceId=44402 | 1 | Chemicals | 34d5c700-23b8-31f8-988a-efe2e284fda3 | 68a5ef8e-68b8-384c-8097-5c940b8436e8 | 20aadc24-a391-41cf-b340-3e4529f44bde | 93a60a56-a3c8-11da-a746-0800200b9a66
C.I. Acid Red 114, disodium salt | 6459-94-5 | 6459945 | 6459945 | C37H28N4Na2O10S3 |  | Mass | kg | emission | water | https://ofmpub.epa.gov/sor_internet/registry/substreg/searchandretrieve/substancesearch/search.do?details=displayDetails&selectedSubstanceId=89712 | 1 | Chemicals | adc3267f-6a18-3f6b-86ea-796e18851777 | 68a5ef8e-68b8-384c-8097-5c940b8436e8 | 20aadc24-a391-41cf-b340-3e4529f44bde | 93a60a56-a3c8-11da-a746-0800200b9a66
1,3-Dioxolane | 646-06-0 | 646060 | 646060 | C3H6O2 |  | Mass | kg | emission | water | https://ofmpub.epa.gov/sor_internet/registry/substreg/searchandretrieve/substancesearch/search.do?details=displayDetails&selectedSubstanceId=44398 | 1 | Chemicals | c1273167-6f1a-3681-8b8d-895154611e18 | 68a5ef8e-68b8-384c-8097-5c940b8436e8 | 20aadc24-a391-41cf-b340-3e4529f44bde | 93a60a56-a3c8-11da-a746-0800200b9a66
Pentanoic acid, 4-methyl- | 646-07-1 | 646071 | 646071 | C6H12O2 |  | Mass | kg | emission | water | https://ofmpub.epa.gov/sor_internet/registry/substreg/searchandretrieve/substancesearch/search.do?details=displayDetails&selectedSubstanceId=89711 | 1 | Chemicals | 91eaf702-af46-32ec-bef7-bc782ffd187d | 68a5ef8e-68b8-384c-8097-5c940b8436e8 | 20aadc24-a391-41cf-b340-3e4529f44bde | 93a60a56-a3c8-11da-a746-0800200b9a66
Triflumuron | 64628-44-0 | 64628440 | 64628440 | C15H10ClF3N2O3 |  | Mass | kg | emission | water | https://ofmpub.epa.gov/sor_internet/registry/substreg/searchandretrieve/substancesearch/search.do?details=displayDetails&selectedSubstanceId=77025 | 1 | Chemicals | 51cb3654-aaf4-32fe-b51c-2d2529946b65 | 68a5ef8e-68b8-384c-8097-5c940b8436e8 | 20aadc24-a391-41cf-b340-3e4529f44bde | 93a60a56-a3c8-11da-a746-0800200b9a66
Triclopyr-butotyl | 64700-56-7 | 64700567 | 64700567 | C13H16Cl3NO4 |  | Mass | kg | emission | water | https://ofmpub.epa.gov/sor_internet/registry/substreg/searchandretrieve/substancesearch/search.do?details=displayDetails&selectedSubstanceId=73964 | 1 | Chemicals | 20f3d8a1-5e46-3cd3-b377-a7ee3c4f913d | 68a5ef8e-68b8-384c-8097-5c940b8436e8 | 20aadc24-a391-41cf-b340-3e4529f44bde | 93a60a56-a3c8-11da-a746-0800200b9a66
Tetracycline hydrochloride | 64-75-5 | 64755 | 64755 | C22H25ClN2O8 |  | Mass | kg | emission | water | https://ofmpub.epa.gov/sor_internet/registry/substreg/searchandretrieve/substancesearch/search.do?details=displayDetails&selectedSubstanceId=89692 | 1 | Chemicals | c0d6380b-fe52-3dbc-a516-b2e336475632 | 68a5ef8e-68b8-384c-8097-5c940b8436e8 | 20aadc24-a391-41cf-b340-3e4529f44bde | 93a60a56-a3c8-11da-a746-0800200b9a66
Chlorsulfuron | 64902-72-3 | 64902723 | 64902723 | C12H12ClN5O4S |  | Mass | kg | emission | water | https://ofmpub.epa.gov/sor_internet/registry/substreg/searchandretrieve/substancesearch/search.do?details=displayDetails&selectedSubstanceId=89687 | 1 | Chemicals | cf469818-faad-3ea4-8fc8-96259d8c8853 | 68a5ef8e-68b8-384c-8097-5c940b8436e8 | 20aadc24-a391-41cf-b340-3e4529f44bde | 93a60a56-a3c8-11da-a746-0800200b9a66
Sodium trichloroacetate | 650-51-1 | 650511 | 650511 | C2Cl3NaO2 |  | Mass | kg | emission | water | https://ofmpub.epa.gov/sor_internet/registry/substreg/searchandretrieve/substancesearch/search.do?details=displayDetails&selectedSubstanceId=89530 | 1 | Chemicals | f8096f60-86ca-3bac-b779-762b6d7d508e | 68a5ef8e-68b8-384c-8097-5c940b8436e8 | 20aadc24-a391-41cf-b340-3e4529f44bde | 93a60a56-a3c8-11da-a746-0800200b9a66
3,5,6-Trichloro-2-pyridinol | 6515-38-4 | 6515384 | 6515384 | C5H2Cl3NO |  | Mass | kg | emission | water | https://ofmpub.epa.gov/sor_internet/registry/substreg/searchandretrieve/substancesearch/search.do?details=displayDetails&selectedSubstanceId=89331 | 1 | Chemicals | db2cdd1b-3477-3046-a595-a169bc9b5bed | 68a5ef8e-68b8-384c-8097-5c940b8436e8 | 20aadc24-a391-41cf-b340-3e4529f44bde | 93a60a56-a3c8-11da-a746-0800200b9a66
Avermectin B1a | 65195-55-3 | 65195553 | 65195553 | C48H72O14 |  | Mass | kg | emission | water | https://ofmpub.epa.gov/sor_internet/registry/substreg/searchandretrieve/substancesearch/search.do?details=displayDetails&selectedSubstanceId=73536 | 1 | Chemicals | 87c7f718-fda4-37cd-b503-7f43f1532025 | 68a5ef8e-68b8-384c-8097-5c940b8436e8 | 20aadc24-a391-41cf-b340-3e4529f44bde | 93a60a56-a3c8-11da-a746-0800200b9a66
Nicotine sulfate | 65-30-5 | 65305 | 65305 | C20H30N4O4S |  | Mass | kg | emission | water | https://ofmpub.epa.gov/sor_internet/registry/substreg/searchandretrieve/substancesearch/search.do?details=displayDetails&selectedSubstanceId=49045 | 1 | Chemicals | 51c3d256-389c-30ad-b436-85ad4de41372 | 68a5ef8e-68b8-384c-8097-5c940b8436e8 | 20aadc24-a391-41cf-b340-3e4529f44bde | 93a60a56-a3c8-11da-a746-0800200b9a66
Glycerol octanoate decanoate | 65381-09-1 | 65381091 | 65381091 | - |  | Mass | kg | emission | water | https://ofmpub.epa.gov/sor_internet/registry/substreg/searchandretrieve/substancesearch/search.do?details=displayDetails&selectedSubstanceId=89160 | 1 | Chemicals | 69a6626f-6494-3f0d-8662-bf5bdc537570 | 68a5ef8e-68b8-384c-8097-5c940b8436e8 | 20aadc24-a391-41cf-b340-3e4529f44bde | 93a60a56-a3c8-11da-a746-0800200b9a66
o-Hydroxybenzamide | 65-45-2 | 65452 | 65452 | C7H7NO2 |  | Mass | kg | emission | water | https://ofmpub.epa.gov/sor_internet/registry/substreg/searchandretrieve/substancesearch/search.do?details=displayDetails&selectedSubstanceId=89148 | 1 | Chemicals | 0cd413ec-4a10-305a-a7ee-98e436d40252 | 68a5ef8e-68b8-384c-8097-5c940b8436e8 | 20aadc24-a391-41cf-b340-3e4529f44bde | 93a60a56-a3c8-11da-a746-0800200b9a66
Benzoic acid | 65-85-0 | 65850 | 65850 | C7H6O2 |  | Mass | kg | emission | water | https://ofmpub.epa.gov/sor_internet/registry/substreg/searchandretrieve/substancesearch/search.do?details=displayDetails&selectedSubstanceId=49040 | 1 | Chemicals | be7b8272-83df-3597-b692-e10edcd268ca | 68a5ef8e-68b8-384c-8097-5c940b8436e8 | 20aadc24-a391-41cf-b340-3e4529f44bde | 93a60a56-a3c8-11da-a746-0800200b9a66
Pencycuron | 66063-05-6 | 66063056 | 66063056 | C19H21ClN2O |  | Mass | kg | emission | water | https://ofmpub.epa.gov/sor_internet/registry/substreg/searchandretrieve/substancesearch/search.do?details=displayDetails&selectedSubstanceId=88974 | 1 | Chemicals | c7594b83-99c4-3abe-a8ad-ce0fb8d10a26 | 68a5ef8e-68b8-384c-8097-5c940b8436e8 | 20aadc24-a391-41cf-b340-3e4529f44bde | 93a60a56-a3c8-11da-a746-0800200b9a66
Cyromazine | 66215-27-8 | 66215278 | 66215278 | C6H10N6 |  | Mass | kg | emission | water | https://ofmpub.epa.gov/sor_internet/registry/substreg/searchandretrieve/substancesearch/search.do?details=displayDetails&selectedSubstanceId=73022 | 1 | Chemicals | 8648e37d-e6ee-3ce9-842d-986e10bc8935 | 68a5ef8e-68b8-384c-8097-5c940b8436e8 | 20aadc24-a391-41cf-b340-3e4529f44bde | 93a60a56-a3c8-11da-a746-0800200b9a66
Uracil | 66-22-8 | 66228 | 66228 | C4H4N2O2 |  | Mass | kg | emission | water | https://ofmpub.epa.gov/sor_internet/registry/substreg/searchandretrieve/substancesearch/search.do?details=displayDetails&selectedSubstanceId=49039 | 1 | Chemicals | 33e87e9a-577f-37c6-bbab-9c265c5662bf | 68a5ef8e-68b8-384c-8097-5c940b8436e8 | 20aadc24-a391-41cf-b340-3e4529f44bde | 93a60a56-a3c8-11da-a746-0800200b9a66
Esfenvalerate | 66230-04-4 | 66230044 | 66230044 | C25H22ClNO3 |  | Mass | kg | emission | water | https://ofmpub.epa.gov/sor_internet/registry/substreg/searchandretrieve/substancesearch/search.do?details=displayDetails&selectedSubstanceId=73014 | 1 | Chemicals | 9b34efc8-f4a4-3ef1-9900-8865e9b44ccf | 68a5ef8e-68b8-384c-8097-5c940b8436e8 | 20aadc24-a391-41cf-b340-3e4529f44bde | 93a60a56-a3c8-11da-a746-0800200b9a66
Penconazole | 66246-88-6 | 66246886 | 66246886 | C13H15Cl2N3 |  | Mass | kg | emission | water | https://ofmpub.epa.gov/sor_internet/registry/substreg/searchandretrieve/substancesearch/search.do?details=displayDetails&selectedSubstanceId=82179 | 1 | Chemicals | 4dce290d-34c1-3822-9a85-c7112ea4229b | 68a5ef8e-68b8-384c-8097-5c940b8436e8 | 20aadc24-a391-41cf-b340-3e4529f44bde | 93a60a56-a3c8-11da-a746-0800200b9a66
Hexaldehyde | 66-25-1 | 66251 | 66251 | C6H12O |  | Mass | kg | emission | water | https://ofmpub.epa.gov/sor_internet/registry/substreg/searchandretrieve/substancesearch/search.do?details=displayDetails&selectedSubstanceId=49038 | 1 | Chemicals | a4fa115e-8683-325f-a307-81c291b2e4b0 | 68a5ef8e-68b8-384c-8097-5c940b8436e8 | 20aadc24-a391-41cf-b340-3e4529f44bde | 93a60a56-a3c8-11da-a746-0800200b9a66
Methyl methanesulfonate | 66-27-3 | 66273 | 66273 | C2H6O3S |  | Mass | kg | emission | water | https://ofmpub.epa.gov/sor_internet/registry/substreg/searchandretrieve/substancesearch/search.do?details=displayDetails&selectedSubstanceId=49037 | 1 | Chemicals | 67536e0e-8bf5-3a52-97c9-4c3266e86773 | 68a5ef8e-68b8-384c-8097-5c940b8436e8 | 20aadc24-a391-41cf-b340-3e4529f44bde | 93a60a56-a3c8-11da-a746-0800200b9a66
Flutolanil | 66332-96-5 | 66332965 | 66332965 | C17H16F3NO2 |  | Mass | kg | emission | water | https://ofmpub.epa.gov/sor_internet/registry/substreg/searchandretrieve/substancesearch/search.do?details=displayDetails&selectedSubstanceId=88798 | 1 | Chemicals | 1104e1ec-3d4f-3af8-abbb-4e34757615da | 68a5ef8e-68b8-384c-8097-5c940b8436e8 | 20aadc24-a391-41cf-b340-3e4529f44bde | 93a60a56-a3c8-11da-a746-0800200b9a66
Fenoxaprop-ethyl | 66441-23-4 | 66441234 | 66441234 | C18H16ClNO5 |  | Mass | kg | emission | water | https://ofmpub.epa.gov/sor_internet/registry/substreg/searchandretrieve/substancesearch/search.do?details=displayDetails&selectedSubstanceId=72900 | 1 | Chemicals | e9d7eb62-b77a-3883-b0aa-6a451916a654 | 68a5ef8e-68b8-384c-8097-5c940b8436e8 | 20aadc24-a391-41cf-b340-3e4529f44bde | 93a60a56-a3c8-11da-a746-0800200b9a66
2H-1-Benzopyran-2-one, 3,3'-methylenebis[4-hydroxy- | 66-76-2 | 66762 | 66762 | C19H12O6 |  | Mass | kg | emission | water | https://ofmpub.epa.gov/sor_internet/registry/substreg/searchandretrieve/substancesearch/search.do?details=displayDetails&selectedSubstanceId=49035 | 1 | Chemicals | b8df602a-c0c3-3536-8ee8-7630c96b16e0 | 68a5ef8e-68b8-384c-8097-5c940b8436e8 | 20aadc24-a391-41cf-b340-3e4529f44bde | 93a60a56-a3c8-11da-a746-0800200b9a66
Cycloheximide | 66-81-9 | 66819 | 66819 | C15H23NO4 |  | Mass | kg | emission | water | https://ofmpub.epa.gov/sor_internet/registry/substreg/searchandretrieve/substancesearch/search.do?details=displayDetails&selectedSubstanceId=49034 | 1 | Chemicals | 96cc8924-3511-37e9-b8df-c79c0fc885fd | 68a5ef8e-68b8-384c-8097-5c940b8436e8 | 20aadc24-a391-41cf-b340-3e4529f44bde | 93a60a56-a3c8-11da-a746-0800200b9a66
Pentaerithritol tetrakis[3,5-di-tert-butyl-4-hydroxyhydrocinnamate] | 6683-19-8 | 6683198 | 6683198 | C73H108O12 |  | Mass | kg | emission | water | https://ofmpub.epa.gov/sor_internet/registry/substreg/searchandretrieve/substancesearch/search.do?details=displayDetails&selectedSubstanceId=38366 | 1 | Chemicals | 735baa38-763c-3da1-ae19-40ce5a2f8a1b | 68a5ef8e-68b8-384c-8097-5c940b8436e8 | 20aadc24-a391-41cf-b340-3e4529f44bde | 93a60a56-a3c8-11da-a746-0800200b9a66
Tralomethrin | 66841-25-6 | 66841256 | 66841256 | C22H19Br4NO3 |  | Mass | kg | emission | water | https://ofmpub.epa.gov/sor_internet/registry/substreg/searchandretrieve/substancesearch/search.do?details=displayDetails&selectedSubstanceId=74015 | 1 | Chemicals | 2ec8c23f-a7bb-39ed-a721-e129c292b6d5 | 68a5ef8e-68b8-384c-8097-5c940b8436e8 | 20aadc24-a391-41cf-b340-3e4529f44bde | 93a60a56-a3c8-11da-a746-0800200b9a66
Nitrofurantoin | 67-20-9 | 67209 | 67209 | C8H6N4O5 |  | Mass | kg | emission | water | https://ofmpub.epa.gov/sor_internet/registry/substreg/searchandretrieve/substancesearch/search.do?details=displayDetails&selectedSubstanceId=88759 | 1 | Chemicals | f67b8eb1-a769-39c0-a6ed-25620be43e59 | 68a5ef8e-68b8-384c-8097-5c940b8436e8 | 20aadc24-a391-41cf-b340-3e4529f44bde | 93a60a56-a3c8-11da-a746-0800200b9a66
S-Ethylhomocysteine | 67-21-0 | 67210 | 67210 | C6H13NO2S |  | Mass | kg | emission | water | https://ofmpub.epa.gov/sor_internet/registry/substreg/searchandretrieve/substancesearch/search.do?details=displayDetails&selectedSubstanceId=49031 | 1 | Chemicals | 59a799b4-2cd7-3860-8e3d-0c9b5cd6c33d | 68a5ef8e-68b8-384c-8097-5c940b8436e8 | 20aadc24-a391-41cf-b340-3e4529f44bde | 93a60a56-a3c8-11da-a746-0800200b9a66
.alpha.-Cypermethrin | 67375-30-8 | 67375308 | 67375308 | C22H19Cl2NO3 |  | Mass | kg | emission | water | https://ofmpub.epa.gov/sor_internet/registry/substreg/searchandretrieve/substancesearch/search.do?details=displayDetails&selectedSubstanceId=82170 | 1 | Chemicals | 23f88f38-880d-3a40-9aa8-c504e881bf6a | 68a5ef8e-68b8-384c-8097-5c940b8436e8 | 20aadc24-a391-41cf-b340-3e4529f44bde | 93a60a56-a3c8-11da-a746-0800200b9a66
Pentetic acid | 67-43-6 | 67436 | 67436 | C14H23N3O10 |  | Mass | kg | emission | water | https://ofmpub.epa.gov/sor_internet/registry/substreg/searchandretrieve/substancesearch/search.do?details=displayDetails&selectedSubstanceId=49029 | 1 | Chemicals | cd1e25fd-56c3-3ea4-ac5b-5cb208105863 | 68a5ef8e-68b8-384c-8097-5c940b8436e8 | 20aadc24-a391-41cf-b340-3e4529f44bde | 93a60a56-a3c8-11da-a746-0800200b9a66
Furazolidone | 67-45-8 | 67458 | 67458 | C8H7N3O5 |  | Mass | kg | emission | water | https://ofmpub.epa.gov/sor_internet/registry/substreg/searchandretrieve/substancesearch/search.do?details=displayDetails&selectedSubstanceId=49028 | 1 | Chemicals | 05014ad9-be57-3a5b-ba7e-88beb63c88ee | 68a5ef8e-68b8-384c-8097-5c940b8436e8 | 20aadc24-a391-41cf-b340-3e4529f44bde | 93a60a56-a3c8-11da-a746-0800200b9a66
Choline chloride | 67-48-1 | 67481 | 67481 | C5H14ClNO |  | Mass | kg | emission | water | https://ofmpub.epa.gov/sor_internet/registry/substreg/searchandretrieve/substancesearch/search.do?details=displayDetails&selectedSubstanceId=49026 | 1 | Chemicals | 21ac0df5-1138-3683-8ef7-ff5c07f176d2 | 68a5ef8e-68b8-384c-8097-5c940b8436e8 | 20aadc24-a391-41cf-b340-3e4529f44bde | 93a60a56-a3c8-11da-a746-0800200b9a66
Hydramethylnon | 67485-29-4 | 67485294 | 67485294 | C25H24F6N4 |  | Mass | kg | emission | water | https://ofmpub.epa.gov/sor_internet/registry/substreg/searchandretrieve/substancesearch/search.do?details=displayDetails&selectedSubstanceId=73866 | 1 | Chemicals | 10b77408-d7d0-3ffa-8768-9149c845122f | 68a5ef8e-68b8-384c-8097-5c940b8436e8 | 20aadc24-a391-41cf-b340-3e4529f44bde | 93a60a56-a3c8-11da-a746-0800200b9a66
Methanol | 67-56-1 | 67561 | 67561 | CH4O |  | Mass | kg | emission | water | https://ofmpub.epa.gov/sor_internet/registry/substreg/searchandretrieve/substancesearch/search.do?details=displayDetails&selectedSubstanceId=49023 | 1 | Chemicals | ed92d571-0563-35a7-8e1e-45317d643c39 | 68a5ef8e-68b8-384c-8097-5c940b8436e8 | 20aadc24-a391-41cf-b340-3e4529f44bde | 93a60a56-a3c8-11da-a746-0800200b9a66
Isopropanol | 67-63-0 | 67630 | 67630 | C3H8O |  | Mass | kg | emission | water | https://ofmpub.epa.gov/sor_internet/registry/substreg/searchandretrieve/substancesearch/search.do?details=displayDetails&selectedSubstanceId=49022 | 1 | Chemicals | 74af5155-d1e5-31cd-b0ef-1f04535eed2d | 68a5ef8e-68b8-384c-8097-5c940b8436e8 | 20aadc24-a391-41cf-b340-3e4529f44bde | 93a60a56-a3c8-11da-a746-0800200b9a66
Acetone | 67-64-1 | 67641 | 67641 | C3H6O |  | Mass | kg | emission | water | https://ofmpub.epa.gov/sor_internet/registry/substreg/searchandretrieve/substancesearch/search.do?details=displayDetails&selectedSubstanceId=49021 | 1 | Chemicals | c87fd5ec-df18-3c1b-904a-1367a3612cd2 | 68a5ef8e-68b8-384c-8097-5c940b8436e8 | 20aadc24-a391-41cf-b340-3e4529f44bde | 93a60a56-a3c8-11da-a746-0800200b9a66
Chloroform | 67-66-3 | 67663 | 67663 | CHCl3 |  | Mass | kg | emission | water | https://ofmpub.epa.gov/sor_internet/registry/substreg/searchandretrieve/substancesearch/search.do?details=displayDetails&selectedSubstanceId=49020 | 1 | Chemicals | 7b588652-e5f7-30b6-99ac-6a98358753fa | 68a5ef8e-68b8-384c-8097-5c940b8436e8 | 20aadc24-a391-41cf-b340-3e4529f44bde | 93a60a56-a3c8-11da-a746-0800200b9a66
Dimethyl sulfoxide | 67-68-5 | 67685 | 67685 | C2H6OS |  | Mass | kg | emission | water | https://ofmpub.epa.gov/sor_internet/registry/substreg/searchandretrieve/substancesearch/search.do?details=displayDetails&selectedSubstanceId=49019 | 1 | Chemicals | 5279f63a-c298-3720-ae29-0371ef0892ee | 68a5ef8e-68b8-384c-8097-5c940b8436e8 | 20aadc24-a391-41cf-b340-3e4529f44bde | 93a60a56-a3c8-11da-a746-0800200b9a66
Hexachloroethane | 67-72-1 | 67721 | 67721 | C2Cl6 |  | Mass | kg | emission | water | https://ofmpub.epa.gov/sor_internet/registry/substreg/searchandretrieve/substancesearch/search.do?details=displayDetails&selectedSubstanceId=49017 | 1 | Chemicals | e4adf358-6bb0-3d13-93d2-9fd09742707a | 68a5ef8e-68b8-384c-8097-5c940b8436e8 | 20aadc24-a391-41cf-b340-3e4529f44bde | 93a60a56-a3c8-11da-a746-0800200b9a66
2-Aminodipyrido[1,2-a:3',2'-d]imidazole | 67730-10-3 | 67730103 | 67730103 | C10H8N4 |  | Mass | kg | emission | water | https://ofmpub.epa.gov/sor_internet/registry/substreg/searchandretrieve/substancesearch/search.do?details=displayDetails&selectedSubstanceId=91270 | 1 | Chemicals | 94ba4419-bc90-356e-9781-f7b0b5ff9584 | 68a5ef8e-68b8-384c-8097-5c940b8436e8 | 20aadc24-a391-41cf-b340-3e4529f44bde | 93a60a56-a3c8-11da-a746-0800200b9a66
2-Amino-6-methyldipyrido[1,2-a:3',2'-d]imidazole | 67730-11-4 | 67730114 | 67730114 | C11H10N4 |  | Mass | kg | emission | water | https://ofmpub.epa.gov/sor_internet/registry/substreg/searchandretrieve/substancesearch/search.do?details=displayDetails&selectedSubstanceId=78211 | 1 | Chemicals | 01b49239-e4fe-3f5b-a9e0-deb410e64555 | 68a5ef8e-68b8-384c-8097-5c940b8436e8 | 20aadc24-a391-41cf-b340-3e4529f44bde | 93a60a56-a3c8-11da-a746-0800200b9a66
Prochloraz | 67747-09-5 | 67747095 | 67747095 | C15H16Cl3N3O2 |  | Mass | kg | emission | water | https://ofmpub.epa.gov/sor_internet/registry/substreg/searchandretrieve/substancesearch/search.do?details=displayDetails&selectedSubstanceId=72970 | 1 | Chemicals | e7741619-3768-3883-b08d-39ed8139cfa6 | 68a5ef8e-68b8-384c-8097-5c940b8436e8 | 20aadc24-a391-41cf-b340-3e4529f44bde | 93a60a56-a3c8-11da-a746-0800200b9a66
1,2,4-Benzenetricarboxylic acid, decyl octyl ester | 67989-23-5 | 67989235 | 67989235 | - |  | Mass | kg | emission | water | https://ofmpub.epa.gov/sor_internet/registry/substreg/searchandretrieve/substancesearch/search.do?details=displayDetails&selectedSubstanceId=71929 | 1 | Chemicals | af539db8-ab80-3253-a931-b2f1adebb51e | 68a5ef8e-68b8-384c-8097-5c940b8436e8 | 20aadc24-a391-41cf-b340-3e4529f44bde | 93a60a56-a3c8-11da-a746-0800200b9a66
Hexamethylphosphoramide | 680-31-9 | 680319 | 680319 | C6H18N3OP |  | Mass | kg | emission | water | https://ofmpub.epa.gov/sor_internet/registry/substreg/searchandretrieve/substancesearch/search.do?details=displayDetails&selectedSubstanceId=44344 | 1 | Chemicals | dce65491-ec0f-3c49-8729-c82290f37542 | 68a5ef8e-68b8-384c-8097-5c940b8436e8 | 20aadc24-a391-41cf-b340-3e4529f44bde | 93a60a56-a3c8-11da-a746-0800200b9a66
Trisodium citrate | 68-04-2 | 68042 | 68042 | C6H5Na3O7 |  | Mass | kg | emission | water | https://ofmpub.epa.gov/sor_internet/registry/substreg/searchandretrieve/substancesearch/search.do?details=displayDetails&selectedSubstanceId=90995 | 1 | Chemicals | d5c71389-19fc-3443-8487-e5ffea06c8a7 | 68a5ef8e-68b8-384c-8097-5c940b8436e8 | 20aadc24-a391-41cf-b340-3e4529f44bde | 93a60a56-a3c8-11da-a746-0800200b9a66
Cyhalothrin | 68085-85-8 | 68085858 | 68085858 | C23H19ClF3NO3 |  | Mass | kg | emission | water | https://ofmpub.epa.gov/sor_internet/registry/substreg/searchandretrieve/substancesearch/search.do?details=displayDetails&selectedSubstanceId=90967 | 1 | Chemicals | c93fe0e6-de93-388c-abae-33516f5e6410 | 68a5ef8e-68b8-384c-8097-5c940b8436e8 | 20aadc24-a391-41cf-b340-3e4529f44bde | 93a60a56-a3c8-11da-a746-0800200b9a66
Thioglycolic acid | 68-11-1 | 68111 | 68111 | C2H4O2S |  | Mass | kg | emission | water | https://ofmpub.epa.gov/sor_internet/registry/substreg/searchandretrieve/substancesearch/search.do?details=displayDetails&selectedSubstanceId=49012 | 1 | Chemicals | 4cbcf70a-42f8-3219-8859-fbf5fed0fd05 | 68a5ef8e-68b8-384c-8097-5c940b8436e8 | 20aadc24-a391-41cf-b340-3e4529f44bde | 93a60a56-a3c8-11da-a746-0800200b9a66
N,N-Dimethylformamide | 68-12-2 | 68122 | 68122 | C3H7NO |  | Mass | kg | emission | water | https://ofmpub.epa.gov/sor_internet/registry/substreg/searchandretrieve/substancesearch/search.do?details=displayDetails&selectedSubstanceId=49011 | 1 | Chemicals | 61ad54f7-664d-3989-a7ee-532b430888ed | 68a5ef8e-68b8-384c-8097-5c940b8436e8 | 20aadc24-a391-41cf-b340-3e4529f44bde | 93a60a56-a3c8-11da-a746-0800200b9a66
Forchlorfenuron | 68157-60-8 | 68157608 | 68157608 | C12H10ClN3O |  | Mass | kg | emission | water | https://ofmpub.epa.gov/sor_internet/registry/substreg/searchandretrieve/substancesearch/search.do?details=displayDetails&selectedSubstanceId=82161 | 1 | Chemicals | 02ae83c7-a16a-3946-a55b-f25bf2e9a657 | 68a5ef8e-68b8-384c-8097-5c940b8436e8 | 20aadc24-a391-41cf-b340-3e4529f44bde | 93a60a56-a3c8-11da-a746-0800200b9a66
Dibutyltin dichloride | 683-18-1 | 683181 | 683181 | C8H18Cl2Sn |  | Mass | kg | emission | water | https://ofmpub.epa.gov/sor_internet/registry/substreg/searchandretrieve/substancesearch/search.do?details=displayDetails&selectedSubstanceId=44340 | 1 | Chemicals | dc4225e5-4c61-39f2-935c-a3f05130ebc9 | 68a5ef8e-68b8-384c-8097-5c940b8436e8 | 20aadc24-a391-41cf-b340-3e4529f44bde | 93a60a56-a3c8-11da-a746-0800200b9a66
Benzenesulfonamide, 4-amino-N-2-pyrimidinyl- | 68-35-9 | 68359 | 68359 | C10H10N4O2S |  | Mass | kg | emission | water | https://ofmpub.epa.gov/sor_internet/registry/substreg/searchandretrieve/substancesearch/search.do?details=displayDetails&selectedSubstanceId=49008 | 1 | Chemicals | 7f438576-690a-30ef-b4ee-4216bb16c97d | 68a5ef8e-68b8-384c-8097-5c940b8436e8 | 20aadc24-a391-41cf-b340-3e4529f44bde | 93a60a56-a3c8-11da-a746-0800200b9a66
Cyfluthrin | 68359-37-5 | 68359375 | 68359375 | C22H18Cl2FNO3 |  | Mass | kg | emission | water | https://ofmpub.epa.gov/sor_internet/registry/substreg/searchandretrieve/substancesearch/search.do?details=displayDetails&selectedSubstanceId=90789 | 1 | Chemicals | 6d43833d-e09a-39a8-93cb-3b6c82300c53 | 68a5ef8e-68b8-384c-8097-5c940b8436e8 | 20aadc24-a391-41cf-b340-3e4529f44bde | 93a60a56-a3c8-11da-a746-0800200b9a66
Acetamide, 2,2-dichloro- | 683-72-7 | 683727 | 683727 | C2H3Cl2NO |  | Mass | kg | emission | water | https://ofmpub.epa.gov/sor_internet/registry/substreg/searchandretrieve/substancesearch/search.do?details=displayDetails&selectedSubstanceId=90785 | 1 | Chemicals | 80530c6c-98fc-302f-ada7-96d7473cd457 | 68a5ef8e-68b8-384c-8097-5c940b8436e8 | 20aadc24-a391-41cf-b340-3e4529f44bde | 93a60a56-a3c8-11da-a746-0800200b9a66
N-Nitroso-N-methylurea | 684-93-5 | 684935 | 684935 | C2H5N3O2 |  | Mass | kg | emission | water | https://ofmpub.epa.gov/sor_internet/registry/substreg/searchandretrieve/substancesearch/search.do?details=displayDetails&selectedSubstanceId=44334 | 1 | Chemicals | c7771f25-ae1d-396c-a49e-d23875055316 | 68a5ef8e-68b8-384c-8097-5c940b8436e8 | 20aadc24-a391-41cf-b340-3e4529f44bde | 93a60a56-a3c8-11da-a746-0800200b9a66
N,N-Diethylacetamide | 685-91-6 | 685916 | 685916 | C6H13NO |  | Mass | kg | emission | water | https://ofmpub.epa.gov/sor_internet/registry/substreg/searchandretrieve/substancesearch/search.do?details=displayDetails&selectedSubstanceId=44331 | 1 | Chemicals | d60d8eb3-9bf1-32a0-b07b-57ecffad9d45 | 68a5ef8e-68b8-384c-8097-5c940b8436e8 | 20aadc24-a391-41cf-b340-3e4529f44bde | 93a60a56-a3c8-11da-a746-0800200b9a66
Cyclohexanamine, 4,4'-methylenebis[2-methyl- | 6864-37-5 | 6864375 | 6864375 | C15H30N2 |  | Mass | kg | emission | water | https://ofmpub.epa.gov/sor_internet/registry/substreg/searchandretrieve/substancesearch/search.do?details=displayDetails&selectedSubstanceId=38172 | 1 | Chemicals | 22737771-a93a-3f30-a127-cbea924abff7 | 68a5ef8e-68b8-384c-8097-5c940b8436e8 | 20aadc24-a391-41cf-b340-3e4529f44bde | 93a60a56-a3c8-11da-a746-0800200b9a66
Triflumizole | 68694-11-1 | 68694111 | 68694111 | C15H15ClF3N3O |  | Mass | kg | emission | water | https://ofmpub.epa.gov/sor_internet/registry/substreg/searchandretrieve/substancesearch/search.do?details=displayDetails&selectedSubstanceId=69416 | 1 | Chemicals | c959a8be-06bf-3cf6-8dd8-360715a48582 | 68a5ef8e-68b8-384c-8097-5c940b8436e8 | 20aadc24-a391-41cf-b340-3e4529f44bde | 93a60a56-a3c8-11da-a746-0800200b9a66
Propanoic acid, 2-hydroxy-, ethyl ester, (2S)- | 687-47-8 | 687478 | 687478 | C5H10O3 |  | Mass | kg | emission | water | https://ofmpub.epa.gov/sor_internet/registry/substreg/searchandretrieve/substancesearch/search.do?details=displayDetails&selectedSubstanceId=80581 | 1 | Chemicals | 97443b7e-a0c6-3786-aa84-92e913028433 | 68a5ef8e-68b8-384c-8097-5c940b8436e8 | 20aadc24-a391-41cf-b340-3e4529f44bde | 93a60a56-a3c8-11da-a746-0800200b9a66
Phenol, thiobis[tetrapropylene- | 68815-67-8 | 68815678 | 68815678 | - |  | Mass | kg | emission | water | https://ofmpub.epa.gov/sor_internet/registry/substreg/searchandretrieve/substancesearch/search.do?details=displayDetails&selectedSubstanceId=68044 | 1 | Chemicals | 883e6668-751d-36be-b953-1891fb5ca214 | 68a5ef8e-68b8-384c-8097-5c940b8436e8 | 20aadc24-a391-41cf-b340-3e4529f44bde | 93a60a56-a3c8-11da-a746-0800200b9a66
Tributlytin | 688-73-3 | 688733 | 688733 | C12H28Sn |  | Mass | kg | emission | water | https://ofmpub.epa.gov/sor_internet/registry/substreg/searchandretrieve/substancesearch/search.do?details=displayDetails&selectedSubstanceId=44327 | 1 | Chemicals | e6ab5a13-a987-3ed9-8d2e-f6dfcafd6615 | 68a5ef8e-68b8-384c-8097-5c940b8436e8 | 20aadc24-a391-41cf-b340-3e4529f44bde | 93a60a56-a3c8-11da-a746-0800200b9a66
Monocrotophos | 6923-22-4 | 6923224 | 6923224 | C7H14NO5P |  | Mass | kg | emission | water | https://ofmpub.epa.gov/sor_internet/registry/substreg/searchandretrieve/substancesearch/search.do?details=displayDetails&selectedSubstanceId=38007 | 1 | Chemicals | 2c9f0ce7-b223-333e-876a-2126ef7752ee | 68a5ef8e-68b8-384c-8097-5c940b8436e8 | 20aadc24-a391-41cf-b340-3e4529f44bde | 93a60a56-a3c8-11da-a746-0800200b9a66
Diethylene glycol dinitrate | 693-21-0 | 693210 | 693210 | C4H8N2O7 |  | Mass | kg | emission | water | https://ofmpub.epa.gov/sor_internet/registry/substreg/searchandretrieve/substancesearch/search.do?details=displayDetails&selectedSubstanceId=44310 | 1 | Chemicals | 9f13ec4f-2f98-3081-bf3f-313b9a636b01 | 68a5ef8e-68b8-384c-8097-5c940b8436e8 | 20aadc24-a391-41cf-b340-3e4529f44bde | 93a60a56-a3c8-11da-a746-0800200b9a66
Buprofezin | 69327-76-0 | 69327760 | 69327760 | C16H23N3OS |  | Mass | kg | emission | water | https://ofmpub.epa.gov/sor_internet/registry/substreg/searchandretrieve/substancesearch/search.do?details=displayDetails&selectedSubstanceId=80886 | 1 | Chemicals | 0030d438-5ece-33bb-a76a-0752a54713c8 | 68a5ef8e-68b8-384c-8097-5c940b8436e8 | 20aadc24-a391-41cf-b340-3e4529f44bde | 93a60a56-a3c8-11da-a746-0800200b9a66
2-Decanone | 693-54-9 | 693549 | 693549 | C10H20O |  | Mass | kg | emission | water | https://ofmpub.epa.gov/sor_internet/registry/substreg/searchandretrieve/substancesearch/search.do?details=displayDetails&selectedSubstanceId=44304 | 1 | Chemicals | 36953aeb-1262-3c2c-91a2-1809bf9a197d | 68a5ef8e-68b8-384c-8097-5c940b8436e8 | 20aadc24-a391-41cf-b340-3e4529f44bde | 93a60a56-a3c8-11da-a746-0800200b9a66
Nonane, 1-bromo- | 693-58-3 | 693583 | 693583 | C9H19Br |  | Mass | kg | emission | water | https://ofmpub.epa.gov/sor_internet/registry/substreg/searchandretrieve/substancesearch/search.do?details=displayDetails&selectedSubstanceId=44302 | 1 | Chemicals | 294c4b1f-5787-33ee-9e5e-0f118f5e427d | 68a5ef8e-68b8-384c-8097-5c940b8436e8 | 20aadc24-a391-41cf-b340-3e4529f44bde | 93a60a56-a3c8-11da-a746-0800200b9a66
Fluroxypyr | 69377-81-7 | 69377817 | 69377817 | C7H5Cl2FN2O3 |  | Mass | kg | emission | water | https://ofmpub.epa.gov/sor_internet/registry/substreg/searchandretrieve/substancesearch/search.do?details=displayDetails&selectedSubstanceId=80885 | 1 | Chemicals | a9971db9-c8e4-3391-a33e-a9b66fa33226 | 68a5ef8e-68b8-384c-8097-5c940b8436e8 | 20aadc24-a391-41cf-b340-3e4529f44bde | 93a60a56-a3c8-11da-a746-0800200b9a66
2-Methylimidazole | 693-98-1 | 693981 | 693981 | C4H6N2 |  | Mass | kg | emission | water | https://ofmpub.epa.gov/sor_internet/registry/substreg/searchandretrieve/substancesearch/search.do?details=displayDetails&selectedSubstanceId=44297 | 1 | Chemicals | 05bad86d-0dcb-3793-9be6-72d2300ac8dd | 68a5ef8e-68b8-384c-8097-5c940b8436e8 | 20aadc24-a391-41cf-b340-3e4529f44bde | 93a60a56-a3c8-11da-a746-0800200b9a66
Fluvalinate | 69409-94-5 | 69409945 | 69409945 | C26H22ClF3N2O3 |  | Mass | kg | emission | water | https://ofmpub.epa.gov/sor_internet/registry/substreg/searchandretrieve/substancesearch/search.do?details=displayDetails&selectedSubstanceId=67052 | 1 | Chemicals | 0d4b1f59-b46d-371f-bf16-f6da9d33ebc2 | 68a5ef8e-68b8-384c-8097-5c940b8436e8 | 20aadc24-a391-41cf-b340-3e4529f44bde | 93a60a56-a3c8-11da-a746-0800200b9a66
Ampicillin | 69-53-4 | 69534 | 69534 | C16H19N3O4S |  | Mass | kg | emission | water | https://ofmpub.epa.gov/sor_internet/registry/substreg/searchandretrieve/substancesearch/search.do?details=displayDetails&selectedSubstanceId=86948 | 1 | Chemicals | f4ca172e-24cb-37e3-b0f4-0d97f9117479 | 68a5ef8e-68b8-384c-8097-5c940b8436e8 | 20aadc24-a391-41cf-b340-3e4529f44bde | 93a60a56-a3c8-11da-a746-0800200b9a66
3-(Chloromethyl)pyridine hydrochloride | 6959-48-4 | 6959484 | 6959484 | C6H7Cl2N |  | Mass | kg | emission | water | https://ofmpub.epa.gov/sor_internet/registry/substreg/searchandretrieve/substancesearch/search.do?details=displayDetails&selectedSubstanceId=77858 | 1 | Chemicals | 24c15ae8-d488-3992-bc3f-6516b5e5115c | 68a5ef8e-68b8-384c-8097-5c940b8436e8 | 20aadc24-a391-41cf-b340-3e4529f44bde | 93a60a56-a3c8-11da-a746-0800200b9a66
Salicylic acid | 69-72-7 | 69727 | 69727 | C7H6O3 |  | Mass | kg | emission | water | https://ofmpub.epa.gov/sor_internet/registry/substreg/searchandretrieve/substancesearch/search.do?details=displayDetails&selectedSubstanceId=49004 | 1 | Chemicals | f4de9890-0ed3-3837-9662-578c80283f02 | 68a5ef8e-68b8-384c-8097-5c940b8436e8 | 20aadc24-a391-41cf-b340-3e4529f44bde | 93a60a56-a3c8-11da-a746-0800200b9a66
2,3,5-Trimethylphenol | 697-82-5 | 697825 | 697825 | C9H12O |  | Mass | kg | emission | water | https://ofmpub.epa.gov/sor_internet/registry/substreg/searchandretrieve/substancesearch/search.do?details=displayDetails&selectedSubstanceId=44281 | 1 | Chemicals | 95bd2af6-d86a-3e29-ab0a-9ad3753e469e | 68a5ef8e-68b8-384c-8097-5c940b8436e8 | 20aadc24-a391-41cf-b340-3e4529f44bde | 93a60a56-a3c8-11da-a746-0800200b9a66
Fluazifop-butyl | 69806-50-4 | 69806504 | 69806504 | C19H20F3NO4 |  | Mass | kg | emission | water | https://ofmpub.epa.gov/sor_internet/registry/substreg/searchandretrieve/substancesearch/search.do?details=displayDetails&selectedSubstanceId=66955 | 1 | Chemicals | 0df75035-aea5-3ae1-b0fc-c4334c906768 | 68a5ef8e-68b8-384c-8097-5c940b8436e8 | 20aadc24-a391-41cf-b340-3e4529f44bde | 93a60a56-a3c8-11da-a746-0800200b9a66
Dioxacarb | 6988-21-2 | 6988212 | 6988212 | C11H13NO4 |  | Mass | kg | emission | water | https://ofmpub.epa.gov/sor_internet/registry/substreg/searchandretrieve/substancesearch/search.do?details=displayDetails&selectedSubstanceId=84039 | 1 | Chemicals | 298fb7e6-bfc8-3aa7-98d0-035c5b796352 | 68a5ef8e-68b8-384c-8097-5c940b8436e8 | 20aadc24-a391-41cf-b340-3e4529f44bde | 93a60a56-a3c8-11da-a746-0800200b9a66
1,4-Benzenediol, 2,3,5-trimethyl- | 700-13-0 | 700130 | 700130 | C9H12O2 |  | Mass | kg | emission | water | https://ofmpub.epa.gov/sor_internet/registry/substreg/searchandretrieve/substancesearch/search.do?details=displayDetails&selectedSubstanceId=44272 | 1 | Chemicals | 253e7374-cfd1-3ebe-8ec5-ffd0aafa2162 | 68a5ef8e-68b8-384c-8097-5c940b8436e8 | 20aadc24-a391-41cf-b340-3e4529f44bde | 93a60a56-a3c8-11da-a746-0800200b9a66
p-Chlorophenyl phenyl ether | 7005-72-3 | 7005723 | 7005723 | C12H9ClO |  | Mass | kg | emission | water | https://ofmpub.epa.gov/sor_internet/registry/substreg/searchandretrieve/substancesearch/search.do?details=displayDetails&selectedSubstanceId=37788 | 1 | Chemicals | eaf9fa94-ff1e-3622-930b-0caef22a1135 | 68a5ef8e-68b8-384c-8097-5c940b8436e8 | 20aadc24-a391-41cf-b340-3e4529f44bde | 93a60a56-a3c8-11da-a746-0800200b9a66
Flucythrinate | 70124-77-5 | 70124775 | 70124775 | C26H23F2NO4 |  | Mass | kg | emission | water | https://ofmpub.epa.gov/sor_internet/registry/substreg/searchandretrieve/substancesearch/search.do?details=displayDetails&selectedSubstanceId=66365 | 1 | Chemicals | 853f1eed-497b-3e7e-8efb-6c7d8d60798b | 68a5ef8e-68b8-384c-8097-5c940b8436e8 | 20aadc24-a391-41cf-b340-3e4529f44bde | 93a60a56-a3c8-11da-a746-0800200b9a66
N-Methyl-N'-nitro-N-nitrosoguanidine | 70-25-7 | 70257 | 70257 | C2H5N5O3 |  | Mass | kg | emission | water | https://ofmpub.epa.gov/sor_internet/registry/substreg/searchandretrieve/substancesearch/search.do?details=displayDetails&selectedSubstanceId=48999 | 1 | Chemicals | 4bd24c43-fc64-3beb-9bb9-fd902b23eece | 68a5ef8e-68b8-384c-8097-5c940b8436e8 | 20aadc24-a391-41cf-b340-3e4529f44bde | 93a60a56-a3c8-11da-a746-0800200b9a66
Hexachlorophene | 70-30-4 | 70304 | 70304 | C13H6Cl6O2 |  | Mass | kg | emission | water | https://ofmpub.epa.gov/sor_internet/registry/substreg/searchandretrieve/substancesearch/search.do?details=displayDetails&selectedSubstanceId=87232 | 1 | Chemicals | c0be8269-ae79-3559-aff1-fc644bf74570 | 68a5ef8e-68b8-384c-8097-5c940b8436e8 | 20aadc24-a391-41cf-b340-3e4529f44bde | 93a60a56-a3c8-11da-a746-0800200b9a66
Dimethrin | 70-38-2 | 70382 | 70382 | C19H26O2 |  | Mass | kg | emission | water | https://ofmpub.epa.gov/sor_internet/registry/substreg/searchandretrieve/substancesearch/search.do?details=displayDetails&selectedSubstanceId=77762 | 1 | Chemicals | 389a3917-6266-36b5-8772-7d142f5315ee | 68a5ef8e-68b8-384c-8097-5c940b8436e8 | 20aadc24-a391-41cf-b340-3e4529f44bde | 93a60a56-a3c8-11da-a746-0800200b9a66
.gamma.-Decalactone | 706-14-9 | 706149 | 706149 | C10H18O2 |  | Mass | kg | emission | water | https://ofmpub.epa.gov/sor_internet/registry/substreg/searchandretrieve/substancesearch/search.do?details=displayDetails&selectedSubstanceId=44258 | 1 | Chemicals | af60595b-dff6-37cb-8457-474dddc2578d | 68a5ef8e-68b8-384c-8097-5c940b8436e8 | 20aadc24-a391-41cf-b340-3e4529f44bde | 93a60a56-a3c8-11da-a746-0800200b9a66
Metalaxyl-M | 70630-17-0 | 70630170 | 70630170 | C15H21NO4 |  | Mass | kg | emission | water | https://ofmpub.epa.gov/sor_internet/registry/substreg/searchandretrieve/substancesearch/search.do?details=displayDetails&selectedSubstanceId=66688 | 1 | Chemicals | 31200e56-dd78-3130-9b70-284da19d27b7 | 68a5ef8e-68b8-384c-8097-5c940b8436e8 | 20aadc24-a391-41cf-b340-3e4529f44bde | 93a60a56-a3c8-11da-a746-0800200b9a66
p-Aminopropiophenone | 70-69-9 | 70699 | 70699 | C9H11NO |  | Mass | kg | emission | water | https://ofmpub.epa.gov/sor_internet/registry/substreg/searchandretrieve/substancesearch/search.do?details=displayDetails&selectedSubstanceId=87202 | 1 | Chemicals | 7ec70d48-9c2a-306c-baff-8eff237000fa | 68a5ef8e-68b8-384c-8097-5c940b8436e8 | 20aadc24-a391-41cf-b340-3e4529f44bde | 93a60a56-a3c8-11da-a746-0800200b9a66
Propanil | 709-98-8 | 709988 | 709988 | C9H9Cl2NO |  | Mass | kg | emission | water | https://ofmpub.epa.gov/sor_internet/registry/substreg/searchandretrieve/substancesearch/search.do?details=displayDetails&selectedSubstanceId=44251 | 1 | Chemicals | 5361ecce-1132-35e2-90da-88a0459cffc1 | 68a5ef8e-68b8-384c-8097-5c940b8436e8 | 20aadc24-a391-41cf-b340-3e4529f44bde | 93a60a56-a3c8-11da-a746-0800200b9a66
1-Propanol | 71-23-8 | 71238 | 71238 | C3H8O |  | Mass | kg | emission | water | https://ofmpub.epa.gov/sor_internet/registry/substreg/searchandretrieve/substancesearch/search.do?details=displayDetails&selectedSubstanceId=48574 | 1 | Chemicals | 8f046b73-238b-34e8-ba77-d0a3b327d9af | 68a5ef8e-68b8-384c-8097-5c940b8436e8 | 20aadc24-a391-41cf-b340-3e4529f44bde | 93a60a56-a3c8-11da-a746-0800200b9a66
Diphenylchlorarsine | 712-48-1 | 712481 | 712481 | C12H10AsCl |  | Mass | kg | emission | water | https://ofmpub.epa.gov/sor_internet/registry/substreg/searchandretrieve/substancesearch/search.do?details=displayDetails&selectedSubstanceId=98393 | 1 | Chemicals | 6eea3b35-1bb5-3382-9595-be05742e3a96 | 68a5ef8e-68b8-384c-8097-5c940b8436e8 | 20aadc24-a391-41cf-b340-3e4529f44bde | 93a60a56-a3c8-11da-a746-0800200b9a66
Triafur | 712-68-5 | 712685 | 712685 | C6H4N4O3S |  | Mass | kg | emission | water | https://ofmpub.epa.gov/sor_internet/registry/substreg/searchandretrieve/substancesearch/search.do?details=displayDetails&selectedSubstanceId=78343 | 1 | Chemicals | 55b20894-49b5-3a38-bc95-b8eaf8a8b7ce | 68a5ef8e-68b8-384c-8097-5c940b8436e8 | 20aadc24-a391-41cf-b340-3e4529f44bde | 93a60a56-a3c8-11da-a746-0800200b9a66
Fenoxaprop-P-ethyl | 71283-80-2 | 71283802 | 71283802 | C18H16ClNO5 |  | Mass | kg | emission | water | https://ofmpub.epa.gov/sor_internet/registry/substreg/searchandretrieve/substancesearch/search.do?details=displayDetails&selectedSubstanceId=67363 | 1 | Chemicals | 8ea35b76-b6dd-31a8-aaa5-3cc788e3c91e | 68a5ef8e-68b8-384c-8097-5c940b8436e8 | 20aadc24-a391-41cf-b340-3e4529f44bde | 93a60a56-a3c8-11da-a746-0800200b9a66
1-Butanol | 71-36-3 | 71363 | 71363 | C4H10O |  | Mass | kg | emission | water | https://ofmpub.epa.gov/sor_internet/registry/substreg/searchandretrieve/substancesearch/search.do?details=displayDetails&selectedSubstanceId=48572 | 1 | Chemicals | 4c2d6033-a890-3278-86b8-baa2af3e166b | 68a5ef8e-68b8-384c-8097-5c940b8436e8 | 20aadc24-a391-41cf-b340-3e4529f44bde | 93a60a56-a3c8-11da-a746-0800200b9a66
1-Pentanol | 71-41-0 | 71410 | 71410 | C5H12O |  | Mass | kg | emission | water | https://ofmpub.epa.gov/sor_internet/registry/substreg/searchandretrieve/substancesearch/search.do?details=displayDetails&selectedSubstanceId=48571 | 1 | Chemicals | 38818e6f-89a5-3ec2-8e79-3e8ed829bced | 68a5ef8e-68b8-384c-8097-5c940b8436e8 | 20aadc24-a391-41cf-b340-3e4529f44bde | 93a60a56-a3c8-11da-a746-0800200b9a66
Benzene | 71-43-2 | 71432 | 71432 | C6H6 |  | Mass | kg | emission | water | https://ofmpub.epa.gov/sor_internet/registry/substreg/searchandretrieve/substancesearch/search.do?details=displayDetails&selectedSubstanceId=98385 | 1 | Chemicals | 3da77d36-5ea8-3c10-b1d8-74e62835f524 | 68a5ef8e-68b8-384c-8097-5c940b8436e8 | 20aadc24-a391-41cf-b340-3e4529f44bde | 93a60a56-a3c8-11da-a746-0800200b9a66
N-(3-Chloro-4-methylphenyl)acetamide | 7149-79-3 | 7149793 | 7149793 | C9H10ClNO |  | Mass | kg | emission | water | https://ofmpub.epa.gov/sor_internet/registry/substreg/searchandretrieve/substancesearch/search.do?details=displayDetails&selectedSubstanceId=98372 | 1 | Chemicals | 27734f35-75bc-366a-979f-f037c8535885 | 68a5ef8e-68b8-384c-8097-5c940b8436e8 | 20aadc24-a391-41cf-b340-3e4529f44bde | 93a60a56-a3c8-11da-a746-0800200b9a66
1,1,1-Trichloroethane | 71-55-6 | 71556 | 71556 | C2H3Cl3 |  | Mass | kg | emission | water | https://ofmpub.epa.gov/sor_internet/registry/substreg/searchandretrieve/substancesearch/search.do?details=displayDetails&selectedSubstanceId=48567 | 1 | Chemicals | c094a1c3-de7b-353a-b9a4-62fa20da29c5 | 68a5ef8e-68b8-384c-8097-5c940b8436e8 | 20aadc24-a391-41cf-b340-3e4529f44bde | 93a60a56-a3c8-11da-a746-0800200b9a66
Pyrazoxyfen | 71561-11-0 | 71561110 | 71561110 | C20H16Cl2N2O3 |  | Mass | kg | emission | water | https://ofmpub.epa.gov/sor_internet/registry/substreg/searchandretrieve/substancesearch/search.do?details=displayDetails&selectedSubstanceId=96601 | 1 | Chemicals | 4caca71b-bddf-32e0-ae5c-24eab171530b | 68a5ef8e-68b8-384c-8097-5c940b8436e8 | 20aadc24-a391-41cf-b340-3e4529f44bde | 93a60a56-a3c8-11da-a746-0800200b9a66
.beta.-Bromo-.beta.-nitrostyrene | 7166-19-0 | 7166190 | 7166190 | C8H6BrNO2 |  | Mass | kg | emission | water | https://ofmpub.epa.gov/sor_internet/registry/substreg/searchandretrieve/substancesearch/search.do?details=displayDetails&selectedSubstanceId=37547 | 1 | Chemicals | 2c0f5605-e92e-34bf-81cd-543920517a29 | 68a5ef8e-68b8-384c-8097-5c940b8436e8 | 20aadc24-a391-41cf-b340-3e4529f44bde | 93a60a56-a3c8-11da-a746-0800200b9a66
Didecyl dimethyl ammonium chloride | 7173-51-5 | 7173515 | 7173515 | C22H48ClN |  | Mass | kg | emission | water | https://ofmpub.epa.gov/sor_internet/registry/substreg/searchandretrieve/substancesearch/search.do?details=displayDetails&selectedSubstanceId=37544 | 1 | Chemicals | 8786fdfa-bff4-3d3a-a2c1-d6417b019482 | 68a5ef8e-68b8-384c-8097-5c940b8436e8 | 20aadc24-a391-41cf-b340-3e4529f44bde | 93a60a56-a3c8-11da-a746-0800200b9a66
N-Oleyl-1,3-propanediamine | 7173-62-8 | 7173628 | 7173628 | C21H44N2 |  | Mass | kg | emission | water | https://ofmpub.epa.gov/sor_internet/registry/substreg/searchandretrieve/substancesearch/search.do?details=displayDetails&selectedSubstanceId=37542 | 1 | Chemicals | 8f089fef-6dc6-3adc-858e-1419ff4b5a30 | 68a5ef8e-68b8-384c-8097-5c940b8436e8 | 20aadc24-a391-41cf-b340-3e4529f44bde | 93a60a56-a3c8-11da-a746-0800200b9a66
Thiopental sodium | 71-73-8 | 71738 | 71738 | C11H17N2NaO2S |  | Mass | kg | emission | water | https://ofmpub.epa.gov/sor_internet/registry/substreg/searchandretrieve/substancesearch/search.do?details=displayDetails&selectedSubstanceId=98289 | 1 | Chemicals | 0ddddd65-c35f-31fb-8824-b8240df5fa8f | 68a5ef8e-68b8-384c-8097-5c940b8436e8 | 20aadc24-a391-41cf-b340-3e4529f44bde | 93a60a56-a3c8-11da-a746-0800200b9a66
Abamectin | 71751-41-2 | 71751412 | 71751412 | - |  | Mass | kg | emission | water | https://ofmpub.epa.gov/sor_internet/registry/substreg/searchandretrieve/substancesearch/search.do?details=displayDetails&selectedSubstanceId=63892 | 1 | Chemicals | cc4d1f09-722d-3236-aa64-647bfcaf4def | 68a5ef8e-68b8-384c-8097-5c940b8436e8 | 20aadc24-a391-41cf-b340-3e4529f44bde | 93a60a56-a3c8-11da-a746-0800200b9a66
Oxytetracycline calcium | 7179-50-2 | 7179502 | 7179502 | C44H46CaN4O18 |  | Mass | kg | emission | water | https://ofmpub.epa.gov/sor_internet/registry/substreg/searchandretrieve/substancesearch/search.do?details=displayDetails&selectedSubstanceId=37539 | 1 | Chemicals | f4e42aad-cfc1-3537-b89d-17b35ea9266f | 68a5ef8e-68b8-384c-8097-5c940b8436e8 | 20aadc24-a391-41cf-b340-3e4529f44bde | 93a60a56-a3c8-11da-a746-0800200b9a66
1,4-Piperazinedipropanamine | 7209-38-3 | 7209383 | 7209383 | C10H24N4 |  | Mass | kg | emission | water | https://ofmpub.epa.gov/sor_internet/registry/substreg/searchandretrieve/substancesearch/search.do?details=displayDetails&selectedSubstanceId=37531 | 1 | Chemicals | 33a14adb-3682-3379-a2e6-764616d1d324 | 68a5ef8e-68b8-384c-8097-5c940b8436e8 | 20aadc24-a391-41cf-b340-3e4529f44bde | 93a60a56-a3c8-11da-a746-0800200b9a66
Nerolidol | 7212-44-4 | 7212444 | 7212444 | C15H26O |  | Mass | kg | emission | water | https://ofmpub.epa.gov/sor_internet/registry/substreg/searchandretrieve/substancesearch/search.do?details=displayDetails&selectedSubstanceId=37530 | 1 | Chemicals | c271fba6-a224-37df-a389-87cd009ef37f | 68a5ef8e-68b8-384c-8097-5c940b8436e8 | 20aadc24-a391-41cf-b340-3e4529f44bde | 93a60a56-a3c8-11da-a746-0800200b9a66
Fomesafen | 72178-02-0 | 72178020 | 72178020 | C15H10ClF3N2O6S |  | Mass | kg | emission | water | https://ofmpub.epa.gov/sor_internet/registry/substreg/searchandretrieve/substancesearch/search.do?details=displayDetails&selectedSubstanceId=63875 | 1 | Chemicals | c1f86bed-1fe2-3417-b04c-cb49a2b11899 | 68a5ef8e-68b8-384c-8097-5c940b8436e8 | 20aadc24-a391-41cf-b340-3e4529f44bde | 93a60a56-a3c8-11da-a746-0800200b9a66
Endrin | 72-20-8 | 72208 | 72208 | C12H8Cl6O |  | Mass | kg | emission | water | https://ofmpub.epa.gov/sor_internet/registry/substreg/searchandretrieve/substancesearch/search.do?details=displayDetails&selectedSubstanceId=48561 | 1 | Chemicals | 1e6f5bfd-58e1-3795-bd88-fcdce1b6a1ec | 68a5ef8e-68b8-384c-8097-5c940b8436e8 | 20aadc24-a391-41cf-b340-3e4529f44bde | 93a60a56-a3c8-11da-a746-0800200b9a66
1-Phenyl-3,3-dimethyltriazene | 7227-91-0 | 7227910 | 7227910 | C8H11N3 |  | Mass | kg | emission | water | https://ofmpub.epa.gov/sor_internet/registry/substreg/searchandretrieve/substancesearch/search.do?details=displayDetails&selectedSubstanceId=88490 | 1 | Chemicals | 7d9bcd75-6264-3c09-93c0-3c1741930bfa | 68a5ef8e-68b8-384c-8097-5c940b8436e8 | 20aadc24-a391-41cf-b340-3e4529f44bde | 93a60a56-a3c8-11da-a746-0800200b9a66
Methoxychlor | 72-43-5 | 72435 | 72435 | C16H15Cl3O2 |  | Mass | kg | emission | water | https://ofmpub.epa.gov/sor_internet/registry/substreg/searchandretrieve/substancesearch/search.do?details=displayDetails&selectedSubstanceId=48560 | 1 | Chemicals | b29415fe-aafa-38e5-8aea-dac39f843c35 | 68a5ef8e-68b8-384c-8097-5c940b8436e8 | 20aadc24-a391-41cf-b340-3e4529f44bde | 93a60a56-a3c8-11da-a746-0800200b9a66
Alizarin | 72-48-0 | 72480 | 72480 | C14H8O4 |  | Mass | kg | emission | water | https://ofmpub.epa.gov/sor_internet/registry/substreg/searchandretrieve/substancesearch/search.do?details=displayDetails&selectedSubstanceId=48559 | 1 | Chemicals | 347a7f01-1338-37b8-af6a-6a9cca109eec | 68a5ef8e-68b8-384c-8097-5c940b8436e8 | 20aadc24-a391-41cf-b340-3e4529f44bde | 93a60a56-a3c8-11da-a746-0800200b9a66
Fenoxycarb | 72490-01-8 | 72490018 | 72490018 | C17H19NO4 |  | Mass | kg | emission | water | https://ofmpub.epa.gov/sor_internet/registry/substreg/searchandretrieve/substancesearch/search.do?details=displayDetails&selectedSubstanceId=63960 | 1 | Chemicals | 3a761211-fafd-3bf7-aba2-8af032b52150 | 68a5ef8e-68b8-384c-8097-5c940b8436e8 | 20aadc24-a391-41cf-b340-3e4529f44bde | 93a60a56-a3c8-11da-a746-0800200b9a66
p,p'-DDD | 72-54-8 | 72548 | 72548 | C14H10Cl4 |  | Mass | kg | emission | water | https://ofmpub.epa.gov/sor_internet/registry/substreg/searchandretrieve/substancesearch/search.do?details=displayDetails&selectedSubstanceId=48558 | 1 | Chemicals | 3f6f1248-4542-359f-9dce-396a80fe478c | 68a5ef8e-68b8-384c-8097-5c940b8436e8 | 20aadc24-a391-41cf-b340-3e4529f44bde | 93a60a56-a3c8-11da-a746-0800200b9a66
p,p'-DDE | 72-55-9 | 72559 | 72559 | C14H8Cl4 |  | Mass | kg | emission | water | https://ofmpub.epa.gov/sor_internet/registry/substreg/searchandretrieve/substancesearch/search.do?details=displayDetails&selectedSubstanceId=88479 | 1 | Chemicals | c8c56b93-0d40-35b4-b93d-be9f3a1d960c | 68a5ef8e-68b8-384c-8097-5c940b8436e8 | 20aadc24-a391-41cf-b340-3e4529f44bde | 93a60a56-a3c8-11da-a746-0800200b9a66
Ethylan | 72-56-0 | 72560 | 72560 | C18H20Cl2 |  | Mass | kg | emission | water | https://ofmpub.epa.gov/sor_internet/registry/substreg/searchandretrieve/substancesearch/search.do?details=displayDetails&selectedSubstanceId=48557 | 1 | Chemicals | 8f2046d6-d8fb-3411-9315-90881b6d154b | 68a5ef8e-68b8-384c-8097-5c940b8436e8 | 20aadc24-a391-41cf-b340-3e4529f44bde | 93a60a56-a3c8-11da-a746-0800200b9a66
Chloramben-methyl | 7286-84-2 | 7286842 | 7286842 | C8H7Cl2NO2 |  | Mass | kg | emission | water | https://ofmpub.epa.gov/sor_internet/registry/substreg/searchandretrieve/substancesearch/search.do?details=displayDetails&selectedSubstanceId=37340 | 1 | Chemicals | 72e98b3f-2c14-37c5-9447-bcf2e8a27f73 | 68a5ef8e-68b8-384c-8097-5c940b8436e8 | 20aadc24-a391-41cf-b340-3e4529f44bde | 93a60a56-a3c8-11da-a746-0800200b9a66
Prometryn | 7287-19-6 | 7287196 | 7287196 | C10H19N5S |  | Mass | kg | emission | water | https://ofmpub.epa.gov/sor_internet/registry/substreg/searchandretrieve/substancesearch/search.do?details=displayDetails&selectedSubstanceId=88330 | 1 | Chemicals | e1827759-a644-38c8-927c-e09713571c8e | 68a5ef8e-68b8-384c-8097-5c940b8436e8 | 20aadc24-a391-41cf-b340-3e4529f44bde | 93a60a56-a3c8-11da-a746-0800200b9a66
Tolylfluanid | 731-27-1 | 731271 | 731271 | C10H13Cl2FN2O2S2 |  | Mass | kg | emission | water | https://ofmpub.epa.gov/sor_internet/registry/substreg/searchandretrieve/substancesearch/search.do?details=displayDetails&selectedSubstanceId=77655 | 1 | Chemicals | f2251866-5170-33b4-9041-e57459a23930 | 68a5ef8e-68b8-384c-8097-5c940b8436e8 | 20aadc24-a391-41cf-b340-3e4529f44bde | 93a60a56-a3c8-11da-a746-0800200b9a66
Phosmet | 732-11-6 | 732116 | 732116 | C11H12NO4PS2 |  | Mass | kg | emission | water | https://ofmpub.epa.gov/sor_internet/registry/substreg/searchandretrieve/substancesearch/search.do?details=displayDetails&selectedSubstanceId=44224 | 1 | Chemicals | aa2a7823-19b0-34e3-8f8c-750ff5e52ca8 | 68a5ef8e-68b8-384c-8097-5c940b8436e8 | 20aadc24-a391-41cf-b340-3e4529f44bde | 93a60a56-a3c8-11da-a746-0800200b9a66
2,4,6-Tris(tert-butyl)phenol | 732-26-3 | 732263 | 732263 | C18H30O |  | Mass | kg | emission | water | https://ofmpub.epa.gov/sor_internet/registry/substreg/searchandretrieve/substancesearch/search.do?details=displayDetails&selectedSubstanceId=88180 | 1 | Chemicals | 5ec6c178-0d01-3f8c-be53-631888cec327 | 68a5ef8e-68b8-384c-8097-5c940b8436e8 | 20aadc24-a391-41cf-b340-3e4529f44bde | 93a60a56-a3c8-11da-a746-0800200b9a66
Mefenacet | 73250-68-7 | 73250687 | 73250687 | C16H14N2O2S |  | Mass | kg | emission | water | https://ofmpub.epa.gov/sor_internet/registry/substreg/searchandretrieve/substancesearch/search.do?details=displayDetails&selectedSubstanceId=88178 | 1 | Chemicals | 56e20455-9581-3250-bac6-0deb793511bc | 68a5ef8e-68b8-384c-8097-5c940b8436e8 | 20aadc24-a391-41cf-b340-3e4529f44bde | 93a60a56-a3c8-11da-a746-0800200b9a66
N,N-Dimethyloctylamine | 7378-99-6 | 7378996 | 7378996 | C10H23N |  | Mass | kg | emission | water | https://ofmpub.epa.gov/sor_internet/registry/substreg/searchandretrieve/substancesearch/search.do?details=displayDetails&selectedSubstanceId=37182 | 1 | Chemicals | e8aa6a3b-562a-332b-af25-4427e5b788d3 | 68a5ef8e-68b8-384c-8097-5c940b8436e8 | 20aadc24-a391-41cf-b340-3e4529f44bde | 93a60a56-a3c8-11da-a746-0800200b9a66
Trimethoprim | 738-70-5 | 738705 | 738705 | C14H18N4O3 |  | Mass | kg | emission | water | https://ofmpub.epa.gov/sor_internet/registry/substreg/searchandretrieve/substancesearch/search.do?details=displayDetails&selectedSubstanceId=77977 | 1 | Chemicals | c5b1ab1d-c1a9-3506-af56-0dc3c25279a1 | 68a5ef8e-68b8-384c-8097-5c940b8436e8 | 20aadc24-a391-41cf-b340-3e4529f44bde | 93a60a56-a3c8-11da-a746-0800200b9a66
Dimethyldiallylammonium chloride | 7398-69-8 | 7398698 | 7398698 | C8H16ClN |  | Mass | kg | emission | water | https://ofmpub.epa.gov/sor_internet/registry/substreg/searchandretrieve/substancesearch/search.do?details=displayDetails&selectedSubstanceId=37159 | 1 | Chemicals | aab65541-1d3c-3f04-bbdf-9d9081d57720 | 68a5ef8e-68b8-384c-8097-5c940b8436e8 | 20aadc24-a391-41cf-b340-3e4529f44bde | 93a60a56-a3c8-11da-a746-0800200b9a66
Sethoxydim | 74051-80-2 | 74051802 | 74051802 | C17H29NO3S |  | Mass | kg | emission | water | https://ofmpub.epa.gov/sor_internet/registry/substreg/searchandretrieve/substancesearch/search.do?details=displayDetails&selectedSubstanceId=62829 | 1 | Chemicals | 2dd2ce6d-eb3e-3ec1-9a3a-c6ce7869625a | 68a5ef8e-68b8-384c-8097-5c940b8436e8 | 20aadc24-a391-41cf-b340-3e4529f44bde | 93a60a56-a3c8-11da-a746-0800200b9a66
Aclonifen | 74070-46-5 | 74070465 | 74070465 | C12H9ClN2O3 |  | Mass | kg | emission | water | https://ofmpub.epa.gov/sor_internet/registry/substreg/searchandretrieve/substancesearch/search.do?details=displayDetails&selectedSubstanceId=81991 | 1 | Chemicals | 1427de15-7a9e-30e6-8768-a1addd0b5529 | 68a5ef8e-68b8-384c-8097-5c940b8436e8 | 20aadc24-a391-41cf-b340-3e4529f44bde | 93a60a56-a3c8-11da-a746-0800200b9a66
[1,1'-Biphenyl]-3,3',4,4'-tetramine, tetrahydrochloride | 7411-49-6 | 7411496 | 7411496 | C12H18Cl4N4 |  | Mass | kg | emission | water | https://ofmpub.epa.gov/sor_internet/registry/substreg/searchandretrieve/substancesearch/search.do?details=displayDetails&selectedSubstanceId=88036 | 1 | Chemicals | 94606a0c-ff7d-3117-b6dd-22688bf7f1cc | 68a5ef8e-68b8-384c-8097-5c940b8436e8 | 20aadc24-a391-41cf-b340-3e4529f44bde | 93a60a56-a3c8-11da-a746-0800200b9a66
Clofentezine | 74115-24-5 | 74115245 | 74115245 | C14H8Cl2N4 |  | Mass | kg | emission | water | https://ofmpub.epa.gov/sor_internet/registry/substreg/searchandretrieve/substancesearch/search.do?details=displayDetails&selectedSubstanceId=62697 | 1 | Chemicals | a3a1c0bb-5847-3f68-8d2d-9135f86fa90b | 68a5ef8e-68b8-384c-8097-5c940b8436e8 | 20aadc24-a391-41cf-b340-3e4529f44bde | 93a60a56-a3c8-11da-a746-0800200b9a66
Phosphonic acid, (1-hydroxyethylidene)bis-, disodium salt | 7414-83-7 | 7414837 | 7414837 | C2H6Na2O7P2 |  | Mass | kg | emission | water | https://ofmpub.epa.gov/sor_internet/registry/substreg/searchandretrieve/substancesearch/search.do?details=displayDetails&selectedSubstanceId=37149 | 1 | Chemicals | 46b68f4c-b4b4-39ec-8498-05728b8a208b | 68a5ef8e-68b8-384c-8097-5c940b8436e8 | 20aadc24-a391-41cf-b340-3e4529f44bde | 93a60a56-a3c8-11da-a746-0800200b9a66
Bensulide | 741-58-2 | 741582 | 741582 | C14H24NO4PS3 |  | Mass | kg | emission | water | https://ofmpub.epa.gov/sor_internet/registry/substreg/searchandretrieve/substancesearch/search.do?details=displayDetails&selectedSubstanceId=44220 | 1 | Chemicals | ad7e327e-07bd-3324-bb35-93749361332d | 68a5ef8e-68b8-384c-8097-5c940b8436e8 | 20aadc24-a391-41cf-b340-3e4529f44bde | 93a60a56-a3c8-11da-a746-0800200b9a66
Sulfometuron methyl | 74222-97-2 | 74222972 | 74222972 | C15H16N4O5S |  | Mass | kg | emission | water | https://ofmpub.epa.gov/sor_internet/registry/substreg/searchandretrieve/substancesearch/search.do?details=displayDetails&selectedSubstanceId=86814 | 1 | Chemicals | 32e55748-e186-31c0-a7d0-0e8a8ecf3d46 | 68a5ef8e-68b8-384c-8097-5c940b8436e8 | 20aadc24-a391-41cf-b340-3e4529f44bde | 93a60a56-a3c8-11da-a746-0800200b9a66
Metsulfuron-methyl | 74223-64-6 | 74223646 | 74223646 | C14H15N5O6S |  | Mass | kg | emission | water | https://ofmpub.epa.gov/sor_internet/registry/substreg/searchandretrieve/substancesearch/search.do?details=displayDetails&selectedSubstanceId=86813 | 1 | Chemicals | 7adebc20-adf3-3746-be49-f9118c4693c1 | 68a5ef8e-68b8-384c-8097-5c940b8436e8 | 20aadc24-a391-41cf-b340-3e4529f44bde | 93a60a56-a3c8-11da-a746-0800200b9a66
Aluminum | 7429-90-5 | 7429905 | 7429905 | Al |  | Mass | kg | emission | water | https://ofmpub.epa.gov/sor_internet/registry/substreg/searchandretrieve/substancesearch/search.do?details=displayDetails&selectedSubstanceId=37021 | 1 | Chemicals | 0f1e904b-4a7f-3779-8f52-7dbd60a95f1e | 68a5ef8e-68b8-384c-8097-5c940b8436e8 | 20aadc24-a391-41cf-b340-3e4529f44bde | 93a60a56-a3c8-11da-a746-0800200b9a66
Lead | 7439-92-1 | 7439921 | 7439921 | Pb |  | Mass | kg | emission | water | https://ofmpub.epa.gov/sor_internet/registry/substreg/searchandretrieve/substancesearch/search.do?details=displayDetails&selectedSubstanceId=37012 | 1 | Chemicals | f6703059-3b20-32e7-adb7-41175e7dfada | 68a5ef8e-68b8-384c-8097-5c940b8436e8 | 20aadc24-a391-41cf-b340-3e4529f44bde | 93a60a56-a3c8-11da-a746-0800200b9a66
Manganese | 7439-96-5 | 7439965 | 7439965 | Mn |  | Mass | kg | emission | water | https://ofmpub.epa.gov/sor_internet/registry/substreg/searchandretrieve/substancesearch/search.do?details=displayDetails&selectedSubstanceId=37008 | 1 | Chemicals | f031b9a4-433a-3793-9420-53c3bc1aa9fd | 68a5ef8e-68b8-384c-8097-5c940b8436e8 | 20aadc24-a391-41cf-b340-3e4529f44bde | 93a60a56-a3c8-11da-a746-0800200b9a66
Mercury | 7439-97-6 | 7439976 | 7439976 | Hg |  | Mass | kg | emission | water | https://ofmpub.epa.gov/sor_internet/registry/substreg/searchandretrieve/substancesearch/search.do?details=displayDetails&selectedSubstanceId=37007 | 1 | Chemicals | f4f4b797-f984-3879-8e24-7840ab1a14ec | 68a5ef8e-68b8-384c-8097-5c940b8436e8 | 20aadc24-a391-41cf-b340-3e4529f44bde | 93a60a56-a3c8-11da-a746-0800200b9a66
Nickel | 7440-02-0 | 7440020 | 7440020 | Ni |  | Mass | kg | emission | water | https://ofmpub.epa.gov/sor_internet/registry/substreg/searchandretrieve/substancesearch/search.do?details=displayDetails&selectedSubstanceId=37003 | 1 | Chemicals | e1098986-b5ed-35cc-bff0-8fe235126aad | 68a5ef8e-68b8-384c-8097-5c940b8436e8 | 20aadc24-a391-41cf-b340-3e4529f44bde | 93a60a56-a3c8-11da-a746-0800200b9a66
Silver | 7440-22-4 | 7440224 | 7440224 | Ag |  | Mass | kg | emission | water | https://ofmpub.epa.gov/sor_internet/registry/substreg/searchandretrieve/substancesearch/search.do?details=displayDetails&selectedSubstanceId=36986 | 1 | Chemicals | 7ceaed40-406b-3d8b-893c-f09a9a482e84 | 68a5ef8e-68b8-384c-8097-5c940b8436e8 | 20aadc24-a391-41cf-b340-3e4529f44bde | 93a60a56-a3c8-11da-a746-0800200b9a66
Antimony | 7440-36-0 | 7440360 | 7440360 | Sb |  | Mass | kg | emission | water | https://ofmpub.epa.gov/sor_internet/registry/substreg/searchandretrieve/substancesearch/search.do?details=displayDetails&selectedSubstanceId=36975 | 1 | Chemicals | d6e830ad-7894-3a08-a6e3-c5e05ade8a1e | 68a5ef8e-68b8-384c-8097-5c940b8436e8 | 20aadc24-a391-41cf-b340-3e4529f44bde | 93a60a56-a3c8-11da-a746-0800200b9a66
Arsenic | 7440-38-2 | 7440382 | 7440382 | As |  | Mass | kg | emission | water | https://ofmpub.epa.gov/sor_internet/registry/substreg/searchandretrieve/substancesearch/search.do?details=displayDetails&selectedSubstanceId=36973 | 1 | Chemicals | 2229369b-f7a0-39b5-8bf7-e37812b505e0 | 68a5ef8e-68b8-384c-8097-5c940b8436e8 | 20aadc24-a391-41cf-b340-3e4529f44bde | 93a60a56-a3c8-11da-a746-0800200b9a66
Barium | 7440-39-3 | 7440393 | 7440393 | Ba |  | Mass | kg | emission | water | https://ofmpub.epa.gov/sor_internet/registry/substreg/searchandretrieve/substancesearch/search.do?details=displayDetails&selectedSubstanceId=36972 | 1 | Chemicals | 9deabfab-c470-389a-bb05-0880752070a0 | 68a5ef8e-68b8-384c-8097-5c940b8436e8 | 20aadc24-a391-41cf-b340-3e4529f44bde | 93a60a56-a3c8-11da-a746-0800200b9a66
Cadmium | 7440-43-9 | 7440439 | 7440439 | Cd |  | Mass | kg | emission | water | https://ofmpub.epa.gov/sor_internet/registry/substreg/searchandretrieve/substancesearch/search.do?details=displayDetails&selectedSubstanceId=36835 | 1 | Chemicals | 327bedd4-7506-3336-9fbe-cecd6162c8d5 | 68a5ef8e-68b8-384c-8097-5c940b8436e8 | 20aadc24-a391-41cf-b340-3e4529f44bde | 93a60a56-a3c8-11da-a746-0800200b9a66
Chromium | 7440-47-3 | 7440473 | 7440473 | Cr |  | Mass | kg | emission | water | https://ofmpub.epa.gov/sor_internet/registry/substreg/searchandretrieve/substancesearch/search.do?details=displayDetails&selectedSubstanceId=36831 | 1 | Chemicals | a6078bfe-11b7-3734-8666-4e68a31673ca | 68a5ef8e-68b8-384c-8097-5c940b8436e8 | 20aadc24-a391-41cf-b340-3e4529f44bde | 93a60a56-a3c8-11da-a746-0800200b9a66
Cobalt | 7440-48-4 | 7440484 | 7440484 | Co |  | Mass | kg | emission | water | https://ofmpub.epa.gov/sor_internet/registry/substreg/searchandretrieve/substancesearch/search.do?details=displayDetails&selectedSubstanceId=36830 | 1 | Chemicals | 0328c1f2-3da2-380b-be95-3dfe1222d627 | 68a5ef8e-68b8-384c-8097-5c940b8436e8 | 20aadc24-a391-41cf-b340-3e4529f44bde | 93a60a56-a3c8-11da-a746-0800200b9a66
Copper | 7440-50-8 | 7440508 | 7440508 | Cu |  | Mass | kg | emission | water | https://ofmpub.epa.gov/sor_internet/registry/substreg/searchandretrieve/substancesearch/search.do?details=displayDetails&selectedSubstanceId=36829 | 1 | Chemicals | df248b22-cd37-3605-90b7-3ad7a166e436 | 68a5ef8e-68b8-384c-8097-5c940b8436e8 | 20aadc24-a391-41cf-b340-3e4529f44bde | 93a60a56-a3c8-11da-a746-0800200b9a66
Vanadium | 7440-62-2 | 7440622 | 7440622 | V |  | Mass | kg | emission | water | https://ofmpub.epa.gov/sor_internet/registry/substreg/searchandretrieve/substancesearch/search.do?details=displayDetails&selectedSubstanceId=36819 | 1 | Chemicals | 4db9a9c0-8f7c-3f08-96a8-7802c3284490 | 68a5ef8e-68b8-384c-8097-5c940b8436e8 | 20aadc24-a391-41cf-b340-3e4529f44bde | 93a60a56-a3c8-11da-a746-0800200b9a66
1H-Pyrrole-3-carbonitrile, 4-(2,3-dichlorophenyl)- | 74738-17-3 | 74738173 | 74738173 | C11H6Cl2N2 |  | Mass | kg | emission | water | https://ofmpub.epa.gov/sor_internet/registry/substreg/searchandretrieve/substancesearch/search.do?details=displayDetails&selectedSubstanceId=81984 | 1 | Chemicals | 65d8fafd-be14-3f11-ae82-1e77b7d1ba14 | 68a5ef8e-68b8-384c-8097-5c940b8436e8 | 20aadc24-a391-41cf-b340-3e4529f44bde | 93a60a56-a3c8-11da-a746-0800200b9a66
Methyl bromide | 74-83-9 | 74839 | 74839 | CH3Br |  | Mass | kg | emission | water | https://ofmpub.epa.gov/sor_internet/registry/substreg/searchandretrieve/substancesearch/search.do?details=displayDetails&selectedSubstanceId=48547 | 1 | Chemicals | ae6930cf-844f-3e38-be18-9ab3afd561df | 68a5ef8e-68b8-384c-8097-5c940b8436e8 | 20aadc24-a391-41cf-b340-3e4529f44bde | 93a60a56-a3c8-11da-a746-0800200b9a66
Ethylene | 74-85-1 | 74851 | 74851 | C2H4 |  | Mass | kg | emission | water | https://ofmpub.epa.gov/sor_internet/registry/substreg/searchandretrieve/substancesearch/search.do?details=displayDetails&selectedSubstanceId=48545 | 1 | Chemicals | 8456626a-634f-3c11-996c-4b92d5397774 | 68a5ef8e-68b8-384c-8097-5c940b8436e8 | 20aadc24-a391-41cf-b340-3e4529f44bde | 93a60a56-a3c8-11da-a746-0800200b9a66